Smoke and heat exhaust (SHEV) | SHE system | Skylux | Skylux 160° CE with skylight and PVC curb 35/30 with LM-actuator and spoiler 1200 x 1200 mm |  | 50687 | 5412970506874 | 4686.35 | Yes | 30-45 | 72.16 | 1200 x 1200 mm | 1200 | 1200 |  | PVC 35/30 (35 cm high & roof opening = 30 cm larger than daylight size) | Square | 5.17 W/m²K - 1.28 W/m²K | 87% - 32% | 90% - 32% | 20dB - 23dB | 160° CE (for industry) | skylight | with spoiler | E | Single actuator | Maximum four-walled skylight possible for this product | Ut-value LT-value g-value Rw-value EN 1873 : 2014 EN ISO 13468 EN 16153 EN 410 EN 410 EN ISO 140-3 Material Walls Shells (W/m²K) (%) (%) (dB) Acrylic Single-walled Clear (H) 5.17 90 87 - PMMA Single-walled Opal (O) 5.17 83 76 - Double-walled Clear (H/H) 2.90 81 75 20 Double-walled Opal (O/O) 2.90 69 58 20 Triple-walled Clear (H/H/H) 1.70 73 65 22 Triple-walled Opal (O/H/O) 1.70 62 51 22 Four-walled Clear (H/H/H/H) 1.28 64 54 23 Four-walled Opal (H/H/O/H) 1.28 59 48 23 Polycarbonate Single-walled Clear (A) 5.17 88 83 - PC Single-walled Opal (D) 5.17 58 60 - Double-walled Clear (A/H) 2.90 79 72 20 Double-walled Clear (A/A) 2.90 77 69 20 Double-walled Opal (A/O) 2.90 73 63 20 Double-walled Opal (A/D) 2.90 51 50 20 Triple-walled Clear (A/H/H) 1.70 71 63 22 Triple-walled Opal (A/O/O) 1.70 61 48 22 Four-walled Clear (A/H/H/H) 1.28 64 52 23 Four-walled Opal (A/H/O/H) 1.28 59 46 23 Polycarbonate Single-walled Heatstop Opal (T) 5.17 49 59 - Heatstop PC Double-walled Clear (T/H) 2.90 44 51 20 Double-walled Opal (T/O) 2.90 41 45 20 Triple-walled Clear (T/H/H) 1.70 40 <td data-sheets-numberformat='{"1":2,"2":"0","3":1}' data-sheets-value='{"1":3,"3":44}' style="overflow:hidden;paddin | https://skylux.eu/en/products/skylux-160-ce-met-koepel-en-pvc-opstand-35-30-met-lm-motor-en-windvang-1200-x-1200-mm | https://skylux.eu/cdn/shop/files/Skylux-160deg-CE-met-koepel-en-pvc-opstand-3530-met-LM-motor-en-windvang-1200-x-1200-mm-RWA-systeem.jpg?v=1702982955&width=1600 |  | //skylux.eu/cdn/shop/files/E_MH_Mounting_instructions_Skylux_160_CE_LM.pdf?v=12406716259046007223 | //skylux.eu/cdn/shop/files/E_TD_Technical_File_Skylux_Skylux_160_CE_Electric.pdf?v=3667116872303399239 | <style type="text/css" id="isPasted"> <!--td { border: 1px solid #cccccc; } br { mso-data-placement: same-cell; } --> </style> <table border="1" cellpadding="0" cellspacing="0" dir="ltr" style="table-layout:fixed;font-size:10pt;font-family:Arial;border-collapse:collapse;border:none;"><tbody> <tr style="height:20px;"> <td style="overflow:hidden;padding:0px 3px 0px 3px;vertical-align:bottom;"></td> <td style="overflow:hidden;padding:0px 3px 0px 3px;vertical-align:bottom;"></td> <td style="overflow:hidden;padding:0px 3px 0px 3px;vertical-align:bottom;"></td> <td data-sheets-value='{"1":2,"2":"Ut-value"}' style="overflow:hidden;padding:0px 3px 0px 3px;vertical-align:bottom;font-weight:bold;text-align:center;">Ut-value</td> <td data-sheets-value='{"1":2,"2":"LT-value"}' style="overflow:hidden;padding:0px 3px 0px 3px;vertical-align:bottom;font-weight:bold;text-align:center;">LT-value</td> <td data-sheets-value='{"1":2,"2":"g-value"}' style="overflow:hidden;padding:0px 3px 0px 3px;vertical-align:bottom;font-weight:bold;text-align:center;">g-value</td> <td data-sheets-value='{"1":2,"2":"Rw-value "}' style="overflow:hidden;padding:0px 3px 0px 3px;vertical-align:bottom;font-weight:bold;text-align:center;">Rw-value </td> </tr> <tr style="height:20px;"> <td style="overflow:hidden;padding:0px 3px 0px 3px;vertical-align:bottom;"></td> <td style="overflow:hidden;padding:0px 3px 0px 3px;vertical-align:bottom;"></td> <td style="overflow:hidden;padding:0px 3px 0px 3px;vertical-align:bottom;"></td> <td data-sheets-numberformat='{"1":2,"2":"0.00","3":1}' data-sheets-value='{"1":2,"2":"EN 1873 : 2014"}' style="overflow:hidden;padding:0px 3px 0px 3px;vertical-align:bottom;text-align:center;">EN 1873 : 2014</td> <td data-sheets-numberformat='{"1":2,"2":"0","3":1}' data-sheets-value='{"1":2,"2":"EN ISO 13468 EN 16153 EN 410"}' style="overflow:hidden;padding:0px 3px 0px 3px;vertical-align:bottom;text-align:center;">EN ISO 13468 EN 16153 EN 410</td> <td data-sheets-numberformat='{"1":2,"2":"0","3":1}' data-sheets-value='{"1":2,"2":"EN 410"}' style="overflow:hidden;padding:0px 3px 0px 3px;vertical-align:bottom;text-align:center;">EN 410</td> <td data-sheets-value='{"1":2,"2":"EN ISO 140-3\t\t"}' style="overflow:hidden;padding:0px 3px 0px 3px;vertical-align:bottom;text-align:center;">EN ISO 140-3 </td> </tr> <tr style="height:20px;"> <td data-sheets-value='{"1":2,"2":"Material"}' style="border-bottom:1px solid #000000;overflow:hidden;padding:0px 3px 0px 3px;vertical-align:bottom;background-color:#000000;font-weight:bold;color:#ffffff;">Material</td> <td data-sheets-value='{"1":2,"2":"Walls"}' style="border-bottom:1px solid #000000;overflow:hidden;padding:0px 3px 0px 3px;vertical-align:bottom;background-color:#000000;font-weight:bold;color:#ffffff;">Walls</td> <td data-sheets-value='{"1":2,"2":"Shells"}' style="border-bottom:1px solid #000000;overflow:hidden;padding:0px 3px 0px 3px;vertical-align:bottom;background-color:#000000;font-weight:bold;color:#ffffff;">Shells</td> <td data-sheets-numberformat='{"1":2,"2":"0.00","3":1}' data-sheets-value='{"1":2,"2":"(W/m²K)\t"}' style="border-bottom:1px solid #000000;overflow:hidden;padding:0px 3px 0px 3px;vertical-align:bottom;background-color:#000000;font-weight:bold;color:#ffffff;text-align:center;">(W/m²K) </td> <td data-sheets-numberformat='{"1":2,"2":"0","3":1}' data-sheets-value='{"1":2,"2":"(%)"}' style="border-bottom:1px solid #000000;overflow:hidden;padding:0px 3px 0px 3px;vertical-align:bottom;background-color:#000000;font-weight:bold;color:#ffffff;text-align:center;">(%)</td> <td data-sheets-numberformat='{"1":2,"2":"0","3":1}' data-sheets-value='{"1":2,"2":"(%)"}' style="border-bottom:1px solid #000000;overflow:hidden;padding:0px 3px 0px 3px;vertical-align:bottom;background-color:#000000;font-weight:bold;color:#ffffff;text-align:center;">(%)</td> <td data-sheets-value='{"1":2,"2":"(dB)"}' style="border-bottom:1px solid #000000;overflow:hidden;padding:0px 3px 0px 3px;vertical-align:bottom;background-color:#000000;font-weight:bold;color:#ffffff;text-align:center;">(dB)</td> </tr> <tr style="height:20px;"> <td data-sheets-value='{"1":2,"2":"Acrylic"}' style="border-left:1px solid #000000;overflow:hidden;padding:0px 3px 0px 3px;vertical-align:bottom;font-weight:bold;">Acrylic</td> <td data-sheets-value='{"1":2,"2":"Single-walled"}' style="overflow:hidden;padding:0px 3px 0px 3px;vertical-align:bottom;font-weight:bold;">Single-walled</td> <td data-sheets-value='{"1":2,"2":"Clear (H)"}' style="border-right:1px solid #000000;overflow:hidden;padding:0px 3px 0px 3px;vertical-align:bottom;font-weight:bold;">Clear (H)</td> <td data-sheets-numberformat='{"1":2,"2":"0.00","3":1}' data-sheets-value='{"1":3,"3":5.17}' style="overflow:hidden;padding:0px 3px 0px 3px;vertical-align:bottom;text-align:center;">5.17</td> <td data-sheets-numberformat='{"1":2,"2":"0","3":1}' data-sheets-value='{"1":3,"3":90}' style="overflow:hidden;padding:0px 3px 0px 3px;vertical-align:bottom;text-align:center;">90</td> <td data-sheets-numberformat='{"1":2,"2":"0","3":1}' data-sheets-value='{"1":3,"3":87}' style="overflow:hidden;padding:0px 3px 0px 3px;vertical-align:bottom;text-align:center;">87</td> <td data-sheets-numberformat='{"1":2,"2":"0","3":1}' data-sheets-value='{"1":2,"2":"-"}' style="border-right:1px solid #000000;overflow:hidden;padding:0px 3px 0px 3px;vertical-align:bottom;text-align:center;">-</td> </tr> <tr style="height:20px;"> <td data-sheets-value='{"1":2,"2":"PMMA"}' style="border-left:1px solid #000000;overflow:hidden;padding:0px 3px 0px 3px;vertical-align:bottom;font-weight:bold;">PMMA</td> <td data-sheets-value='{"1":2,"2":"Single-walled"}' style="overflow:hidden;padding:0px 3px 0px 3px;vertical-align:bottom;font-weight:bold;">Single-walled</td> <td data-sheets-value='{"1":2,"2":"Opal (O)"}' style="border-right:1px solid #000000;overflow:hidden;padding:0px 3px 0px 3px;vertical-align:bottom;font-weight:bold;">Opal (O)</td> <td data-sheets-numberformat='{"1":2,"2":"0.00","3":1}' data-sheets-value='{"1":3,"3":5.17}' style="overflow:hidden;padding:0px 3px 0px 3px;vertical-align:bottom;text-align:center;">5.17</td> <td data-sheets-numberformat='{"1":2,"2":"0","3":1}' data-sheets-value='{"1":3,"3":83}' style="overflow:hidden;padding:0px 3px 0px 3px;vertical-align:bottom;text-align:center;">83</td> <td data-sheets-numberformat='{"1":2,"2":"0","3":1}' data-sheets-value='{"1":3,"3":76}' style="overflow:hidden;padding:0px 3px 0px 3px;vertical-align:bottom;text-align:center;">76</td> <td data-sheets-numberformat='{"1":2,"2":"0","3":1}' data-sheets-value='{"1":2,"2":"-"}' style="border-right:1px solid #000000;overflow:hidden;padding:0px 3px 0px 3px;vertical-align:bottom;text-align:center;">-</td> </tr> <tr style="height:20px;"> <td style="border-left:1px solid #000000;overflow:hidden;padding:0px 3px 0px 3px;vertical-align:bottom;font-weight:bold;"></td> <td data-sheets-value='{"1":2,"2":"Double-walled"}' style="overflow:hidden;padding:0px 3px 0px 3px;vertical-align:bottom;font-weight:bold;">Double-walled</td> <td data-sheets-value='{"1":2,"2":"Clear (H/H)"}' style="border-right:1px solid #000000;overflow:hidden;padding:0px 3px 0px 3px;vertical-align:bottom;font-weight:bold;">Clear (H/H)</td> <td data-sheets-numberformat='{"1":2,"2":"0.00","3":1}' data-sheets-value='{"1":3,"3":2.9}' style="overflow:hidden;padding:0px 3px 0px 3px;vertical-align:bottom;text-align:center;">2.90</td> <td data-sheets-numberformat='{"1":2,"2":"0","3":1}' data-sheets-value='{"1":3,"3":81}' style="overflow:hidden;padding:0px 3px 0px 3px;vertical-align:bottom;text-align:center;">81</td> <td data-sheets-numberformat='{"1":2,"2":"0","3":1}' data-sheets-value='{"1":3,"3":75}' style="overflow:hidden;padding:0px 3px 0px 3px;vertical-align:bottom;text-align:center;">75</td> <td data-sheets-numberformat='{"1":2,"2":"0","3":1}' data-sheets-value='{"1":3,"3":20}' style="border-right:1px solid #000000;overflow:hidden;padding:0px 3px 0px 3px;vertical-align:bottom;text-align:center;">20</td> </tr> <tr style="height:20px;"> <td style="border-left:1px solid #000000;overflow:hidden;padding:0px 3px 0px 3px;vertical-align:bottom;font-weight:bold;"></td> <td data-sheets-value='{"1":2,"2":"Double-walled"}' style="overflow:hidden;padding:0px 3px 0px 3px;vertical-align:bottom;font-weight:bold;">Double-walled</td> <td data-sheets-value='{"1":2,"2":"Opal (O/O)"}' style="border-right:1px solid #000000;overflow:hidden;padding:0px 3px 0px 3px;vertical-align:bottom;font-weight:bold;">Opal (O/O)</td> <td data-sheets-numberformat='{"1":2,"2":"0.00","3":1}' data-sheets-value='{"1":3,"3":2.9}' style="overflow:hidden;padding:0px 3px 0px 3px;vertical-align:bottom;text-align:center;">2.90</td> <td data-sheets-numberformat='{"1":2,"2":"0","3":1}' data-sheets-value='{"1":3,"3":69}' style="overflow:hidden;padding:0px 3px 0px 3px;vertical-align:bottom;text-align:center;">69</td> <td data-sheets-numberformat='{"1":2,"2":"0","3":1}' data-sheets-value='{"1":3,"3":58}' style="overflow:hidden;padding:0px 3px 0px 3px;vertical-align:bottom;text-align:center;">58</td> <td data-sheets-numberformat='{"1":2,"2":"0","3":1}' data-sheets-value='{"1":3,"3":20}' style="border-right:1px solid #000000;overflow:hidden;padding:0px 3px 0px 3px;vertical-align:bottom;text-align:center;">20</td> </tr> <tr style="height:20px;"> <td style="border-left:1px solid #000000;overflow:hidden;padding:0px 3px 0px 3px;vertical-align:bottom;font-weight:bold;"></td> <td data-sheets-value='{"1":2,"2":"Triple-walled"}' style="overflow:hidden;padding:0px 3px 0px 3px;vertical-align:bottom;font-weight:bold;">Triple-walled</td> <td data-sheets-value='{"1":2,"2":"Clear (H/H/H)"}' style="border-right:1px solid #000000;overflow:hidden;padding:0px 3px 0px 3px;vertical-align:bottom;font-weight:bold;">Clear (H/H/H)</td> <td data-sheets-numberformat='{"1":2,"2":"0.00","3":1}' data-sheets-value='{"1":3,"3":1.7}' style="overflow:hidden;padding:0px 3px 0px 3px;vertical-align:bottom;text-align:center;">1.70</td> <td data-sheets-numberformat='{"1":2,"2":"0","3":1}' data-sheets-value='{"1":3,"3":73}' style="overflow:hidden;padding:0px 3px 0px 3px;vertical-align:bottom;text-align:center;">73</td> <td data-sheets-numberformat='{"1":2,"2":"0","3":1}' data-sheets-value='{"1":3,"3":65}' style="overflow:hidden;padding:0px 3px 0px 3px;vertical-align:bottom;text-align:center;">65</td> <td data-sheets-numberformat='{"1":2,"2":"0","3":1}' data-sheets-value='{"1":3,"3":22}' style="border-right:1px solid #000000;overflow:hidden;padding:0px 3px 0px 3px;vertical-align:bottom;text-align:center;">22</td> </tr> <tr style="height:20px;"> <td style="border-left:1px solid #000000;overflow:hidden;padding:0px 3px 0px 3px;vertical-align:bottom;font-weight:bold;"></td> <td data-sheets-value='{"1":2,"2":"Triple-walled"}' style="overflow:hidden;padding:0px 3px 0px 3px;vertical-align:bottom;font-weight:bold;">Triple-walled</td> <td data-sheets-value='{"1":2,"2":"Opal (O/H/O)"}' style="border-right:1px solid #000000;overflow:hidden;padding:0px 3px 0px 3px;vertical-align:bottom;font-weight:bold;">Opal (O/H/O)</td> <td data-sheets-numberformat='{"1":2,"2":"0.00","3":1}' data-sheets-value='{"1":3,"3":1.7}' style="overflow:hidden;padding:0px 3px 0px 3px;vertical-align:bottom;text-align:center;">1.70</td> <td data-sheets-numberformat='{"1":2,"2":"0","3":1}' data-sheets-value='{"1":3,"3":62}' style="overflow:hidden;padding:0px 3px 0px 3px;vertical-align:bottom;text-align:center;">62</td> <td data-sheets-numberformat='{"1":2,"2":"0","3":1}' data-sheets-value='{"1":3,"3":51}' style="overflow:hidden;padding:0px 3px 0px 3px;vertical-align:bottom;text-align:center;">51</td> <td data-sheets-numberformat='{"1":2,"2":"0","3":1}' data-sheets-value='{"1":3,"3":22}' style="border-right:1px solid #000000;overflow:hidden;padding:0px 3px 0px 3px;vertical-align:bottom;text-align:center;">22</td> </tr> <tr style="height:20px;"> <td style="border-left:1px solid #000000;overflow:hidden;padding:0px 3px 0px 3px;vertical-align:bottom;font-weight:bold;"></td> <td data-sheets-value='{"1":2,"2":"Four-walled"}' style="overflow:hidden;padding:0px 3px 0px 3px;vertical-align:bottom;font-weight:bold;">Four-walled</td> <td data-sheets-value='{"1":2,"2":"Clear (H/H/H/H)"}' style="border-right:1px solid #000000;overflow:hidden;padding:0px 3px 0px 3px;vertical-align:bottom;font-weight:bold;">Clear (H/H/H/H)</td> <td data-sheets-numberformat='{"1":2,"2":"0.00","3":1}' data-sheets-value='{"1":3,"3":1.28}' style="overflow:hidden;padding:0px 3px 0px 3px;vertical-align:bottom;text-align:center;">1.28</td> <td data-sheets-numberformat='{"1":2,"2":"0","3":1}' data-sheets-value='{"1":3,"3":64}' style="overflow:hidden;padding:0px 3px 0px 3px;vertical-align:bottom;text-align:center;">64</td> <td data-sheets-numberformat='{"1":2,"2":"0","3":1}' data-sheets-value='{"1":3,"3":54}' style="overflow:hidden;padding:0px 3px 0px 3px;vertical-align:bottom;text-align:center;">54</td> <td data-sheets-numberformat='{"1":2,"2":"0","3":1}' data-sheets-value='{"1":3,"3":23}' style="border-right:1px solid #000000;overflow:hidden;padding:0px 3px 0px 3px;vertical-align:bottom;text-align:center;">23</td> </tr> <tr style="height:20px;"> <td style="border-bottom:1px solid #000000;border-left:1px solid #000000;overflow:hidden;padding:0px 3px 0px 3px;vertical-align:bottom;"></td> <td data-sheets-value='{"1":2,"2":"Four-walled"}' style="border-bottom:1px solid #000000;overflow:hidden;padding:0px 3px 0px 3px;vertical-align:bottom;font-weight:bold;">Four-walled</td> <td data-sheets-value='{"1":2,"2":"Opal (H/H/O/H)"}' style="border-right:1px solid #000000;border-bottom:1px solid #000000;overflow:hidden;padding:0px 3px 0px 3px;vertical-align:bottom;font-weight:bold;">Opal (H/H/O/H)</td> <td data-sheets-numberformat='{"1":2,"2":"0.00","3":1}' data-sheets-value='{"1":3,"3":1.28}' style="border-bottom:1px solid #000000;overflow:hidden;padding:0px 3px 0px 3px;vertical-align:bottom;text-align:center;">1.28</td> <td data-sheets-numberformat='{"1":2,"2":"0","3":1}' data-sheets-value='{"1":3,"3":59}' style="border-bottom:1px solid #000000;overflow:hidden;padding:0px 3px 0px 3px;vertical-align:bottom;text-align:center;">59</td> <td data-sheets-numberformat='{"1":2,"2":"0","3":1}' data-sheets-value='{"1":3,"3":48}' style="border-bottom:1px solid #000000;overflow:hidden;padding:0px 3px 0px 3px;vertical-align:bottom;text-align:center;">48</td> <td data-sheets-numberformat='{"1":2,"2":"0","3":1}' data-sheets-value='{"1":3,"3":23}' style="border-right:1px solid #000000;border-bottom:1px solid #000000;overflow:hidden;padding:0px 3px 0px 3px;vertical-align:bottom;text-align:center;">23</td> </tr> <tr style="height:20px;"> <td data-sheets-value='{"1":2,"2":"Polycarbonate "}' style="border-left:1px solid #000000;overflow:hidden;padding:0px 3px 0px 3px;vertical-align:bottom;font-weight:bold;">Polycarbonate </td> <td data-sheets-value='{"1":2,"2":"Single-walled"}' style="overflow:hidden;padding:0px 3px 0px 3px;vertical-align:bottom;font-weight:bold;">Single-walled</td> <td data-sheets-value='{"1":2,"2":"Clear (A)"}' style="border-right:1px solid #000000;overflow:hidden;padding:0px 3px 0px 3px;vertical-align:bottom;font-weight:bold;">Clear (A)</td> <td data-sheets-numberformat='{"1":2,"2":"0.00","3":1}' data-sheets-value='{"1":3,"3":5.17}' style="overflow:hidden;padding:0px 3px 0px 3px;vertical-align:bottom;text-align:center;">5.17</td> <td data-sheets-numberformat='{"1":2,"2":"0","3":1}' data-sheets-value='{"1":3,"3":88}' style="overflow:hidden;padding:0px 3px 0px 3px;vertical-align:bottom;text-align:center;">88</td> <td data-sheets-numberformat='{"1":2,"2":"0","3":1}' data-sheets-value='{"1":3,"3":83}' style="overflow:hidden;padding:0px 3px 0px 3px;vertical-align:bottom;text-align:center;">83</td> <td data-sheets-numberformat='{"1":2,"2":"0","3":1}' data-sheets-value='{"1":2,"2":"-"}' style="border-right:1px solid #000000;overflow:hidden;padding:0px 3px 0px 3px;vertical-align:bottom;text-align:center;">-</td> </tr> <tr style="height:20px;"> <td data-sheets-value='{"1":2,"2":"PC"}' style="border-left:1px solid #000000;overflow:hidden;padding:0px 3px 0px 3px;vertical-align:bottom;font-weight:bold;">PC</td> <td data-sheets-value='{"1":2,"2":"Single-walled"}' style="overflow:hidden;padding:0px 3px 0px 3px;vertical-align:bottom;font-weight:bold;">Single-walled</td> <td data-sheets-value='{"1":2,"2":"Opal (D)"}' style="border-right:1px solid #000000;overflow:hidden;padding:0px 3px 0px 3px;vertical-align:bottom;font-weight:bold;">Opal (D)</td> <td data-sheets-numberformat='{"1":2,"2":"0.00","3":1}' data-sheets-value='{"1":3,"3":5.17}' style="overflow:hidden;padding:0px 3px 0px 3px;vertical-align:bottom;text-align:center;">5.17</td> <td data-sheets-numberformat='{"1":2,"2":"0","3":1}' data-sheets-value='{"1":3,"3":58}' style="overflow:hidden;padding:0px 3px 0px 3px;vertical-align:bottom;text-align:center;">58</td> <td data-sheets-numberformat='{"1":2,"2":"0","3":1}' data-sheets-value='{"1":3,"3":60}' style="overflow:hidden;padding:0px 3px 0px 3px;vertical-align:bottom;text-align:center;">60</td> <td data-sheets-numberformat='{"1":2,"2":"0","3":1}' data-sheets-value='{"1":2,"2":"-"}' style="border-right:1px solid #000000;overflow:hidden;padding:0px 3px 0px 3px;vertical-align:bottom;text-align:center;">-</td> </tr> <tr style="height:20px;"> <td style="border-left:1px solid #000000;overflow:hidden;padding:0px 3px 0px 3px;vertical-align:bottom;font-weight:bold;"></td> <td data-sheets-value='{"1":2,"2":"Double-walled"}' style="overflow:hidden;padding:0px 3px 0px 3px;vertical-align:bottom;font-weight:bold;">Double-walled</td> <td data-sheets-value='{"1":2,"2":"Clear (A/H)"}' style="border-right:1px solid #000000;overflow:hidden;padding:0px 3px 0px 3px;vertical-align:bottom;font-weight:bold;">Clear (A/H)</td> <td data-sheets-numberformat='{"1":2,"2":"0.00","3":1}' data-sheets-value='{"1":3,"3":2.9}' style="overflow:hidden;padding:0px 3px 0px 3px;vertical-align:bottom;text-align:center;">2.90</td> <td data-sheets-numberformat='{"1":2,"2":"0","3":1}' data-sheets-value='{"1":3,"3":79}' style="overflow:hidden;padding:0px 3px 0px 3px;vertical-align:bottom;text-align:center;">79</td> <td data-sheets-numberformat='{"1":2,"2":"0","3":1}' data-sheets-value='{"1":3,"3":72}' style="overflow:hidden;padding:0px 3px 0px 3px;vertical-align:bottom;text-align:center;">72</td> <td data-sheets-numberformat='{"1":2,"2":"0","3":1}' data-sheets-value='{"1":3,"3":20}' style="border-right:1px solid #000000;overflow:hidden;padding:0px 3px 0px 3px;vertical-align:bottom;text-align:center;">20</td> </tr> <tr style="height:20px;"> <td style="border-left:1px solid #000000;overflow:hidden;padding:0px 3px 0px 3px;vertical-align:bottom;font-weight:bold;"></td> <td data-sheets-value='{"1":2,"2":"Double-walled"}' style="overflow:hidden;padding:0px 3px 0px 3px;vertical-align:bottom;font-weight:bold;">Double-walled</td> <td data-sheets-value='{"1":2,"2":"Clear (A/A)"}' style="border-right:1px solid #000000;overflow:hidden;padding:0px 3px 0px 3px;vertical-align:bottom;font-weight:bold;">Clear (A/A)</td> <td data-sheets-numberformat='{"1":2,"2":"0.00","3":1}' data-sheets-value='{"1":3,"3":2.9}' style="overflow:hidden;padding:0px 3px 0px 3px;vertical-align:bottom;text-align:center;">2.90</td> <td data-sheets-numberformat='{"1":2,"2":"0","3":1}' data-sheets-value='{"1":3,"3":77}' style="overflow:hidden;padding:0px 3px 0px 3px;vertical-align:bottom;text-align:center;">77</td> <td data-sheets-numberformat='{"1":2,"2":"0","3":1}' data-sheets-value='{"1":3,"3":69}' style="overflow:hidden;padding:0px 3px 0px 3px;vertical-align:bottom;text-align:center;">69</td> <td data-sheets-numberformat='{"1":2,"2":"0","3":1}' data-sheets-value='{"1":3,"3":20}' style="border-right:1px solid #000000;overflow:hidden;padding:0px 3px 0px 3px;vertical-align:bottom;text-align:center;">20</td> </tr> <tr style="height:20px;"> <td style="border-left:1px solid #000000;overflow:hidden;padding:0px 3px 0px 3px;vertical-align:bottom;font-weight:bold;"></td> <td data-sheets-value='{"1":2,"2":"Double-walled"}' style="overflow:hidden;padding:0px 3px 0px 3px;vertical-align:bottom;font-weight:bold;">Double-walled</td> <td data-sheets-value='{"1":2,"2":"Opal (A/O)"}' style="border-right:1px solid #000000;overflow:hidden;padding:0px 3px 0px 3px;vertical-align:bottom;font-weight:bold;">Opal (A/O)</td> <td data-sheets-numberformat='{"1":2,"2":"0.00","3":1}' data-sheets-value='{"1":3,"3":2.9}' style="overflow:hidden;padding:0px 3px 0px 3px;vertical-align:bottom;text-align:center;">2.90</td> <td data-sheets-numberformat='{"1":2,"2":"0","3":1}' data-sheets-value='{"1":3,"3":73}' style="overflow:hidden;padding:0px 3px 0px 3px;vertical-align:bottom;text-align:center;">73</td> <td data-sheets-numberformat='{"1":2,"2":"0","3":1}' data-sheets-value='{"1":3,"3":63}' style="overflow:hidden;padding:0px 3px 0px 3px;vertical-align:bottom;text-align:center;">63</td> <td data-sheets-numberformat='{"1":2,"2":"0","3":1}' data-sheets-value='{"1":3,"3":20}' style="border-right:1px solid #000000;overflow:hidden;padding:0px 3px 0px 3px;vertical-align:bottom;text-align:center;">20</td> </tr> <tr style="height:20px;"> <td style="border-left:1px solid #000000;overflow:hidden;padding:0px 3px 0px 3px;vertical-align:bottom;font-weight:bold;"></td> <td data-sheets-value='{"1":2,"2":"Double-walled"}' style="overflow:hidden;padding:0px 3px 0px 3px;vertical-align:bottom;font-weight:bold;">Double-walled</td> <td data-sheets-value='{"1":2,"2":"Opal (A/D)"}' style="border-right:1px solid #000000;overflow:hidden;padding:0px 3px 0px 3px;vertical-align:bottom;font-weight:bold;">Opal (A/D)</td> <td data-sheets-numberformat='{"1":2,"2":"0.00","3":1}' data-sheets-value='{"1":3,"3":2.9}' style="overflow:hidden;padding:0px 3px 0px 3px;vertical-align:bottom;text-align:center;">2.90</td> <td data-sheets-numberformat='{"1":2,"2":"0","3":1}' data-sheets-value='{"1":3,"3":51}' style="overflow:hidden;padding:0px 3px 0px 3px;vertical-align:bottom;text-align:center;">51</td> <td data-sheets-numberformat='{"1":2,"2":"0","3":1}' data-sheets-value='{"1":3,"3":50}' style="overflow:hidden;padding:0px 3px 0px 3px;vertical-align:bottom;text-align:center;">50</td> <td data-sheets-numberformat='{"1":2,"2":"0","3":1}' data-sheets-value='{"1":3,"3":20}' style="border-right:1px solid #000000;overflow:hidden;padding:0px 3px 0px 3px;vertical-align:bottom;text-align:center;">20</td> </tr> <tr style="height:20px;"> <td style="border-left:1px solid #000000;overflow:hidden;padding:0px 3px 0px 3px;vertical-align:bottom;font-weight:bold;"></td> <td data-sheets-value='{"1":2,"2":"Triple-walled"}' style="overflow:hidden;padding:0px 3px 0px 3px;vertical-align:bottom;font-weight:bold;">Triple-walled</td> <td data-sheets-value='{"1":2,"2":"Clear (A/H/H)"}' style="border-right:1px solid #000000;overflow:hidden;padding:0px 3px 0px 3px;vertical-align:bottom;font-weight:bold;">Clear (A/H/H)</td> <td data-sheets-numberformat='{"1":2,"2":"0.00","3":1}' data-sheets-value='{"1":3,"3":1.7}' style="overflow:hidden;padding:0px 3px 0px 3px;vertical-align:bottom;text-align:center;">1.70</td> <td data-sheets-numberformat='{"1":2,"2":"0","3":1}' data-sheets-value='{"1":3,"3":71}' style="overflow:hidden;padding:0px 3px 0px 3px;vertical-align:bottom;text-align:center;">71</td> <td data-sheets-numberformat='{"1":2,"2":"0","3":1}' data-sheets-value='{"1":3,"3":63}' style="overflow:hidden;padding:0px 3px 0px 3px;vertical-align:bottom;text-align:center;">63</td> <td data-sheets-numberformat='{"1":2,"2":"0","3":1}' data-sheets-value='{"1":3,"3":22}' style="border-right:1px solid #000000;overflow:hidden;padding:0px 3px 0px 3px;vertical-align:bottom;text-align:center;">22</td> </tr> <tr style="height:20px;"> <td style="border-left:1px solid #000000;overflow:hidden;padding:0px 3px 0px 3px;vertical-align:bottom;font-weight:bold;"></td> <td data-sheets-value='{"1":2,"2":"Triple-walled"}' style="overflow:hidden;padding:0px 3px 0px 3px;vertical-align:bottom;font-weight:bold;">Triple-walled</td> <td data-sheets-value='{"1":2,"2":"Opal (A/O/O)"}' style="border-right:1px solid #000000;overflow:hidden;padding:0px 3px 0px 3px;vertical-align:bottom;font-weight:bold;">Opal (A/O/O)</td> <td data-sheets-numberformat='{"1":2,"2":"0.00","3":1}' data-sheets-value='{"1":3,"3":1.7}' style="overflow:hidden;padding:0px 3px 0px 3px;vertical-align:bottom;text-align:center;">1.70</td> <td data-sheets-numberformat='{"1":2,"2":"0","3":1}' data-sheets-value='{"1":3,"3":61}' style="overflow:hidden;padding:0px 3px 0px 3px;vertical-align:bottom;text-align:center;">61</td> <td data-sheets-numberformat='{"1":2,"2":"0","3":1}' data-sheets-value='{"1":3,"3":48}' style="overflow:hidden;padding:0px 3px 0px 3px;vertical-align:bottom;text-align:center;">48</td> <td data-sheets-numberformat='{"1":2,"2":"0","3":1}' data-sheets-value='{"1":3,"3":22}' style="border-right:1px solid #000000;overflow:hidden;padding:0px 3px 0px 3px;vertical-align:bottom;text-align:center;">22</td> </tr> <tr style="height:20px;"> <td style="border-left:1px solid #000000;overflow:hidden;padding:0px 3px 0px 3px;vertical-align:bottom;font-weight:bold;"></td> <td data-sheets-value='{"1":2,"2":"Four-walled"}' style="overflow:hidden;padding:0px 3px 0px 3px;vertical-align:bottom;font-weight:bold;">Four-walled</td> <td data-sheets-value='{"1":2,"2":"Clear (A/H/H/H)"}' style="border-right:1px solid #000000;overflow:hidden;padding:0px 3px 0px 3px;vertical-align:bottom;font-weight:bold;">Clear (A/H/H/H)</td> <td data-sheets-numberformat='{"1":2,"2":"0.00","3":1}' data-sheets-value='{"1":3,"3":1.28}' style="overflow:hidden;padding:0px 3px 0px 3px;vertical-align:bottom;text-align:center;">1.28</td> <td data-sheets-numberformat='{"1":2,"2":"0","3":1}' data-sheets-value='{"1":3,"3":64}' style="overflow:hidden;padding:0px 3px 0px 3px;vertical-align:bottom;text-align:center;">64</td> <td data-sheets-numberformat='{"1":2,"2":"0","3":1}' data-sheets-value='{"1":3,"3":52}' style="overflow:hidden;padding:0px 3px 0px 3px;vertical-align:bottom;text-align:center;">52</td> <td data-sheets-numberformat='{"1":2,"2":"0","3":1}' data-sheets-value='{"1":3,"3":23}' style="border-right:1px solid #000000;overflow:hidden;padding:0px 3px 0px 3px;vertical-align:bottom;text-align:center;">23</td> </tr> <tr style="height:20px;"> <td style="border-bottom:1px solid #000000;border-left:1px solid #000000;overflow:hidden;padding:0px 3px 0px 3px;vertical-align:bottom;"></td> <td data-sheets-value='{"1":2,"2":"Four-walled"}' style="border-bottom:1px solid #000000;overflow:hidden;padding:0px 3px 0px 3px;vertical-align:bottom;font-weight:bold;">Four-walled</td> <td data-sheets-value='{"1":2,"2":"Opal (A/H/O/H)"}' style="border-right:1px solid #000000;border-bottom:1px solid #000000;overflow:hidden;padding:0px 3px 0px 3px;vertical-align:bottom;font-weight:bold;">Opal (A/H/O/H)</td> <td data-sheets-numberformat='{"1":2,"2":"0.00","3":1}' data-sheets-value='{"1":3,"3":1.28}' style="border-bottom:1px solid #000000;overflow:hidden;padding:0px 3px 0px 3px;vertical-align:bottom;text-align:center;">1.28</td> <td data-sheets-numberformat='{"1":2,"2":"0","3":1}' data-sheets-value='{"1":3,"3":59}' style="border-bottom:1px solid #000000;overflow:hidden;padding:0px 3px 0px 3px;vertical-align:bottom;text-align:center;">59</td> <td data-sheets-numberformat='{"1":2,"2":"0","3":1}' data-sheets-value='{"1":3,"3":46}' style="border-bottom:1px solid #000000;overflow:hidden;padding:0px 3px 0px 3px;vertical-align:bottom;text-align:center;">46</td> <td data-sheets-numberformat='{"1":2,"2":"0","3":1}' data-sheets-value='{"1":3,"3":23}' style="border-right:1px solid #000000;border-bottom:1px solid #000000;overflow:hidden;padding:0px 3px 0px 3px;vertical-align:bottom;text-align:center;">23</td> </tr> <tr style="height:20px;"> <td data-sheets-value='{"1":2,"2":"Polycarbonate"}' style="border-left:1px solid #000000;overflow:hidden;padding:0px 3px 0px 3px;vertical-align:bottom;font-weight:bold;">Polycarbonate</td> <td data-sheets-value='{"1":2,"2":"Single-walled"}' style="overflow:hidden;padding:0px 3px 0px 3px;vertical-align:bottom;font-weight:bold;">Single-walled</td> <td data-sheets-value='{"1":2,"2":"Heatstop Opal (T)"}' style="border-right:1px solid #000000;overflow:hidden;padding:0px 3px 0px 3px;vertical-align:bottom;font-weight:bold;">Heatstop Opal (T)</td> <td data-sheets-numberformat='{"1":2,"2":"0.00","3":1}' data-sheets-value='{"1":3,"3":5.17}' style="overflow:hidden;padding:0px 3px 0px 3px;vertical-align:bottom;text-align:center;">5.17</td> <td data-sheets-numberformat='{"1":2,"2":"0","3":1}' data-sheets-value='{"1":3,"3":49}' style="overflow:hidden;padding:0px 3px 0px 3px;vertical-align:bottom;text-align:center;">49</td> <td data-sheets-numberformat='{"1":2,"2":"0","3":1}' data-sheets-value='{"1":3,"3":59}' style="overflow:hidden;padding:0px 3px 0px 3px;vertical-align:bottom;text-align:center;">59</td> <td data-sheets-numberformat='{"1":2,"2":"0","3":1}' data-sheets-value='{"1":2,"2":"-"}' style="border-right:1px solid #000000;overflow:hidden;padding:0px 3px 0px 3px;vertical-align:bottom;text-align:center;">-</td> </tr> <tr style="height:20px;"> <td data-sheets-value='{"1":2,"2":"Heatstop PC"}' style="border-left:1px solid #000000;overflow:hidden;padding:0px 3px 0px 3px;vertical-align:bottom;font-weight:bold;">Heatstop PC</td> <td data-sheets-value='{"1":2,"2":"Double-walled"}' style="overflow:hidden;padding:0px 3px 0px 3px;vertical-align:bottom;font-weight:bold;">Double-walled</td> <td data-sheets-value='{"1":2,"2":"Clear (T/H)"}' style="border-right:1px solid #000000;overflow:hidden;padding:0px 3px 0px 3px;vertical-align:bottom;font-weight:bold;">Clear (T/H)</td> <td data-sheets-numberformat='{"1":2,"2":"0.00","3":1}' data-sheets-value='{"1":3,"3":2.9}' style="overflow:hidden;padding:0px 3px 0px 3px;vertical-align:bottom;text-align:center;">2.90</td> <td data-sheets-numberformat='{"1":2,"2":"0","3":1}' data-sheets-value='{"1":3,"3":44}' style="overflow:hidden;padding:0px 3px 0px 3px;vertical-align:bottom;text-align:center;">44</td> <td data-sheets-numberformat='{"1":2,"2":"0","3":1}' data-sheets-value='{"1":3,"3":51}' style="overflow:hidden;padding:0px 3px 0px 3px;vertical-align:bottom;text-align:center;">51</td> <td data-sheets-numberformat='{"1":2,"2":"0","3":1}' data-sheets-value='{"1":3,"3":20}' style="border-right:1px solid #000000;overflow:hidden;padding:0px 3px 0px 3px;vertical-align:bottom;text-align:center;">20</td> </tr> <tr style="height:20px;"> <td style="border-left:1px solid #000000;overflow:hidden;padding:0px 3px 0px 3px;vertical-align:bottom;font-weight:bold;"></td> <td data-sheets-value='{"1":2,"2":"Double-walled"}' style="overflow:hidden;padding:0px 3px 0px 3px;vertical-align:bottom;font-weight:bold;">Double-walled</td> <td data-sheets-value='{"1":2,"2":"Opal (T/O)"}' style="border-right:1px solid #000000;overflow:hidden;padding:0px 3px 0px 3px;vertical-align:bottom;font-weight:bold;">Opal (T/O)</td> <td data-sheets-numberformat='{"1":2,"2":"0.00","3":1}' data-sheets-value='{"1":3,"3":2.9}' style="overflow:hidden;padding:0px 3px 0px 3px;vertical-align:bottom;text-align:center;">2.90</td> <td data-sheets-numberformat='{"1":2,"2":"0","3":1}' data-sheets-value='{"1":3,"3":41}' style="overflow:hidden;padding:0px 3px 0px 3px;vertical-align:bottom;text-align:center;">41</td> <td data-sheets-numberformat='{"1":2,"2":"0","3":1}' data-sheets-value='{"1":3,"3":45}' style="overflow:hidden;padding:0px 3px 0px 3px;vertical-align:bottom;text-align:center;">45</td> <td data-sheets-numberformat='{"1":2,"2":"0","3":1}' data-sheets-value='{"1":3,"3":20}' style="border-right:1px solid #000000;overflow:hidden;padding:0px 3px 0px 3px;vertical-align:bottom;text-align:center;">20</td> </tr> <tr style="height:20px;"> <td style="border-left:1px solid #000000;overflow:hidden;padding:0px 3px 0px 3px;vertical-align:bottom;font-weight:bold;"></td> <td data-sheets-value='{"1":2,"2":"Triple-walled"}' style="overflow:hidden; | skylux-160-ce-met-koepel-en-pvc-opstand-35-30-met-lm-motor-en-windvang-1200-x-1200-mm | 8586056139085 | 46872399249741
Smoke and heat exhaust (SHEV) | SHE system | Skylux | Skylux 160° CE with skylight and PVC curb 35/30 with LM-actuator and spoiler 1200 x 1400 mm |  | 50688 | 5412970506881 | 5067.5 | Yes | 30-45 | 76.79 | 1200 x 1400 mm | 1400 | 1200 |  | PVC 35/30 (35 cm high & roof opening = 30 cm larger than daylight size) | Rectangular | 5.17 W/m²K - 1.28 W/m²K | 87% - 32% | 90% - 32% | 20dB - 23dB | 160° CE (for industry) | skylight | with spoiler | E | Single actuator | Maximum four-walled skylight possible for this product | Ut-value LT-value g-value Rw-value EN 1873 : 2014 EN ISO 13468 EN 16153 EN 410 EN 410 EN ISO 140-3 Material Walls Shells (W/m²K) (%) (%) (dB) Acrylic Single-walled Clear (H) 5.17 90 87 - PMMA Single-walled Opal (O) 5.17 83 76 - Double-walled Clear (H/H) 2.90 81 75 20 Double-walled Opal (O/O) 2.90 69 58 20 Triple-walled Clear (H/H/H) 1.70 73 65 22 Triple-walled Opal (O/H/O) 1.70 62 51 22 Four-walled Clear (H/H/H/H) 1.28 64 54 23 Four-walled Opal (H/H/O/H) 1.28 59 48 23 Polycarbonate Single-walled Clear (A) 5.17 88 83 - PC Single-walled Opal (D) 5.17 58 60 - Double-walled Clear (A/H) 2.90 79 72 20 Double-walled Clear (A/A) 2.90 77 69 20 Double-walled Opal (A/O) 2.90 73 63 20 Double-walled Opal (A/D) 2.90 51 50 20 Triple-walled Clear (A/H/H) 1.70 71 63 22 Triple-walled Opal (A/O/O) 1.70 61 48 22 Four-walled Clear (A/H/H/H) 1.28 64 52 23 Four-walled Opal (A/H/O/H) 1.28 59 46 23 Polycarbonate Single-walled Heatstop Opal (T) 5.17 49 59 - Heatstop PC Double-walled Clear (T/H) 2.90 44 51 20 Double-walled Opal (T/O) 2.90 41 45 20 Triple-walled Clear (T/H/H) 1.70 40 <td data-sheets-numberformat='{"1":2,"2":"0","3":1}' data-sheets-value='{"1":3,"3":44}' style="overflow:hidden;paddin | https://skylux.eu/en/products/skylux-160-ce-met-koepel-en-pvc-opstand-35-30-met-lm-motor-en-windvang-1200-x-1400-mm | https://skylux.eu/cdn/shop/files/Skylux-160deg-CE-met-koepel-en-pvc-opstand-3530-met-LM-motor-en-windvang-1200-x-1400-mm-RWA-systeem.jpg?v=1702982960&width=1600 | https://skylux.eu/cdn/shop/files/e5a82811-1bb0-48e4-a776-cacb59c7c092_159eed7c-d9d6-42d7-bff5-2f0cf3059f21.jpg?v=1688551751&width=1600 | //skylux.eu/cdn/shop/files/E_MH_Mounting_instructions_Skylux_160_CE_LM.pdf?v=12406716259046007223 | //skylux.eu/cdn/shop/files/E_TD_Technical_File_Skylux_Skylux_160_CE_Electric.pdf?v=3667116872303399239 | <style type="text/css" id="isPasted"> <!--td { border: 1px solid #cccccc; } br { mso-data-placement: same-cell; } --> </style> <table border="1" cellpadding="0" cellspacing="0" dir="ltr" style="table-layout:fixed;font-size:10pt;font-family:Arial;border-collapse:collapse;border:none;"><tbody> <tr style="height:20px;"> <td style="overflow:hidden;padding:0px 3px 0px 3px;vertical-align:bottom;"></td> <td style="overflow:hidden;padding:0px 3px 0px 3px;vertical-align:bottom;"></td> <td style="overflow:hidden;padding:0px 3px 0px 3px;vertical-align:bottom;"></td> <td data-sheets-value='{"1":2,"2":"Ut-value"}' style="overflow:hidden;padding:0px 3px 0px 3px;vertical-align:bottom;font-weight:bold;text-align:center;">Ut-value</td> <td data-sheets-value='{"1":2,"2":"LT-value"}' style="overflow:hidden;padding:0px 3px 0px 3px;vertical-align:bottom;font-weight:bold;text-align:center;">LT-value</td> <td data-sheets-value='{"1":2,"2":"g-value"}' style="overflow:hidden;padding:0px 3px 0px 3px;vertical-align:bottom;font-weight:bold;text-align:center;">g-value</td> <td data-sheets-value='{"1":2,"2":"Rw-value "}' style="overflow:hidden;padding:0px 3px 0px 3px;vertical-align:bottom;font-weight:bold;text-align:center;">Rw-value </td> </tr> <tr style="height:20px;"> <td style="overflow:hidden;padding:0px 3px 0px 3px;vertical-align:bottom;"></td> <td style="overflow:hidden;padding:0px 3px 0px 3px;vertical-align:bottom;"></td> <td style="overflow:hidden;padding:0px 3px 0px 3px;vertical-align:bottom;"></td> <td data-sheets-numberformat='{"1":2,"2":"0.00","3":1}' data-sheets-value='{"1":2,"2":"EN 1873 : 2014"}' style="overflow:hidden;padding:0px 3px 0px 3px;vertical-align:bottom;text-align:center;">EN 1873 : 2014</td> <td data-sheets-numberformat='{"1":2,"2":"0","3":1}' data-sheets-value='{"1":2,"2":"EN ISO 13468 EN 16153 EN 410"}' style="overflow:hidden;padding:0px 3px 0px 3px;vertical-align:bottom;text-align:center;">EN ISO 13468 EN 16153 EN 410</td> <td data-sheets-numberformat='{"1":2,"2":"0","3":1}' data-sheets-value='{"1":2,"2":"EN 410"}' style="overflow:hidden;padding:0px 3px 0px 3px;vertical-align:bottom;text-align:center;">EN 410</td> <td data-sheets-value='{"1":2,"2":"EN ISO 140-3\t\t"}' style="overflow:hidden;padding:0px 3px 0px 3px;vertical-align:bottom;text-align:center;">EN ISO 140-3 </td> </tr> <tr style="height:20px;"> <td data-sheets-value='{"1":2,"2":"Material"}' style="border-bottom:1px solid #000000;overflow:hidden;padding:0px 3px 0px 3px;vertical-align:bottom;background-color:#000000;font-weight:bold;color:#ffffff;">Material</td> <td data-sheets-value='{"1":2,"2":"Walls"}' style="border-bottom:1px solid #000000;overflow:hidden;padding:0px 3px 0px 3px;vertical-align:bottom;background-color:#000000;font-weight:bold;color:#ffffff;">Walls</td> <td data-sheets-value='{"1":2,"2":"Shells"}' style="border-bottom:1px solid #000000;overflow:hidden;padding:0px 3px 0px 3px;vertical-align:bottom;background-color:#000000;font-weight:bold;color:#ffffff;">Shells</td> <td data-sheets-numberformat='{"1":2,"2":"0.00","3":1}' data-sheets-value='{"1":2,"2":"(W/m²K)\t"}' style="border-bottom:1px solid #000000;overflow:hidden;padding:0px 3px 0px 3px;vertical-align:bottom;background-color:#000000;font-weight:bold;color:#ffffff;text-align:center;">(W/m²K) </td> <td data-sheets-numberformat='{"1":2,"2":"0","3":1}' data-sheets-value='{"1":2,"2":"(%)"}' style="border-bottom:1px solid #000000;overflow:hidden;padding:0px 3px 0px 3px;vertical-align:bottom;background-color:#000000;font-weight:bold;color:#ffffff;text-align:center;">(%)</td> <td data-sheets-numberformat='{"1":2,"2":"0","3":1}' data-sheets-value='{"1":2,"2":"(%)"}' style="border-bottom:1px solid #000000;overflow:hidden;padding:0px 3px 0px 3px;vertical-align:bottom;background-color:#000000;font-weight:bold;color:#ffffff;text-align:center;">(%)</td> <td data-sheets-value='{"1":2,"2":"(dB)"}' style="border-bottom:1px solid #000000;overflow:hidden;padding:0px 3px 0px 3px;vertical-align:bottom;background-color:#000000;font-weight:bold;color:#ffffff;text-align:center;">(dB)</td> </tr> <tr style="height:20px;"> <td data-sheets-value='{"1":2,"2":"Acrylic"}' style="border-left:1px solid #000000;overflow:hidden;padding:0px 3px 0px 3px;vertical-align:bottom;font-weight:bold;">Acrylic</td> <td data-sheets-value='{"1":2,"2":"Single-walled"}' style="overflow:hidden;padding:0px 3px 0px 3px;vertical-align:bottom;font-weight:bold;">Single-walled</td> <td data-sheets-value='{"1":2,"2":"Clear (H)"}' style="border-right:1px solid #000000;overflow:hidden;padding:0px 3px 0px 3px;vertical-align:bottom;font-weight:bold;">Clear (H)</td> <td data-sheets-numberformat='{"1":2,"2":"0.00","3":1}' data-sheets-value='{"1":3,"3":5.17}' style="overflow:hidden;padding:0px 3px 0px 3px;vertical-align:bottom;text-align:center;">5.17</td> <td data-sheets-numberformat='{"1":2,"2":"0","3":1}' data-sheets-value='{"1":3,"3":90}' style="overflow:hidden;padding:0px 3px 0px 3px;vertical-align:bottom;text-align:center;">90</td> <td data-sheets-numberformat='{"1":2,"2":"0","3":1}' data-sheets-value='{"1":3,"3":87}' style="overflow:hidden;padding:0px 3px 0px 3px;vertical-align:bottom;text-align:center;">87</td> <td data-sheets-numberformat='{"1":2,"2":"0","3":1}' data-sheets-value='{"1":2,"2":"-"}' style="border-right:1px solid #000000;overflow:hidden;padding:0px 3px 0px 3px;vertical-align:bottom;text-align:center;">-</td> </tr> <tr style="height:20px;"> <td data-sheets-value='{"1":2,"2":"PMMA"}' style="border-left:1px solid #000000;overflow:hidden;padding:0px 3px 0px 3px;vertical-align:bottom;font-weight:bold;">PMMA</td> <td data-sheets-value='{"1":2,"2":"Single-walled"}' style="overflow:hidden;padding:0px 3px 0px 3px;vertical-align:bottom;font-weight:bold;">Single-walled</td> <td data-sheets-value='{"1":2,"2":"Opal (O)"}' style="border-right:1px solid #000000;overflow:hidden;padding:0px 3px 0px 3px;vertical-align:bottom;font-weight:bold;">Opal (O)</td> <td data-sheets-numberformat='{"1":2,"2":"0.00","3":1}' data-sheets-value='{"1":3,"3":5.17}' style="overflow:hidden;padding:0px 3px 0px 3px;vertical-align:bottom;text-align:center;">5.17</td> <td data-sheets-numberformat='{"1":2,"2":"0","3":1}' data-sheets-value='{"1":3,"3":83}' style="overflow:hidden;padding:0px 3px 0px 3px;vertical-align:bottom;text-align:center;">83</td> <td data-sheets-numberformat='{"1":2,"2":"0","3":1}' data-sheets-value='{"1":3,"3":76}' style="overflow:hidden;padding:0px 3px 0px 3px;vertical-align:bottom;text-align:center;">76</td> <td data-sheets-numberformat='{"1":2,"2":"0","3":1}' data-sheets-value='{"1":2,"2":"-"}' style="border-right:1px solid #000000;overflow:hidden;padding:0px 3px 0px 3px;vertical-align:bottom;text-align:center;">-</td> </tr> <tr style="height:20px;"> <td style="border-left:1px solid #000000;overflow:hidden;padding:0px 3px 0px 3px;vertical-align:bottom;font-weight:bold;"></td> <td data-sheets-value='{"1":2,"2":"Double-walled"}' style="overflow:hidden;padding:0px 3px 0px 3px;vertical-align:bottom;font-weight:bold;">Double-walled</td> <td data-sheets-value='{"1":2,"2":"Clear (H/H)"}' style="border-right:1px solid #000000;overflow:hidden;padding:0px 3px 0px 3px;vertical-align:bottom;font-weight:bold;">Clear (H/H)</td> <td data-sheets-numberformat='{"1":2,"2":"0.00","3":1}' data-sheets-value='{"1":3,"3":2.9}' style="overflow:hidden;padding:0px 3px 0px 3px;vertical-align:bottom;text-align:center;">2.90</td> <td data-sheets-numberformat='{"1":2,"2":"0","3":1}' data-sheets-value='{"1":3,"3":81}' style="overflow:hidden;padding:0px 3px 0px 3px;vertical-align:bottom;text-align:center;">81</td> <td data-sheets-numberformat='{"1":2,"2":"0","3":1}' data-sheets-value='{"1":3,"3":75}' style="overflow:hidden;padding:0px 3px 0px 3px;vertical-align:bottom;text-align:center;">75</td> <td data-sheets-numberformat='{"1":2,"2":"0","3":1}' data-sheets-value='{"1":3,"3":20}' style="border-right:1px solid #000000;overflow:hidden;padding:0px 3px 0px 3px;vertical-align:bottom;text-align:center;">20</td> </tr> <tr style="height:20px;"> <td style="border-left:1px solid #000000;overflow:hidden;padding:0px 3px 0px 3px;vertical-align:bottom;font-weight:bold;"></td> <td data-sheets-value='{"1":2,"2":"Double-walled"}' style="overflow:hidden;padding:0px 3px 0px 3px;vertical-align:bottom;font-weight:bold;">Double-walled</td> <td data-sheets-value='{"1":2,"2":"Opal (O/O)"}' style="border-right:1px solid #000000;overflow:hidden;padding:0px 3px 0px 3px;vertical-align:bottom;font-weight:bold;">Opal (O/O)</td> <td data-sheets-numberformat='{"1":2,"2":"0.00","3":1}' data-sheets-value='{"1":3,"3":2.9}' style="overflow:hidden;padding:0px 3px 0px 3px;vertical-align:bottom;text-align:center;">2.90</td> <td data-sheets-numberformat='{"1":2,"2":"0","3":1}' data-sheets-value='{"1":3,"3":69}' style="overflow:hidden;padding:0px 3px 0px 3px;vertical-align:bottom;text-align:center;">69</td> <td data-sheets-numberformat='{"1":2,"2":"0","3":1}' data-sheets-value='{"1":3,"3":58}' style="overflow:hidden;padding:0px 3px 0px 3px;vertical-align:bottom;text-align:center;">58</td> <td data-sheets-numberformat='{"1":2,"2":"0","3":1}' data-sheets-value='{"1":3,"3":20}' style="border-right:1px solid #000000;overflow:hidden;padding:0px 3px 0px 3px;vertical-align:bottom;text-align:center;">20</td> </tr> <tr style="height:20px;"> <td style="border-left:1px solid #000000;overflow:hidden;padding:0px 3px 0px 3px;vertical-align:bottom;font-weight:bold;"></td> <td data-sheets-value='{"1":2,"2":"Triple-walled"}' style="overflow:hidden;padding:0px 3px 0px 3px;vertical-align:bottom;font-weight:bold;">Triple-walled</td> <td data-sheets-value='{"1":2,"2":"Clear (H/H/H)"}' style="border-right:1px solid #000000;overflow:hidden;padding:0px 3px 0px 3px;vertical-align:bottom;font-weight:bold;">Clear (H/H/H)</td> <td data-sheets-numberformat='{"1":2,"2":"0.00","3":1}' data-sheets-value='{"1":3,"3":1.7}' style="overflow:hidden;padding:0px 3px 0px 3px;vertical-align:bottom;text-align:center;">1.70</td> <td data-sheets-numberformat='{"1":2,"2":"0","3":1}' data-sheets-value='{"1":3,"3":73}' style="overflow:hidden;padding:0px 3px 0px 3px;vertical-align:bottom;text-align:center;">73</td> <td data-sheets-numberformat='{"1":2,"2":"0","3":1}' data-sheets-value='{"1":3,"3":65}' style="overflow:hidden;padding:0px 3px 0px 3px;vertical-align:bottom;text-align:center;">65</td> <td data-sheets-numberformat='{"1":2,"2":"0","3":1}' data-sheets-value='{"1":3,"3":22}' style="border-right:1px solid #000000;overflow:hidden;padding:0px 3px 0px 3px;vertical-align:bottom;text-align:center;">22</td> </tr> <tr style="height:20px;"> <td style="border-left:1px solid #000000;overflow:hidden;padding:0px 3px 0px 3px;vertical-align:bottom;font-weight:bold;"></td> <td data-sheets-value='{"1":2,"2":"Triple-walled"}' style="overflow:hidden;padding:0px 3px 0px 3px;vertical-align:bottom;font-weight:bold;">Triple-walled</td> <td data-sheets-value='{"1":2,"2":"Opal (O/H/O)"}' style="border-right:1px solid #000000;overflow:hidden;padding:0px 3px 0px 3px;vertical-align:bottom;font-weight:bold;">Opal (O/H/O)</td> <td data-sheets-numberformat='{"1":2,"2":"0.00","3":1}' data-sheets-value='{"1":3,"3":1.7}' style="overflow:hidden;padding:0px 3px 0px 3px;vertical-align:bottom;text-align:center;">1.70</td> <td data-sheets-numberformat='{"1":2,"2":"0","3":1}' data-sheets-value='{"1":3,"3":62}' style="overflow:hidden;padding:0px 3px 0px 3px;vertical-align:bottom;text-align:center;">62</td> <td data-sheets-numberformat='{"1":2,"2":"0","3":1}' data-sheets-value='{"1":3,"3":51}' style="overflow:hidden;padding:0px 3px 0px 3px;vertical-align:bottom;text-align:center;">51</td> <td data-sheets-numberformat='{"1":2,"2":"0","3":1}' data-sheets-value='{"1":3,"3":22}' style="border-right:1px solid #000000;overflow:hidden;padding:0px 3px 0px 3px;vertical-align:bottom;text-align:center;">22</td> </tr> <tr style="height:20px;"> <td style="border-left:1px solid #000000;overflow:hidden;padding:0px 3px 0px 3px;vertical-align:bottom;font-weight:bold;"></td> <td data-sheets-value='{"1":2,"2":"Four-walled"}' style="overflow:hidden;padding:0px 3px 0px 3px;vertical-align:bottom;font-weight:bold;">Four-walled</td> <td data-sheets-value='{"1":2,"2":"Clear (H/H/H/H)"}' style="border-right:1px solid #000000;overflow:hidden;padding:0px 3px 0px 3px;vertical-align:bottom;font-weight:bold;">Clear (H/H/H/H)</td> <td data-sheets-numberformat='{"1":2,"2":"0.00","3":1}' data-sheets-value='{"1":3,"3":1.28}' style="overflow:hidden;padding:0px 3px 0px 3px;vertical-align:bottom;text-align:center;">1.28</td> <td data-sheets-numberformat='{"1":2,"2":"0","3":1}' data-sheets-value='{"1":3,"3":64}' style="overflow:hidden;padding:0px 3px 0px 3px;vertical-align:bottom;text-align:center;">64</td> <td data-sheets-numberformat='{"1":2,"2":"0","3":1}' data-sheets-value='{"1":3,"3":54}' style="overflow:hidden;padding:0px 3px 0px 3px;vertical-align:bottom;text-align:center;">54</td> <td data-sheets-numberformat='{"1":2,"2":"0","3":1}' data-sheets-value='{"1":3,"3":23}' style="border-right:1px solid #000000;overflow:hidden;padding:0px 3px 0px 3px;vertical-align:bottom;text-align:center;">23</td> </tr> <tr style="height:20px;"> <td style="border-bottom:1px solid #000000;border-left:1px solid #000000;overflow:hidden;padding:0px 3px 0px 3px;vertical-align:bottom;"></td> <td data-sheets-value='{"1":2,"2":"Four-walled"}' style="border-bottom:1px solid #000000;overflow:hidden;padding:0px 3px 0px 3px;vertical-align:bottom;font-weight:bold;">Four-walled</td> <td data-sheets-value='{"1":2,"2":"Opal (H/H/O/H)"}' style="border-right:1px solid #000000;border-bottom:1px solid #000000;overflow:hidden;padding:0px 3px 0px 3px;vertical-align:bottom;font-weight:bold;">Opal (H/H/O/H)</td> <td data-sheets-numberformat='{"1":2,"2":"0.00","3":1}' data-sheets-value='{"1":3,"3":1.28}' style="border-bottom:1px solid #000000;overflow:hidden;padding:0px 3px 0px 3px;vertical-align:bottom;text-align:center;">1.28</td> <td data-sheets-numberformat='{"1":2,"2":"0","3":1}' data-sheets-value='{"1":3,"3":59}' style="border-bottom:1px solid #000000;overflow:hidden;padding:0px 3px 0px 3px;vertical-align:bottom;text-align:center;">59</td> <td data-sheets-numberformat='{"1":2,"2":"0","3":1}' data-sheets-value='{"1":3,"3":48}' style="border-bottom:1px solid #000000;overflow:hidden;padding:0px 3px 0px 3px;vertical-align:bottom;text-align:center;">48</td> <td data-sheets-numberformat='{"1":2,"2":"0","3":1}' data-sheets-value='{"1":3,"3":23}' style="border-right:1px solid #000000;border-bottom:1px solid #000000;overflow:hidden;padding:0px 3px 0px 3px;vertical-align:bottom;text-align:center;">23</td> </tr> <tr style="height:20px;"> <td data-sheets-value='{"1":2,"2":"Polycarbonate "}' style="border-left:1px solid #000000;overflow:hidden;padding:0px 3px 0px 3px;vertical-align:bottom;font-weight:bold;">Polycarbonate </td> <td data-sheets-value='{"1":2,"2":"Single-walled"}' style="overflow:hidden;padding:0px 3px 0px 3px;vertical-align:bottom;font-weight:bold;">Single-walled</td> <td data-sheets-value='{"1":2,"2":"Clear (A)"}' style="border-right:1px solid #000000;overflow:hidden;padding:0px 3px 0px 3px;vertical-align:bottom;font-weight:bold;">Clear (A)</td> <td data-sheets-numberformat='{"1":2,"2":"0.00","3":1}' data-sheets-value='{"1":3,"3":5.17}' style="overflow:hidden;padding:0px 3px 0px 3px;vertical-align:bottom;text-align:center;">5.17</td> <td data-sheets-numberformat='{"1":2,"2":"0","3":1}' data-sheets-value='{"1":3,"3":88}' style="overflow:hidden;padding:0px 3px 0px 3px;vertical-align:bottom;text-align:center;">88</td> <td data-sheets-numberformat='{"1":2,"2":"0","3":1}' data-sheets-value='{"1":3,"3":83}' style="overflow:hidden;padding:0px 3px 0px 3px;vertical-align:bottom;text-align:center;">83</td> <td data-sheets-numberformat='{"1":2,"2":"0","3":1}' data-sheets-value='{"1":2,"2":"-"}' style="border-right:1px solid #000000;overflow:hidden;padding:0px 3px 0px 3px;vertical-align:bottom;text-align:center;">-</td> </tr> <tr style="height:20px;"> <td data-sheets-value='{"1":2,"2":"PC"}' style="border-left:1px solid #000000;overflow:hidden;padding:0px 3px 0px 3px;vertical-align:bottom;font-weight:bold;">PC</td> <td data-sheets-value='{"1":2,"2":"Single-walled"}' style="overflow:hidden;padding:0px 3px 0px 3px;vertical-align:bottom;font-weight:bold;">Single-walled</td> <td data-sheets-value='{"1":2,"2":"Opal (D)"}' style="border-right:1px solid #000000;overflow:hidden;padding:0px 3px 0px 3px;vertical-align:bottom;font-weight:bold;">Opal (D)</td> <td data-sheets-numberformat='{"1":2,"2":"0.00","3":1}' data-sheets-value='{"1":3,"3":5.17}' style="overflow:hidden;padding:0px 3px 0px 3px;vertical-align:bottom;text-align:center;">5.17</td> <td data-sheets-numberformat='{"1":2,"2":"0","3":1}' data-sheets-value='{"1":3,"3":58}' style="overflow:hidden;padding:0px 3px 0px 3px;vertical-align:bottom;text-align:center;">58</td> <td data-sheets-numberformat='{"1":2,"2":"0","3":1}' data-sheets-value='{"1":3,"3":60}' style="overflow:hidden;padding:0px 3px 0px 3px;vertical-align:bottom;text-align:center;">60</td> <td data-sheets-numberformat='{"1":2,"2":"0","3":1}' data-sheets-value='{"1":2,"2":"-"}' style="border-right:1px solid #000000;overflow:hidden;padding:0px 3px 0px 3px;vertical-align:bottom;text-align:center;">-</td> </tr> <tr style="height:20px;"> <td style="border-left:1px solid #000000;overflow:hidden;padding:0px 3px 0px 3px;vertical-align:bottom;font-weight:bold;"></td> <td data-sheets-value='{"1":2,"2":"Double-walled"}' style="overflow:hidden;padding:0px 3px 0px 3px;vertical-align:bottom;font-weight:bold;">Double-walled</td> <td data-sheets-value='{"1":2,"2":"Clear (A/H)"}' style="border-right:1px solid #000000;overflow:hidden;padding:0px 3px 0px 3px;vertical-align:bottom;font-weight:bold;">Clear (A/H)</td> <td data-sheets-numberformat='{"1":2,"2":"0.00","3":1}' data-sheets-value='{"1":3,"3":2.9}' style="overflow:hidden;padding:0px 3px 0px 3px;vertical-align:bottom;text-align:center;">2.90</td> <td data-sheets-numberformat='{"1":2,"2":"0","3":1}' data-sheets-value='{"1":3,"3":79}' style="overflow:hidden;padding:0px 3px 0px 3px;vertical-align:bottom;text-align:center;">79</td> <td data-sheets-numberformat='{"1":2,"2":"0","3":1}' data-sheets-value='{"1":3,"3":72}' style="overflow:hidden;padding:0px 3px 0px 3px;vertical-align:bottom;text-align:center;">72</td> <td data-sheets-numberformat='{"1":2,"2":"0","3":1}' data-sheets-value='{"1":3,"3":20}' style="border-right:1px solid #000000;overflow:hidden;padding:0px 3px 0px 3px;vertical-align:bottom;text-align:center;">20</td> </tr> <tr style="height:20px;"> <td style="border-left:1px solid #000000;overflow:hidden;padding:0px 3px 0px 3px;vertical-align:bottom;font-weight:bold;"></td> <td data-sheets-value='{"1":2,"2":"Double-walled"}' style="overflow:hidden;padding:0px 3px 0px 3px;vertical-align:bottom;font-weight:bold;">Double-walled</td> <td data-sheets-value='{"1":2,"2":"Clear (A/A)"}' style="border-right:1px solid #000000;overflow:hidden;padding:0px 3px 0px 3px;vertical-align:bottom;font-weight:bold;">Clear (A/A)</td> <td data-sheets-numberformat='{"1":2,"2":"0.00","3":1}' data-sheets-value='{"1":3,"3":2.9}' style="overflow:hidden;padding:0px 3px 0px 3px;vertical-align:bottom;text-align:center;">2.90</td> <td data-sheets-numberformat='{"1":2,"2":"0","3":1}' data-sheets-value='{"1":3,"3":77}' style="overflow:hidden;padding:0px 3px 0px 3px;vertical-align:bottom;text-align:center;">77</td> <td data-sheets-numberformat='{"1":2,"2":"0","3":1}' data-sheets-value='{"1":3,"3":69}' style="overflow:hidden;padding:0px 3px 0px 3px;vertical-align:bottom;text-align:center;">69</td> <td data-sheets-numberformat='{"1":2,"2":"0","3":1}' data-sheets-value='{"1":3,"3":20}' style="border-right:1px solid #000000;overflow:hidden;padding:0px 3px 0px 3px;vertical-align:bottom;text-align:center;">20</td> </tr> <tr style="height:20px;"> <td style="border-left:1px solid #000000;overflow:hidden;padding:0px 3px 0px 3px;vertical-align:bottom;font-weight:bold;"></td> <td data-sheets-value='{"1":2,"2":"Double-walled"}' style="overflow:hidden;padding:0px 3px 0px 3px;vertical-align:bottom;font-weight:bold;">Double-walled</td> <td data-sheets-value='{"1":2,"2":"Opal (A/O)"}' style="border-right:1px solid #000000;overflow:hidden;padding:0px 3px 0px 3px;vertical-align:bottom;font-weight:bold;">Opal (A/O)</td> <td data-sheets-numberformat='{"1":2,"2":"0.00","3":1}' data-sheets-value='{"1":3,"3":2.9}' style="overflow:hidden;padding:0px 3px 0px 3px;vertical-align:bottom;text-align:center;">2.90</td> <td data-sheets-numberformat='{"1":2,"2":"0","3":1}' data-sheets-value='{"1":3,"3":73}' style="overflow:hidden;padding:0px 3px 0px 3px;vertical-align:bottom;text-align:center;">73</td> <td data-sheets-numberformat='{"1":2,"2":"0","3":1}' data-sheets-value='{"1":3,"3":63}' style="overflow:hidden;padding:0px 3px 0px 3px;vertical-align:bottom;text-align:center;">63</td> <td data-sheets-numberformat='{"1":2,"2":"0","3":1}' data-sheets-value='{"1":3,"3":20}' style="border-right:1px solid #000000;overflow:hidden;padding:0px 3px 0px 3px;vertical-align:bottom;text-align:center;">20</td> </tr> <tr style="height:20px;"> <td style="border-left:1px solid #000000;overflow:hidden;padding:0px 3px 0px 3px;vertical-align:bottom;font-weight:bold;"></td> <td data-sheets-value='{"1":2,"2":"Double-walled"}' style="overflow:hidden;padding:0px 3px 0px 3px;vertical-align:bottom;font-weight:bold;">Double-walled</td> <td data-sheets-value='{"1":2,"2":"Opal (A/D)"}' style="border-right:1px solid #000000;overflow:hidden;padding:0px 3px 0px 3px;vertical-align:bottom;font-weight:bold;">Opal (A/D)</td> <td data-sheets-numberformat='{"1":2,"2":"0.00","3":1}' data-sheets-value='{"1":3,"3":2.9}' style="overflow:hidden;padding:0px 3px 0px 3px;vertical-align:bottom;text-align:center;">2.90</td> <td data-sheets-numberformat='{"1":2,"2":"0","3":1}' data-sheets-value='{"1":3,"3":51}' style="overflow:hidden;padding:0px 3px 0px 3px;vertical-align:bottom;text-align:center;">51</td> <td data-sheets-numberformat='{"1":2,"2":"0","3":1}' data-sheets-value='{"1":3,"3":50}' style="overflow:hidden;padding:0px 3px 0px 3px;vertical-align:bottom;text-align:center;">50</td> <td data-sheets-numberformat='{"1":2,"2":"0","3":1}' data-sheets-value='{"1":3,"3":20}' style="border-right:1px solid #000000;overflow:hidden;padding:0px 3px 0px 3px;vertical-align:bottom;text-align:center;">20</td> </tr> <tr style="height:20px;"> <td style="border-left:1px solid #000000;overflow:hidden;padding:0px 3px 0px 3px;vertical-align:bottom;font-weight:bold;"></td> <td data-sheets-value='{"1":2,"2":"Triple-walled"}' style="overflow:hidden;padding:0px 3px 0px 3px;vertical-align:bottom;font-weight:bold;">Triple-walled</td> <td data-sheets-value='{"1":2,"2":"Clear (A/H/H)"}' style="border-right:1px solid #000000;overflow:hidden;padding:0px 3px 0px 3px;vertical-align:bottom;font-weight:bold;">Clear (A/H/H)</td> <td data-sheets-numberformat='{"1":2,"2":"0.00","3":1}' data-sheets-value='{"1":3,"3":1.7}' style="overflow:hidden;padding:0px 3px 0px 3px;vertical-align:bottom;text-align:center;">1.70</td> <td data-sheets-numberformat='{"1":2,"2":"0","3":1}' data-sheets-value='{"1":3,"3":71}' style="overflow:hidden;padding:0px 3px 0px 3px;vertical-align:bottom;text-align:center;">71</td> <td data-sheets-numberformat='{"1":2,"2":"0","3":1}' data-sheets-value='{"1":3,"3":63}' style="overflow:hidden;padding:0px 3px 0px 3px;vertical-align:bottom;text-align:center;">63</td> <td data-sheets-numberformat='{"1":2,"2":"0","3":1}' data-sheets-value='{"1":3,"3":22}' style="border-right:1px solid #000000;overflow:hidden;padding:0px 3px 0px 3px;vertical-align:bottom;text-align:center;">22</td> </tr> <tr style="height:20px;"> <td style="border-left:1px solid #000000;overflow:hidden;padding:0px 3px 0px 3px;vertical-align:bottom;font-weight:bold;"></td> <td data-sheets-value='{"1":2,"2":"Triple-walled"}' style="overflow:hidden;padding:0px 3px 0px 3px;vertical-align:bottom;font-weight:bold;">Triple-walled</td> <td data-sheets-value='{"1":2,"2":"Opal (A/O/O)"}' style="border-right:1px solid #000000;overflow:hidden;padding:0px 3px 0px 3px;vertical-align:bottom;font-weight:bold;">Opal (A/O/O)</td> <td data-sheets-numberformat='{"1":2,"2":"0.00","3":1}' data-sheets-value='{"1":3,"3":1.7}' style="overflow:hidden;padding:0px 3px 0px 3px;vertical-align:bottom;text-align:center;">1.70</td> <td data-sheets-numberformat='{"1":2,"2":"0","3":1}' data-sheets-value='{"1":3,"3":61}' style="overflow:hidden;padding:0px 3px 0px 3px;vertical-align:bottom;text-align:center;">61</td> <td data-sheets-numberformat='{"1":2,"2":"0","3":1}' data-sheets-value='{"1":3,"3":48}' style="overflow:hidden;padding:0px 3px 0px 3px;vertical-align:bottom;text-align:center;">48</td> <td data-sheets-numberformat='{"1":2,"2":"0","3":1}' data-sheets-value='{"1":3,"3":22}' style="border-right:1px solid #000000;overflow:hidden;padding:0px 3px 0px 3px;vertical-align:bottom;text-align:center;">22</td> </tr> <tr style="height:20px;"> <td style="border-left:1px solid #000000;overflow:hidden;padding:0px 3px 0px 3px;vertical-align:bottom;font-weight:bold;"></td> <td data-sheets-value='{"1":2,"2":"Four-walled"}' style="overflow:hidden;padding:0px 3px 0px 3px;vertical-align:bottom;font-weight:bold;">Four-walled</td> <td data-sheets-value='{"1":2,"2":"Clear (A/H/H/H)"}' style="border-right:1px solid #000000;overflow:hidden;padding:0px 3px 0px 3px;vertical-align:bottom;font-weight:bold;">Clear (A/H/H/H)</td> <td data-sheets-numberformat='{"1":2,"2":"0.00","3":1}' data-sheets-value='{"1":3,"3":1.28}' style="overflow:hidden;padding:0px 3px 0px 3px;vertical-align:bottom;text-align:center;">1.28</td> <td data-sheets-numberformat='{"1":2,"2":"0","3":1}' data-sheets-value='{"1":3,"3":64}' style="overflow:hidden;padding:0px 3px 0px 3px;vertical-align:bottom;text-align:center;">64</td> <td data-sheets-numberformat='{"1":2,"2":"0","3":1}' data-sheets-value='{"1":3,"3":52}' style="overflow:hidden;padding:0px 3px 0px 3px;vertical-align:bottom;text-align:center;">52</td> <td data-sheets-numberformat='{"1":2,"2":"0","3":1}' data-sheets-value='{"1":3,"3":23}' style="border-right:1px solid #000000;overflow:hidden;padding:0px 3px 0px 3px;vertical-align:bottom;text-align:center;">23</td> </tr> <tr style="height:20px;"> <td style="border-bottom:1px solid #000000;border-left:1px solid #000000;overflow:hidden;padding:0px 3px 0px 3px;vertical-align:bottom;"></td> <td data-sheets-value='{"1":2,"2":"Four-walled"}' style="border-bottom:1px solid #000000;overflow:hidden;padding:0px 3px 0px 3px;vertical-align:bottom;font-weight:bold;">Four-walled</td> <td data-sheets-value='{"1":2,"2":"Opal (A/H/O/H)"}' style="border-right:1px solid #000000;border-bottom:1px solid #000000;overflow:hidden;padding:0px 3px 0px 3px;vertical-align:bottom;font-weight:bold;">Opal (A/H/O/H)</td> <td data-sheets-numberformat='{"1":2,"2":"0.00","3":1}' data-sheets-value='{"1":3,"3":1.28}' style="border-bottom:1px solid #000000;overflow:hidden;padding:0px 3px 0px 3px;vertical-align:bottom;text-align:center;">1.28</td> <td data-sheets-numberformat='{"1":2,"2":"0","3":1}' data-sheets-value='{"1":3,"3":59}' style="border-bottom:1px solid #000000;overflow:hidden;padding:0px 3px 0px 3px;vertical-align:bottom;text-align:center;">59</td> <td data-sheets-numberformat='{"1":2,"2":"0","3":1}' data-sheets-value='{"1":3,"3":46}' style="border-bottom:1px solid #000000;overflow:hidden;padding:0px 3px 0px 3px;vertical-align:bottom;text-align:center;">46</td> <td data-sheets-numberformat='{"1":2,"2":"0","3":1}' data-sheets-value='{"1":3,"3":23}' style="border-right:1px solid #000000;border-bottom:1px solid #000000;overflow:hidden;padding:0px 3px 0px 3px;vertical-align:bottom;text-align:center;">23</td> </tr> <tr style="height:20px;"> <td data-sheets-value='{"1":2,"2":"Polycarbonate"}' style="border-left:1px solid #000000;overflow:hidden;padding:0px 3px 0px 3px;vertical-align:bottom;font-weight:bold;">Polycarbonate</td> <td data-sheets-value='{"1":2,"2":"Single-walled"}' style="overflow:hidden;padding:0px 3px 0px 3px;vertical-align:bottom;font-weight:bold;">Single-walled</td> <td data-sheets-value='{"1":2,"2":"Heatstop Opal (T)"}' style="border-right:1px solid #000000;overflow:hidden;padding:0px 3px 0px 3px;vertical-align:bottom;font-weight:bold;">Heatstop Opal (T)</td> <td data-sheets-numberformat='{"1":2,"2":"0.00","3":1}' data-sheets-value='{"1":3,"3":5.17}' style="overflow:hidden;padding:0px 3px 0px 3px;vertical-align:bottom;text-align:center;">5.17</td> <td data-sheets-numberformat='{"1":2,"2":"0","3":1}' data-sheets-value='{"1":3,"3":49}' style="overflow:hidden;padding:0px 3px 0px 3px;vertical-align:bottom;text-align:center;">49</td> <td data-sheets-numberformat='{"1":2,"2":"0","3":1}' data-sheets-value='{"1":3,"3":59}' style="overflow:hidden;padding:0px 3px 0px 3px;vertical-align:bottom;text-align:center;">59</td> <td data-sheets-numberformat='{"1":2,"2":"0","3":1}' data-sheets-value='{"1":2,"2":"-"}' style="border-right:1px solid #000000;overflow:hidden;padding:0px 3px 0px 3px;vertical-align:bottom;text-align:center;">-</td> </tr> <tr style="height:20px;"> <td data-sheets-value='{"1":2,"2":"Heatstop PC"}' style="border-left:1px solid #000000;overflow:hidden;padding:0px 3px 0px 3px;vertical-align:bottom;font-weight:bold;">Heatstop PC</td> <td data-sheets-value='{"1":2,"2":"Double-walled"}' style="overflow:hidden;padding:0px 3px 0px 3px;vertical-align:bottom;font-weight:bold;">Double-walled</td> <td data-sheets-value='{"1":2,"2":"Clear (T/H)"}' style="border-right:1px solid #000000;overflow:hidden;padding:0px 3px 0px 3px;vertical-align:bottom;font-weight:bold;">Clear (T/H)</td> <td data-sheets-numberformat='{"1":2,"2":"0.00","3":1}' data-sheets-value='{"1":3,"3":2.9}' style="overflow:hidden;padding:0px 3px 0px 3px;vertical-align:bottom;text-align:center;">2.90</td> <td data-sheets-numberformat='{"1":2,"2":"0","3":1}' data-sheets-value='{"1":3,"3":44}' style="overflow:hidden;padding:0px 3px 0px 3px;vertical-align:bottom;text-align:center;">44</td> <td data-sheets-numberformat='{"1":2,"2":"0","3":1}' data-sheets-value='{"1":3,"3":51}' style="overflow:hidden;padding:0px 3px 0px 3px;vertical-align:bottom;text-align:center;">51</td> <td data-sheets-numberformat='{"1":2,"2":"0","3":1}' data-sheets-value='{"1":3,"3":20}' style="border-right:1px solid #000000;overflow:hidden;padding:0px 3px 0px 3px;vertical-align:bottom;text-align:center;">20</td> </tr> <tr style="height:20px;"> <td style="border-left:1px solid #000000;overflow:hidden;padding:0px 3px 0px 3px;vertical-align:bottom;font-weight:bold;"></td> <td data-sheets-value='{"1":2,"2":"Double-walled"}' style="overflow:hidden;padding:0px 3px 0px 3px;vertical-align:bottom;font-weight:bold;">Double-walled</td> <td data-sheets-value='{"1":2,"2":"Opal (T/O)"}' style="border-right:1px solid #000000;overflow:hidden;padding:0px 3px 0px 3px;vertical-align:bottom;font-weight:bold;">Opal (T/O)</td> <td data-sheets-numberformat='{"1":2,"2":"0.00","3":1}' data-sheets-value='{"1":3,"3":2.9}' style="overflow:hidden;padding:0px 3px 0px 3px;vertical-align:bottom;text-align:center;">2.90</td> <td data-sheets-numberformat='{"1":2,"2":"0","3":1}' data-sheets-value='{"1":3,"3":41}' style="overflow:hidden;padding:0px 3px 0px 3px;vertical-align:bottom;text-align:center;">41</td> <td data-sheets-numberformat='{"1":2,"2":"0","3":1}' data-sheets-value='{"1":3,"3":45}' style="overflow:hidden;padding:0px 3px 0px 3px;vertical-align:bottom;text-align:center;">45</td> <td data-sheets-numberformat='{"1":2,"2":"0","3":1}' data-sheets-value='{"1":3,"3":20}' style="border-right:1px solid #000000;overflow:hidden;padding:0px 3px 0px 3px;vertical-align:bottom;text-align:center;">20</td> </tr> <tr style="height:20px;"> <td style="border-left:1px solid #000000;overflow:hidden;padding:0px 3px 0px 3px;vertical-align:bottom;font-weight:bold;"></td> <td data-sheets-value='{"1":2,"2":"Triple-walled"}' style="overflow:hidden; | skylux-160-ce-met-koepel-en-pvc-opstand-35-30-met-lm-motor-en-windvang-1200-x-1400-mm | 8586056171853 | 46872399315277
Smoke and heat exhaust (SHEV) | SHE system | Skylux | Skylux 160° CE with skylight and PVC curb 35/30 with LM-actuator and spoiler 1200 x 1500 mm |  | 50689 | 5412970506898 | 5314.35 | Yes | 30-45 | 77.44 | 1200 x 1500 mm | 1500 | 1200 |  | PVC 35/30 (35 cm high & roof opening = 30 cm larger than daylight size) | Rectangular | 5.17 W/m²K - 1.28 W/m²K | 87% - 32% | 90% - 32% | 20dB - 23dB | 160° CE (for industry) | skylight | with spoiler | E | Single actuator | Maximum four-walled skylight possible for this product | Ut-value LT-value g-value Rw-value EN 1873 : 2014 EN ISO 13468 EN 16153 EN 410 EN 410 EN ISO 140-3 Material Walls Shells (W/m²K) (%) (%) (dB) Acrylic Single-walled Clear (H) 5.17 90 87 - PMMA Single-walled Opal (O) 5.17 83 76 - Double-walled Clear (H/H) 2.90 81 75 20 Double-walled Opal (O/O) 2.90 69 58 20 Triple-walled Clear (H/H/H) 1.70 73 65 22 Triple-walled Opal (O/H/O) 1.70 62 51 22 Four-walled Clear (H/H/H/H) 1.28 64 54 23 Four-walled Opal (H/H/O/H) 1.28 59 48 23 Polycarbonate Single-walled Clear (A) 5.17 88 83 - PC Single-walled Opal (D) 5.17 58 60 - Double-walled Clear (A/H) 2.90 79 72 20 Double-walled Clear (A/A) 2.90 77 69 20 Double-walled Opal (A/O) 2.90 73 63 20 Double-walled Opal (A/D) 2.90 51 50 20 Triple-walled Clear (A/H/H) 1.70 71 63 22 Triple-walled Opal (A/O/O) 1.70 61 48 22 Four-walled Clear (A/H/H/H) 1.28 64 52 23 Four-walled Opal (A/H/O/H) 1.28 59 46 23 Polycarbonate Single-walled Heatstop Opal (T) 5.17 49 59 - Heatstop PC Double-walled Clear (T/H) 2.90 44 51 20 Double-walled Opal (T/O) 2.90 41 45 20 Triple-walled Clear (T/H/H) 1.70 40 <td data-sheets-numberformat='{"1":2,"2":"0","3":1}' data-sheets-value='{"1":3,"3":44}' style="overflow:hidden;paddin | https://skylux.eu/en/products/skylux-160-ce-met-koepel-en-pvc-opstand-35-30-met-lm-motor-en-windvang-1200-x-1500-mm | https://skylux.eu/cdn/shop/files/Skylux-160deg-CE-met-koepel-en-pvc-opstand-3530-met-LM-motor-en-windvang-1200-x-1500-mm-RWA-systeem.jpg?v=1702982965&width=1600 | https://skylux.eu/cdn/shop/files/e5a82811-1bb0-48e4-a776-cacb59c7c092_8b8101cb-3482-474c-81d9-77f0b7c37695.jpg?v=1688551752&width=1600 | //skylux.eu/cdn/shop/files/E_MH_Mounting_instructions_Skylux_160_CE_LM.pdf?v=12406716259046007223 | //skylux.eu/cdn/shop/files/E_TD_Technical_File_Skylux_Skylux_160_CE_Electric.pdf?v=3667116872303399239 | <style type="text/css" id="isPasted"> <!--td { border: 1px solid #cccccc; } br { mso-data-placement: same-cell; } --> </style> <table border="1" cellpadding="0" cellspacing="0" dir="ltr" style="table-layout:fixed;font-size:10pt;font-family:Arial;border-collapse:collapse;border:none;"><tbody> <tr style="height:20px;"> <td style="overflow:hidden;padding:0px 3px 0px 3px;vertical-align:bottom;"></td> <td style="overflow:hidden;padding:0px 3px 0px 3px;vertical-align:bottom;"></td> <td style="overflow:hidden;padding:0px 3px 0px 3px;vertical-align:bottom;"></td> <td data-sheets-value='{"1":2,"2":"Ut-value"}' style="overflow:hidden;padding:0px 3px 0px 3px;vertical-align:bottom;font-weight:bold;text-align:center;">Ut-value</td> <td data-sheets-value='{"1":2,"2":"LT-value"}' style="overflow:hidden;padding:0px 3px 0px 3px;vertical-align:bottom;font-weight:bold;text-align:center;">LT-value</td> <td data-sheets-value='{"1":2,"2":"g-value"}' style="overflow:hidden;padding:0px 3px 0px 3px;vertical-align:bottom;font-weight:bold;text-align:center;">g-value</td> <td data-sheets-value='{"1":2,"2":"Rw-value "}' style="overflow:hidden;padding:0px 3px 0px 3px;vertical-align:bottom;font-weight:bold;text-align:center;">Rw-value </td> </tr> <tr style="height:20px;"> <td style="overflow:hidden;padding:0px 3px 0px 3px;vertical-align:bottom;"></td> <td style="overflow:hidden;padding:0px 3px 0px 3px;vertical-align:bottom;"></td> <td style="overflow:hidden;padding:0px 3px 0px 3px;vertical-align:bottom;"></td> <td data-sheets-numberformat='{"1":2,"2":"0.00","3":1}' data-sheets-value='{"1":2,"2":"EN 1873 : 2014"}' style="overflow:hidden;padding:0px 3px 0px 3px;vertical-align:bottom;text-align:center;">EN 1873 : 2014</td> <td data-sheets-numberformat='{"1":2,"2":"0","3":1}' data-sheets-value='{"1":2,"2":"EN ISO 13468 EN 16153 EN 410"}' style="overflow:hidden;padding:0px 3px 0px 3px;vertical-align:bottom;text-align:center;">EN ISO 13468 EN 16153 EN 410</td> <td data-sheets-numberformat='{"1":2,"2":"0","3":1}' data-sheets-value='{"1":2,"2":"EN 410"}' style="overflow:hidden;padding:0px 3px 0px 3px;vertical-align:bottom;text-align:center;">EN 410</td> <td data-sheets-value='{"1":2,"2":"EN ISO 140-3\t\t"}' style="overflow:hidden;padding:0px 3px 0px 3px;vertical-align:bottom;text-align:center;">EN ISO 140-3 </td> </tr> <tr style="height:20px;"> <td data-sheets-value='{"1":2,"2":"Material"}' style="border-bottom:1px solid #000000;overflow:hidden;padding:0px 3px 0px 3px;vertical-align:bottom;background-color:#000000;font-weight:bold;color:#ffffff;">Material</td> <td data-sheets-value='{"1":2,"2":"Walls"}' style="border-bottom:1px solid #000000;overflow:hidden;padding:0px 3px 0px 3px;vertical-align:bottom;background-color:#000000;font-weight:bold;color:#ffffff;">Walls</td> <td data-sheets-value='{"1":2,"2":"Shells"}' style="border-bottom:1px solid #000000;overflow:hidden;padding:0px 3px 0px 3px;vertical-align:bottom;background-color:#000000;font-weight:bold;color:#ffffff;">Shells</td> <td data-sheets-numberformat='{"1":2,"2":"0.00","3":1}' data-sheets-value='{"1":2,"2":"(W/m²K)\t"}' style="border-bottom:1px solid #000000;overflow:hidden;padding:0px 3px 0px 3px;vertical-align:bottom;background-color:#000000;font-weight:bold;color:#ffffff;text-align:center;">(W/m²K) </td> <td data-sheets-numberformat='{"1":2,"2":"0","3":1}' data-sheets-value='{"1":2,"2":"(%)"}' style="border-bottom:1px solid #000000;overflow:hidden;padding:0px 3px 0px 3px;vertical-align:bottom;background-color:#000000;font-weight:bold;color:#ffffff;text-align:center;">(%)</td> <td data-sheets-numberformat='{"1":2,"2":"0","3":1}' data-sheets-value='{"1":2,"2":"(%)"}' style="border-bottom:1px solid #000000;overflow:hidden;padding:0px 3px 0px 3px;vertical-align:bottom;background-color:#000000;font-weight:bold;color:#ffffff;text-align:center;">(%)</td> <td data-sheets-value='{"1":2,"2":"(dB)"}' style="border-bottom:1px solid #000000;overflow:hidden;padding:0px 3px 0px 3px;vertical-align:bottom;background-color:#000000;font-weight:bold;color:#ffffff;text-align:center;">(dB)</td> </tr> <tr style="height:20px;"> <td data-sheets-value='{"1":2,"2":"Acrylic"}' style="border-left:1px solid #000000;overflow:hidden;padding:0px 3px 0px 3px;vertical-align:bottom;font-weight:bold;">Acrylic</td> <td data-sheets-value='{"1":2,"2":"Single-walled"}' style="overflow:hidden;padding:0px 3px 0px 3px;vertical-align:bottom;font-weight:bold;">Single-walled</td> <td data-sheets-value='{"1":2,"2":"Clear (H)"}' style="border-right:1px solid #000000;overflow:hidden;padding:0px 3px 0px 3px;vertical-align:bottom;font-weight:bold;">Clear (H)</td> <td data-sheets-numberformat='{"1":2,"2":"0.00","3":1}' data-sheets-value='{"1":3,"3":5.17}' style="overflow:hidden;padding:0px 3px 0px 3px;vertical-align:bottom;text-align:center;">5.17</td> <td data-sheets-numberformat='{"1":2,"2":"0","3":1}' data-sheets-value='{"1":3,"3":90}' style="overflow:hidden;padding:0px 3px 0px 3px;vertical-align:bottom;text-align:center;">90</td> <td data-sheets-numberformat='{"1":2,"2":"0","3":1}' data-sheets-value='{"1":3,"3":87}' style="overflow:hidden;padding:0px 3px 0px 3px;vertical-align:bottom;text-align:center;">87</td> <td data-sheets-numberformat='{"1":2,"2":"0","3":1}' data-sheets-value='{"1":2,"2":"-"}' style="border-right:1px solid #000000;overflow:hidden;padding:0px 3px 0px 3px;vertical-align:bottom;text-align:center;">-</td> </tr> <tr style="height:20px;"> <td data-sheets-value='{"1":2,"2":"PMMA"}' style="border-left:1px solid #000000;overflow:hidden;padding:0px 3px 0px 3px;vertical-align:bottom;font-weight:bold;">PMMA</td> <td data-sheets-value='{"1":2,"2":"Single-walled"}' style="overflow:hidden;padding:0px 3px 0px 3px;vertical-align:bottom;font-weight:bold;">Single-walled</td> <td data-sheets-value='{"1":2,"2":"Opal (O)"}' style="border-right:1px solid #000000;overflow:hidden;padding:0px 3px 0px 3px;vertical-align:bottom;font-weight:bold;">Opal (O)</td> <td data-sheets-numberformat='{"1":2,"2":"0.00","3":1}' data-sheets-value='{"1":3,"3":5.17}' style="overflow:hidden;padding:0px 3px 0px 3px;vertical-align:bottom;text-align:center;">5.17</td> <td data-sheets-numberformat='{"1":2,"2":"0","3":1}' data-sheets-value='{"1":3,"3":83}' style="overflow:hidden;padding:0px 3px 0px 3px;vertical-align:bottom;text-align:center;">83</td> <td data-sheets-numberformat='{"1":2,"2":"0","3":1}' data-sheets-value='{"1":3,"3":76}' style="overflow:hidden;padding:0px 3px 0px 3px;vertical-align:bottom;text-align:center;">76</td> <td data-sheets-numberformat='{"1":2,"2":"0","3":1}' data-sheets-value='{"1":2,"2":"-"}' style="border-right:1px solid #000000;overflow:hidden;padding:0px 3px 0px 3px;vertical-align:bottom;text-align:center;">-</td> </tr> <tr style="height:20px;"> <td style="border-left:1px solid #000000;overflow:hidden;padding:0px 3px 0px 3px;vertical-align:bottom;font-weight:bold;"></td> <td data-sheets-value='{"1":2,"2":"Double-walled"}' style="overflow:hidden;padding:0px 3px 0px 3px;vertical-align:bottom;font-weight:bold;">Double-walled</td> <td data-sheets-value='{"1":2,"2":"Clear (H/H)"}' style="border-right:1px solid #000000;overflow:hidden;padding:0px 3px 0px 3px;vertical-align:bottom;font-weight:bold;">Clear (H/H)</td> <td data-sheets-numberformat='{"1":2,"2":"0.00","3":1}' data-sheets-value='{"1":3,"3":2.9}' style="overflow:hidden;padding:0px 3px 0px 3px;vertical-align:bottom;text-align:center;">2.90</td> <td data-sheets-numberformat='{"1":2,"2":"0","3":1}' data-sheets-value='{"1":3,"3":81}' style="overflow:hidden;padding:0px 3px 0px 3px;vertical-align:bottom;text-align:center;">81</td> <td data-sheets-numberformat='{"1":2,"2":"0","3":1}' data-sheets-value='{"1":3,"3":75}' style="overflow:hidden;padding:0px 3px 0px 3px;vertical-align:bottom;text-align:center;">75</td> <td data-sheets-numberformat='{"1":2,"2":"0","3":1}' data-sheets-value='{"1":3,"3":20}' style="border-right:1px solid #000000;overflow:hidden;padding:0px 3px 0px 3px;vertical-align:bottom;text-align:center;">20</td> </tr> <tr style="height:20px;"> <td style="border-left:1px solid #000000;overflow:hidden;padding:0px 3px 0px 3px;vertical-align:bottom;font-weight:bold;"></td> <td data-sheets-value='{"1":2,"2":"Double-walled"}' style="overflow:hidden;padding:0px 3px 0px 3px;vertical-align:bottom;font-weight:bold;">Double-walled</td> <td data-sheets-value='{"1":2,"2":"Opal (O/O)"}' style="border-right:1px solid #000000;overflow:hidden;padding:0px 3px 0px 3px;vertical-align:bottom;font-weight:bold;">Opal (O/O)</td> <td data-sheets-numberformat='{"1":2,"2":"0.00","3":1}' data-sheets-value='{"1":3,"3":2.9}' style="overflow:hidden;padding:0px 3px 0px 3px;vertical-align:bottom;text-align:center;">2.90</td> <td data-sheets-numberformat='{"1":2,"2":"0","3":1}' data-sheets-value='{"1":3,"3":69}' style="overflow:hidden;padding:0px 3px 0px 3px;vertical-align:bottom;text-align:center;">69</td> <td data-sheets-numberformat='{"1":2,"2":"0","3":1}' data-sheets-value='{"1":3,"3":58}' style="overflow:hidden;padding:0px 3px 0px 3px;vertical-align:bottom;text-align:center;">58</td> <td data-sheets-numberformat='{"1":2,"2":"0","3":1}' data-sheets-value='{"1":3,"3":20}' style="border-right:1px solid #000000;overflow:hidden;padding:0px 3px 0px 3px;vertical-align:bottom;text-align:center;">20</td> </tr> <tr style="height:20px;"> <td style="border-left:1px solid #000000;overflow:hidden;padding:0px 3px 0px 3px;vertical-align:bottom;font-weight:bold;"></td> <td data-sheets-value='{"1":2,"2":"Triple-walled"}' style="overflow:hidden;padding:0px 3px 0px 3px;vertical-align:bottom;font-weight:bold;">Triple-walled</td> <td data-sheets-value='{"1":2,"2":"Clear (H/H/H)"}' style="border-right:1px solid #000000;overflow:hidden;padding:0px 3px 0px 3px;vertical-align:bottom;font-weight:bold;">Clear (H/H/H)</td> <td data-sheets-numberformat='{"1":2,"2":"0.00","3":1}' data-sheets-value='{"1":3,"3":1.7}' style="overflow:hidden;padding:0px 3px 0px 3px;vertical-align:bottom;text-align:center;">1.70</td> <td data-sheets-numberformat='{"1":2,"2":"0","3":1}' data-sheets-value='{"1":3,"3":73}' style="overflow:hidden;padding:0px 3px 0px 3px;vertical-align:bottom;text-align:center;">73</td> <td data-sheets-numberformat='{"1":2,"2":"0","3":1}' data-sheets-value='{"1":3,"3":65}' style="overflow:hidden;padding:0px 3px 0px 3px;vertical-align:bottom;text-align:center;">65</td> <td data-sheets-numberformat='{"1":2,"2":"0","3":1}' data-sheets-value='{"1":3,"3":22}' style="border-right:1px solid #000000;overflow:hidden;padding:0px 3px 0px 3px;vertical-align:bottom;text-align:center;">22</td> </tr> <tr style="height:20px;"> <td style="border-left:1px solid #000000;overflow:hidden;padding:0px 3px 0px 3px;vertical-align:bottom;font-weight:bold;"></td> <td data-sheets-value='{"1":2,"2":"Triple-walled"}' style="overflow:hidden;padding:0px 3px 0px 3px;vertical-align:bottom;font-weight:bold;">Triple-walled</td> <td data-sheets-value='{"1":2,"2":"Opal (O/H/O)"}' style="border-right:1px solid #000000;overflow:hidden;padding:0px 3px 0px 3px;vertical-align:bottom;font-weight:bold;">Opal (O/H/O)</td> <td data-sheets-numberformat='{"1":2,"2":"0.00","3":1}' data-sheets-value='{"1":3,"3":1.7}' style="overflow:hidden;padding:0px 3px 0px 3px;vertical-align:bottom;text-align:center;">1.70</td> <td data-sheets-numberformat='{"1":2,"2":"0","3":1}' data-sheets-value='{"1":3,"3":62}' style="overflow:hidden;padding:0px 3px 0px 3px;vertical-align:bottom;text-align:center;">62</td> <td data-sheets-numberformat='{"1":2,"2":"0","3":1}' data-sheets-value='{"1":3,"3":51}' style="overflow:hidden;padding:0px 3px 0px 3px;vertical-align:bottom;text-align:center;">51</td> <td data-sheets-numberformat='{"1":2,"2":"0","3":1}' data-sheets-value='{"1":3,"3":22}' style="border-right:1px solid #000000;overflow:hidden;padding:0px 3px 0px 3px;vertical-align:bottom;text-align:center;">22</td> </tr> <tr style="height:20px;"> <td style="border-left:1px solid #000000;overflow:hidden;padding:0px 3px 0px 3px;vertical-align:bottom;font-weight:bold;"></td> <td data-sheets-value='{"1":2,"2":"Four-walled"}' style="overflow:hidden;padding:0px 3px 0px 3px;vertical-align:bottom;font-weight:bold;">Four-walled</td> <td data-sheets-value='{"1":2,"2":"Clear (H/H/H/H)"}' style="border-right:1px solid #000000;overflow:hidden;padding:0px 3px 0px 3px;vertical-align:bottom;font-weight:bold;">Clear (H/H/H/H)</td> <td data-sheets-numberformat='{"1":2,"2":"0.00","3":1}' data-sheets-value='{"1":3,"3":1.28}' style="overflow:hidden;padding:0px 3px 0px 3px;vertical-align:bottom;text-align:center;">1.28</td> <td data-sheets-numberformat='{"1":2,"2":"0","3":1}' data-sheets-value='{"1":3,"3":64}' style="overflow:hidden;padding:0px 3px 0px 3px;vertical-align:bottom;text-align:center;">64</td> <td data-sheets-numberformat='{"1":2,"2":"0","3":1}' data-sheets-value='{"1":3,"3":54}' style="overflow:hidden;padding:0px 3px 0px 3px;vertical-align:bottom;text-align:center;">54</td> <td data-sheets-numberformat='{"1":2,"2":"0","3":1}' data-sheets-value='{"1":3,"3":23}' style="border-right:1px solid #000000;overflow:hidden;padding:0px 3px 0px 3px;vertical-align:bottom;text-align:center;">23</td> </tr> <tr style="height:20px;"> <td style="border-bottom:1px solid #000000;border-left:1px solid #000000;overflow:hidden;padding:0px 3px 0px 3px;vertical-align:bottom;"></td> <td data-sheets-value='{"1":2,"2":"Four-walled"}' style="border-bottom:1px solid #000000;overflow:hidden;padding:0px 3px 0px 3px;vertical-align:bottom;font-weight:bold;">Four-walled</td> <td data-sheets-value='{"1":2,"2":"Opal (H/H/O/H)"}' style="border-right:1px solid #000000;border-bottom:1px solid #000000;overflow:hidden;padding:0px 3px 0px 3px;vertical-align:bottom;font-weight:bold;">Opal (H/H/O/H)</td> <td data-sheets-numberformat='{"1":2,"2":"0.00","3":1}' data-sheets-value='{"1":3,"3":1.28}' style="border-bottom:1px solid #000000;overflow:hidden;padding:0px 3px 0px 3px;vertical-align:bottom;text-align:center;">1.28</td> <td data-sheets-numberformat='{"1":2,"2":"0","3":1}' data-sheets-value='{"1":3,"3":59}' style="border-bottom:1px solid #000000;overflow:hidden;padding:0px 3px 0px 3px;vertical-align:bottom;text-align:center;">59</td> <td data-sheets-numberformat='{"1":2,"2":"0","3":1}' data-sheets-value='{"1":3,"3":48}' style="border-bottom:1px solid #000000;overflow:hidden;padding:0px 3px 0px 3px;vertical-align:bottom;text-align:center;">48</td> <td data-sheets-numberformat='{"1":2,"2":"0","3":1}' data-sheets-value='{"1":3,"3":23}' style="border-right:1px solid #000000;border-bottom:1px solid #000000;overflow:hidden;padding:0px 3px 0px 3px;vertical-align:bottom;text-align:center;">23</td> </tr> <tr style="height:20px;"> <td data-sheets-value='{"1":2,"2":"Polycarbonate "}' style="border-left:1px solid #000000;overflow:hidden;padding:0px 3px 0px 3px;vertical-align:bottom;font-weight:bold;">Polycarbonate </td> <td data-sheets-value='{"1":2,"2":"Single-walled"}' style="overflow:hidden;padding:0px 3px 0px 3px;vertical-align:bottom;font-weight:bold;">Single-walled</td> <td data-sheets-value='{"1":2,"2":"Clear (A)"}' style="border-right:1px solid #000000;overflow:hidden;padding:0px 3px 0px 3px;vertical-align:bottom;font-weight:bold;">Clear (A)</td> <td data-sheets-numberformat='{"1":2,"2":"0.00","3":1}' data-sheets-value='{"1":3,"3":5.17}' style="overflow:hidden;padding:0px 3px 0px 3px;vertical-align:bottom;text-align:center;">5.17</td> <td data-sheets-numberformat='{"1":2,"2":"0","3":1}' data-sheets-value='{"1":3,"3":88}' style="overflow:hidden;padding:0px 3px 0px 3px;vertical-align:bottom;text-align:center;">88</td> <td data-sheets-numberformat='{"1":2,"2":"0","3":1}' data-sheets-value='{"1":3,"3":83}' style="overflow:hidden;padding:0px 3px 0px 3px;vertical-align:bottom;text-align:center;">83</td> <td data-sheets-numberformat='{"1":2,"2":"0","3":1}' data-sheets-value='{"1":2,"2":"-"}' style="border-right:1px solid #000000;overflow:hidden;padding:0px 3px 0px 3px;vertical-align:bottom;text-align:center;">-</td> </tr> <tr style="height:20px;"> <td data-sheets-value='{"1":2,"2":"PC"}' style="border-left:1px solid #000000;overflow:hidden;padding:0px 3px 0px 3px;vertical-align:bottom;font-weight:bold;">PC</td> <td data-sheets-value='{"1":2,"2":"Single-walled"}' style="overflow:hidden;padding:0px 3px 0px 3px;vertical-align:bottom;font-weight:bold;">Single-walled</td> <td data-sheets-value='{"1":2,"2":"Opal (D)"}' style="border-right:1px solid #000000;overflow:hidden;padding:0px 3px 0px 3px;vertical-align:bottom;font-weight:bold;">Opal (D)</td> <td data-sheets-numberformat='{"1":2,"2":"0.00","3":1}' data-sheets-value='{"1":3,"3":5.17}' style="overflow:hidden;padding:0px 3px 0px 3px;vertical-align:bottom;text-align:center;">5.17</td> <td data-sheets-numberformat='{"1":2,"2":"0","3":1}' data-sheets-value='{"1":3,"3":58}' style="overflow:hidden;padding:0px 3px 0px 3px;vertical-align:bottom;text-align:center;">58</td> <td data-sheets-numberformat='{"1":2,"2":"0","3":1}' data-sheets-value='{"1":3,"3":60}' style="overflow:hidden;padding:0px 3px 0px 3px;vertical-align:bottom;text-align:center;">60</td> <td data-sheets-numberformat='{"1":2,"2":"0","3":1}' data-sheets-value='{"1":2,"2":"-"}' style="border-right:1px solid #000000;overflow:hidden;padding:0px 3px 0px 3px;vertical-align:bottom;text-align:center;">-</td> </tr> <tr style="height:20px;"> <td style="border-left:1px solid #000000;overflow:hidden;padding:0px 3px 0px 3px;vertical-align:bottom;font-weight:bold;"></td> <td data-sheets-value='{"1":2,"2":"Double-walled"}' style="overflow:hidden;padding:0px 3px 0px 3px;vertical-align:bottom;font-weight:bold;">Double-walled</td> <td data-sheets-value='{"1":2,"2":"Clear (A/H)"}' style="border-right:1px solid #000000;overflow:hidden;padding:0px 3px 0px 3px;vertical-align:bottom;font-weight:bold;">Clear (A/H)</td> <td data-sheets-numberformat='{"1":2,"2":"0.00","3":1}' data-sheets-value='{"1":3,"3":2.9}' style="overflow:hidden;padding:0px 3px 0px 3px;vertical-align:bottom;text-align:center;">2.90</td> <td data-sheets-numberformat='{"1":2,"2":"0","3":1}' data-sheets-value='{"1":3,"3":79}' style="overflow:hidden;padding:0px 3px 0px 3px;vertical-align:bottom;text-align:center;">79</td> <td data-sheets-numberformat='{"1":2,"2":"0","3":1}' data-sheets-value='{"1":3,"3":72}' style="overflow:hidden;padding:0px 3px 0px 3px;vertical-align:bottom;text-align:center;">72</td> <td data-sheets-numberformat='{"1":2,"2":"0","3":1}' data-sheets-value='{"1":3,"3":20}' style="border-right:1px solid #000000;overflow:hidden;padding:0px 3px 0px 3px;vertical-align:bottom;text-align:center;">20</td> </tr> <tr style="height:20px;"> <td style="border-left:1px solid #000000;overflow:hidden;padding:0px 3px 0px 3px;vertical-align:bottom;font-weight:bold;"></td> <td data-sheets-value='{"1":2,"2":"Double-walled"}' style="overflow:hidden;padding:0px 3px 0px 3px;vertical-align:bottom;font-weight:bold;">Double-walled</td> <td data-sheets-value='{"1":2,"2":"Clear (A/A)"}' style="border-right:1px solid #000000;overflow:hidden;padding:0px 3px 0px 3px;vertical-align:bottom;font-weight:bold;">Clear (A/A)</td> <td data-sheets-numberformat='{"1":2,"2":"0.00","3":1}' data-sheets-value='{"1":3,"3":2.9}' style="overflow:hidden;padding:0px 3px 0px 3px;vertical-align:bottom;text-align:center;">2.90</td> <td data-sheets-numberformat='{"1":2,"2":"0","3":1}' data-sheets-value='{"1":3,"3":77}' style="overflow:hidden;padding:0px 3px 0px 3px;vertical-align:bottom;text-align:center;">77</td> <td data-sheets-numberformat='{"1":2,"2":"0","3":1}' data-sheets-value='{"1":3,"3":69}' style="overflow:hidden;padding:0px 3px 0px 3px;vertical-align:bottom;text-align:center;">69</td> <td data-sheets-numberformat='{"1":2,"2":"0","3":1}' data-sheets-value='{"1":3,"3":20}' style="border-right:1px solid #000000;overflow:hidden;padding:0px 3px 0px 3px;vertical-align:bottom;text-align:center;">20</td> </tr> <tr style="height:20px;"> <td style="border-left:1px solid #000000;overflow:hidden;padding:0px 3px 0px 3px;vertical-align:bottom;font-weight:bold;"></td> <td data-sheets-value='{"1":2,"2":"Double-walled"}' style="overflow:hidden;padding:0px 3px 0px 3px;vertical-align:bottom;font-weight:bold;">Double-walled</td> <td data-sheets-value='{"1":2,"2":"Opal (A/O)"}' style="border-right:1px solid #000000;overflow:hidden;padding:0px 3px 0px 3px;vertical-align:bottom;font-weight:bold;">Opal (A/O)</td> <td data-sheets-numberformat='{"1":2,"2":"0.00","3":1}' data-sheets-value='{"1":3,"3":2.9}' style="overflow:hidden;padding:0px 3px 0px 3px;vertical-align:bottom;text-align:center;">2.90</td> <td data-sheets-numberformat='{"1":2,"2":"0","3":1}' data-sheets-value='{"1":3,"3":73}' style="overflow:hidden;padding:0px 3px 0px 3px;vertical-align:bottom;text-align:center;">73</td> <td data-sheets-numberformat='{"1":2,"2":"0","3":1}' data-sheets-value='{"1":3,"3":63}' style="overflow:hidden;padding:0px 3px 0px 3px;vertical-align:bottom;text-align:center;">63</td> <td data-sheets-numberformat='{"1":2,"2":"0","3":1}' data-sheets-value='{"1":3,"3":20}' style="border-right:1px solid #000000;overflow:hidden;padding:0px 3px 0px 3px;vertical-align:bottom;text-align:center;">20</td> </tr> <tr style="height:20px;"> <td style="border-left:1px solid #000000;overflow:hidden;padding:0px 3px 0px 3px;vertical-align:bottom;font-weight:bold;"></td> <td data-sheets-value='{"1":2,"2":"Double-walled"}' style="overflow:hidden;padding:0px 3px 0px 3px;vertical-align:bottom;font-weight:bold;">Double-walled</td> <td data-sheets-value='{"1":2,"2":"Opal (A/D)"}' style="border-right:1px solid #000000;overflow:hidden;padding:0px 3px 0px 3px;vertical-align:bottom;font-weight:bold;">Opal (A/D)</td> <td data-sheets-numberformat='{"1":2,"2":"0.00","3":1}' data-sheets-value='{"1":3,"3":2.9}' style="overflow:hidden;padding:0px 3px 0px 3px;vertical-align:bottom;text-align:center;">2.90</td> <td data-sheets-numberformat='{"1":2,"2":"0","3":1}' data-sheets-value='{"1":3,"3":51}' style="overflow:hidden;padding:0px 3px 0px 3px;vertical-align:bottom;text-align:center;">51</td> <td data-sheets-numberformat='{"1":2,"2":"0","3":1}' data-sheets-value='{"1":3,"3":50}' style="overflow:hidden;padding:0px 3px 0px 3px;vertical-align:bottom;text-align:center;">50</td> <td data-sheets-numberformat='{"1":2,"2":"0","3":1}' data-sheets-value='{"1":3,"3":20}' style="border-right:1px solid #000000;overflow:hidden;padding:0px 3px 0px 3px;vertical-align:bottom;text-align:center;">20</td> </tr> <tr style="height:20px;"> <td style="border-left:1px solid #000000;overflow:hidden;padding:0px 3px 0px 3px;vertical-align:bottom;font-weight:bold;"></td> <td data-sheets-value='{"1":2,"2":"Triple-walled"}' style="overflow:hidden;padding:0px 3px 0px 3px;vertical-align:bottom;font-weight:bold;">Triple-walled</td> <td data-sheets-value='{"1":2,"2":"Clear (A/H/H)"}' style="border-right:1px solid #000000;overflow:hidden;padding:0px 3px 0px 3px;vertical-align:bottom;font-weight:bold;">Clear (A/H/H)</td> <td data-sheets-numberformat='{"1":2,"2":"0.00","3":1}' data-sheets-value='{"1":3,"3":1.7}' style="overflow:hidden;padding:0px 3px 0px 3px;vertical-align:bottom;text-align:center;">1.70</td> <td data-sheets-numberformat='{"1":2,"2":"0","3":1}' data-sheets-value='{"1":3,"3":71}' style="overflow:hidden;padding:0px 3px 0px 3px;vertical-align:bottom;text-align:center;">71</td> <td data-sheets-numberformat='{"1":2,"2":"0","3":1}' data-sheets-value='{"1":3,"3":63}' style="overflow:hidden;padding:0px 3px 0px 3px;vertical-align:bottom;text-align:center;">63</td> <td data-sheets-numberformat='{"1":2,"2":"0","3":1}' data-sheets-value='{"1":3,"3":22}' style="border-right:1px solid #000000;overflow:hidden;padding:0px 3px 0px 3px;vertical-align:bottom;text-align:center;">22</td> </tr> <tr style="height:20px;"> <td style="border-left:1px solid #000000;overflow:hidden;padding:0px 3px 0px 3px;vertical-align:bottom;font-weight:bold;"></td> <td data-sheets-value='{"1":2,"2":"Triple-walled"}' style="overflow:hidden;padding:0px 3px 0px 3px;vertical-align:bottom;font-weight:bold;">Triple-walled</td> <td data-sheets-value='{"1":2,"2":"Opal (A/O/O)"}' style="border-right:1px solid #000000;overflow:hidden;padding:0px 3px 0px 3px;vertical-align:bottom;font-weight:bold;">Opal (A/O/O)</td> <td data-sheets-numberformat='{"1":2,"2":"0.00","3":1}' data-sheets-value='{"1":3,"3":1.7}' style="overflow:hidden;padding:0px 3px 0px 3px;vertical-align:bottom;text-align:center;">1.70</td> <td data-sheets-numberformat='{"1":2,"2":"0","3":1}' data-sheets-value='{"1":3,"3":61}' style="overflow:hidden;padding:0px 3px 0px 3px;vertical-align:bottom;text-align:center;">61</td> <td data-sheets-numberformat='{"1":2,"2":"0","3":1}' data-sheets-value='{"1":3,"3":48}' style="overflow:hidden;padding:0px 3px 0px 3px;vertical-align:bottom;text-align:center;">48</td> <td data-sheets-numberformat='{"1":2,"2":"0","3":1}' data-sheets-value='{"1":3,"3":22}' style="border-right:1px solid #000000;overflow:hidden;padding:0px 3px 0px 3px;vertical-align:bottom;text-align:center;">22</td> </tr> <tr style="height:20px;"> <td style="border-left:1px solid #000000;overflow:hidden;padding:0px 3px 0px 3px;vertical-align:bottom;font-weight:bold;"></td> <td data-sheets-value='{"1":2,"2":"Four-walled"}' style="overflow:hidden;padding:0px 3px 0px 3px;vertical-align:bottom;font-weight:bold;">Four-walled</td> <td data-sheets-value='{"1":2,"2":"Clear (A/H/H/H)"}' style="border-right:1px solid #000000;overflow:hidden;padding:0px 3px 0px 3px;vertical-align:bottom;font-weight:bold;">Clear (A/H/H/H)</td> <td data-sheets-numberformat='{"1":2,"2":"0.00","3":1}' data-sheets-value='{"1":3,"3":1.28}' style="overflow:hidden;padding:0px 3px 0px 3px;vertical-align:bottom;text-align:center;">1.28</td> <td data-sheets-numberformat='{"1":2,"2":"0","3":1}' data-sheets-value='{"1":3,"3":64}' style="overflow:hidden;padding:0px 3px 0px 3px;vertical-align:bottom;text-align:center;">64</td> <td data-sheets-numberformat='{"1":2,"2":"0","3":1}' data-sheets-value='{"1":3,"3":52}' style="overflow:hidden;padding:0px 3px 0px 3px;vertical-align:bottom;text-align:center;">52</td> <td data-sheets-numberformat='{"1":2,"2":"0","3":1}' data-sheets-value='{"1":3,"3":23}' style="border-right:1px solid #000000;overflow:hidden;padding:0px 3px 0px 3px;vertical-align:bottom;text-align:center;">23</td> </tr> <tr style="height:20px;"> <td style="border-bottom:1px solid #000000;border-left:1px solid #000000;overflow:hidden;padding:0px 3px 0px 3px;vertical-align:bottom;"></td> <td data-sheets-value='{"1":2,"2":"Four-walled"}' style="border-bottom:1px solid #000000;overflow:hidden;padding:0px 3px 0px 3px;vertical-align:bottom;font-weight:bold;">Four-walled</td> <td data-sheets-value='{"1":2,"2":"Opal (A/H/O/H)"}' style="border-right:1px solid #000000;border-bottom:1px solid #000000;overflow:hidden;padding:0px 3px 0px 3px;vertical-align:bottom;font-weight:bold;">Opal (A/H/O/H)</td> <td data-sheets-numberformat='{"1":2,"2":"0.00","3":1}' data-sheets-value='{"1":3,"3":1.28}' style="border-bottom:1px solid #000000;overflow:hidden;padding:0px 3px 0px 3px;vertical-align:bottom;text-align:center;">1.28</td> <td data-sheets-numberformat='{"1":2,"2":"0","3":1}' data-sheets-value='{"1":3,"3":59}' style="border-bottom:1px solid #000000;overflow:hidden;padding:0px 3px 0px 3px;vertical-align:bottom;text-align:center;">59</td> <td data-sheets-numberformat='{"1":2,"2":"0","3":1}' data-sheets-value='{"1":3,"3":46}' style="border-bottom:1px solid #000000;overflow:hidden;padding:0px 3px 0px 3px;vertical-align:bottom;text-align:center;">46</td> <td data-sheets-numberformat='{"1":2,"2":"0","3":1}' data-sheets-value='{"1":3,"3":23}' style="border-right:1px solid #000000;border-bottom:1px solid #000000;overflow:hidden;padding:0px 3px 0px 3px;vertical-align:bottom;text-align:center;">23</td> </tr> <tr style="height:20px;"> <td data-sheets-value='{"1":2,"2":"Polycarbonate"}' style="border-left:1px solid #000000;overflow:hidden;padding:0px 3px 0px 3px;vertical-align:bottom;font-weight:bold;">Polycarbonate</td> <td data-sheets-value='{"1":2,"2":"Single-walled"}' style="overflow:hidden;padding:0px 3px 0px 3px;vertical-align:bottom;font-weight:bold;">Single-walled</td> <td data-sheets-value='{"1":2,"2":"Heatstop Opal (T)"}' style="border-right:1px solid #000000;overflow:hidden;padding:0px 3px 0px 3px;vertical-align:bottom;font-weight:bold;">Heatstop Opal (T)</td> <td data-sheets-numberformat='{"1":2,"2":"0.00","3":1}' data-sheets-value='{"1":3,"3":5.17}' style="overflow:hidden;padding:0px 3px 0px 3px;vertical-align:bottom;text-align:center;">5.17</td> <td data-sheets-numberformat='{"1":2,"2":"0","3":1}' data-sheets-value='{"1":3,"3":49}' style="overflow:hidden;padding:0px 3px 0px 3px;vertical-align:bottom;text-align:center;">49</td> <td data-sheets-numberformat='{"1":2,"2":"0","3":1}' data-sheets-value='{"1":3,"3":59}' style="overflow:hidden;padding:0px 3px 0px 3px;vertical-align:bottom;text-align:center;">59</td> <td data-sheets-numberformat='{"1":2,"2":"0","3":1}' data-sheets-value='{"1":2,"2":"-"}' style="border-right:1px solid #000000;overflow:hidden;padding:0px 3px 0px 3px;vertical-align:bottom;text-align:center;">-</td> </tr> <tr style="height:20px;"> <td data-sheets-value='{"1":2,"2":"Heatstop PC"}' style="border-left:1px solid #000000;overflow:hidden;padding:0px 3px 0px 3px;vertical-align:bottom;font-weight:bold;">Heatstop PC</td> <td data-sheets-value='{"1":2,"2":"Double-walled"}' style="overflow:hidden;padding:0px 3px 0px 3px;vertical-align:bottom;font-weight:bold;">Double-walled</td> <td data-sheets-value='{"1":2,"2":"Clear (T/H)"}' style="border-right:1px solid #000000;overflow:hidden;padding:0px 3px 0px 3px;vertical-align:bottom;font-weight:bold;">Clear (T/H)</td> <td data-sheets-numberformat='{"1":2,"2":"0.00","3":1}' data-sheets-value='{"1":3,"3":2.9}' style="overflow:hidden;padding:0px 3px 0px 3px;vertical-align:bottom;text-align:center;">2.90</td> <td data-sheets-numberformat='{"1":2,"2":"0","3":1}' data-sheets-value='{"1":3,"3":44}' style="overflow:hidden;padding:0px 3px 0px 3px;vertical-align:bottom;text-align:center;">44</td> <td data-sheets-numberformat='{"1":2,"2":"0","3":1}' data-sheets-value='{"1":3,"3":51}' style="overflow:hidden;padding:0px 3px 0px 3px;vertical-align:bottom;text-align:center;">51</td> <td data-sheets-numberformat='{"1":2,"2":"0","3":1}' data-sheets-value='{"1":3,"3":20}' style="border-right:1px solid #000000;overflow:hidden;padding:0px 3px 0px 3px;vertical-align:bottom;text-align:center;">20</td> </tr> <tr style="height:20px;"> <td style="border-left:1px solid #000000;overflow:hidden;padding:0px 3px 0px 3px;vertical-align:bottom;font-weight:bold;"></td> <td data-sheets-value='{"1":2,"2":"Double-walled"}' style="overflow:hidden;padding:0px 3px 0px 3px;vertical-align:bottom;font-weight:bold;">Double-walled</td> <td data-sheets-value='{"1":2,"2":"Opal (T/O)"}' style="border-right:1px solid #000000;overflow:hidden;padding:0px 3px 0px 3px;vertical-align:bottom;font-weight:bold;">Opal (T/O)</td> <td data-sheets-numberformat='{"1":2,"2":"0.00","3":1}' data-sheets-value='{"1":3,"3":2.9}' style="overflow:hidden;padding:0px 3px 0px 3px;vertical-align:bottom;text-align:center;">2.90</td> <td data-sheets-numberformat='{"1":2,"2":"0","3":1}' data-sheets-value='{"1":3,"3":41}' style="overflow:hidden;padding:0px 3px 0px 3px;vertical-align:bottom;text-align:center;">41</td> <td data-sheets-numberformat='{"1":2,"2":"0","3":1}' data-sheets-value='{"1":3,"3":45}' style="overflow:hidden;padding:0px 3px 0px 3px;vertical-align:bottom;text-align:center;">45</td> <td data-sheets-numberformat='{"1":2,"2":"0","3":1}' data-sheets-value='{"1":3,"3":20}' style="border-right:1px solid #000000;overflow:hidden;padding:0px 3px 0px 3px;vertical-align:bottom;text-align:center;">20</td> </tr> <tr style="height:20px;"> <td style="border-left:1px solid #000000;overflow:hidden;padding:0px 3px 0px 3px;vertical-align:bottom;font-weight:bold;"></td> <td data-sheets-value='{"1":2,"2":"Triple-walled"}' style="overflow:hidden; | skylux-160-ce-met-koepel-en-pvc-opstand-35-30-met-lm-motor-en-windvang-1200-x-1500-mm | 8586056237389 | 46872399413581
Smoke and heat exhaust (SHEV) | SHE system | Skylux | Skylux 160° CE with skylight and PVC curb 35/30 with LM-actuator and spoiler 1200 x 1800 mm |  | 35506 | 5412970355069 | 5733 | Yes | 30-45 | 96.8 | 1200 x 1800 mm | 1800 | 1200 |  | PVC 35/30 (35 cm high & roof opening = 30 cm larger than daylight size) | Rectangular | 5.17 W/m²K - 1.28 W/m²K | 87% - 32% | 90% - 32% | 20dB - 23dB | 160° CE (for industry) | skylight | with spoiler | E | Single actuator | Maximum four-walled skylight possible for this product | Ut-value LT-value g-value Rw-value EN 1873 : 2014 EN ISO 13468 EN 16153 EN 410 EN 410 EN ISO 140-3 Material Walls Shells (W/m²K) (%) (%) (dB) Acrylic Single-walled Clear (H) 5.17 90 87 - PMMA Single-walled Opal (O) 5.17 83 76 - Double-walled Clear (H/H) 2.90 81 75 20 Double-walled Opal (O/O) 2.90 69 58 20 Triple-walled Clear (H/H/H) 1.70 73 65 22 Triple-walled Opal (O/H/O) 1.70 62 51 22 Four-walled Clear (H/H/H/H) 1.28 64 54 23 Four-walled Opal (H/H/O/H) 1.28 59 48 23 Polycarbonate Single-walled Clear (A) 5.17 88 83 - PC Single-walled Opal (D) 5.17 58 60 - Double-walled Clear (A/H) 2.90 79 72 20 Double-walled Clear (A/A) 2.90 77 69 20 Double-walled Opal (A/O) 2.90 73 63 20 Double-walled Opal (A/D) 2.90 51 50 20 Triple-walled Clear (A/H/H) 1.70 71 63 22 Triple-walled Opal (A/O/O) 1.70 61 48 22 Four-walled Clear (A/H/H/H) 1.28 64 52 23 Four-walled Opal (A/H/O/H) 1.28 59 46 23 Polycarbonate Single-walled Heatstop Opal (T) 5.17 49 59 - Heatstop PC Double-walled Clear (T/H) 2.90 44 51 20 Double-walled Opal (T/O) 2.90 41 45 20 Triple-walled Clear (T/H/H) 1.70 40 <td data-sheets-numberformat='{"1":2,"2":"0","3":1}' data-sheets-value='{"1":3,"3":44}' style="overflow:hidden;paddin | https://skylux.eu/en/products/skylux-160-ce-met-koepel-en-pvc-opstand-35-30-met-lm-motor-en-windvang-1200-x-1800-mm | https://skylux.eu/cdn/shop/files/Skylux-160deg-CE-met-koepel-en-pvc-opstand-3530-met-LM-motor-en-windvang-1200-x-1800-mm-RWA-systeem.jpg?v=1702982970&width=1600 | https://skylux.eu/cdn/shop/files/e5a82811-1bb0-48e4-a776-cacb59c7c092_57d87846-792a-4b7d-8845-c8f43f6e18ab.jpg?v=1688551753&width=1600 | //skylux.eu/cdn/shop/files/E_MH_Mounting_instructions_Skylux_160_CE_LM.pdf?v=12406716259046007223 | //skylux.eu/cdn/shop/files/E_TD_Technical_File_Skylux_Skylux_160_CE_Electric.pdf?v=3667116872303399239 | <style type="text/css" id="isPasted"> <!--td { border: 1px solid #cccccc; } br { mso-data-placement: same-cell; } --> </style> <table border="1" cellpadding="0" cellspacing="0" dir="ltr" style="table-layout:fixed;font-size:10pt;font-family:Arial;border-collapse:collapse;border:none;"><tbody> <tr style="height:20px;"> <td style="overflow:hidden;padding:0px 3px 0px 3px;vertical-align:bottom;"></td> <td style="overflow:hidden;padding:0px 3px 0px 3px;vertical-align:bottom;"></td> <td style="overflow:hidden;padding:0px 3px 0px 3px;vertical-align:bottom;"></td> <td data-sheets-value='{"1":2,"2":"Ut-value"}' style="overflow:hidden;padding:0px 3px 0px 3px;vertical-align:bottom;font-weight:bold;text-align:center;">Ut-value</td> <td data-sheets-value='{"1":2,"2":"LT-value"}' style="overflow:hidden;padding:0px 3px 0px 3px;vertical-align:bottom;font-weight:bold;text-align:center;">LT-value</td> <td data-sheets-value='{"1":2,"2":"g-value"}' style="overflow:hidden;padding:0px 3px 0px 3px;vertical-align:bottom;font-weight:bold;text-align:center;">g-value</td> <td data-sheets-value='{"1":2,"2":"Rw-value "}' style="overflow:hidden;padding:0px 3px 0px 3px;vertical-align:bottom;font-weight:bold;text-align:center;">Rw-value </td> </tr> <tr style="height:20px;"> <td style="overflow:hidden;padding:0px 3px 0px 3px;vertical-align:bottom;"></td> <td style="overflow:hidden;padding:0px 3px 0px 3px;vertical-align:bottom;"></td> <td style="overflow:hidden;padding:0px 3px 0px 3px;vertical-align:bottom;"></td> <td data-sheets-numberformat='{"1":2,"2":"0.00","3":1}' data-sheets-value='{"1":2,"2":"EN 1873 : 2014"}' style="overflow:hidden;padding:0px 3px 0px 3px;vertical-align:bottom;text-align:center;">EN 1873 : 2014</td> <td data-sheets-numberformat='{"1":2,"2":"0","3":1}' data-sheets-value='{"1":2,"2":"EN ISO 13468 EN 16153 EN 410"}' style="overflow:hidden;padding:0px 3px 0px 3px;vertical-align:bottom;text-align:center;">EN ISO 13468 EN 16153 EN 410</td> <td data-sheets-numberformat='{"1":2,"2":"0","3":1}' data-sheets-value='{"1":2,"2":"EN 410"}' style="overflow:hidden;padding:0px 3px 0px 3px;vertical-align:bottom;text-align:center;">EN 410</td> <td data-sheets-value='{"1":2,"2":"EN ISO 140-3\t\t"}' style="overflow:hidden;padding:0px 3px 0px 3px;vertical-align:bottom;text-align:center;">EN ISO 140-3 </td> </tr> <tr style="height:20px;"> <td data-sheets-value='{"1":2,"2":"Material"}' style="border-bottom:1px solid #000000;overflow:hidden;padding:0px 3px 0px 3px;vertical-align:bottom;background-color:#000000;font-weight:bold;color:#ffffff;">Material</td> <td data-sheets-value='{"1":2,"2":"Walls"}' style="border-bottom:1px solid #000000;overflow:hidden;padding:0px 3px 0px 3px;vertical-align:bottom;background-color:#000000;font-weight:bold;color:#ffffff;">Walls</td> <td data-sheets-value='{"1":2,"2":"Shells"}' style="border-bottom:1px solid #000000;overflow:hidden;padding:0px 3px 0px 3px;vertical-align:bottom;background-color:#000000;font-weight:bold;color:#ffffff;">Shells</td> <td data-sheets-numberformat='{"1":2,"2":"0.00","3":1}' data-sheets-value='{"1":2,"2":"(W/m²K)\t"}' style="border-bottom:1px solid #000000;overflow:hidden;padding:0px 3px 0px 3px;vertical-align:bottom;background-color:#000000;font-weight:bold;color:#ffffff;text-align:center;">(W/m²K) </td> <td data-sheets-numberformat='{"1":2,"2":"0","3":1}' data-sheets-value='{"1":2,"2":"(%)"}' style="border-bottom:1px solid #000000;overflow:hidden;padding:0px 3px 0px 3px;vertical-align:bottom;background-color:#000000;font-weight:bold;color:#ffffff;text-align:center;">(%)</td> <td data-sheets-numberformat='{"1":2,"2":"0","3":1}' data-sheets-value='{"1":2,"2":"(%)"}' style="border-bottom:1px solid #000000;overflow:hidden;padding:0px 3px 0px 3px;vertical-align:bottom;background-color:#000000;font-weight:bold;color:#ffffff;text-align:center;">(%)</td> <td data-sheets-value='{"1":2,"2":"(dB)"}' style="border-bottom:1px solid #000000;overflow:hidden;padding:0px 3px 0px 3px;vertical-align:bottom;background-color:#000000;font-weight:bold;color:#ffffff;text-align:center;">(dB)</td> </tr> <tr style="height:20px;"> <td data-sheets-value='{"1":2,"2":"Acrylic"}' style="border-left:1px solid #000000;overflow:hidden;padding:0px 3px 0px 3px;vertical-align:bottom;font-weight:bold;">Acrylic</td> <td data-sheets-value='{"1":2,"2":"Single-walled"}' style="overflow:hidden;padding:0px 3px 0px 3px;vertical-align:bottom;font-weight:bold;">Single-walled</td> <td data-sheets-value='{"1":2,"2":"Clear (H)"}' style="border-right:1px solid #000000;overflow:hidden;padding:0px 3px 0px 3px;vertical-align:bottom;font-weight:bold;">Clear (H)</td> <td data-sheets-numberformat='{"1":2,"2":"0.00","3":1}' data-sheets-value='{"1":3,"3":5.17}' style="overflow:hidden;padding:0px 3px 0px 3px;vertical-align:bottom;text-align:center;">5.17</td> <td data-sheets-numberformat='{"1":2,"2":"0","3":1}' data-sheets-value='{"1":3,"3":90}' style="overflow:hidden;padding:0px 3px 0px 3px;vertical-align:bottom;text-align:center;">90</td> <td data-sheets-numberformat='{"1":2,"2":"0","3":1}' data-sheets-value='{"1":3,"3":87}' style="overflow:hidden;padding:0px 3px 0px 3px;vertical-align:bottom;text-align:center;">87</td> <td data-sheets-numberformat='{"1":2,"2":"0","3":1}' data-sheets-value='{"1":2,"2":"-"}' style="border-right:1px solid #000000;overflow:hidden;padding:0px 3px 0px 3px;vertical-align:bottom;text-align:center;">-</td> </tr> <tr style="height:20px;"> <td data-sheets-value='{"1":2,"2":"PMMA"}' style="border-left:1px solid #000000;overflow:hidden;padding:0px 3px 0px 3px;vertical-align:bottom;font-weight:bold;">PMMA</td> <td data-sheets-value='{"1":2,"2":"Single-walled"}' style="overflow:hidden;padding:0px 3px 0px 3px;vertical-align:bottom;font-weight:bold;">Single-walled</td> <td data-sheets-value='{"1":2,"2":"Opal (O)"}' style="border-right:1px solid #000000;overflow:hidden;padding:0px 3px 0px 3px;vertical-align:bottom;font-weight:bold;">Opal (O)</td> <td data-sheets-numberformat='{"1":2,"2":"0.00","3":1}' data-sheets-value='{"1":3,"3":5.17}' style="overflow:hidden;padding:0px 3px 0px 3px;vertical-align:bottom;text-align:center;">5.17</td> <td data-sheets-numberformat='{"1":2,"2":"0","3":1}' data-sheets-value='{"1":3,"3":83}' style="overflow:hidden;padding:0px 3px 0px 3px;vertical-align:bottom;text-align:center;">83</td> <td data-sheets-numberformat='{"1":2,"2":"0","3":1}' data-sheets-value='{"1":3,"3":76}' style="overflow:hidden;padding:0px 3px 0px 3px;vertical-align:bottom;text-align:center;">76</td> <td data-sheets-numberformat='{"1":2,"2":"0","3":1}' data-sheets-value='{"1":2,"2":"-"}' style="border-right:1px solid #000000;overflow:hidden;padding:0px 3px 0px 3px;vertical-align:bottom;text-align:center;">-</td> </tr> <tr style="height:20px;"> <td style="border-left:1px solid #000000;overflow:hidden;padding:0px 3px 0px 3px;vertical-align:bottom;font-weight:bold;"></td> <td data-sheets-value='{"1":2,"2":"Double-walled"}' style="overflow:hidden;padding:0px 3px 0px 3px;vertical-align:bottom;font-weight:bold;">Double-walled</td> <td data-sheets-value='{"1":2,"2":"Clear (H/H)"}' style="border-right:1px solid #000000;overflow:hidden;padding:0px 3px 0px 3px;vertical-align:bottom;font-weight:bold;">Clear (H/H)</td> <td data-sheets-numberformat='{"1":2,"2":"0.00","3":1}' data-sheets-value='{"1":3,"3":2.9}' style="overflow:hidden;padding:0px 3px 0px 3px;vertical-align:bottom;text-align:center;">2.90</td> <td data-sheets-numberformat='{"1":2,"2":"0","3":1}' data-sheets-value='{"1":3,"3":81}' style="overflow:hidden;padding:0px 3px 0px 3px;vertical-align:bottom;text-align:center;">81</td> <td data-sheets-numberformat='{"1":2,"2":"0","3":1}' data-sheets-value='{"1":3,"3":75}' style="overflow:hidden;padding:0px 3px 0px 3px;vertical-align:bottom;text-align:center;">75</td> <td data-sheets-numberformat='{"1":2,"2":"0","3":1}' data-sheets-value='{"1":3,"3":20}' style="border-right:1px solid #000000;overflow:hidden;padding:0px 3px 0px 3px;vertical-align:bottom;text-align:center;">20</td> </tr> <tr style="height:20px;"> <td style="border-left:1px solid #000000;overflow:hidden;padding:0px 3px 0px 3px;vertical-align:bottom;font-weight:bold;"></td> <td data-sheets-value='{"1":2,"2":"Double-walled"}' style="overflow:hidden;padding:0px 3px 0px 3px;vertical-align:bottom;font-weight:bold;">Double-walled</td> <td data-sheets-value='{"1":2,"2":"Opal (O/O)"}' style="border-right:1px solid #000000;overflow:hidden;padding:0px 3px 0px 3px;vertical-align:bottom;font-weight:bold;">Opal (O/O)</td> <td data-sheets-numberformat='{"1":2,"2":"0.00","3":1}' data-sheets-value='{"1":3,"3":2.9}' style="overflow:hidden;padding:0px 3px 0px 3px;vertical-align:bottom;text-align:center;">2.90</td> <td data-sheets-numberformat='{"1":2,"2":"0","3":1}' data-sheets-value='{"1":3,"3":69}' style="overflow:hidden;padding:0px 3px 0px 3px;vertical-align:bottom;text-align:center;">69</td> <td data-sheets-numberformat='{"1":2,"2":"0","3":1}' data-sheets-value='{"1":3,"3":58}' style="overflow:hidden;padding:0px 3px 0px 3px;vertical-align:bottom;text-align:center;">58</td> <td data-sheets-numberformat='{"1":2,"2":"0","3":1}' data-sheets-value='{"1":3,"3":20}' style="border-right:1px solid #000000;overflow:hidden;padding:0px 3px 0px 3px;vertical-align:bottom;text-align:center;">20</td> </tr> <tr style="height:20px;"> <td style="border-left:1px solid #000000;overflow:hidden;padding:0px 3px 0px 3px;vertical-align:bottom;font-weight:bold;"></td> <td data-sheets-value='{"1":2,"2":"Triple-walled"}' style="overflow:hidden;padding:0px 3px 0px 3px;vertical-align:bottom;font-weight:bold;">Triple-walled</td> <td data-sheets-value='{"1":2,"2":"Clear (H/H/H)"}' style="border-right:1px solid #000000;overflow:hidden;padding:0px 3px 0px 3px;vertical-align:bottom;font-weight:bold;">Clear (H/H/H)</td> <td data-sheets-numberformat='{"1":2,"2":"0.00","3":1}' data-sheets-value='{"1":3,"3":1.7}' style="overflow:hidden;padding:0px 3px 0px 3px;vertical-align:bottom;text-align:center;">1.70</td> <td data-sheets-numberformat='{"1":2,"2":"0","3":1}' data-sheets-value='{"1":3,"3":73}' style="overflow:hidden;padding:0px 3px 0px 3px;vertical-align:bottom;text-align:center;">73</td> <td data-sheets-numberformat='{"1":2,"2":"0","3":1}' data-sheets-value='{"1":3,"3":65}' style="overflow:hidden;padding:0px 3px 0px 3px;vertical-align:bottom;text-align:center;">65</td> <td data-sheets-numberformat='{"1":2,"2":"0","3":1}' data-sheets-value='{"1":3,"3":22}' style="border-right:1px solid #000000;overflow:hidden;padding:0px 3px 0px 3px;vertical-align:bottom;text-align:center;">22</td> </tr> <tr style="height:20px;"> <td style="border-left:1px solid #000000;overflow:hidden;padding:0px 3px 0px 3px;vertical-align:bottom;font-weight:bold;"></td> <td data-sheets-value='{"1":2,"2":"Triple-walled"}' style="overflow:hidden;padding:0px 3px 0px 3px;vertical-align:bottom;font-weight:bold;">Triple-walled</td> <td data-sheets-value='{"1":2,"2":"Opal (O/H/O)"}' style="border-right:1px solid #000000;overflow:hidden;padding:0px 3px 0px 3px;vertical-align:bottom;font-weight:bold;">Opal (O/H/O)</td> <td data-sheets-numberformat='{"1":2,"2":"0.00","3":1}' data-sheets-value='{"1":3,"3":1.7}' style="overflow:hidden;padding:0px 3px 0px 3px;vertical-align:bottom;text-align:center;">1.70</td> <td data-sheets-numberformat='{"1":2,"2":"0","3":1}' data-sheets-value='{"1":3,"3":62}' style="overflow:hidden;padding:0px 3px 0px 3px;vertical-align:bottom;text-align:center;">62</td> <td data-sheets-numberformat='{"1":2,"2":"0","3":1}' data-sheets-value='{"1":3,"3":51}' style="overflow:hidden;padding:0px 3px 0px 3px;vertical-align:bottom;text-align:center;">51</td> <td data-sheets-numberformat='{"1":2,"2":"0","3":1}' data-sheets-value='{"1":3,"3":22}' style="border-right:1px solid #000000;overflow:hidden;padding:0px 3px 0px 3px;vertical-align:bottom;text-align:center;">22</td> </tr> <tr style="height:20px;"> <td style="border-left:1px solid #000000;overflow:hidden;padding:0px 3px 0px 3px;vertical-align:bottom;font-weight:bold;"></td> <td data-sheets-value='{"1":2,"2":"Four-walled"}' style="overflow:hidden;padding:0px 3px 0px 3px;vertical-align:bottom;font-weight:bold;">Four-walled</td> <td data-sheets-value='{"1":2,"2":"Clear (H/H/H/H)"}' style="border-right:1px solid #000000;overflow:hidden;padding:0px 3px 0px 3px;vertical-align:bottom;font-weight:bold;">Clear (H/H/H/H)</td> <td data-sheets-numberformat='{"1":2,"2":"0.00","3":1}' data-sheets-value='{"1":3,"3":1.28}' style="overflow:hidden;padding:0px 3px 0px 3px;vertical-align:bottom;text-align:center;">1.28</td> <td data-sheets-numberformat='{"1":2,"2":"0","3":1}' data-sheets-value='{"1":3,"3":64}' style="overflow:hidden;padding:0px 3px 0px 3px;vertical-align:bottom;text-align:center;">64</td> <td data-sheets-numberformat='{"1":2,"2":"0","3":1}' data-sheets-value='{"1":3,"3":54}' style="overflow:hidden;padding:0px 3px 0px 3px;vertical-align:bottom;text-align:center;">54</td> <td data-sheets-numberformat='{"1":2,"2":"0","3":1}' data-sheets-value='{"1":3,"3":23}' style="border-right:1px solid #000000;overflow:hidden;padding:0px 3px 0px 3px;vertical-align:bottom;text-align:center;">23</td> </tr> <tr style="height:20px;"> <td style="border-bottom:1px solid #000000;border-left:1px solid #000000;overflow:hidden;padding:0px 3px 0px 3px;vertical-align:bottom;"></td> <td data-sheets-value='{"1":2,"2":"Four-walled"}' style="border-bottom:1px solid #000000;overflow:hidden;padding:0px 3px 0px 3px;vertical-align:bottom;font-weight:bold;">Four-walled</td> <td data-sheets-value='{"1":2,"2":"Opal (H/H/O/H)"}' style="border-right:1px solid #000000;border-bottom:1px solid #000000;overflow:hidden;padding:0px 3px 0px 3px;vertical-align:bottom;font-weight:bold;">Opal (H/H/O/H)</td> <td data-sheets-numberformat='{"1":2,"2":"0.00","3":1}' data-sheets-value='{"1":3,"3":1.28}' style="border-bottom:1px solid #000000;overflow:hidden;padding:0px 3px 0px 3px;vertical-align:bottom;text-align:center;">1.28</td> <td data-sheets-numberformat='{"1":2,"2":"0","3":1}' data-sheets-value='{"1":3,"3":59}' style="border-bottom:1px solid #000000;overflow:hidden;padding:0px 3px 0px 3px;vertical-align:bottom;text-align:center;">59</td> <td data-sheets-numberformat='{"1":2,"2":"0","3":1}' data-sheets-value='{"1":3,"3":48}' style="border-bottom:1px solid #000000;overflow:hidden;padding:0px 3px 0px 3px;vertical-align:bottom;text-align:center;">48</td> <td data-sheets-numberformat='{"1":2,"2":"0","3":1}' data-sheets-value='{"1":3,"3":23}' style="border-right:1px solid #000000;border-bottom:1px solid #000000;overflow:hidden;padding:0px 3px 0px 3px;vertical-align:bottom;text-align:center;">23</td> </tr> <tr style="height:20px;"> <td data-sheets-value='{"1":2,"2":"Polycarbonate "}' style="border-left:1px solid #000000;overflow:hidden;padding:0px 3px 0px 3px;vertical-align:bottom;font-weight:bold;">Polycarbonate </td> <td data-sheets-value='{"1":2,"2":"Single-walled"}' style="overflow:hidden;padding:0px 3px 0px 3px;vertical-align:bottom;font-weight:bold;">Single-walled</td> <td data-sheets-value='{"1":2,"2":"Clear (A)"}' style="border-right:1px solid #000000;overflow:hidden;padding:0px 3px 0px 3px;vertical-align:bottom;font-weight:bold;">Clear (A)</td> <td data-sheets-numberformat='{"1":2,"2":"0.00","3":1}' data-sheets-value='{"1":3,"3":5.17}' style="overflow:hidden;padding:0px 3px 0px 3px;vertical-align:bottom;text-align:center;">5.17</td> <td data-sheets-numberformat='{"1":2,"2":"0","3":1}' data-sheets-value='{"1":3,"3":88}' style="overflow:hidden;padding:0px 3px 0px 3px;vertical-align:bottom;text-align:center;">88</td> <td data-sheets-numberformat='{"1":2,"2":"0","3":1}' data-sheets-value='{"1":3,"3":83}' style="overflow:hidden;padding:0px 3px 0px 3px;vertical-align:bottom;text-align:center;">83</td> <td data-sheets-numberformat='{"1":2,"2":"0","3":1}' data-sheets-value='{"1":2,"2":"-"}' style="border-right:1px solid #000000;overflow:hidden;padding:0px 3px 0px 3px;vertical-align:bottom;text-align:center;">-</td> </tr> <tr style="height:20px;"> <td data-sheets-value='{"1":2,"2":"PC"}' style="border-left:1px solid #000000;overflow:hidden;padding:0px 3px 0px 3px;vertical-align:bottom;font-weight:bold;">PC</td> <td data-sheets-value='{"1":2,"2":"Single-walled"}' style="overflow:hidden;padding:0px 3px 0px 3px;vertical-align:bottom;font-weight:bold;">Single-walled</td> <td data-sheets-value='{"1":2,"2":"Opal (D)"}' style="border-right:1px solid #000000;overflow:hidden;padding:0px 3px 0px 3px;vertical-align:bottom;font-weight:bold;">Opal (D)</td> <td data-sheets-numberformat='{"1":2,"2":"0.00","3":1}' data-sheets-value='{"1":3,"3":5.17}' style="overflow:hidden;padding:0px 3px 0px 3px;vertical-align:bottom;text-align:center;">5.17</td> <td data-sheets-numberformat='{"1":2,"2":"0","3":1}' data-sheets-value='{"1":3,"3":58}' style="overflow:hidden;padding:0px 3px 0px 3px;vertical-align:bottom;text-align:center;">58</td> <td data-sheets-numberformat='{"1":2,"2":"0","3":1}' data-sheets-value='{"1":3,"3":60}' style="overflow:hidden;padding:0px 3px 0px 3px;vertical-align:bottom;text-align:center;">60</td> <td data-sheets-numberformat='{"1":2,"2":"0","3":1}' data-sheets-value='{"1":2,"2":"-"}' style="border-right:1px solid #000000;overflow:hidden;padding:0px 3px 0px 3px;vertical-align:bottom;text-align:center;">-</td> </tr> <tr style="height:20px;"> <td style="border-left:1px solid #000000;overflow:hidden;padding:0px 3px 0px 3px;vertical-align:bottom;font-weight:bold;"></td> <td data-sheets-value='{"1":2,"2":"Double-walled"}' style="overflow:hidden;padding:0px 3px 0px 3px;vertical-align:bottom;font-weight:bold;">Double-walled</td> <td data-sheets-value='{"1":2,"2":"Clear (A/H)"}' style="border-right:1px solid #000000;overflow:hidden;padding:0px 3px 0px 3px;vertical-align:bottom;font-weight:bold;">Clear (A/H)</td> <td data-sheets-numberformat='{"1":2,"2":"0.00","3":1}' data-sheets-value='{"1":3,"3":2.9}' style="overflow:hidden;padding:0px 3px 0px 3px;vertical-align:bottom;text-align:center;">2.90</td> <td data-sheets-numberformat='{"1":2,"2":"0","3":1}' data-sheets-value='{"1":3,"3":79}' style="overflow:hidden;padding:0px 3px 0px 3px;vertical-align:bottom;text-align:center;">79</td> <td data-sheets-numberformat='{"1":2,"2":"0","3":1}' data-sheets-value='{"1":3,"3":72}' style="overflow:hidden;padding:0px 3px 0px 3px;vertical-align:bottom;text-align:center;">72</td> <td data-sheets-numberformat='{"1":2,"2":"0","3":1}' data-sheets-value='{"1":3,"3":20}' style="border-right:1px solid #000000;overflow:hidden;padding:0px 3px 0px 3px;vertical-align:bottom;text-align:center;">20</td> </tr> <tr style="height:20px;"> <td style="border-left:1px solid #000000;overflow:hidden;padding:0px 3px 0px 3px;vertical-align:bottom;font-weight:bold;"></td> <td data-sheets-value='{"1":2,"2":"Double-walled"}' style="overflow:hidden;padding:0px 3px 0px 3px;vertical-align:bottom;font-weight:bold;">Double-walled</td> <td data-sheets-value='{"1":2,"2":"Clear (A/A)"}' style="border-right:1px solid #000000;overflow:hidden;padding:0px 3px 0px 3px;vertical-align:bottom;font-weight:bold;">Clear (A/A)</td> <td data-sheets-numberformat='{"1":2,"2":"0.00","3":1}' data-sheets-value='{"1":3,"3":2.9}' style="overflow:hidden;padding:0px 3px 0px 3px;vertical-align:bottom;text-align:center;">2.90</td> <td data-sheets-numberformat='{"1":2,"2":"0","3":1}' data-sheets-value='{"1":3,"3":77}' style="overflow:hidden;padding:0px 3px 0px 3px;vertical-align:bottom;text-align:center;">77</td> <td data-sheets-numberformat='{"1":2,"2":"0","3":1}' data-sheets-value='{"1":3,"3":69}' style="overflow:hidden;padding:0px 3px 0px 3px;vertical-align:bottom;text-align:center;">69</td> <td data-sheets-numberformat='{"1":2,"2":"0","3":1}' data-sheets-value='{"1":3,"3":20}' style="border-right:1px solid #000000;overflow:hidden;padding:0px 3px 0px 3px;vertical-align:bottom;text-align:center;">20</td> </tr> <tr style="height:20px;"> <td style="border-left:1px solid #000000;overflow:hidden;padding:0px 3px 0px 3px;vertical-align:bottom;font-weight:bold;"></td> <td data-sheets-value='{"1":2,"2":"Double-walled"}' style="overflow:hidden;padding:0px 3px 0px 3px;vertical-align:bottom;font-weight:bold;">Double-walled</td> <td data-sheets-value='{"1":2,"2":"Opal (A/O)"}' style="border-right:1px solid #000000;overflow:hidden;padding:0px 3px 0px 3px;vertical-align:bottom;font-weight:bold;">Opal (A/O)</td> <td data-sheets-numberformat='{"1":2,"2":"0.00","3":1}' data-sheets-value='{"1":3,"3":2.9}' style="overflow:hidden;padding:0px 3px 0px 3px;vertical-align:bottom;text-align:center;">2.90</td> <td data-sheets-numberformat='{"1":2,"2":"0","3":1}' data-sheets-value='{"1":3,"3":73}' style="overflow:hidden;padding:0px 3px 0px 3px;vertical-align:bottom;text-align:center;">73</td> <td data-sheets-numberformat='{"1":2,"2":"0","3":1}' data-sheets-value='{"1":3,"3":63}' style="overflow:hidden;padding:0px 3px 0px 3px;vertical-align:bottom;text-align:center;">63</td> <td data-sheets-numberformat='{"1":2,"2":"0","3":1}' data-sheets-value='{"1":3,"3":20}' style="border-right:1px solid #000000;overflow:hidden;padding:0px 3px 0px 3px;vertical-align:bottom;text-align:center;">20</td> </tr> <tr style="height:20px;"> <td style="border-left:1px solid #000000;overflow:hidden;padding:0px 3px 0px 3px;vertical-align:bottom;font-weight:bold;"></td> <td data-sheets-value='{"1":2,"2":"Double-walled"}' style="overflow:hidden;padding:0px 3px 0px 3px;vertical-align:bottom;font-weight:bold;">Double-walled</td> <td data-sheets-value='{"1":2,"2":"Opal (A/D)"}' style="border-right:1px solid #000000;overflow:hidden;padding:0px 3px 0px 3px;vertical-align:bottom;font-weight:bold;">Opal (A/D)</td> <td data-sheets-numberformat='{"1":2,"2":"0.00","3":1}' data-sheets-value='{"1":3,"3":2.9}' style="overflow:hidden;padding:0px 3px 0px 3px;vertical-align:bottom;text-align:center;">2.90</td> <td data-sheets-numberformat='{"1":2,"2":"0","3":1}' data-sheets-value='{"1":3,"3":51}' style="overflow:hidden;padding:0px 3px 0px 3px;vertical-align:bottom;text-align:center;">51</td> <td data-sheets-numberformat='{"1":2,"2":"0","3":1}' data-sheets-value='{"1":3,"3":50}' style="overflow:hidden;padding:0px 3px 0px 3px;vertical-align:bottom;text-align:center;">50</td> <td data-sheets-numberformat='{"1":2,"2":"0","3":1}' data-sheets-value='{"1":3,"3":20}' style="border-right:1px solid #000000;overflow:hidden;padding:0px 3px 0px 3px;vertical-align:bottom;text-align:center;">20</td> </tr> <tr style="height:20px;"> <td style="border-left:1px solid #000000;overflow:hidden;padding:0px 3px 0px 3px;vertical-align:bottom;font-weight:bold;"></td> <td data-sheets-value='{"1":2,"2":"Triple-walled"}' style="overflow:hidden;padding:0px 3px 0px 3px;vertical-align:bottom;font-weight:bold;">Triple-walled</td> <td data-sheets-value='{"1":2,"2":"Clear (A/H/H)"}' style="border-right:1px solid #000000;overflow:hidden;padding:0px 3px 0px 3px;vertical-align:bottom;font-weight:bold;">Clear (A/H/H)</td> <td data-sheets-numberformat='{"1":2,"2":"0.00","3":1}' data-sheets-value='{"1":3,"3":1.7}' style="overflow:hidden;padding:0px 3px 0px 3px;vertical-align:bottom;text-align:center;">1.70</td> <td data-sheets-numberformat='{"1":2,"2":"0","3":1}' data-sheets-value='{"1":3,"3":71}' style="overflow:hidden;padding:0px 3px 0px 3px;vertical-align:bottom;text-align:center;">71</td> <td data-sheets-numberformat='{"1":2,"2":"0","3":1}' data-sheets-value='{"1":3,"3":63}' style="overflow:hidden;padding:0px 3px 0px 3px;vertical-align:bottom;text-align:center;">63</td> <td data-sheets-numberformat='{"1":2,"2":"0","3":1}' data-sheets-value='{"1":3,"3":22}' style="border-right:1px solid #000000;overflow:hidden;padding:0px 3px 0px 3px;vertical-align:bottom;text-align:center;">22</td> </tr> <tr style="height:20px;"> <td style="border-left:1px solid #000000;overflow:hidden;padding:0px 3px 0px 3px;vertical-align:bottom;font-weight:bold;"></td> <td data-sheets-value='{"1":2,"2":"Triple-walled"}' style="overflow:hidden;padding:0px 3px 0px 3px;vertical-align:bottom;font-weight:bold;">Triple-walled</td> <td data-sheets-value='{"1":2,"2":"Opal (A/O/O)"}' style="border-right:1px solid #000000;overflow:hidden;padding:0px 3px 0px 3px;vertical-align:bottom;font-weight:bold;">Opal (A/O/O)</td> <td data-sheets-numberformat='{"1":2,"2":"0.00","3":1}' data-sheets-value='{"1":3,"3":1.7}' style="overflow:hidden;padding:0px 3px 0px 3px;vertical-align:bottom;text-align:center;">1.70</td> <td data-sheets-numberformat='{"1":2,"2":"0","3":1}' data-sheets-value='{"1":3,"3":61}' style="overflow:hidden;padding:0px 3px 0px 3px;vertical-align:bottom;text-align:center;">61</td> <td data-sheets-numberformat='{"1":2,"2":"0","3":1}' data-sheets-value='{"1":3,"3":48}' style="overflow:hidden;padding:0px 3px 0px 3px;vertical-align:bottom;text-align:center;">48</td> <td data-sheets-numberformat='{"1":2,"2":"0","3":1}' data-sheets-value='{"1":3,"3":22}' style="border-right:1px solid #000000;overflow:hidden;padding:0px 3px 0px 3px;vertical-align:bottom;text-align:center;">22</td> </tr> <tr style="height:20px;"> <td style="border-left:1px solid #000000;overflow:hidden;padding:0px 3px 0px 3px;vertical-align:bottom;font-weight:bold;"></td> <td data-sheets-value='{"1":2,"2":"Four-walled"}' style="overflow:hidden;padding:0px 3px 0px 3px;vertical-align:bottom;font-weight:bold;">Four-walled</td> <td data-sheets-value='{"1":2,"2":"Clear (A/H/H/H)"}' style="border-right:1px solid #000000;overflow:hidden;padding:0px 3px 0px 3px;vertical-align:bottom;font-weight:bold;">Clear (A/H/H/H)</td> <td data-sheets-numberformat='{"1":2,"2":"0.00","3":1}' data-sheets-value='{"1":3,"3":1.28}' style="overflow:hidden;padding:0px 3px 0px 3px;vertical-align:bottom;text-align:center;">1.28</td> <td data-sheets-numberformat='{"1":2,"2":"0","3":1}' data-sheets-value='{"1":3,"3":64}' style="overflow:hidden;padding:0px 3px 0px 3px;vertical-align:bottom;text-align:center;">64</td> <td data-sheets-numberformat='{"1":2,"2":"0","3":1}' data-sheets-value='{"1":3,"3":52}' style="overflow:hidden;padding:0px 3px 0px 3px;vertical-align:bottom;text-align:center;">52</td> <td data-sheets-numberformat='{"1":2,"2":"0","3":1}' data-sheets-value='{"1":3,"3":23}' style="border-right:1px solid #000000;overflow:hidden;padding:0px 3px 0px 3px;vertical-align:bottom;text-align:center;">23</td> </tr> <tr style="height:20px;"> <td style="border-bottom:1px solid #000000;border-left:1px solid #000000;overflow:hidden;padding:0px 3px 0px 3px;vertical-align:bottom;"></td> <td data-sheets-value='{"1":2,"2":"Four-walled"}' style="border-bottom:1px solid #000000;overflow:hidden;padding:0px 3px 0px 3px;vertical-align:bottom;font-weight:bold;">Four-walled</td> <td data-sheets-value='{"1":2,"2":"Opal (A/H/O/H)"}' style="border-right:1px solid #000000;border-bottom:1px solid #000000;overflow:hidden;padding:0px 3px 0px 3px;vertical-align:bottom;font-weight:bold;">Opal (A/H/O/H)</td> <td data-sheets-numberformat='{"1":2,"2":"0.00","3":1}' data-sheets-value='{"1":3,"3":1.28}' style="border-bottom:1px solid #000000;overflow:hidden;padding:0px 3px 0px 3px;vertical-align:bottom;text-align:center;">1.28</td> <td data-sheets-numberformat='{"1":2,"2":"0","3":1}' data-sheets-value='{"1":3,"3":59}' style="border-bottom:1px solid #000000;overflow:hidden;padding:0px 3px 0px 3px;vertical-align:bottom;text-align:center;">59</td> <td data-sheets-numberformat='{"1":2,"2":"0","3":1}' data-sheets-value='{"1":3,"3":46}' style="border-bottom:1px solid #000000;overflow:hidden;padding:0px 3px 0px 3px;vertical-align:bottom;text-align:center;">46</td> <td data-sheets-numberformat='{"1":2,"2":"0","3":1}' data-sheets-value='{"1":3,"3":23}' style="border-right:1px solid #000000;border-bottom:1px solid #000000;overflow:hidden;padding:0px 3px 0px 3px;vertical-align:bottom;text-align:center;">23</td> </tr> <tr style="height:20px;"> <td data-sheets-value='{"1":2,"2":"Polycarbonate"}' style="border-left:1px solid #000000;overflow:hidden;padding:0px 3px 0px 3px;vertical-align:bottom;font-weight:bold;">Polycarbonate</td> <td data-sheets-value='{"1":2,"2":"Single-walled"}' style="overflow:hidden;padding:0px 3px 0px 3px;vertical-align:bottom;font-weight:bold;">Single-walled</td> <td data-sheets-value='{"1":2,"2":"Heatstop Opal (T)"}' style="border-right:1px solid #000000;overflow:hidden;padding:0px 3px 0px 3px;vertical-align:bottom;font-weight:bold;">Heatstop Opal (T)</td> <td data-sheets-numberformat='{"1":2,"2":"0.00","3":1}' data-sheets-value='{"1":3,"3":5.17}' style="overflow:hidden;padding:0px 3px 0px 3px;vertical-align:bottom;text-align:center;">5.17</td> <td data-sheets-numberformat='{"1":2,"2":"0","3":1}' data-sheets-value='{"1":3,"3":49}' style="overflow:hidden;padding:0px 3px 0px 3px;vertical-align:bottom;text-align:center;">49</td> <td data-sheets-numberformat='{"1":2,"2":"0","3":1}' data-sheets-value='{"1":3,"3":59}' style="overflow:hidden;padding:0px 3px 0px 3px;vertical-align:bottom;text-align:center;">59</td> <td data-sheets-numberformat='{"1":2,"2":"0","3":1}' data-sheets-value='{"1":2,"2":"-"}' style="border-right:1px solid #000000;overflow:hidden;padding:0px 3px 0px 3px;vertical-align:bottom;text-align:center;">-</td> </tr> <tr style="height:20px;"> <td data-sheets-value='{"1":2,"2":"Heatstop PC"}' style="border-left:1px solid #000000;overflow:hidden;padding:0px 3px 0px 3px;vertical-align:bottom;font-weight:bold;">Heatstop PC</td> <td data-sheets-value='{"1":2,"2":"Double-walled"}' style="overflow:hidden;padding:0px 3px 0px 3px;vertical-align:bottom;font-weight:bold;">Double-walled</td> <td data-sheets-value='{"1":2,"2":"Clear (T/H)"}' style="border-right:1px solid #000000;overflow:hidden;padding:0px 3px 0px 3px;vertical-align:bottom;font-weight:bold;">Clear (T/H)</td> <td data-sheets-numberformat='{"1":2,"2":"0.00","3":1}' data-sheets-value='{"1":3,"3":2.9}' style="overflow:hidden;padding:0px 3px 0px 3px;vertical-align:bottom;text-align:center;">2.90</td> <td data-sheets-numberformat='{"1":2,"2":"0","3":1}' data-sheets-value='{"1":3,"3":44}' style="overflow:hidden;padding:0px 3px 0px 3px;vertical-align:bottom;text-align:center;">44</td> <td data-sheets-numberformat='{"1":2,"2":"0","3":1}' data-sheets-value='{"1":3,"3":51}' style="overflow:hidden;padding:0px 3px 0px 3px;vertical-align:bottom;text-align:center;">51</td> <td data-sheets-numberformat='{"1":2,"2":"0","3":1}' data-sheets-value='{"1":3,"3":20}' style="border-right:1px solid #000000;overflow:hidden;padding:0px 3px 0px 3px;vertical-align:bottom;text-align:center;">20</td> </tr> <tr style="height:20px;"> <td style="border-left:1px solid #000000;overflow:hidden;padding:0px 3px 0px 3px;vertical-align:bottom;font-weight:bold;"></td> <td data-sheets-value='{"1":2,"2":"Double-walled"}' style="overflow:hidden;padding:0px 3px 0px 3px;vertical-align:bottom;font-weight:bold;">Double-walled</td> <td data-sheets-value='{"1":2,"2":"Opal (T/O)"}' style="border-right:1px solid #000000;overflow:hidden;padding:0px 3px 0px 3px;vertical-align:bottom;font-weight:bold;">Opal (T/O)</td> <td data-sheets-numberformat='{"1":2,"2":"0.00","3":1}' data-sheets-value='{"1":3,"3":2.9}' style="overflow:hidden;padding:0px 3px 0px 3px;vertical-align:bottom;text-align:center;">2.90</td> <td data-sheets-numberformat='{"1":2,"2":"0","3":1}' data-sheets-value='{"1":3,"3":41}' style="overflow:hidden;padding:0px 3px 0px 3px;vertical-align:bottom;text-align:center;">41</td> <td data-sheets-numberformat='{"1":2,"2":"0","3":1}' data-sheets-value='{"1":3,"3":45}' style="overflow:hidden;padding:0px 3px 0px 3px;vertical-align:bottom;text-align:center;">45</td> <td data-sheets-numberformat='{"1":2,"2":"0","3":1}' data-sheets-value='{"1":3,"3":20}' style="border-right:1px solid #000000;overflow:hidden;padding:0px 3px 0px 3px;vertical-align:bottom;text-align:center;">20</td> </tr> <tr style="height:20px;"> <td style="border-left:1px solid #000000;overflow:hidden;padding:0px 3px 0px 3px;vertical-align:bottom;font-weight:bold;"></td> <td data-sheets-value='{"1":2,"2":"Triple-walled"}' style="overflow:hidden; | skylux-160-ce-met-koepel-en-pvc-opstand-35-30-met-lm-motor-en-windvang-1200-x-1800-mm | 8586056368461 | 46872399610189
Smoke and heat exhaust (SHEV) | SHE system | Skylux | Skylux 160° CE with skylight and PVC curb 35/30 with LM-actuator and spoiler 1200 x 2100 mm |  | 50690 | 5412970506904 | 6237.55 | Yes | 30-45 | 98.96 | 1200 x 2100 mm | 2100 | 1200 |  | PVC 35/30 (35 cm high & roof opening = 30 cm larger than daylight size) | Rectangular | 5.17 W/m²K - 1.28 W/m²K | 87% - 32% | 90% - 32% | 20dB - 23dB | 160° CE (for industry) | skylight | with spoiler | E | Single actuator | Maximum four-walled skylight possible for this product | Ut-value LT-value g-value Rw-value EN 1873 : 2014 EN ISO 13468 EN 16153 EN 410 EN 410 EN ISO 140-3 Material Walls Shells (W/m²K) (%) (%) (dB) Acrylic Single-walled Clear (H) 5.17 90 87 - PMMA Single-walled Opal (O) 5.17 83 76 - Double-walled Clear (H/H) 2.90 81 75 20 Double-walled Opal (O/O) 2.90 69 58 20 Triple-walled Clear (H/H/H) 1.70 73 65 22 Triple-walled Opal (O/H/O) 1.70 62 51 22 Four-walled Clear (H/H/H/H) 1.28 64 54 23 Four-walled Opal (H/H/O/H) 1.28 59 48 23 Polycarbonate Single-walled Clear (A) 5.17 88 83 - PC Single-walled Opal (D) 5.17 58 60 - Double-walled Clear (A/H) 2.90 79 72 20 Double-walled Clear (A/A) 2.90 77 69 20 Double-walled Opal (A/O) 2.90 73 63 20 Double-walled Opal (A/D) 2.90 51 50 20 Triple-walled Clear (A/H/H) 1.70 71 63 22 Triple-walled Opal (A/O/O) 1.70 61 48 22 Four-walled Clear (A/H/H/H) 1.28 64 52 23 Four-walled Opal (A/H/O/H) 1.28 59 46 23 Polycarbonate Single-walled Heatstop Opal (T) 5.17 49 59 - Heatstop PC Double-walled Clear (T/H) 2.90 44 51 20 Double-walled Opal (T/O) 2.90 41 45 20 Triple-walled Clear (T/H/H) 1.70 40 <td data-sheets-numberformat='{"1":2,"2":"0","3":1}' data-sheets-value='{"1":3,"3":44}' style="overflow:hidden;paddin | https://skylux.eu/en/products/skylux-160-ce-met-koepel-en-pvc-opstand-35-30-met-lm-motor-en-windvang-1200-x-2100-mm | https://skylux.eu/cdn/shop/files/Skylux-160deg-CE-met-koepel-en-pvc-opstand-3530-met-LM-motor-en-windvang-1200-x-2100-mm-RWA-systeem.jpg?v=1702982976&width=1600 | https://skylux.eu/cdn/shop/files/e5a82811-1bb0-48e4-a776-cacb59c7c092_5bb6cf6e-efa8-483c-b793-bb22ac856dd7.jpg?v=1688551754&width=1600 | //skylux.eu/cdn/shop/files/E_MH_Mounting_instructions_Skylux_160_CE_LM.pdf?v=12406716259046007223 | //skylux.eu/cdn/shop/files/E_TD_Technical_File_Skylux_Skylux_160_CE_Electric.pdf?v=3667116872303399239 | <style type="text/css" id="isPasted"> <!--td { border: 1px solid #cccccc; } br { mso-data-placement: same-cell; } --> </style> <table border="1" cellpadding="0" cellspacing="0" dir="ltr" style="table-layout:fixed;font-size:10pt;font-family:Arial;border-collapse:collapse;border:none;"><tbody> <tr style="height:20px;"> <td style="overflow:hidden;padding:0px 3px 0px 3px;vertical-align:bottom;"></td> <td style="overflow:hidden;padding:0px 3px 0px 3px;vertical-align:bottom;"></td> <td style="overflow:hidden;padding:0px 3px 0px 3px;vertical-align:bottom;"></td> <td data-sheets-value='{"1":2,"2":"Ut-value"}' style="overflow:hidden;padding:0px 3px 0px 3px;vertical-align:bottom;font-weight:bold;text-align:center;">Ut-value</td> <td data-sheets-value='{"1":2,"2":"LT-value"}' style="overflow:hidden;padding:0px 3px 0px 3px;vertical-align:bottom;font-weight:bold;text-align:center;">LT-value</td> <td data-sheets-value='{"1":2,"2":"g-value"}' style="overflow:hidden;padding:0px 3px 0px 3px;vertical-align:bottom;font-weight:bold;text-align:center;">g-value</td> <td data-sheets-value='{"1":2,"2":"Rw-value "}' style="overflow:hidden;padding:0px 3px 0px 3px;vertical-align:bottom;font-weight:bold;text-align:center;">Rw-value </td> </tr> <tr style="height:20px;"> <td style="overflow:hidden;padding:0px 3px 0px 3px;vertical-align:bottom;"></td> <td style="overflow:hidden;padding:0px 3px 0px 3px;vertical-align:bottom;"></td> <td style="overflow:hidden;padding:0px 3px 0px 3px;vertical-align:bottom;"></td> <td data-sheets-numberformat='{"1":2,"2":"0.00","3":1}' data-sheets-value='{"1":2,"2":"EN 1873 : 2014"}' style="overflow:hidden;padding:0px 3px 0px 3px;vertical-align:bottom;text-align:center;">EN 1873 : 2014</td> <td data-sheets-numberformat='{"1":2,"2":"0","3":1}' data-sheets-value='{"1":2,"2":"EN ISO 13468 EN 16153 EN 410"}' style="overflow:hidden;padding:0px 3px 0px 3px;vertical-align:bottom;text-align:center;">EN ISO 13468 EN 16153 EN 410</td> <td data-sheets-numberformat='{"1":2,"2":"0","3":1}' data-sheets-value='{"1":2,"2":"EN 410"}' style="overflow:hidden;padding:0px 3px 0px 3px;vertical-align:bottom;text-align:center;">EN 410</td> <td data-sheets-value='{"1":2,"2":"EN ISO 140-3\t\t"}' style="overflow:hidden;padding:0px 3px 0px 3px;vertical-align:bottom;text-align:center;">EN ISO 140-3 </td> </tr> <tr style="height:20px;"> <td data-sheets-value='{"1":2,"2":"Material"}' style="border-bottom:1px solid #000000;overflow:hidden;padding:0px 3px 0px 3px;vertical-align:bottom;background-color:#000000;font-weight:bold;color:#ffffff;">Material</td> <td data-sheets-value='{"1":2,"2":"Walls"}' style="border-bottom:1px solid #000000;overflow:hidden;padding:0px 3px 0px 3px;vertical-align:bottom;background-color:#000000;font-weight:bold;color:#ffffff;">Walls</td> <td data-sheets-value='{"1":2,"2":"Shells"}' style="border-bottom:1px solid #000000;overflow:hidden;padding:0px 3px 0px 3px;vertical-align:bottom;background-color:#000000;font-weight:bold;color:#ffffff;">Shells</td> <td data-sheets-numberformat='{"1":2,"2":"0.00","3":1}' data-sheets-value='{"1":2,"2":"(W/m²K)\t"}' style="border-bottom:1px solid #000000;overflow:hidden;padding:0px 3px 0px 3px;vertical-align:bottom;background-color:#000000;font-weight:bold;color:#ffffff;text-align:center;">(W/m²K) </td> <td data-sheets-numberformat='{"1":2,"2":"0","3":1}' data-sheets-value='{"1":2,"2":"(%)"}' style="border-bottom:1px solid #000000;overflow:hidden;padding:0px 3px 0px 3px;vertical-align:bottom;background-color:#000000;font-weight:bold;color:#ffffff;text-align:center;">(%)</td> <td data-sheets-numberformat='{"1":2,"2":"0","3":1}' data-sheets-value='{"1":2,"2":"(%)"}' style="border-bottom:1px solid #000000;overflow:hidden;padding:0px 3px 0px 3px;vertical-align:bottom;background-color:#000000;font-weight:bold;color:#ffffff;text-align:center;">(%)</td> <td data-sheets-value='{"1":2,"2":"(dB)"}' style="border-bottom:1px solid #000000;overflow:hidden;padding:0px 3px 0px 3px;vertical-align:bottom;background-color:#000000;font-weight:bold;color:#ffffff;text-align:center;">(dB)</td> </tr> <tr style="height:20px;"> <td data-sheets-value='{"1":2,"2":"Acrylic"}' style="border-left:1px solid #000000;overflow:hidden;padding:0px 3px 0px 3px;vertical-align:bottom;font-weight:bold;">Acrylic</td> <td data-sheets-value='{"1":2,"2":"Single-walled"}' style="overflow:hidden;padding:0px 3px 0px 3px;vertical-align:bottom;font-weight:bold;">Single-walled</td> <td data-sheets-value='{"1":2,"2":"Clear (H)"}' style="border-right:1px solid #000000;overflow:hidden;padding:0px 3px 0px 3px;vertical-align:bottom;font-weight:bold;">Clear (H)</td> <td data-sheets-numberformat='{"1":2,"2":"0.00","3":1}' data-sheets-value='{"1":3,"3":5.17}' style="overflow:hidden;padding:0px 3px 0px 3px;vertical-align:bottom;text-align:center;">5.17</td> <td data-sheets-numberformat='{"1":2,"2":"0","3":1}' data-sheets-value='{"1":3,"3":90}' style="overflow:hidden;padding:0px 3px 0px 3px;vertical-align:bottom;text-align:center;">90</td> <td data-sheets-numberformat='{"1":2,"2":"0","3":1}' data-sheets-value='{"1":3,"3":87}' style="overflow:hidden;padding:0px 3px 0px 3px;vertical-align:bottom;text-align:center;">87</td> <td data-sheets-numberformat='{"1":2,"2":"0","3":1}' data-sheets-value='{"1":2,"2":"-"}' style="border-right:1px solid #000000;overflow:hidden;padding:0px 3px 0px 3px;vertical-align:bottom;text-align:center;">-</td> </tr> <tr style="height:20px;"> <td data-sheets-value='{"1":2,"2":"PMMA"}' style="border-left:1px solid #000000;overflow:hidden;padding:0px 3px 0px 3px;vertical-align:bottom;font-weight:bold;">PMMA</td> <td data-sheets-value='{"1":2,"2":"Single-walled"}' style="overflow:hidden;padding:0px 3px 0px 3px;vertical-align:bottom;font-weight:bold;">Single-walled</td> <td data-sheets-value='{"1":2,"2":"Opal (O)"}' style="border-right:1px solid #000000;overflow:hidden;padding:0px 3px 0px 3px;vertical-align:bottom;font-weight:bold;">Opal (O)</td> <td data-sheets-numberformat='{"1":2,"2":"0.00","3":1}' data-sheets-value='{"1":3,"3":5.17}' style="overflow:hidden;padding:0px 3px 0px 3px;vertical-align:bottom;text-align:center;">5.17</td> <td data-sheets-numberformat='{"1":2,"2":"0","3":1}' data-sheets-value='{"1":3,"3":83}' style="overflow:hidden;padding:0px 3px 0px 3px;vertical-align:bottom;text-align:center;">83</td> <td data-sheets-numberformat='{"1":2,"2":"0","3":1}' data-sheets-value='{"1":3,"3":76}' style="overflow:hidden;padding:0px 3px 0px 3px;vertical-align:bottom;text-align:center;">76</td> <td data-sheets-numberformat='{"1":2,"2":"0","3":1}' data-sheets-value='{"1":2,"2":"-"}' style="border-right:1px solid #000000;overflow:hidden;padding:0px 3px 0px 3px;vertical-align:bottom;text-align:center;">-</td> </tr> <tr style="height:20px;"> <td style="border-left:1px solid #000000;overflow:hidden;padding:0px 3px 0px 3px;vertical-align:bottom;font-weight:bold;"></td> <td data-sheets-value='{"1":2,"2":"Double-walled"}' style="overflow:hidden;padding:0px 3px 0px 3px;vertical-align:bottom;font-weight:bold;">Double-walled</td> <td data-sheets-value='{"1":2,"2":"Clear (H/H)"}' style="border-right:1px solid #000000;overflow:hidden;padding:0px 3px 0px 3px;vertical-align:bottom;font-weight:bold;">Clear (H/H)</td> <td data-sheets-numberformat='{"1":2,"2":"0.00","3":1}' data-sheets-value='{"1":3,"3":2.9}' style="overflow:hidden;padding:0px 3px 0px 3px;vertical-align:bottom;text-align:center;">2.90</td> <td data-sheets-numberformat='{"1":2,"2":"0","3":1}' data-sheets-value='{"1":3,"3":81}' style="overflow:hidden;padding:0px 3px 0px 3px;vertical-align:bottom;text-align:center;">81</td> <td data-sheets-numberformat='{"1":2,"2":"0","3":1}' data-sheets-value='{"1":3,"3":75}' style="overflow:hidden;padding:0px 3px 0px 3px;vertical-align:bottom;text-align:center;">75</td> <td data-sheets-numberformat='{"1":2,"2":"0","3":1}' data-sheets-value='{"1":3,"3":20}' style="border-right:1px solid #000000;overflow:hidden;padding:0px 3px 0px 3px;vertical-align:bottom;text-align:center;">20</td> </tr> <tr style="height:20px;"> <td style="border-left:1px solid #000000;overflow:hidden;padding:0px 3px 0px 3px;vertical-align:bottom;font-weight:bold;"></td> <td data-sheets-value='{"1":2,"2":"Double-walled"}' style="overflow:hidden;padding:0px 3px 0px 3px;vertical-align:bottom;font-weight:bold;">Double-walled</td> <td data-sheets-value='{"1":2,"2":"Opal (O/O)"}' style="border-right:1px solid #000000;overflow:hidden;padding:0px 3px 0px 3px;vertical-align:bottom;font-weight:bold;">Opal (O/O)</td> <td data-sheets-numberformat='{"1":2,"2":"0.00","3":1}' data-sheets-value='{"1":3,"3":2.9}' style="overflow:hidden;padding:0px 3px 0px 3px;vertical-align:bottom;text-align:center;">2.90</td> <td data-sheets-numberformat='{"1":2,"2":"0","3":1}' data-sheets-value='{"1":3,"3":69}' style="overflow:hidden;padding:0px 3px 0px 3px;vertical-align:bottom;text-align:center;">69</td> <td data-sheets-numberformat='{"1":2,"2":"0","3":1}' data-sheets-value='{"1":3,"3":58}' style="overflow:hidden;padding:0px 3px 0px 3px;vertical-align:bottom;text-align:center;">58</td> <td data-sheets-numberformat='{"1":2,"2":"0","3":1}' data-sheets-value='{"1":3,"3":20}' style="border-right:1px solid #000000;overflow:hidden;padding:0px 3px 0px 3px;vertical-align:bottom;text-align:center;">20</td> </tr> <tr style="height:20px;"> <td style="border-left:1px solid #000000;overflow:hidden;padding:0px 3px 0px 3px;vertical-align:bottom;font-weight:bold;"></td> <td data-sheets-value='{"1":2,"2":"Triple-walled"}' style="overflow:hidden;padding:0px 3px 0px 3px;vertical-align:bottom;font-weight:bold;">Triple-walled</td> <td data-sheets-value='{"1":2,"2":"Clear (H/H/H)"}' style="border-right:1px solid #000000;overflow:hidden;padding:0px 3px 0px 3px;vertical-align:bottom;font-weight:bold;">Clear (H/H/H)</td> <td data-sheets-numberformat='{"1":2,"2":"0.00","3":1}' data-sheets-value='{"1":3,"3":1.7}' style="overflow:hidden;padding:0px 3px 0px 3px;vertical-align:bottom;text-align:center;">1.70</td> <td data-sheets-numberformat='{"1":2,"2":"0","3":1}' data-sheets-value='{"1":3,"3":73}' style="overflow:hidden;padding:0px 3px 0px 3px;vertical-align:bottom;text-align:center;">73</td> <td data-sheets-numberformat='{"1":2,"2":"0","3":1}' data-sheets-value='{"1":3,"3":65}' style="overflow:hidden;padding:0px 3px 0px 3px;vertical-align:bottom;text-align:center;">65</td> <td data-sheets-numberformat='{"1":2,"2":"0","3":1}' data-sheets-value='{"1":3,"3":22}' style="border-right:1px solid #000000;overflow:hidden;padding:0px 3px 0px 3px;vertical-align:bottom;text-align:center;">22</td> </tr> <tr style="height:20px;"> <td style="border-left:1px solid #000000;overflow:hidden;padding:0px 3px 0px 3px;vertical-align:bottom;font-weight:bold;"></td> <td data-sheets-value='{"1":2,"2":"Triple-walled"}' style="overflow:hidden;padding:0px 3px 0px 3px;vertical-align:bottom;font-weight:bold;">Triple-walled</td> <td data-sheets-value='{"1":2,"2":"Opal (O/H/O)"}' style="border-right:1px solid #000000;overflow:hidden;padding:0px 3px 0px 3px;vertical-align:bottom;font-weight:bold;">Opal (O/H/O)</td> <td data-sheets-numberformat='{"1":2,"2":"0.00","3":1}' data-sheets-value='{"1":3,"3":1.7}' style="overflow:hidden;padding:0px 3px 0px 3px;vertical-align:bottom;text-align:center;">1.70</td> <td data-sheets-numberformat='{"1":2,"2":"0","3":1}' data-sheets-value='{"1":3,"3":62}' style="overflow:hidden;padding:0px 3px 0px 3px;vertical-align:bottom;text-align:center;">62</td> <td data-sheets-numberformat='{"1":2,"2":"0","3":1}' data-sheets-value='{"1":3,"3":51}' style="overflow:hidden;padding:0px 3px 0px 3px;vertical-align:bottom;text-align:center;">51</td> <td data-sheets-numberformat='{"1":2,"2":"0","3":1}' data-sheets-value='{"1":3,"3":22}' style="border-right:1px solid #000000;overflow:hidden;padding:0px 3px 0px 3px;vertical-align:bottom;text-align:center;">22</td> </tr> <tr style="height:20px;"> <td style="border-left:1px solid #000000;overflow:hidden;padding:0px 3px 0px 3px;vertical-align:bottom;font-weight:bold;"></td> <td data-sheets-value='{"1":2,"2":"Four-walled"}' style="overflow:hidden;padding:0px 3px 0px 3px;vertical-align:bottom;font-weight:bold;">Four-walled</td> <td data-sheets-value='{"1":2,"2":"Clear (H/H/H/H)"}' style="border-right:1px solid #000000;overflow:hidden;padding:0px 3px 0px 3px;vertical-align:bottom;font-weight:bold;">Clear (H/H/H/H)</td> <td data-sheets-numberformat='{"1":2,"2":"0.00","3":1}' data-sheets-value='{"1":3,"3":1.28}' style="overflow:hidden;padding:0px 3px 0px 3px;vertical-align:bottom;text-align:center;">1.28</td> <td data-sheets-numberformat='{"1":2,"2":"0","3":1}' data-sheets-value='{"1":3,"3":64}' style="overflow:hidden;padding:0px 3px 0px 3px;vertical-align:bottom;text-align:center;">64</td> <td data-sheets-numberformat='{"1":2,"2":"0","3":1}' data-sheets-value='{"1":3,"3":54}' style="overflow:hidden;padding:0px 3px 0px 3px;vertical-align:bottom;text-align:center;">54</td> <td data-sheets-numberformat='{"1":2,"2":"0","3":1}' data-sheets-value='{"1":3,"3":23}' style="border-right:1px solid #000000;overflow:hidden;padding:0px 3px 0px 3px;vertical-align:bottom;text-align:center;">23</td> </tr> <tr style="height:20px;"> <td style="border-bottom:1px solid #000000;border-left:1px solid #000000;overflow:hidden;padding:0px 3px 0px 3px;vertical-align:bottom;"></td> <td data-sheets-value='{"1":2,"2":"Four-walled"}' style="border-bottom:1px solid #000000;overflow:hidden;padding:0px 3px 0px 3px;vertical-align:bottom;font-weight:bold;">Four-walled</td> <td data-sheets-value='{"1":2,"2":"Opal (H/H/O/H)"}' style="border-right:1px solid #000000;border-bottom:1px solid #000000;overflow:hidden;padding:0px 3px 0px 3px;vertical-align:bottom;font-weight:bold;">Opal (H/H/O/H)</td> <td data-sheets-numberformat='{"1":2,"2":"0.00","3":1}' data-sheets-value='{"1":3,"3":1.28}' style="border-bottom:1px solid #000000;overflow:hidden;padding:0px 3px 0px 3px;vertical-align:bottom;text-align:center;">1.28</td> <td data-sheets-numberformat='{"1":2,"2":"0","3":1}' data-sheets-value='{"1":3,"3":59}' style="border-bottom:1px solid #000000;overflow:hidden;padding:0px 3px 0px 3px;vertical-align:bottom;text-align:center;">59</td> <td data-sheets-numberformat='{"1":2,"2":"0","3":1}' data-sheets-value='{"1":3,"3":48}' style="border-bottom:1px solid #000000;overflow:hidden;padding:0px 3px 0px 3px;vertical-align:bottom;text-align:center;">48</td> <td data-sheets-numberformat='{"1":2,"2":"0","3":1}' data-sheets-value='{"1":3,"3":23}' style="border-right:1px solid #000000;border-bottom:1px solid #000000;overflow:hidden;padding:0px 3px 0px 3px;vertical-align:bottom;text-align:center;">23</td> </tr> <tr style="height:20px;"> <td data-sheets-value='{"1":2,"2":"Polycarbonate "}' style="border-left:1px solid #000000;overflow:hidden;padding:0px 3px 0px 3px;vertical-align:bottom;font-weight:bold;">Polycarbonate </td> <td data-sheets-value='{"1":2,"2":"Single-walled"}' style="overflow:hidden;padding:0px 3px 0px 3px;vertical-align:bottom;font-weight:bold;">Single-walled</td> <td data-sheets-value='{"1":2,"2":"Clear (A)"}' style="border-right:1px solid #000000;overflow:hidden;padding:0px 3px 0px 3px;vertical-align:bottom;font-weight:bold;">Clear (A)</td> <td data-sheets-numberformat='{"1":2,"2":"0.00","3":1}' data-sheets-value='{"1":3,"3":5.17}' style="overflow:hidden;padding:0px 3px 0px 3px;vertical-align:bottom;text-align:center;">5.17</td> <td data-sheets-numberformat='{"1":2,"2":"0","3":1}' data-sheets-value='{"1":3,"3":88}' style="overflow:hidden;padding:0px 3px 0px 3px;vertical-align:bottom;text-align:center;">88</td> <td data-sheets-numberformat='{"1":2,"2":"0","3":1}' data-sheets-value='{"1":3,"3":83}' style="overflow:hidden;padding:0px 3px 0px 3px;vertical-align:bottom;text-align:center;">83</td> <td data-sheets-numberformat='{"1":2,"2":"0","3":1}' data-sheets-value='{"1":2,"2":"-"}' style="border-right:1px solid #000000;overflow:hidden;padding:0px 3px 0px 3px;vertical-align:bottom;text-align:center;">-</td> </tr> <tr style="height:20px;"> <td data-sheets-value='{"1":2,"2":"PC"}' style="border-left:1px solid #000000;overflow:hidden;padding:0px 3px 0px 3px;vertical-align:bottom;font-weight:bold;">PC</td> <td data-sheets-value='{"1":2,"2":"Single-walled"}' style="overflow:hidden;padding:0px 3px 0px 3px;vertical-align:bottom;font-weight:bold;">Single-walled</td> <td data-sheets-value='{"1":2,"2":"Opal (D)"}' style="border-right:1px solid #000000;overflow:hidden;padding:0px 3px 0px 3px;vertical-align:bottom;font-weight:bold;">Opal (D)</td> <td data-sheets-numberformat='{"1":2,"2":"0.00","3":1}' data-sheets-value='{"1":3,"3":5.17}' style="overflow:hidden;padding:0px 3px 0px 3px;vertical-align:bottom;text-align:center;">5.17</td> <td data-sheets-numberformat='{"1":2,"2":"0","3":1}' data-sheets-value='{"1":3,"3":58}' style="overflow:hidden;padding:0px 3px 0px 3px;vertical-align:bottom;text-align:center;">58</td> <td data-sheets-numberformat='{"1":2,"2":"0","3":1}' data-sheets-value='{"1":3,"3":60}' style="overflow:hidden;padding:0px 3px 0px 3px;vertical-align:bottom;text-align:center;">60</td> <td data-sheets-numberformat='{"1":2,"2":"0","3":1}' data-sheets-value='{"1":2,"2":"-"}' style="border-right:1px solid #000000;overflow:hidden;padding:0px 3px 0px 3px;vertical-align:bottom;text-align:center;">-</td> </tr> <tr style="height:20px;"> <td style="border-left:1px solid #000000;overflow:hidden;padding:0px 3px 0px 3px;vertical-align:bottom;font-weight:bold;"></td> <td data-sheets-value='{"1":2,"2":"Double-walled"}' style="overflow:hidden;padding:0px 3px 0px 3px;vertical-align:bottom;font-weight:bold;">Double-walled</td> <td data-sheets-value='{"1":2,"2":"Clear (A/H)"}' style="border-right:1px solid #000000;overflow:hidden;padding:0px 3px 0px 3px;vertical-align:bottom;font-weight:bold;">Clear (A/H)</td> <td data-sheets-numberformat='{"1":2,"2":"0.00","3":1}' data-sheets-value='{"1":3,"3":2.9}' style="overflow:hidden;padding:0px 3px 0px 3px;vertical-align:bottom;text-align:center;">2.90</td> <td data-sheets-numberformat='{"1":2,"2":"0","3":1}' data-sheets-value='{"1":3,"3":79}' style="overflow:hidden;padding:0px 3px 0px 3px;vertical-align:bottom;text-align:center;">79</td> <td data-sheets-numberformat='{"1":2,"2":"0","3":1}' data-sheets-value='{"1":3,"3":72}' style="overflow:hidden;padding:0px 3px 0px 3px;vertical-align:bottom;text-align:center;">72</td> <td data-sheets-numberformat='{"1":2,"2":"0","3":1}' data-sheets-value='{"1":3,"3":20}' style="border-right:1px solid #000000;overflow:hidden;padding:0px 3px 0px 3px;vertical-align:bottom;text-align:center;">20</td> </tr> <tr style="height:20px;"> <td style="border-left:1px solid #000000;overflow:hidden;padding:0px 3px 0px 3px;vertical-align:bottom;font-weight:bold;"></td> <td data-sheets-value='{"1":2,"2":"Double-walled"}' style="overflow:hidden;padding:0px 3px 0px 3px;vertical-align:bottom;font-weight:bold;">Double-walled</td> <td data-sheets-value='{"1":2,"2":"Clear (A/A)"}' style="border-right:1px solid #000000;overflow:hidden;padding:0px 3px 0px 3px;vertical-align:bottom;font-weight:bold;">Clear (A/A)</td> <td data-sheets-numberformat='{"1":2,"2":"0.00","3":1}' data-sheets-value='{"1":3,"3":2.9}' style="overflow:hidden;padding:0px 3px 0px 3px;vertical-align:bottom;text-align:center;">2.90</td> <td data-sheets-numberformat='{"1":2,"2":"0","3":1}' data-sheets-value='{"1":3,"3":77}' style="overflow:hidden;padding:0px 3px 0px 3px;vertical-align:bottom;text-align:center;">77</td> <td data-sheets-numberformat='{"1":2,"2":"0","3":1}' data-sheets-value='{"1":3,"3":69}' style="overflow:hidden;padding:0px 3px 0px 3px;vertical-align:bottom;text-align:center;">69</td> <td data-sheets-numberformat='{"1":2,"2":"0","3":1}' data-sheets-value='{"1":3,"3":20}' style="border-right:1px solid #000000;overflow:hidden;padding:0px 3px 0px 3px;vertical-align:bottom;text-align:center;">20</td> </tr> <tr style="height:20px;"> <td style="border-left:1px solid #000000;overflow:hidden;padding:0px 3px 0px 3px;vertical-align:bottom;font-weight:bold;"></td> <td data-sheets-value='{"1":2,"2":"Double-walled"}' style="overflow:hidden;padding:0px 3px 0px 3px;vertical-align:bottom;font-weight:bold;">Double-walled</td> <td data-sheets-value='{"1":2,"2":"Opal (A/O)"}' style="border-right:1px solid #000000;overflow:hidden;padding:0px 3px 0px 3px;vertical-align:bottom;font-weight:bold;">Opal (A/O)</td> <td data-sheets-numberformat='{"1":2,"2":"0.00","3":1}' data-sheets-value='{"1":3,"3":2.9}' style="overflow:hidden;padding:0px 3px 0px 3px;vertical-align:bottom;text-align:center;">2.90</td> <td data-sheets-numberformat='{"1":2,"2":"0","3":1}' data-sheets-value='{"1":3,"3":73}' style="overflow:hidden;padding:0px 3px 0px 3px;vertical-align:bottom;text-align:center;">73</td> <td data-sheets-numberformat='{"1":2,"2":"0","3":1}' data-sheets-value='{"1":3,"3":63}' style="overflow:hidden;padding:0px 3px 0px 3px;vertical-align:bottom;text-align:center;">63</td> <td data-sheets-numberformat='{"1":2,"2":"0","3":1}' data-sheets-value='{"1":3,"3":20}' style="border-right:1px solid #000000;overflow:hidden;padding:0px 3px 0px 3px;vertical-align:bottom;text-align:center;">20</td> </tr> <tr style="height:20px;"> <td style="border-left:1px solid #000000;overflow:hidden;padding:0px 3px 0px 3px;vertical-align:bottom;font-weight:bold;"></td> <td data-sheets-value='{"1":2,"2":"Double-walled"}' style="overflow:hidden;padding:0px 3px 0px 3px;vertical-align:bottom;font-weight:bold;">Double-walled</td> <td data-sheets-value='{"1":2,"2":"Opal (A/D)"}' style="border-right:1px solid #000000;overflow:hidden;padding:0px 3px 0px 3px;vertical-align:bottom;font-weight:bold;">Opal (A/D)</td> <td data-sheets-numberformat='{"1":2,"2":"0.00","3":1}' data-sheets-value='{"1":3,"3":2.9}' style="overflow:hidden;padding:0px 3px 0px 3px;vertical-align:bottom;text-align:center;">2.90</td> <td data-sheets-numberformat='{"1":2,"2":"0","3":1}' data-sheets-value='{"1":3,"3":51}' style="overflow:hidden;padding:0px 3px 0px 3px;vertical-align:bottom;text-align:center;">51</td> <td data-sheets-numberformat='{"1":2,"2":"0","3":1}' data-sheets-value='{"1":3,"3":50}' style="overflow:hidden;padding:0px 3px 0px 3px;vertical-align:bottom;text-align:center;">50</td> <td data-sheets-numberformat='{"1":2,"2":"0","3":1}' data-sheets-value='{"1":3,"3":20}' style="border-right:1px solid #000000;overflow:hidden;padding:0px 3px 0px 3px;vertical-align:bottom;text-align:center;">20</td> </tr> <tr style="height:20px;"> <td style="border-left:1px solid #000000;overflow:hidden;padding:0px 3px 0px 3px;vertical-align:bottom;font-weight:bold;"></td> <td data-sheets-value='{"1":2,"2":"Triple-walled"}' style="overflow:hidden;padding:0px 3px 0px 3px;vertical-align:bottom;font-weight:bold;">Triple-walled</td> <td data-sheets-value='{"1":2,"2":"Clear (A/H/H)"}' style="border-right:1px solid #000000;overflow:hidden;padding:0px 3px 0px 3px;vertical-align:bottom;font-weight:bold;">Clear (A/H/H)</td> <td data-sheets-numberformat='{"1":2,"2":"0.00","3":1}' data-sheets-value='{"1":3,"3":1.7}' style="overflow:hidden;padding:0px 3px 0px 3px;vertical-align:bottom;text-align:center;">1.70</td> <td data-sheets-numberformat='{"1":2,"2":"0","3":1}' data-sheets-value='{"1":3,"3":71}' style="overflow:hidden;padding:0px 3px 0px 3px;vertical-align:bottom;text-align:center;">71</td> <td data-sheets-numberformat='{"1":2,"2":"0","3":1}' data-sheets-value='{"1":3,"3":63}' style="overflow:hidden;padding:0px 3px 0px 3px;vertical-align:bottom;text-align:center;">63</td> <td data-sheets-numberformat='{"1":2,"2":"0","3":1}' data-sheets-value='{"1":3,"3":22}' style="border-right:1px solid #000000;overflow:hidden;padding:0px 3px 0px 3px;vertical-align:bottom;text-align:center;">22</td> </tr> <tr style="height:20px;"> <td style="border-left:1px solid #000000;overflow:hidden;padding:0px 3px 0px 3px;vertical-align:bottom;font-weight:bold;"></td> <td data-sheets-value='{"1":2,"2":"Triple-walled"}' style="overflow:hidden;padding:0px 3px 0px 3px;vertical-align:bottom;font-weight:bold;">Triple-walled</td> <td data-sheets-value='{"1":2,"2":"Opal (A/O/O)"}' style="border-right:1px solid #000000;overflow:hidden;padding:0px 3px 0px 3px;vertical-align:bottom;font-weight:bold;">Opal (A/O/O)</td> <td data-sheets-numberformat='{"1":2,"2":"0.00","3":1}' data-sheets-value='{"1":3,"3":1.7}' style="overflow:hidden;padding:0px 3px 0px 3px;vertical-align:bottom;text-align:center;">1.70</td> <td data-sheets-numberformat='{"1":2,"2":"0","3":1}' data-sheets-value='{"1":3,"3":61}' style="overflow:hidden;padding:0px 3px 0px 3px;vertical-align:bottom;text-align:center;">61</td> <td data-sheets-numberformat='{"1":2,"2":"0","3":1}' data-sheets-value='{"1":3,"3":48}' style="overflow:hidden;padding:0px 3px 0px 3px;vertical-align:bottom;text-align:center;">48</td> <td data-sheets-numberformat='{"1":2,"2":"0","3":1}' data-sheets-value='{"1":3,"3":22}' style="border-right:1px solid #000000;overflow:hidden;padding:0px 3px 0px 3px;vertical-align:bottom;text-align:center;">22</td> </tr> <tr style="height:20px;"> <td style="border-left:1px solid #000000;overflow:hidden;padding:0px 3px 0px 3px;vertical-align:bottom;font-weight:bold;"></td> <td data-sheets-value='{"1":2,"2":"Four-walled"}' style="overflow:hidden;padding:0px 3px 0px 3px;vertical-align:bottom;font-weight:bold;">Four-walled</td> <td data-sheets-value='{"1":2,"2":"Clear (A/H/H/H)"}' style="border-right:1px solid #000000;overflow:hidden;padding:0px 3px 0px 3px;vertical-align:bottom;font-weight:bold;">Clear (A/H/H/H)</td> <td data-sheets-numberformat='{"1":2,"2":"0.00","3":1}' data-sheets-value='{"1":3,"3":1.28}' style="overflow:hidden;padding:0px 3px 0px 3px;vertical-align:bottom;text-align:center;">1.28</td> <td data-sheets-numberformat='{"1":2,"2":"0","3":1}' data-sheets-value='{"1":3,"3":64}' style="overflow:hidden;padding:0px 3px 0px 3px;vertical-align:bottom;text-align:center;">64</td> <td data-sheets-numberformat='{"1":2,"2":"0","3":1}' data-sheets-value='{"1":3,"3":52}' style="overflow:hidden;padding:0px 3px 0px 3px;vertical-align:bottom;text-align:center;">52</td> <td data-sheets-numberformat='{"1":2,"2":"0","3":1}' data-sheets-value='{"1":3,"3":23}' style="border-right:1px solid #000000;overflow:hidden;padding:0px 3px 0px 3px;vertical-align:bottom;text-align:center;">23</td> </tr> <tr style="height:20px;"> <td style="border-bottom:1px solid #000000;border-left:1px solid #000000;overflow:hidden;padding:0px 3px 0px 3px;vertical-align:bottom;"></td> <td data-sheets-value='{"1":2,"2":"Four-walled"}' style="border-bottom:1px solid #000000;overflow:hidden;padding:0px 3px 0px 3px;vertical-align:bottom;font-weight:bold;">Four-walled</td> <td data-sheets-value='{"1":2,"2":"Opal (A/H/O/H)"}' style="border-right:1px solid #000000;border-bottom:1px solid #000000;overflow:hidden;padding:0px 3px 0px 3px;vertical-align:bottom;font-weight:bold;">Opal (A/H/O/H)</td> <td data-sheets-numberformat='{"1":2,"2":"0.00","3":1}' data-sheets-value='{"1":3,"3":1.28}' style="border-bottom:1px solid #000000;overflow:hidden;padding:0px 3px 0px 3px;vertical-align:bottom;text-align:center;">1.28</td> <td data-sheets-numberformat='{"1":2,"2":"0","3":1}' data-sheets-value='{"1":3,"3":59}' style="border-bottom:1px solid #000000;overflow:hidden;padding:0px 3px 0px 3px;vertical-align:bottom;text-align:center;">59</td> <td data-sheets-numberformat='{"1":2,"2":"0","3":1}' data-sheets-value='{"1":3,"3":46}' style="border-bottom:1px solid #000000;overflow:hidden;padding:0px 3px 0px 3px;vertical-align:bottom;text-align:center;">46</td> <td data-sheets-numberformat='{"1":2,"2":"0","3":1}' data-sheets-value='{"1":3,"3":23}' style="border-right:1px solid #000000;border-bottom:1px solid #000000;overflow:hidden;padding:0px 3px 0px 3px;vertical-align:bottom;text-align:center;">23</td> </tr> <tr style="height:20px;"> <td data-sheets-value='{"1":2,"2":"Polycarbonate"}' style="border-left:1px solid #000000;overflow:hidden;padding:0px 3px 0px 3px;vertical-align:bottom;font-weight:bold;">Polycarbonate</td> <td data-sheets-value='{"1":2,"2":"Single-walled"}' style="overflow:hidden;padding:0px 3px 0px 3px;vertical-align:bottom;font-weight:bold;">Single-walled</td> <td data-sheets-value='{"1":2,"2":"Heatstop Opal (T)"}' style="border-right:1px solid #000000;overflow:hidden;padding:0px 3px 0px 3px;vertical-align:bottom;font-weight:bold;">Heatstop Opal (T)</td> <td data-sheets-numberformat='{"1":2,"2":"0.00","3":1}' data-sheets-value='{"1":3,"3":5.17}' style="overflow:hidden;padding:0px 3px 0px 3px;vertical-align:bottom;text-align:center;">5.17</td> <td data-sheets-numberformat='{"1":2,"2":"0","3":1}' data-sheets-value='{"1":3,"3":49}' style="overflow:hidden;padding:0px 3px 0px 3px;vertical-align:bottom;text-align:center;">49</td> <td data-sheets-numberformat='{"1":2,"2":"0","3":1}' data-sheets-value='{"1":3,"3":59}' style="overflow:hidden;padding:0px 3px 0px 3px;vertical-align:bottom;text-align:center;">59</td> <td data-sheets-numberformat='{"1":2,"2":"0","3":1}' data-sheets-value='{"1":2,"2":"-"}' style="border-right:1px solid #000000;overflow:hidden;padding:0px 3px 0px 3px;vertical-align:bottom;text-align:center;">-</td> </tr> <tr style="height:20px;"> <td data-sheets-value='{"1":2,"2":"Heatstop PC"}' style="border-left:1px solid #000000;overflow:hidden;padding:0px 3px 0px 3px;vertical-align:bottom;font-weight:bold;">Heatstop PC</td> <td data-sheets-value='{"1":2,"2":"Double-walled"}' style="overflow:hidden;padding:0px 3px 0px 3px;vertical-align:bottom;font-weight:bold;">Double-walled</td> <td data-sheets-value='{"1":2,"2":"Clear (T/H)"}' style="border-right:1px solid #000000;overflow:hidden;padding:0px 3px 0px 3px;vertical-align:bottom;font-weight:bold;">Clear (T/H)</td> <td data-sheets-numberformat='{"1":2,"2":"0.00","3":1}' data-sheets-value='{"1":3,"3":2.9}' style="overflow:hidden;padding:0px 3px 0px 3px;vertical-align:bottom;text-align:center;">2.90</td> <td data-sheets-numberformat='{"1":2,"2":"0","3":1}' data-sheets-value='{"1":3,"3":44}' style="overflow:hidden;padding:0px 3px 0px 3px;vertical-align:bottom;text-align:center;">44</td> <td data-sheets-numberformat='{"1":2,"2":"0","3":1}' data-sheets-value='{"1":3,"3":51}' style="overflow:hidden;padding:0px 3px 0px 3px;vertical-align:bottom;text-align:center;">51</td> <td data-sheets-numberformat='{"1":2,"2":"0","3":1}' data-sheets-value='{"1":3,"3":20}' style="border-right:1px solid #000000;overflow:hidden;padding:0px 3px 0px 3px;vertical-align:bottom;text-align:center;">20</td> </tr> <tr style="height:20px;"> <td style="border-left:1px solid #000000;overflow:hidden;padding:0px 3px 0px 3px;vertical-align:bottom;font-weight:bold;"></td> <td data-sheets-value='{"1":2,"2":"Double-walled"}' style="overflow:hidden;padding:0px 3px 0px 3px;vertical-align:bottom;font-weight:bold;">Double-walled</td> <td data-sheets-value='{"1":2,"2":"Opal (T/O)"}' style="border-right:1px solid #000000;overflow:hidden;padding:0px 3px 0px 3px;vertical-align:bottom;font-weight:bold;">Opal (T/O)</td> <td data-sheets-numberformat='{"1":2,"2":"0.00","3":1}' data-sheets-value='{"1":3,"3":2.9}' style="overflow:hidden;padding:0px 3px 0px 3px;vertical-align:bottom;text-align:center;">2.90</td> <td data-sheets-numberformat='{"1":2,"2":"0","3":1}' data-sheets-value='{"1":3,"3":41}' style="overflow:hidden;padding:0px 3px 0px 3px;vertical-align:bottom;text-align:center;">41</td> <td data-sheets-numberformat='{"1":2,"2":"0","3":1}' data-sheets-value='{"1":3,"3":45}' style="overflow:hidden;padding:0px 3px 0px 3px;vertical-align:bottom;text-align:center;">45</td> <td data-sheets-numberformat='{"1":2,"2":"0","3":1}' data-sheets-value='{"1":3,"3":20}' style="border-right:1px solid #000000;overflow:hidden;padding:0px 3px 0px 3px;vertical-align:bottom;text-align:center;">20</td> </tr> <tr style="height:20px;"> <td style="border-left:1px solid #000000;overflow:hidden;padding:0px 3px 0px 3px;vertical-align:bottom;font-weight:bold;"></td> <td data-sheets-value='{"1":2,"2":"Triple-walled"}' style="overflow:hidden; | skylux-160-ce-met-koepel-en-pvc-opstand-35-30-met-lm-motor-en-windvang-1200-x-2100-mm | 8586056401229 | 46872399675725
Smoke and heat exhaust (SHEV) | SHE system | Skylux | Skylux 160° CE with skylight and PVC curb 35/30 with LM-actuator and spoiler 1300 x 1300 mm |  | 50692 | 5412970506928 | 4850.9 | Yes | 30-45 | 75.8 | 1300 x 1300 mm | 1300 | 1300 |  | PVC 35/30 (35 cm high & roof opening = 30 cm larger than daylight size) | Square | 5.17 W/m²K - 1.28 W/m²K | 87% - 32% | 90% - 32% | 20dB - 23dB | 160° CE (for industry) | skylight | with spoiler | E | Single actuator | Maximum four-walled skylight possible for this product | Ut-value LT-value g-value Rw-value EN 1873 : 2014 EN ISO 13468 EN 16153 EN 410 EN 410 EN ISO 140-3 Material Walls Shells (W/m²K) (%) (%) (dB) Acrylic Single-walled Clear (H) 5.17 90 87 - PMMA Single-walled Opal (O) 5.17 83 76 - Double-walled Clear (H/H) 2.90 81 75 20 Double-walled Opal (O/O) 2.90 69 58 20 Triple-walled Clear (H/H/H) 1.70 73 65 22 Triple-walled Opal (O/H/O) 1.70 62 51 22 Four-walled Clear (H/H/H/H) 1.28 64 54 23 Four-walled Opal (H/H/O/H) 1.28 59 48 23 Polycarbonate Single-walled Clear (A) 5.17 88 83 - PC Single-walled Opal (D) 5.17 58 60 - Double-walled Clear (A/H) 2.90 79 72 20 Double-walled Clear (A/A) 2.90 77 69 20 Double-walled Opal (A/O) 2.90 73 63 20 Double-walled Opal (A/D) 2.90 51 50 20 Triple-walled Clear (A/H/H) 1.70 71 63 22 Triple-walled Opal (A/O/O) 1.70 61 48 22 Four-walled Clear (A/H/H/H) 1.28 64 52 23 Four-walled Opal (A/H/O/H) 1.28 59 46 23 Polycarbonate Single-walled Heatstop Opal (T) 5.17 49 59 - Heatstop PC Double-walled Clear (T/H) 2.90 44 51 20 Double-walled Opal (T/O) 2.90 41 45 20 Triple-walled Clear (T/H/H) 1.70 40 <td data-sheets-numberformat='{"1":2,"2":"0","3":1}' data-sheets-value='{"1":3,"3":44}' style="overflow:hidden;paddin | https://skylux.eu/en/products/skylux-160-ce-met-koepel-en-pvc-opstand-35-30-met-lm-motor-en-windvang-1300-x-1300-mm | https://skylux.eu/cdn/shop/files/Skylux-160deg-CE-met-koepel-en-pvc-opstand-3530-met-LM-motor-en-windvang-1300-x-1300-mm-RWA-systeem.jpg?v=1702982986&width=1600 |  | //skylux.eu/cdn/shop/files/E_MH_Mounting_instructions_Skylux_160_CE_LM.pdf?v=12406716259046007223 | //skylux.eu/cdn/shop/files/E_TD_Technical_File_Skylux_Skylux_160_CE_Electric.pdf?v=3667116872303399239 | <style type="text/css" id="isPasted"> <!--td { border: 1px solid #cccccc; } br { mso-data-placement: same-cell; } --> </style> <table border="1" cellpadding="0" cellspacing="0" dir="ltr" style="table-layout:fixed;font-size:10pt;font-family:Arial;border-collapse:collapse;border:none;"><tbody> <tr style="height:20px;"> <td style="overflow:hidden;padding:0px 3px 0px 3px;vertical-align:bottom;"></td> <td style="overflow:hidden;padding:0px 3px 0px 3px;vertical-align:bottom;"></td> <td style="overflow:hidden;padding:0px 3px 0px 3px;vertical-align:bottom;"></td> <td data-sheets-value='{"1":2,"2":"Ut-value"}' style="overflow:hidden;padding:0px 3px 0px 3px;vertical-align:bottom;font-weight:bold;text-align:center;">Ut-value</td> <td data-sheets-value='{"1":2,"2":"LT-value"}' style="overflow:hidden;padding:0px 3px 0px 3px;vertical-align:bottom;font-weight:bold;text-align:center;">LT-value</td> <td data-sheets-value='{"1":2,"2":"g-value"}' style="overflow:hidden;padding:0px 3px 0px 3px;vertical-align:bottom;font-weight:bold;text-align:center;">g-value</td> <td data-sheets-value='{"1":2,"2":"Rw-value "}' style="overflow:hidden;padding:0px 3px 0px 3px;vertical-align:bottom;font-weight:bold;text-align:center;">Rw-value </td> </tr> <tr style="height:20px;"> <td style="overflow:hidden;padding:0px 3px 0px 3px;vertical-align:bottom;"></td> <td style="overflow:hidden;padding:0px 3px 0px 3px;vertical-align:bottom;"></td> <td style="overflow:hidden;padding:0px 3px 0px 3px;vertical-align:bottom;"></td> <td data-sheets-numberformat='{"1":2,"2":"0.00","3":1}' data-sheets-value='{"1":2,"2":"EN 1873 : 2014"}' style="overflow:hidden;padding:0px 3px 0px 3px;vertical-align:bottom;text-align:center;">EN 1873 : 2014</td> <td data-sheets-numberformat='{"1":2,"2":"0","3":1}' data-sheets-value='{"1":2,"2":"EN ISO 13468 EN 16153 EN 410"}' style="overflow:hidden;padding:0px 3px 0px 3px;vertical-align:bottom;text-align:center;">EN ISO 13468 EN 16153 EN 410</td> <td data-sheets-numberformat='{"1":2,"2":"0","3":1}' data-sheets-value='{"1":2,"2":"EN 410"}' style="overflow:hidden;padding:0px 3px 0px 3px;vertical-align:bottom;text-align:center;">EN 410</td> <td data-sheets-value='{"1":2,"2":"EN ISO 140-3\t\t"}' style="overflow:hidden;padding:0px 3px 0px 3px;vertical-align:bottom;text-align:center;">EN ISO 140-3 </td> </tr> <tr style="height:20px;"> <td data-sheets-value='{"1":2,"2":"Material"}' style="border-bottom:1px solid #000000;overflow:hidden;padding:0px 3px 0px 3px;vertical-align:bottom;background-color:#000000;font-weight:bold;color:#ffffff;">Material</td> <td data-sheets-value='{"1":2,"2":"Walls"}' style="border-bottom:1px solid #000000;overflow:hidden;padding:0px 3px 0px 3px;vertical-align:bottom;background-color:#000000;font-weight:bold;color:#ffffff;">Walls</td> <td data-sheets-value='{"1":2,"2":"Shells"}' style="border-bottom:1px solid #000000;overflow:hidden;padding:0px 3px 0px 3px;vertical-align:bottom;background-color:#000000;font-weight:bold;color:#ffffff;">Shells</td> <td data-sheets-numberformat='{"1":2,"2":"0.00","3":1}' data-sheets-value='{"1":2,"2":"(W/m²K)\t"}' style="border-bottom:1px solid #000000;overflow:hidden;padding:0px 3px 0px 3px;vertical-align:bottom;background-color:#000000;font-weight:bold;color:#ffffff;text-align:center;">(W/m²K) </td> <td data-sheets-numberformat='{"1":2,"2":"0","3":1}' data-sheets-value='{"1":2,"2":"(%)"}' style="border-bottom:1px solid #000000;overflow:hidden;padding:0px 3px 0px 3px;vertical-align:bottom;background-color:#000000;font-weight:bold;color:#ffffff;text-align:center;">(%)</td> <td data-sheets-numberformat='{"1":2,"2":"0","3":1}' data-sheets-value='{"1":2,"2":"(%)"}' style="border-bottom:1px solid #000000;overflow:hidden;padding:0px 3px 0px 3px;vertical-align:bottom;background-color:#000000;font-weight:bold;color:#ffffff;text-align:center;">(%)</td> <td data-sheets-value='{"1":2,"2":"(dB)"}' style="border-bottom:1px solid #000000;overflow:hidden;padding:0px 3px 0px 3px;vertical-align:bottom;background-color:#000000;font-weight:bold;color:#ffffff;text-align:center;">(dB)</td> </tr> <tr style="height:20px;"> <td data-sheets-value='{"1":2,"2":"Acrylic"}' style="border-left:1px solid #000000;overflow:hidden;padding:0px 3px 0px 3px;vertical-align:bottom;font-weight:bold;">Acrylic</td> <td data-sheets-value='{"1":2,"2":"Single-walled"}' style="overflow:hidden;padding:0px 3px 0px 3px;vertical-align:bottom;font-weight:bold;">Single-walled</td> <td data-sheets-value='{"1":2,"2":"Clear (H)"}' style="border-right:1px solid #000000;overflow:hidden;padding:0px 3px 0px 3px;vertical-align:bottom;font-weight:bold;">Clear (H)</td> <td data-sheets-numberformat='{"1":2,"2":"0.00","3":1}' data-sheets-value='{"1":3,"3":5.17}' style="overflow:hidden;padding:0px 3px 0px 3px;vertical-align:bottom;text-align:center;">5.17</td> <td data-sheets-numberformat='{"1":2,"2":"0","3":1}' data-sheets-value='{"1":3,"3":90}' style="overflow:hidden;padding:0px 3px 0px 3px;vertical-align:bottom;text-align:center;">90</td> <td data-sheets-numberformat='{"1":2,"2":"0","3":1}' data-sheets-value='{"1":3,"3":87}' style="overflow:hidden;padding:0px 3px 0px 3px;vertical-align:bottom;text-align:center;">87</td> <td data-sheets-numberformat='{"1":2,"2":"0","3":1}' data-sheets-value='{"1":2,"2":"-"}' style="border-right:1px solid #000000;overflow:hidden;padding:0px 3px 0px 3px;vertical-align:bottom;text-align:center;">-</td> </tr> <tr style="height:20px;"> <td data-sheets-value='{"1":2,"2":"PMMA"}' style="border-left:1px solid #000000;overflow:hidden;padding:0px 3px 0px 3px;vertical-align:bottom;font-weight:bold;">PMMA</td> <td data-sheets-value='{"1":2,"2":"Single-walled"}' style="overflow:hidden;padding:0px 3px 0px 3px;vertical-align:bottom;font-weight:bold;">Single-walled</td> <td data-sheets-value='{"1":2,"2":"Opal (O)"}' style="border-right:1px solid #000000;overflow:hidden;padding:0px 3px 0px 3px;vertical-align:bottom;font-weight:bold;">Opal (O)</td> <td data-sheets-numberformat='{"1":2,"2":"0.00","3":1}' data-sheets-value='{"1":3,"3":5.17}' style="overflow:hidden;padding:0px 3px 0px 3px;vertical-align:bottom;text-align:center;">5.17</td> <td data-sheets-numberformat='{"1":2,"2":"0","3":1}' data-sheets-value='{"1":3,"3":83}' style="overflow:hidden;padding:0px 3px 0px 3px;vertical-align:bottom;text-align:center;">83</td> <td data-sheets-numberformat='{"1":2,"2":"0","3":1}' data-sheets-value='{"1":3,"3":76}' style="overflow:hidden;padding:0px 3px 0px 3px;vertical-align:bottom;text-align:center;">76</td> <td data-sheets-numberformat='{"1":2,"2":"0","3":1}' data-sheets-value='{"1":2,"2":"-"}' style="border-right:1px solid #000000;overflow:hidden;padding:0px 3px 0px 3px;vertical-align:bottom;text-align:center;">-</td> </tr> <tr style="height:20px;"> <td style="border-left:1px solid #000000;overflow:hidden;padding:0px 3px 0px 3px;vertical-align:bottom;font-weight:bold;"></td> <td data-sheets-value='{"1":2,"2":"Double-walled"}' style="overflow:hidden;padding:0px 3px 0px 3px;vertical-align:bottom;font-weight:bold;">Double-walled</td> <td data-sheets-value='{"1":2,"2":"Clear (H/H)"}' style="border-right:1px solid #000000;overflow:hidden;padding:0px 3px 0px 3px;vertical-align:bottom;font-weight:bold;">Clear (H/H)</td> <td data-sheets-numberformat='{"1":2,"2":"0.00","3":1}' data-sheets-value='{"1":3,"3":2.9}' style="overflow:hidden;padding:0px 3px 0px 3px;vertical-align:bottom;text-align:center;">2.90</td> <td data-sheets-numberformat='{"1":2,"2":"0","3":1}' data-sheets-value='{"1":3,"3":81}' style="overflow:hidden;padding:0px 3px 0px 3px;vertical-align:bottom;text-align:center;">81</td> <td data-sheets-numberformat='{"1":2,"2":"0","3":1}' data-sheets-value='{"1":3,"3":75}' style="overflow:hidden;padding:0px 3px 0px 3px;vertical-align:bottom;text-align:center;">75</td> <td data-sheets-numberformat='{"1":2,"2":"0","3":1}' data-sheets-value='{"1":3,"3":20}' style="border-right:1px solid #000000;overflow:hidden;padding:0px 3px 0px 3px;vertical-align:bottom;text-align:center;">20</td> </tr> <tr style="height:20px;"> <td style="border-left:1px solid #000000;overflow:hidden;padding:0px 3px 0px 3px;vertical-align:bottom;font-weight:bold;"></td> <td data-sheets-value='{"1":2,"2":"Double-walled"}' style="overflow:hidden;padding:0px 3px 0px 3px;vertical-align:bottom;font-weight:bold;">Double-walled</td> <td data-sheets-value='{"1":2,"2":"Opal (O/O)"}' style="border-right:1px solid #000000;overflow:hidden;padding:0px 3px 0px 3px;vertical-align:bottom;font-weight:bold;">Opal (O/O)</td> <td data-sheets-numberformat='{"1":2,"2":"0.00","3":1}' data-sheets-value='{"1":3,"3":2.9}' style="overflow:hidden;padding:0px 3px 0px 3px;vertical-align:bottom;text-align:center;">2.90</td> <td data-sheets-numberformat='{"1":2,"2":"0","3":1}' data-sheets-value='{"1":3,"3":69}' style="overflow:hidden;padding:0px 3px 0px 3px;vertical-align:bottom;text-align:center;">69</td> <td data-sheets-numberformat='{"1":2,"2":"0","3":1}' data-sheets-value='{"1":3,"3":58}' style="overflow:hidden;padding:0px 3px 0px 3px;vertical-align:bottom;text-align:center;">58</td> <td data-sheets-numberformat='{"1":2,"2":"0","3":1}' data-sheets-value='{"1":3,"3":20}' style="border-right:1px solid #000000;overflow:hidden;padding:0px 3px 0px 3px;vertical-align:bottom;text-align:center;">20</td> </tr> <tr style="height:20px;"> <td style="border-left:1px solid #000000;overflow:hidden;padding:0px 3px 0px 3px;vertical-align:bottom;font-weight:bold;"></td> <td data-sheets-value='{"1":2,"2":"Triple-walled"}' style="overflow:hidden;padding:0px 3px 0px 3px;vertical-align:bottom;font-weight:bold;">Triple-walled</td> <td data-sheets-value='{"1":2,"2":"Clear (H/H/H)"}' style="border-right:1px solid #000000;overflow:hidden;padding:0px 3px 0px 3px;vertical-align:bottom;font-weight:bold;">Clear (H/H/H)</td> <td data-sheets-numberformat='{"1":2,"2":"0.00","3":1}' data-sheets-value='{"1":3,"3":1.7}' style="overflow:hidden;padding:0px 3px 0px 3px;vertical-align:bottom;text-align:center;">1.70</td> <td data-sheets-numberformat='{"1":2,"2":"0","3":1}' data-sheets-value='{"1":3,"3":73}' style="overflow:hidden;padding:0px 3px 0px 3px;vertical-align:bottom;text-align:center;">73</td> <td data-sheets-numberformat='{"1":2,"2":"0","3":1}' data-sheets-value='{"1":3,"3":65}' style="overflow:hidden;padding:0px 3px 0px 3px;vertical-align:bottom;text-align:center;">65</td> <td data-sheets-numberformat='{"1":2,"2":"0","3":1}' data-sheets-value='{"1":3,"3":22}' style="border-right:1px solid #000000;overflow:hidden;padding:0px 3px 0px 3px;vertical-align:bottom;text-align:center;">22</td> </tr> <tr style="height:20px;"> <td style="border-left:1px solid #000000;overflow:hidden;padding:0px 3px 0px 3px;vertical-align:bottom;font-weight:bold;"></td> <td data-sheets-value='{"1":2,"2":"Triple-walled"}' style="overflow:hidden;padding:0px 3px 0px 3px;vertical-align:bottom;font-weight:bold;">Triple-walled</td> <td data-sheets-value='{"1":2,"2":"Opal (O/H/O)"}' style="border-right:1px solid #000000;overflow:hidden;padding:0px 3px 0px 3px;vertical-align:bottom;font-weight:bold;">Opal (O/H/O)</td> <td data-sheets-numberformat='{"1":2,"2":"0.00","3":1}' data-sheets-value='{"1":3,"3":1.7}' style="overflow:hidden;padding:0px 3px 0px 3px;vertical-align:bottom;text-align:center;">1.70</td> <td data-sheets-numberformat='{"1":2,"2":"0","3":1}' data-sheets-value='{"1":3,"3":62}' style="overflow:hidden;padding:0px 3px 0px 3px;vertical-align:bottom;text-align:center;">62</td> <td data-sheets-numberformat='{"1":2,"2":"0","3":1}' data-sheets-value='{"1":3,"3":51}' style="overflow:hidden;padding:0px 3px 0px 3px;vertical-align:bottom;text-align:center;">51</td> <td data-sheets-numberformat='{"1":2,"2":"0","3":1}' data-sheets-value='{"1":3,"3":22}' style="border-right:1px solid #000000;overflow:hidden;padding:0px 3px 0px 3px;vertical-align:bottom;text-align:center;">22</td> </tr> <tr style="height:20px;"> <td style="border-left:1px solid #000000;overflow:hidden;padding:0px 3px 0px 3px;vertical-align:bottom;font-weight:bold;"></td> <td data-sheets-value='{"1":2,"2":"Four-walled"}' style="overflow:hidden;padding:0px 3px 0px 3px;vertical-align:bottom;font-weight:bold;">Four-walled</td> <td data-sheets-value='{"1":2,"2":"Clear (H/H/H/H)"}' style="border-right:1px solid #000000;overflow:hidden;padding:0px 3px 0px 3px;vertical-align:bottom;font-weight:bold;">Clear (H/H/H/H)</td> <td data-sheets-numberformat='{"1":2,"2":"0.00","3":1}' data-sheets-value='{"1":3,"3":1.28}' style="overflow:hidden;padding:0px 3px 0px 3px;vertical-align:bottom;text-align:center;">1.28</td> <td data-sheets-numberformat='{"1":2,"2":"0","3":1}' data-sheets-value='{"1":3,"3":64}' style="overflow:hidden;padding:0px 3px 0px 3px;vertical-align:bottom;text-align:center;">64</td> <td data-sheets-numberformat='{"1":2,"2":"0","3":1}' data-sheets-value='{"1":3,"3":54}' style="overflow:hidden;padding:0px 3px 0px 3px;vertical-align:bottom;text-align:center;">54</td> <td data-sheets-numberformat='{"1":2,"2":"0","3":1}' data-sheets-value='{"1":3,"3":23}' style="border-right:1px solid #000000;overflow:hidden;padding:0px 3px 0px 3px;vertical-align:bottom;text-align:center;">23</td> </tr> <tr style="height:20px;"> <td style="border-bottom:1px solid #000000;border-left:1px solid #000000;overflow:hidden;padding:0px 3px 0px 3px;vertical-align:bottom;"></td> <td data-sheets-value='{"1":2,"2":"Four-walled"}' style="border-bottom:1px solid #000000;overflow:hidden;padding:0px 3px 0px 3px;vertical-align:bottom;font-weight:bold;">Four-walled</td> <td data-sheets-value='{"1":2,"2":"Opal (H/H/O/H)"}' style="border-right:1px solid #000000;border-bottom:1px solid #000000;overflow:hidden;padding:0px 3px 0px 3px;vertical-align:bottom;font-weight:bold;">Opal (H/H/O/H)</td> <td data-sheets-numberformat='{"1":2,"2":"0.00","3":1}' data-sheets-value='{"1":3,"3":1.28}' style="border-bottom:1px solid #000000;overflow:hidden;padding:0px 3px 0px 3px;vertical-align:bottom;text-align:center;">1.28</td> <td data-sheets-numberformat='{"1":2,"2":"0","3":1}' data-sheets-value='{"1":3,"3":59}' style="border-bottom:1px solid #000000;overflow:hidden;padding:0px 3px 0px 3px;vertical-align:bottom;text-align:center;">59</td> <td data-sheets-numberformat='{"1":2,"2":"0","3":1}' data-sheets-value='{"1":3,"3":48}' style="border-bottom:1px solid #000000;overflow:hidden;padding:0px 3px 0px 3px;vertical-align:bottom;text-align:center;">48</td> <td data-sheets-numberformat='{"1":2,"2":"0","3":1}' data-sheets-value='{"1":3,"3":23}' style="border-right:1px solid #000000;border-bottom:1px solid #000000;overflow:hidden;padding:0px 3px 0px 3px;vertical-align:bottom;text-align:center;">23</td> </tr> <tr style="height:20px;"> <td data-sheets-value='{"1":2,"2":"Polycarbonate "}' style="border-left:1px solid #000000;overflow:hidden;padding:0px 3px 0px 3px;vertical-align:bottom;font-weight:bold;">Polycarbonate </td> <td data-sheets-value='{"1":2,"2":"Single-walled"}' style="overflow:hidden;padding:0px 3px 0px 3px;vertical-align:bottom;font-weight:bold;">Single-walled</td> <td data-sheets-value='{"1":2,"2":"Clear (A)"}' style="border-right:1px solid #000000;overflow:hidden;padding:0px 3px 0px 3px;vertical-align:bottom;font-weight:bold;">Clear (A)</td> <td data-sheets-numberformat='{"1":2,"2":"0.00","3":1}' data-sheets-value='{"1":3,"3":5.17}' style="overflow:hidden;padding:0px 3px 0px 3px;vertical-align:bottom;text-align:center;">5.17</td> <td data-sheets-numberformat='{"1":2,"2":"0","3":1}' data-sheets-value='{"1":3,"3":88}' style="overflow:hidden;padding:0px 3px 0px 3px;vertical-align:bottom;text-align:center;">88</td> <td data-sheets-numberformat='{"1":2,"2":"0","3":1}' data-sheets-value='{"1":3,"3":83}' style="overflow:hidden;padding:0px 3px 0px 3px;vertical-align:bottom;text-align:center;">83</td> <td data-sheets-numberformat='{"1":2,"2":"0","3":1}' data-sheets-value='{"1":2,"2":"-"}' style="border-right:1px solid #000000;overflow:hidden;padding:0px 3px 0px 3px;vertical-align:bottom;text-align:center;">-</td> </tr> <tr style="height:20px;"> <td data-sheets-value='{"1":2,"2":"PC"}' style="border-left:1px solid #000000;overflow:hidden;padding:0px 3px 0px 3px;vertical-align:bottom;font-weight:bold;">PC</td> <td data-sheets-value='{"1":2,"2":"Single-walled"}' style="overflow:hidden;padding:0px 3px 0px 3px;vertical-align:bottom;font-weight:bold;">Single-walled</td> <td data-sheets-value='{"1":2,"2":"Opal (D)"}' style="border-right:1px solid #000000;overflow:hidden;padding:0px 3px 0px 3px;vertical-align:bottom;font-weight:bold;">Opal (D)</td> <td data-sheets-numberformat='{"1":2,"2":"0.00","3":1}' data-sheets-value='{"1":3,"3":5.17}' style="overflow:hidden;padding:0px 3px 0px 3px;vertical-align:bottom;text-align:center;">5.17</td> <td data-sheets-numberformat='{"1":2,"2":"0","3":1}' data-sheets-value='{"1":3,"3":58}' style="overflow:hidden;padding:0px 3px 0px 3px;vertical-align:bottom;text-align:center;">58</td> <td data-sheets-numberformat='{"1":2,"2":"0","3":1}' data-sheets-value='{"1":3,"3":60}' style="overflow:hidden;padding:0px 3px 0px 3px;vertical-align:bottom;text-align:center;">60</td> <td data-sheets-numberformat='{"1":2,"2":"0","3":1}' data-sheets-value='{"1":2,"2":"-"}' style="border-right:1px solid #000000;overflow:hidden;padding:0px 3px 0px 3px;vertical-align:bottom;text-align:center;">-</td> </tr> <tr style="height:20px;"> <td style="border-left:1px solid #000000;overflow:hidden;padding:0px 3px 0px 3px;vertical-align:bottom;font-weight:bold;"></td> <td data-sheets-value='{"1":2,"2":"Double-walled"}' style="overflow:hidden;padding:0px 3px 0px 3px;vertical-align:bottom;font-weight:bold;">Double-walled</td> <td data-sheets-value='{"1":2,"2":"Clear (A/H)"}' style="border-right:1px solid #000000;overflow:hidden;padding:0px 3px 0px 3px;vertical-align:bottom;font-weight:bold;">Clear (A/H)</td> <td data-sheets-numberformat='{"1":2,"2":"0.00","3":1}' data-sheets-value='{"1":3,"3":2.9}' style="overflow:hidden;padding:0px 3px 0px 3px;vertical-align:bottom;text-align:center;">2.90</td> <td data-sheets-numberformat='{"1":2,"2":"0","3":1}' data-sheets-value='{"1":3,"3":79}' style="overflow:hidden;padding:0px 3px 0px 3px;vertical-align:bottom;text-align:center;">79</td> <td data-sheets-numberformat='{"1":2,"2":"0","3":1}' data-sheets-value='{"1":3,"3":72}' style="overflow:hidden;padding:0px 3px 0px 3px;vertical-align:bottom;text-align:center;">72</td> <td data-sheets-numberformat='{"1":2,"2":"0","3":1}' data-sheets-value='{"1":3,"3":20}' style="border-right:1px solid #000000;overflow:hidden;padding:0px 3px 0px 3px;vertical-align:bottom;text-align:center;">20</td> </tr> <tr style="height:20px;"> <td style="border-left:1px solid #000000;overflow:hidden;padding:0px 3px 0px 3px;vertical-align:bottom;font-weight:bold;"></td> <td data-sheets-value='{"1":2,"2":"Double-walled"}' style="overflow:hidden;padding:0px 3px 0px 3px;vertical-align:bottom;font-weight:bold;">Double-walled</td> <td data-sheets-value='{"1":2,"2":"Clear (A/A)"}' style="border-right:1px solid #000000;overflow:hidden;padding:0px 3px 0px 3px;vertical-align:bottom;font-weight:bold;">Clear (A/A)</td> <td data-sheets-numberformat='{"1":2,"2":"0.00","3":1}' data-sheets-value='{"1":3,"3":2.9}' style="overflow:hidden;padding:0px 3px 0px 3px;vertical-align:bottom;text-align:center;">2.90</td> <td data-sheets-numberformat='{"1":2,"2":"0","3":1}' data-sheets-value='{"1":3,"3":77}' style="overflow:hidden;padding:0px 3px 0px 3px;vertical-align:bottom;text-align:center;">77</td> <td data-sheets-numberformat='{"1":2,"2":"0","3":1}' data-sheets-value='{"1":3,"3":69}' style="overflow:hidden;padding:0px 3px 0px 3px;vertical-align:bottom;text-align:center;">69</td> <td data-sheets-numberformat='{"1":2,"2":"0","3":1}' data-sheets-value='{"1":3,"3":20}' style="border-right:1px solid #000000;overflow:hidden;padding:0px 3px 0px 3px;vertical-align:bottom;text-align:center;">20</td> </tr> <tr style="height:20px;"> <td style="border-left:1px solid #000000;overflow:hidden;padding:0px 3px 0px 3px;vertical-align:bottom;font-weight:bold;"></td> <td data-sheets-value='{"1":2,"2":"Double-walled"}' style="overflow:hidden;padding:0px 3px 0px 3px;vertical-align:bottom;font-weight:bold;">Double-walled</td> <td data-sheets-value='{"1":2,"2":"Opal (A/O)"}' style="border-right:1px solid #000000;overflow:hidden;padding:0px 3px 0px 3px;vertical-align:bottom;font-weight:bold;">Opal (A/O)</td> <td data-sheets-numberformat='{"1":2,"2":"0.00","3":1}' data-sheets-value='{"1":3,"3":2.9}' style="overflow:hidden;padding:0px 3px 0px 3px;vertical-align:bottom;text-align:center;">2.90</td> <td data-sheets-numberformat='{"1":2,"2":"0","3":1}' data-sheets-value='{"1":3,"3":73}' style="overflow:hidden;padding:0px 3px 0px 3px;vertical-align:bottom;text-align:center;">73</td> <td data-sheets-numberformat='{"1":2,"2":"0","3":1}' data-sheets-value='{"1":3,"3":63}' style="overflow:hidden;padding:0px 3px 0px 3px;vertical-align:bottom;text-align:center;">63</td> <td data-sheets-numberformat='{"1":2,"2":"0","3":1}' data-sheets-value='{"1":3,"3":20}' style="border-right:1px solid #000000;overflow:hidden;padding:0px 3px 0px 3px;vertical-align:bottom;text-align:center;">20</td> </tr> <tr style="height:20px;"> <td style="border-left:1px solid #000000;overflow:hidden;padding:0px 3px 0px 3px;vertical-align:bottom;font-weight:bold;"></td> <td data-sheets-value='{"1":2,"2":"Double-walled"}' style="overflow:hidden;padding:0px 3px 0px 3px;vertical-align:bottom;font-weight:bold;">Double-walled</td> <td data-sheets-value='{"1":2,"2":"Opal (A/D)"}' style="border-right:1px solid #000000;overflow:hidden;padding:0px 3px 0px 3px;vertical-align:bottom;font-weight:bold;">Opal (A/D)</td> <td data-sheets-numberformat='{"1":2,"2":"0.00","3":1}' data-sheets-value='{"1":3,"3":2.9}' style="overflow:hidden;padding:0px 3px 0px 3px;vertical-align:bottom;text-align:center;">2.90</td> <td data-sheets-numberformat='{"1":2,"2":"0","3":1}' data-sheets-value='{"1":3,"3":51}' style="overflow:hidden;padding:0px 3px 0px 3px;vertical-align:bottom;text-align:center;">51</td> <td data-sheets-numberformat='{"1":2,"2":"0","3":1}' data-sheets-value='{"1":3,"3":50}' style="overflow:hidden;padding:0px 3px 0px 3px;vertical-align:bottom;text-align:center;">50</td> <td data-sheets-numberformat='{"1":2,"2":"0","3":1}' data-sheets-value='{"1":3,"3":20}' style="border-right:1px solid #000000;overflow:hidden;padding:0px 3px 0px 3px;vertical-align:bottom;text-align:center;">20</td> </tr> <tr style="height:20px;"> <td style="border-left:1px solid #000000;overflow:hidden;padding:0px 3px 0px 3px;vertical-align:bottom;font-weight:bold;"></td> <td data-sheets-value='{"1":2,"2":"Triple-walled"}' style="overflow:hidden;padding:0px 3px 0px 3px;vertical-align:bottom;font-weight:bold;">Triple-walled</td> <td data-sheets-value='{"1":2,"2":"Clear (A/H/H)"}' style="border-right:1px solid #000000;overflow:hidden;padding:0px 3px 0px 3px;vertical-align:bottom;font-weight:bold;">Clear (A/H/H)</td> <td data-sheets-numberformat='{"1":2,"2":"0.00","3":1}' data-sheets-value='{"1":3,"3":1.7}' style="overflow:hidden;padding:0px 3px 0px 3px;vertical-align:bottom;text-align:center;">1.70</td> <td data-sheets-numberformat='{"1":2,"2":"0","3":1}' data-sheets-value='{"1":3,"3":71}' style="overflow:hidden;padding:0px 3px 0px 3px;vertical-align:bottom;text-align:center;">71</td> <td data-sheets-numberformat='{"1":2,"2":"0","3":1}' data-sheets-value='{"1":3,"3":63}' style="overflow:hidden;padding:0px 3px 0px 3px;vertical-align:bottom;text-align:center;">63</td> <td data-sheets-numberformat='{"1":2,"2":"0","3":1}' data-sheets-value='{"1":3,"3":22}' style="border-right:1px solid #000000;overflow:hidden;padding:0px 3px 0px 3px;vertical-align:bottom;text-align:center;">22</td> </tr> <tr style="height:20px;"> <td style="border-left:1px solid #000000;overflow:hidden;padding:0px 3px 0px 3px;vertical-align:bottom;font-weight:bold;"></td> <td data-sheets-value='{"1":2,"2":"Triple-walled"}' style="overflow:hidden;padding:0px 3px 0px 3px;vertical-align:bottom;font-weight:bold;">Triple-walled</td> <td data-sheets-value='{"1":2,"2":"Opal (A/O/O)"}' style="border-right:1px solid #000000;overflow:hidden;padding:0px 3px 0px 3px;vertical-align:bottom;font-weight:bold;">Opal (A/O/O)</td> <td data-sheets-numberformat='{"1":2,"2":"0.00","3":1}' data-sheets-value='{"1":3,"3":1.7}' style="overflow:hidden;padding:0px 3px 0px 3px;vertical-align:bottom;text-align:center;">1.70</td> <td data-sheets-numberformat='{"1":2,"2":"0","3":1}' data-sheets-value='{"1":3,"3":61}' style="overflow:hidden;padding:0px 3px 0px 3px;vertical-align:bottom;text-align:center;">61</td> <td data-sheets-numberformat='{"1":2,"2":"0","3":1}' data-sheets-value='{"1":3,"3":48}' style="overflow:hidden;padding:0px 3px 0px 3px;vertical-align:bottom;text-align:center;">48</td> <td data-sheets-numberformat='{"1":2,"2":"0","3":1}' data-sheets-value='{"1":3,"3":22}' style="border-right:1px solid #000000;overflow:hidden;padding:0px 3px 0px 3px;vertical-align:bottom;text-align:center;">22</td> </tr> <tr style="height:20px;"> <td style="border-left:1px solid #000000;overflow:hidden;padding:0px 3px 0px 3px;vertical-align:bottom;font-weight:bold;"></td> <td data-sheets-value='{"1":2,"2":"Four-walled"}' style="overflow:hidden;padding:0px 3px 0px 3px;vertical-align:bottom;font-weight:bold;">Four-walled</td> <td data-sheets-value='{"1":2,"2":"Clear (A/H/H/H)"}' style="border-right:1px solid #000000;overflow:hidden;padding:0px 3px 0px 3px;vertical-align:bottom;font-weight:bold;">Clear (A/H/H/H)</td> <td data-sheets-numberformat='{"1":2,"2":"0.00","3":1}' data-sheets-value='{"1":3,"3":1.28}' style="overflow:hidden;padding:0px 3px 0px 3px;vertical-align:bottom;text-align:center;">1.28</td> <td data-sheets-numberformat='{"1":2,"2":"0","3":1}' data-sheets-value='{"1":3,"3":64}' style="overflow:hidden;padding:0px 3px 0px 3px;vertical-align:bottom;text-align:center;">64</td> <td data-sheets-numberformat='{"1":2,"2":"0","3":1}' data-sheets-value='{"1":3,"3":52}' style="overflow:hidden;padding:0px 3px 0px 3px;vertical-align:bottom;text-align:center;">52</td> <td data-sheets-numberformat='{"1":2,"2":"0","3":1}' data-sheets-value='{"1":3,"3":23}' style="border-right:1px solid #000000;overflow:hidden;padding:0px 3px 0px 3px;vertical-align:bottom;text-align:center;">23</td> </tr> <tr style="height:20px;"> <td style="border-bottom:1px solid #000000;border-left:1px solid #000000;overflow:hidden;padding:0px 3px 0px 3px;vertical-align:bottom;"></td> <td data-sheets-value='{"1":2,"2":"Four-walled"}' style="border-bottom:1px solid #000000;overflow:hidden;padding:0px 3px 0px 3px;vertical-align:bottom;font-weight:bold;">Four-walled</td> <td data-sheets-value='{"1":2,"2":"Opal (A/H/O/H)"}' style="border-right:1px solid #000000;border-bottom:1px solid #000000;overflow:hidden;padding:0px 3px 0px 3px;vertical-align:bottom;font-weight:bold;">Opal (A/H/O/H)</td> <td data-sheets-numberformat='{"1":2,"2":"0.00","3":1}' data-sheets-value='{"1":3,"3":1.28}' style="border-bottom:1px solid #000000;overflow:hidden;padding:0px 3px 0px 3px;vertical-align:bottom;text-align:center;">1.28</td> <td data-sheets-numberformat='{"1":2,"2":"0","3":1}' data-sheets-value='{"1":3,"3":59}' style="border-bottom:1px solid #000000;overflow:hidden;padding:0px 3px 0px 3px;vertical-align:bottom;text-align:center;">59</td> <td data-sheets-numberformat='{"1":2,"2":"0","3":1}' data-sheets-value='{"1":3,"3":46}' style="border-bottom:1px solid #000000;overflow:hidden;padding:0px 3px 0px 3px;vertical-align:bottom;text-align:center;">46</td> <td data-sheets-numberformat='{"1":2,"2":"0","3":1}' data-sheets-value='{"1":3,"3":23}' style="border-right:1px solid #000000;border-bottom:1px solid #000000;overflow:hidden;padding:0px 3px 0px 3px;vertical-align:bottom;text-align:center;">23</td> </tr> <tr style="height:20px;"> <td data-sheets-value='{"1":2,"2":"Polycarbonate"}' style="border-left:1px solid #000000;overflow:hidden;padding:0px 3px 0px 3px;vertical-align:bottom;font-weight:bold;">Polycarbonate</td> <td data-sheets-value='{"1":2,"2":"Single-walled"}' style="overflow:hidden;padding:0px 3px 0px 3px;vertical-align:bottom;font-weight:bold;">Single-walled</td> <td data-sheets-value='{"1":2,"2":"Heatstop Opal (T)"}' style="border-right:1px solid #000000;overflow:hidden;padding:0px 3px 0px 3px;vertical-align:bottom;font-weight:bold;">Heatstop Opal (T)</td> <td data-sheets-numberformat='{"1":2,"2":"0.00","3":1}' data-sheets-value='{"1":3,"3":5.17}' style="overflow:hidden;padding:0px 3px 0px 3px;vertical-align:bottom;text-align:center;">5.17</td> <td data-sheets-numberformat='{"1":2,"2":"0","3":1}' data-sheets-value='{"1":3,"3":49}' style="overflow:hidden;padding:0px 3px 0px 3px;vertical-align:bottom;text-align:center;">49</td> <td data-sheets-numberformat='{"1":2,"2":"0","3":1}' data-sheets-value='{"1":3,"3":59}' style="overflow:hidden;padding:0px 3px 0px 3px;vertical-align:bottom;text-align:center;">59</td> <td data-sheets-numberformat='{"1":2,"2":"0","3":1}' data-sheets-value='{"1":2,"2":"-"}' style="border-right:1px solid #000000;overflow:hidden;padding:0px 3px 0px 3px;vertical-align:bottom;text-align:center;">-</td> </tr> <tr style="height:20px;"> <td data-sheets-value='{"1":2,"2":"Heatstop PC"}' style="border-left:1px solid #000000;overflow:hidden;padding:0px 3px 0px 3px;vertical-align:bottom;font-weight:bold;">Heatstop PC</td> <td data-sheets-value='{"1":2,"2":"Double-walled"}' style="overflow:hidden;padding:0px 3px 0px 3px;vertical-align:bottom;font-weight:bold;">Double-walled</td> <td data-sheets-value='{"1":2,"2":"Clear (T/H)"}' style="border-right:1px solid #000000;overflow:hidden;padding:0px 3px 0px 3px;vertical-align:bottom;font-weight:bold;">Clear (T/H)</td> <td data-sheets-numberformat='{"1":2,"2":"0.00","3":1}' data-sheets-value='{"1":3,"3":2.9}' style="overflow:hidden;padding:0px 3px 0px 3px;vertical-align:bottom;text-align:center;">2.90</td> <td data-sheets-numberformat='{"1":2,"2":"0","3":1}' data-sheets-value='{"1":3,"3":44}' style="overflow:hidden;padding:0px 3px 0px 3px;vertical-align:bottom;text-align:center;">44</td> <td data-sheets-numberformat='{"1":2,"2":"0","3":1}' data-sheets-value='{"1":3,"3":51}' style="overflow:hidden;padding:0px 3px 0px 3px;vertical-align:bottom;text-align:center;">51</td> <td data-sheets-numberformat='{"1":2,"2":"0","3":1}' data-sheets-value='{"1":3,"3":20}' style="border-right:1px solid #000000;overflow:hidden;padding:0px 3px 0px 3px;vertical-align:bottom;text-align:center;">20</td> </tr> <tr style="height:20px;"> <td style="border-left:1px solid #000000;overflow:hidden;padding:0px 3px 0px 3px;vertical-align:bottom;font-weight:bold;"></td> <td data-sheets-value='{"1":2,"2":"Double-walled"}' style="overflow:hidden;padding:0px 3px 0px 3px;vertical-align:bottom;font-weight:bold;">Double-walled</td> <td data-sheets-value='{"1":2,"2":"Opal (T/O)"}' style="border-right:1px solid #000000;overflow:hidden;padding:0px 3px 0px 3px;vertical-align:bottom;font-weight:bold;">Opal (T/O)</td> <td data-sheets-numberformat='{"1":2,"2":"0.00","3":1}' data-sheets-value='{"1":3,"3":2.9}' style="overflow:hidden;padding:0px 3px 0px 3px;vertical-align:bottom;text-align:center;">2.90</td> <td data-sheets-numberformat='{"1":2,"2":"0","3":1}' data-sheets-value='{"1":3,"3":41}' style="overflow:hidden;padding:0px 3px 0px 3px;vertical-align:bottom;text-align:center;">41</td> <td data-sheets-numberformat='{"1":2,"2":"0","3":1}' data-sheets-value='{"1":3,"3":45}' style="overflow:hidden;padding:0px 3px 0px 3px;vertical-align:bottom;text-align:center;">45</td> <td data-sheets-numberformat='{"1":2,"2":"0","3":1}' data-sheets-value='{"1":3,"3":20}' style="border-right:1px solid #000000;overflow:hidden;padding:0px 3px 0px 3px;vertical-align:bottom;text-align:center;">20</td> </tr> <tr style="height:20px;"> <td style="border-left:1px solid #000000;overflow:hidden;padding:0px 3px 0px 3px;vertical-align:bottom;font-weight:bold;"></td> <td data-sheets-value='{"1":2,"2":"Triple-walled"}' style="overflow:hidden; | skylux-160-ce-met-koepel-en-pvc-opstand-35-30-met-lm-motor-en-windvang-1300-x-1300-mm | 8586056532301 | 46872399839565
Smoke and heat exhaust (SHEV) | SHE system | Skylux | Skylux 160° CE with skylight and PVC curb 35/30 with LM-actuator and spoiler 1300 x 1600 mm |  | 50693 | 5412970506935 | 5619.25 | Yes | 30-45 | 86.5 | 1300 x 1600 mm | 1600 | 1300 |  | PVC 35/30 (35 cm high & roof opening = 30 cm larger than daylight size) | Rectangular | 5.17 W/m²K - 1.28 W/m²K | 87% - 32% | 90% - 32% | 20dB - 23dB | 160° CE (for industry) | skylight | with spoiler | E | Single actuator | Maximum four-walled skylight possible for this product | Ut-value LT-value g-value Rw-value EN 1873 : 2014 EN ISO 13468 EN 16153 EN 410 EN 410 EN ISO 140-3 Material Walls Shells (W/m²K) (%) (%) (dB) Acrylic Single-walled Clear (H) 5.17 90 87 - PMMA Single-walled Opal (O) 5.17 83 76 - Double-walled Clear (H/H) 2.90 81 75 20 Double-walled Opal (O/O) 2.90 69 58 20 Triple-walled Clear (H/H/H) 1.70 73 65 22 Triple-walled Opal (O/H/O) 1.70 62 51 22 Four-walled Clear (H/H/H/H) 1.28 64 54 23 Four-walled Opal (H/H/O/H) 1.28 59 48 23 Polycarbonate Single-walled Clear (A) 5.17 88 83 - PC Single-walled Opal (D) 5.17 58 60 - Double-walled Clear (A/H) 2.90 79 72 20 Double-walled Clear (A/A) 2.90 77 69 20 Double-walled Opal (A/O) 2.90 73 63 20 Double-walled Opal (A/D) 2.90 51 50 20 Triple-walled Clear (A/H/H) 1.70 71 63 22 Triple-walled Opal (A/O/O) 1.70 61 48 22 Four-walled Clear (A/H/H/H) 1.28 64 52 23 Four-walled Opal (A/H/O/H) 1.28 59 46 23 Polycarbonate Single-walled Heatstop Opal (T) 5.17 49 59 - Heatstop PC Double-walled Clear (T/H) 2.90 44 51 20 Double-walled Opal (T/O) 2.90 41 45 20 Triple-walled Clear (T/H/H) 1.70 40 <td data-sheets-numberformat='{"1":2,"2":"0","3":1}' data-sheets-value='{"1":3,"3":44}' style="overflow:hidden;paddin | https://skylux.eu/en/products/skylux-160-ce-met-koepel-en-pvc-opstand-35-30-met-lm-motor-en-windvang-1300-x-1600-mm | https://skylux.eu/cdn/shop/files/Skylux-160deg-CE-met-koepel-en-pvc-opstand-3530-met-LM-motor-en-windvang-1300-x-1600-mm-RWA-systeem.jpg?v=1702982991&width=1600 | https://skylux.eu/cdn/shop/files/e5a82811-1bb0-48e4-a776-cacb59c7c092_5d653d31-6de5-4c69-9d92-a259b8a7a7e7.jpg?v=1688551758&width=1600 | //skylux.eu/cdn/shop/files/E_MH_Mounting_instructions_Skylux_160_CE_LM.pdf?v=12406716259046007223 | //skylux.eu/cdn/shop/files/E_TD_Technical_File_Skylux_Skylux_160_CE_Electric.pdf?v=3667116872303399239 | <style type="text/css" id="isPasted"> <!--td { border: 1px solid #cccccc; } br { mso-data-placement: same-cell; } --> </style> <table border="1" cellpadding="0" cellspacing="0" dir="ltr" style="table-layout:fixed;font-size:10pt;font-family:Arial;border-collapse:collapse;border:none;"><tbody> <tr style="height:20px;"> <td style="overflow:hidden;padding:0px 3px 0px 3px;vertical-align:bottom;"></td> <td style="overflow:hidden;padding:0px 3px 0px 3px;vertical-align:bottom;"></td> <td style="overflow:hidden;padding:0px 3px 0px 3px;vertical-align:bottom;"></td> <td data-sheets-value='{"1":2,"2":"Ut-value"}' style="overflow:hidden;padding:0px 3px 0px 3px;vertical-align:bottom;font-weight:bold;text-align:center;">Ut-value</td> <td data-sheets-value='{"1":2,"2":"LT-value"}' style="overflow:hidden;padding:0px 3px 0px 3px;vertical-align:bottom;font-weight:bold;text-align:center;">LT-value</td> <td data-sheets-value='{"1":2,"2":"g-value"}' style="overflow:hidden;padding:0px 3px 0px 3px;vertical-align:bottom;font-weight:bold;text-align:center;">g-value</td> <td data-sheets-value='{"1":2,"2":"Rw-value "}' style="overflow:hidden;padding:0px 3px 0px 3px;vertical-align:bottom;font-weight:bold;text-align:center;">Rw-value </td> </tr> <tr style="height:20px;"> <td style="overflow:hidden;padding:0px 3px 0px 3px;vertical-align:bottom;"></td> <td style="overflow:hidden;padding:0px 3px 0px 3px;vertical-align:bottom;"></td> <td style="overflow:hidden;padding:0px 3px 0px 3px;vertical-align:bottom;"></td> <td data-sheets-numberformat='{"1":2,"2":"0.00","3":1}' data-sheets-value='{"1":2,"2":"EN 1873 : 2014"}' style="overflow:hidden;padding:0px 3px 0px 3px;vertical-align:bottom;text-align:center;">EN 1873 : 2014</td> <td data-sheets-numberformat='{"1":2,"2":"0","3":1}' data-sheets-value='{"1":2,"2":"EN ISO 13468 EN 16153 EN 410"}' style="overflow:hidden;padding:0px 3px 0px 3px;vertical-align:bottom;text-align:center;">EN ISO 13468 EN 16153 EN 410</td> <td data-sheets-numberformat='{"1":2,"2":"0","3":1}' data-sheets-value='{"1":2,"2":"EN 410"}' style="overflow:hidden;padding:0px 3px 0px 3px;vertical-align:bottom;text-align:center;">EN 410</td> <td data-sheets-value='{"1":2,"2":"EN ISO 140-3\t\t"}' style="overflow:hidden;padding:0px 3px 0px 3px;vertical-align:bottom;text-align:center;">EN ISO 140-3 </td> </tr> <tr style="height:20px;"> <td data-sheets-value='{"1":2,"2":"Material"}' style="border-bottom:1px solid #000000;overflow:hidden;padding:0px 3px 0px 3px;vertical-align:bottom;background-color:#000000;font-weight:bold;color:#ffffff;">Material</td> <td data-sheets-value='{"1":2,"2":"Walls"}' style="border-bottom:1px solid #000000;overflow:hidden;padding:0px 3px 0px 3px;vertical-align:bottom;background-color:#000000;font-weight:bold;color:#ffffff;">Walls</td> <td data-sheets-value='{"1":2,"2":"Shells"}' style="border-bottom:1px solid #000000;overflow:hidden;padding:0px 3px 0px 3px;vertical-align:bottom;background-color:#000000;font-weight:bold;color:#ffffff;">Shells</td> <td data-sheets-numberformat='{"1":2,"2":"0.00","3":1}' data-sheets-value='{"1":2,"2":"(W/m²K)\t"}' style="border-bottom:1px solid #000000;overflow:hidden;padding:0px 3px 0px 3px;vertical-align:bottom;background-color:#000000;font-weight:bold;color:#ffffff;text-align:center;">(W/m²K) </td> <td data-sheets-numberformat='{"1":2,"2":"0","3":1}' data-sheets-value='{"1":2,"2":"(%)"}' style="border-bottom:1px solid #000000;overflow:hidden;padding:0px 3px 0px 3px;vertical-align:bottom;background-color:#000000;font-weight:bold;color:#ffffff;text-align:center;">(%)</td> <td data-sheets-numberformat='{"1":2,"2":"0","3":1}' data-sheets-value='{"1":2,"2":"(%)"}' style="border-bottom:1px solid #000000;overflow:hidden;padding:0px 3px 0px 3px;vertical-align:bottom;background-color:#000000;font-weight:bold;color:#ffffff;text-align:center;">(%)</td> <td data-sheets-value='{"1":2,"2":"(dB)"}' style="border-bottom:1px solid #000000;overflow:hidden;padding:0px 3px 0px 3px;vertical-align:bottom;background-color:#000000;font-weight:bold;color:#ffffff;text-align:center;">(dB)</td> </tr> <tr style="height:20px;"> <td data-sheets-value='{"1":2,"2":"Acrylic"}' style="border-left:1px solid #000000;overflow:hidden;padding:0px 3px 0px 3px;vertical-align:bottom;font-weight:bold;">Acrylic</td> <td data-sheets-value='{"1":2,"2":"Single-walled"}' style="overflow:hidden;padding:0px 3px 0px 3px;vertical-align:bottom;font-weight:bold;">Single-walled</td> <td data-sheets-value='{"1":2,"2":"Clear (H)"}' style="border-right:1px solid #000000;overflow:hidden;padding:0px 3px 0px 3px;vertical-align:bottom;font-weight:bold;">Clear (H)</td> <td data-sheets-numberformat='{"1":2,"2":"0.00","3":1}' data-sheets-value='{"1":3,"3":5.17}' style="overflow:hidden;padding:0px 3px 0px 3px;vertical-align:bottom;text-align:center;">5.17</td> <td data-sheets-numberformat='{"1":2,"2":"0","3":1}' data-sheets-value='{"1":3,"3":90}' style="overflow:hidden;padding:0px 3px 0px 3px;vertical-align:bottom;text-align:center;">90</td> <td data-sheets-numberformat='{"1":2,"2":"0","3":1}' data-sheets-value='{"1":3,"3":87}' style="overflow:hidden;padding:0px 3px 0px 3px;vertical-align:bottom;text-align:center;">87</td> <td data-sheets-numberformat='{"1":2,"2":"0","3":1}' data-sheets-value='{"1":2,"2":"-"}' style="border-right:1px solid #000000;overflow:hidden;padding:0px 3px 0px 3px;vertical-align:bottom;text-align:center;">-</td> </tr> <tr style="height:20px;"> <td data-sheets-value='{"1":2,"2":"PMMA"}' style="border-left:1px solid #000000;overflow:hidden;padding:0px 3px 0px 3px;vertical-align:bottom;font-weight:bold;">PMMA</td> <td data-sheets-value='{"1":2,"2":"Single-walled"}' style="overflow:hidden;padding:0px 3px 0px 3px;vertical-align:bottom;font-weight:bold;">Single-walled</td> <td data-sheets-value='{"1":2,"2":"Opal (O)"}' style="border-right:1px solid #000000;overflow:hidden;padding:0px 3px 0px 3px;vertical-align:bottom;font-weight:bold;">Opal (O)</td> <td data-sheets-numberformat='{"1":2,"2":"0.00","3":1}' data-sheets-value='{"1":3,"3":5.17}' style="overflow:hidden;padding:0px 3px 0px 3px;vertical-align:bottom;text-align:center;">5.17</td> <td data-sheets-numberformat='{"1":2,"2":"0","3":1}' data-sheets-value='{"1":3,"3":83}' style="overflow:hidden;padding:0px 3px 0px 3px;vertical-align:bottom;text-align:center;">83</td> <td data-sheets-numberformat='{"1":2,"2":"0","3":1}' data-sheets-value='{"1":3,"3":76}' style="overflow:hidden;padding:0px 3px 0px 3px;vertical-align:bottom;text-align:center;">76</td> <td data-sheets-numberformat='{"1":2,"2":"0","3":1}' data-sheets-value='{"1":2,"2":"-"}' style="border-right:1px solid #000000;overflow:hidden;padding:0px 3px 0px 3px;vertical-align:bottom;text-align:center;">-</td> </tr> <tr style="height:20px;"> <td style="border-left:1px solid #000000;overflow:hidden;padding:0px 3px 0px 3px;vertical-align:bottom;font-weight:bold;"></td> <td data-sheets-value='{"1":2,"2":"Double-walled"}' style="overflow:hidden;padding:0px 3px 0px 3px;vertical-align:bottom;font-weight:bold;">Double-walled</td> <td data-sheets-value='{"1":2,"2":"Clear (H/H)"}' style="border-right:1px solid #000000;overflow:hidden;padding:0px 3px 0px 3px;vertical-align:bottom;font-weight:bold;">Clear (H/H)</td> <td data-sheets-numberformat='{"1":2,"2":"0.00","3":1}' data-sheets-value='{"1":3,"3":2.9}' style="overflow:hidden;padding:0px 3px 0px 3px;vertical-align:bottom;text-align:center;">2.90</td> <td data-sheets-numberformat='{"1":2,"2":"0","3":1}' data-sheets-value='{"1":3,"3":81}' style="overflow:hidden;padding:0px 3px 0px 3px;vertical-align:bottom;text-align:center;">81</td> <td data-sheets-numberformat='{"1":2,"2":"0","3":1}' data-sheets-value='{"1":3,"3":75}' style="overflow:hidden;padding:0px 3px 0px 3px;vertical-align:bottom;text-align:center;">75</td> <td data-sheets-numberformat='{"1":2,"2":"0","3":1}' data-sheets-value='{"1":3,"3":20}' style="border-right:1px solid #000000;overflow:hidden;padding:0px 3px 0px 3px;vertical-align:bottom;text-align:center;">20</td> </tr> <tr style="height:20px;"> <td style="border-left:1px solid #000000;overflow:hidden;padding:0px 3px 0px 3px;vertical-align:bottom;font-weight:bold;"></td> <td data-sheets-value='{"1":2,"2":"Double-walled"}' style="overflow:hidden;padding:0px 3px 0px 3px;vertical-align:bottom;font-weight:bold;">Double-walled</td> <td data-sheets-value='{"1":2,"2":"Opal (O/O)"}' style="border-right:1px solid #000000;overflow:hidden;padding:0px 3px 0px 3px;vertical-align:bottom;font-weight:bold;">Opal (O/O)</td> <td data-sheets-numberformat='{"1":2,"2":"0.00","3":1}' data-sheets-value='{"1":3,"3":2.9}' style="overflow:hidden;padding:0px 3px 0px 3px;vertical-align:bottom;text-align:center;">2.90</td> <td data-sheets-numberformat='{"1":2,"2":"0","3":1}' data-sheets-value='{"1":3,"3":69}' style="overflow:hidden;padding:0px 3px 0px 3px;vertical-align:bottom;text-align:center;">69</td> <td data-sheets-numberformat='{"1":2,"2":"0","3":1}' data-sheets-value='{"1":3,"3":58}' style="overflow:hidden;padding:0px 3px 0px 3px;vertical-align:bottom;text-align:center;">58</td> <td data-sheets-numberformat='{"1":2,"2":"0","3":1}' data-sheets-value='{"1":3,"3":20}' style="border-right:1px solid #000000;overflow:hidden;padding:0px 3px 0px 3px;vertical-align:bottom;text-align:center;">20</td> </tr> <tr style="height:20px;"> <td style="border-left:1px solid #000000;overflow:hidden;padding:0px 3px 0px 3px;vertical-align:bottom;font-weight:bold;"></td> <td data-sheets-value='{"1":2,"2":"Triple-walled"}' style="overflow:hidden;padding:0px 3px 0px 3px;vertical-align:bottom;font-weight:bold;">Triple-walled</td> <td data-sheets-value='{"1":2,"2":"Clear (H/H/H)"}' style="border-right:1px solid #000000;overflow:hidden;padding:0px 3px 0px 3px;vertical-align:bottom;font-weight:bold;">Clear (H/H/H)</td> <td data-sheets-numberformat='{"1":2,"2":"0.00","3":1}' data-sheets-value='{"1":3,"3":1.7}' style="overflow:hidden;padding:0px 3px 0px 3px;vertical-align:bottom;text-align:center;">1.70</td> <td data-sheets-numberformat='{"1":2,"2":"0","3":1}' data-sheets-value='{"1":3,"3":73}' style="overflow:hidden;padding:0px 3px 0px 3px;vertical-align:bottom;text-align:center;">73</td> <td data-sheets-numberformat='{"1":2,"2":"0","3":1}' data-sheets-value='{"1":3,"3":65}' style="overflow:hidden;padding:0px 3px 0px 3px;vertical-align:bottom;text-align:center;">65</td> <td data-sheets-numberformat='{"1":2,"2":"0","3":1}' data-sheets-value='{"1":3,"3":22}' style="border-right:1px solid #000000;overflow:hidden;padding:0px 3px 0px 3px;vertical-align:bottom;text-align:center;">22</td> </tr> <tr style="height:20px;"> <td style="border-left:1px solid #000000;overflow:hidden;padding:0px 3px 0px 3px;vertical-align:bottom;font-weight:bold;"></td> <td data-sheets-value='{"1":2,"2":"Triple-walled"}' style="overflow:hidden;padding:0px 3px 0px 3px;vertical-align:bottom;font-weight:bold;">Triple-walled</td> <td data-sheets-value='{"1":2,"2":"Opal (O/H/O)"}' style="border-right:1px solid #000000;overflow:hidden;padding:0px 3px 0px 3px;vertical-align:bottom;font-weight:bold;">Opal (O/H/O)</td> <td data-sheets-numberformat='{"1":2,"2":"0.00","3":1}' data-sheets-value='{"1":3,"3":1.7}' style="overflow:hidden;padding:0px 3px 0px 3px;vertical-align:bottom;text-align:center;">1.70</td> <td data-sheets-numberformat='{"1":2,"2":"0","3":1}' data-sheets-value='{"1":3,"3":62}' style="overflow:hidden;padding:0px 3px 0px 3px;vertical-align:bottom;text-align:center;">62</td> <td data-sheets-numberformat='{"1":2,"2":"0","3":1}' data-sheets-value='{"1":3,"3":51}' style="overflow:hidden;padding:0px 3px 0px 3px;vertical-align:bottom;text-align:center;">51</td> <td data-sheets-numberformat='{"1":2,"2":"0","3":1}' data-sheets-value='{"1":3,"3":22}' style="border-right:1px solid #000000;overflow:hidden;padding:0px 3px 0px 3px;vertical-align:bottom;text-align:center;">22</td> </tr> <tr style="height:20px;"> <td style="border-left:1px solid #000000;overflow:hidden;padding:0px 3px 0px 3px;vertical-align:bottom;font-weight:bold;"></td> <td data-sheets-value='{"1":2,"2":"Four-walled"}' style="overflow:hidden;padding:0px 3px 0px 3px;vertical-align:bottom;font-weight:bold;">Four-walled</td> <td data-sheets-value='{"1":2,"2":"Clear (H/H/H/H)"}' style="border-right:1px solid #000000;overflow:hidden;padding:0px 3px 0px 3px;vertical-align:bottom;font-weight:bold;">Clear (H/H/H/H)</td> <td data-sheets-numberformat='{"1":2,"2":"0.00","3":1}' data-sheets-value='{"1":3,"3":1.28}' style="overflow:hidden;padding:0px 3px 0px 3px;vertical-align:bottom;text-align:center;">1.28</td> <td data-sheets-numberformat='{"1":2,"2":"0","3":1}' data-sheets-value='{"1":3,"3":64}' style="overflow:hidden;padding:0px 3px 0px 3px;vertical-align:bottom;text-align:center;">64</td> <td data-sheets-numberformat='{"1":2,"2":"0","3":1}' data-sheets-value='{"1":3,"3":54}' style="overflow:hidden;padding:0px 3px 0px 3px;vertical-align:bottom;text-align:center;">54</td> <td data-sheets-numberformat='{"1":2,"2":"0","3":1}' data-sheets-value='{"1":3,"3":23}' style="border-right:1px solid #000000;overflow:hidden;padding:0px 3px 0px 3px;vertical-align:bottom;text-align:center;">23</td> </tr> <tr style="height:20px;"> <td style="border-bottom:1px solid #000000;border-left:1px solid #000000;overflow:hidden;padding:0px 3px 0px 3px;vertical-align:bottom;"></td> <td data-sheets-value='{"1":2,"2":"Four-walled"}' style="border-bottom:1px solid #000000;overflow:hidden;padding:0px 3px 0px 3px;vertical-align:bottom;font-weight:bold;">Four-walled</td> <td data-sheets-value='{"1":2,"2":"Opal (H/H/O/H)"}' style="border-right:1px solid #000000;border-bottom:1px solid #000000;overflow:hidden;padding:0px 3px 0px 3px;vertical-align:bottom;font-weight:bold;">Opal (H/H/O/H)</td> <td data-sheets-numberformat='{"1":2,"2":"0.00","3":1}' data-sheets-value='{"1":3,"3":1.28}' style="border-bottom:1px solid #000000;overflow:hidden;padding:0px 3px 0px 3px;vertical-align:bottom;text-align:center;">1.28</td> <td data-sheets-numberformat='{"1":2,"2":"0","3":1}' data-sheets-value='{"1":3,"3":59}' style="border-bottom:1px solid #000000;overflow:hidden;padding:0px 3px 0px 3px;vertical-align:bottom;text-align:center;">59</td> <td data-sheets-numberformat='{"1":2,"2":"0","3":1}' data-sheets-value='{"1":3,"3":48}' style="border-bottom:1px solid #000000;overflow:hidden;padding:0px 3px 0px 3px;vertical-align:bottom;text-align:center;">48</td> <td data-sheets-numberformat='{"1":2,"2":"0","3":1}' data-sheets-value='{"1":3,"3":23}' style="border-right:1px solid #000000;border-bottom:1px solid #000000;overflow:hidden;padding:0px 3px 0px 3px;vertical-align:bottom;text-align:center;">23</td> </tr> <tr style="height:20px;"> <td data-sheets-value='{"1":2,"2":"Polycarbonate "}' style="border-left:1px solid #000000;overflow:hidden;padding:0px 3px 0px 3px;vertical-align:bottom;font-weight:bold;">Polycarbonate </td> <td data-sheets-value='{"1":2,"2":"Single-walled"}' style="overflow:hidden;padding:0px 3px 0px 3px;vertical-align:bottom;font-weight:bold;">Single-walled</td> <td data-sheets-value='{"1":2,"2":"Clear (A)"}' style="border-right:1px solid #000000;overflow:hidden;padding:0px 3px 0px 3px;vertical-align:bottom;font-weight:bold;">Clear (A)</td> <td data-sheets-numberformat='{"1":2,"2":"0.00","3":1}' data-sheets-value='{"1":3,"3":5.17}' style="overflow:hidden;padding:0px 3px 0px 3px;vertical-align:bottom;text-align:center;">5.17</td> <td data-sheets-numberformat='{"1":2,"2":"0","3":1}' data-sheets-value='{"1":3,"3":88}' style="overflow:hidden;padding:0px 3px 0px 3px;vertical-align:bottom;text-align:center;">88</td> <td data-sheets-numberformat='{"1":2,"2":"0","3":1}' data-sheets-value='{"1":3,"3":83}' style="overflow:hidden;padding:0px 3px 0px 3px;vertical-align:bottom;text-align:center;">83</td> <td data-sheets-numberformat='{"1":2,"2":"0","3":1}' data-sheets-value='{"1":2,"2":"-"}' style="border-right:1px solid #000000;overflow:hidden;padding:0px 3px 0px 3px;vertical-align:bottom;text-align:center;">-</td> </tr> <tr style="height:20px;"> <td data-sheets-value='{"1":2,"2":"PC"}' style="border-left:1px solid #000000;overflow:hidden;padding:0px 3px 0px 3px;vertical-align:bottom;font-weight:bold;">PC</td> <td data-sheets-value='{"1":2,"2":"Single-walled"}' style="overflow:hidden;padding:0px 3px 0px 3px;vertical-align:bottom;font-weight:bold;">Single-walled</td> <td data-sheets-value='{"1":2,"2":"Opal (D)"}' style="border-right:1px solid #000000;overflow:hidden;padding:0px 3px 0px 3px;vertical-align:bottom;font-weight:bold;">Opal (D)</td> <td data-sheets-numberformat='{"1":2,"2":"0.00","3":1}' data-sheets-value='{"1":3,"3":5.17}' style="overflow:hidden;padding:0px 3px 0px 3px;vertical-align:bottom;text-align:center;">5.17</td> <td data-sheets-numberformat='{"1":2,"2":"0","3":1}' data-sheets-value='{"1":3,"3":58}' style="overflow:hidden;padding:0px 3px 0px 3px;vertical-align:bottom;text-align:center;">58</td> <td data-sheets-numberformat='{"1":2,"2":"0","3":1}' data-sheets-value='{"1":3,"3":60}' style="overflow:hidden;padding:0px 3px 0px 3px;vertical-align:bottom;text-align:center;">60</td> <td data-sheets-numberformat='{"1":2,"2":"0","3":1}' data-sheets-value='{"1":2,"2":"-"}' style="border-right:1px solid #000000;overflow:hidden;padding:0px 3px 0px 3px;vertical-align:bottom;text-align:center;">-</td> </tr> <tr style="height:20px;"> <td style="border-left:1px solid #000000;overflow:hidden;padding:0px 3px 0px 3px;vertical-align:bottom;font-weight:bold;"></td> <td data-sheets-value='{"1":2,"2":"Double-walled"}' style="overflow:hidden;padding:0px 3px 0px 3px;vertical-align:bottom;font-weight:bold;">Double-walled</td> <td data-sheets-value='{"1":2,"2":"Clear (A/H)"}' style="border-right:1px solid #000000;overflow:hidden;padding:0px 3px 0px 3px;vertical-align:bottom;font-weight:bold;">Clear (A/H)</td> <td data-sheets-numberformat='{"1":2,"2":"0.00","3":1}' data-sheets-value='{"1":3,"3":2.9}' style="overflow:hidden;padding:0px 3px 0px 3px;vertical-align:bottom;text-align:center;">2.90</td> <td data-sheets-numberformat='{"1":2,"2":"0","3":1}' data-sheets-value='{"1":3,"3":79}' style="overflow:hidden;padding:0px 3px 0px 3px;vertical-align:bottom;text-align:center;">79</td> <td data-sheets-numberformat='{"1":2,"2":"0","3":1}' data-sheets-value='{"1":3,"3":72}' style="overflow:hidden;padding:0px 3px 0px 3px;vertical-align:bottom;text-align:center;">72</td> <td data-sheets-numberformat='{"1":2,"2":"0","3":1}' data-sheets-value='{"1":3,"3":20}' style="border-right:1px solid #000000;overflow:hidden;padding:0px 3px 0px 3px;vertical-align:bottom;text-align:center;">20</td> </tr> <tr style="height:20px;"> <td style="border-left:1px solid #000000;overflow:hidden;padding:0px 3px 0px 3px;vertical-align:bottom;font-weight:bold;"></td> <td data-sheets-value='{"1":2,"2":"Double-walled"}' style="overflow:hidden;padding:0px 3px 0px 3px;vertical-align:bottom;font-weight:bold;">Double-walled</td> <td data-sheets-value='{"1":2,"2":"Clear (A/A)"}' style="border-right:1px solid #000000;overflow:hidden;padding:0px 3px 0px 3px;vertical-align:bottom;font-weight:bold;">Clear (A/A)</td> <td data-sheets-numberformat='{"1":2,"2":"0.00","3":1}' data-sheets-value='{"1":3,"3":2.9}' style="overflow:hidden;padding:0px 3px 0px 3px;vertical-align:bottom;text-align:center;">2.90</td> <td data-sheets-numberformat='{"1":2,"2":"0","3":1}' data-sheets-value='{"1":3,"3":77}' style="overflow:hidden;padding:0px 3px 0px 3px;vertical-align:bottom;text-align:center;">77</td> <td data-sheets-numberformat='{"1":2,"2":"0","3":1}' data-sheets-value='{"1":3,"3":69}' style="overflow:hidden;padding:0px 3px 0px 3px;vertical-align:bottom;text-align:center;">69</td> <td data-sheets-numberformat='{"1":2,"2":"0","3":1}' data-sheets-value='{"1":3,"3":20}' style="border-right:1px solid #000000;overflow:hidden;padding:0px 3px 0px 3px;vertical-align:bottom;text-align:center;">20</td> </tr> <tr style="height:20px;"> <td style="border-left:1px solid #000000;overflow:hidden;padding:0px 3px 0px 3px;vertical-align:bottom;font-weight:bold;"></td> <td data-sheets-value='{"1":2,"2":"Double-walled"}' style="overflow:hidden;padding:0px 3px 0px 3px;vertical-align:bottom;font-weight:bold;">Double-walled</td> <td data-sheets-value='{"1":2,"2":"Opal (A/O)"}' style="border-right:1px solid #000000;overflow:hidden;padding:0px 3px 0px 3px;vertical-align:bottom;font-weight:bold;">Opal (A/O)</td> <td data-sheets-numberformat='{"1":2,"2":"0.00","3":1}' data-sheets-value='{"1":3,"3":2.9}' style="overflow:hidden;padding:0px 3px 0px 3px;vertical-align:bottom;text-align:center;">2.90</td> <td data-sheets-numberformat='{"1":2,"2":"0","3":1}' data-sheets-value='{"1":3,"3":73}' style="overflow:hidden;padding:0px 3px 0px 3px;vertical-align:bottom;text-align:center;">73</td> <td data-sheets-numberformat='{"1":2,"2":"0","3":1}' data-sheets-value='{"1":3,"3":63}' style="overflow:hidden;padding:0px 3px 0px 3px;vertical-align:bottom;text-align:center;">63</td> <td data-sheets-numberformat='{"1":2,"2":"0","3":1}' data-sheets-value='{"1":3,"3":20}' style="border-right:1px solid #000000;overflow:hidden;padding:0px 3px 0px 3px;vertical-align:bottom;text-align:center;">20</td> </tr> <tr style="height:20px;"> <td style="border-left:1px solid #000000;overflow:hidden;padding:0px 3px 0px 3px;vertical-align:bottom;font-weight:bold;"></td> <td data-sheets-value='{"1":2,"2":"Double-walled"}' style="overflow:hidden;padding:0px 3px 0px 3px;vertical-align:bottom;font-weight:bold;">Double-walled</td> <td data-sheets-value='{"1":2,"2":"Opal (A/D)"}' style="border-right:1px solid #000000;overflow:hidden;padding:0px 3px 0px 3px;vertical-align:bottom;font-weight:bold;">Opal (A/D)</td> <td data-sheets-numberformat='{"1":2,"2":"0.00","3":1}' data-sheets-value='{"1":3,"3":2.9}' style="overflow:hidden;padding:0px 3px 0px 3px;vertical-align:bottom;text-align:center;">2.90</td> <td data-sheets-numberformat='{"1":2,"2":"0","3":1}' data-sheets-value='{"1":3,"3":51}' style="overflow:hidden;padding:0px 3px 0px 3px;vertical-align:bottom;text-align:center;">51</td> <td data-sheets-numberformat='{"1":2,"2":"0","3":1}' data-sheets-value='{"1":3,"3":50}' style="overflow:hidden;padding:0px 3px 0px 3px;vertical-align:bottom;text-align:center;">50</td> <td data-sheets-numberformat='{"1":2,"2":"0","3":1}' data-sheets-value='{"1":3,"3":20}' style="border-right:1px solid #000000;overflow:hidden;padding:0px 3px 0px 3px;vertical-align:bottom;text-align:center;">20</td> </tr> <tr style="height:20px;"> <td style="border-left:1px solid #000000;overflow:hidden;padding:0px 3px 0px 3px;vertical-align:bottom;font-weight:bold;"></td> <td data-sheets-value='{"1":2,"2":"Triple-walled"}' style="overflow:hidden;padding:0px 3px 0px 3px;vertical-align:bottom;font-weight:bold;">Triple-walled</td> <td data-sheets-value='{"1":2,"2":"Clear (A/H/H)"}' style="border-right:1px solid #000000;overflow:hidden;padding:0px 3px 0px 3px;vertical-align:bottom;font-weight:bold;">Clear (A/H/H)</td> <td data-sheets-numberformat='{"1":2,"2":"0.00","3":1}' data-sheets-value='{"1":3,"3":1.7}' style="overflow:hidden;padding:0px 3px 0px 3px;vertical-align:bottom;text-align:center;">1.70</td> <td data-sheets-numberformat='{"1":2,"2":"0","3":1}' data-sheets-value='{"1":3,"3":71}' style="overflow:hidden;padding:0px 3px 0px 3px;vertical-align:bottom;text-align:center;">71</td> <td data-sheets-numberformat='{"1":2,"2":"0","3":1}' data-sheets-value='{"1":3,"3":63}' style="overflow:hidden;padding:0px 3px 0px 3px;vertical-align:bottom;text-align:center;">63</td> <td data-sheets-numberformat='{"1":2,"2":"0","3":1}' data-sheets-value='{"1":3,"3":22}' style="border-right:1px solid #000000;overflow:hidden;padding:0px 3px 0px 3px;vertical-align:bottom;text-align:center;">22</td> </tr> <tr style="height:20px;"> <td style="border-left:1px solid #000000;overflow:hidden;padding:0px 3px 0px 3px;vertical-align:bottom;font-weight:bold;"></td> <td data-sheets-value='{"1":2,"2":"Triple-walled"}' style="overflow:hidden;padding:0px 3px 0px 3px;vertical-align:bottom;font-weight:bold;">Triple-walled</td> <td data-sheets-value='{"1":2,"2":"Opal (A/O/O)"}' style="border-right:1px solid #000000;overflow:hidden;padding:0px 3px 0px 3px;vertical-align:bottom;font-weight:bold;">Opal (A/O/O)</td> <td data-sheets-numberformat='{"1":2,"2":"0.00","3":1}' data-sheets-value='{"1":3,"3":1.7}' style="overflow:hidden;padding:0px 3px 0px 3px;vertical-align:bottom;text-align:center;">1.70</td> <td data-sheets-numberformat='{"1":2,"2":"0","3":1}' data-sheets-value='{"1":3,"3":61}' style="overflow:hidden;padding:0px 3px 0px 3px;vertical-align:bottom;text-align:center;">61</td> <td data-sheets-numberformat='{"1":2,"2":"0","3":1}' data-sheets-value='{"1":3,"3":48}' style="overflow:hidden;padding:0px 3px 0px 3px;vertical-align:bottom;text-align:center;">48</td> <td data-sheets-numberformat='{"1":2,"2":"0","3":1}' data-sheets-value='{"1":3,"3":22}' style="border-right:1px solid #000000;overflow:hidden;padding:0px 3px 0px 3px;vertical-align:bottom;text-align:center;">22</td> </tr> <tr style="height:20px;"> <td style="border-left:1px solid #000000;overflow:hidden;padding:0px 3px 0px 3px;vertical-align:bottom;font-weight:bold;"></td> <td data-sheets-value='{"1":2,"2":"Four-walled"}' style="overflow:hidden;padding:0px 3px 0px 3px;vertical-align:bottom;font-weight:bold;">Four-walled</td> <td data-sheets-value='{"1":2,"2":"Clear (A/H/H/H)"}' style="border-right:1px solid #000000;overflow:hidden;padding:0px 3px 0px 3px;vertical-align:bottom;font-weight:bold;">Clear (A/H/H/H)</td> <td data-sheets-numberformat='{"1":2,"2":"0.00","3":1}' data-sheets-value='{"1":3,"3":1.28}' style="overflow:hidden;padding:0px 3px 0px 3px;vertical-align:bottom;text-align:center;">1.28</td> <td data-sheets-numberformat='{"1":2,"2":"0","3":1}' data-sheets-value='{"1":3,"3":64}' style="overflow:hidden;padding:0px 3px 0px 3px;vertical-align:bottom;text-align:center;">64</td> <td data-sheets-numberformat='{"1":2,"2":"0","3":1}' data-sheets-value='{"1":3,"3":52}' style="overflow:hidden;padding:0px 3px 0px 3px;vertical-align:bottom;text-align:center;">52</td> <td data-sheets-numberformat='{"1":2,"2":"0","3":1}' data-sheets-value='{"1":3,"3":23}' style="border-right:1px solid #000000;overflow:hidden;padding:0px 3px 0px 3px;vertical-align:bottom;text-align:center;">23</td> </tr> <tr style="height:20px;"> <td style="border-bottom:1px solid #000000;border-left:1px solid #000000;overflow:hidden;padding:0px 3px 0px 3px;vertical-align:bottom;"></td> <td data-sheets-value='{"1":2,"2":"Four-walled"}' style="border-bottom:1px solid #000000;overflow:hidden;padding:0px 3px 0px 3px;vertical-align:bottom;font-weight:bold;">Four-walled</td> <td data-sheets-value='{"1":2,"2":"Opal (A/H/O/H)"}' style="border-right:1px solid #000000;border-bottom:1px solid #000000;overflow:hidden;padding:0px 3px 0px 3px;vertical-align:bottom;font-weight:bold;">Opal (A/H/O/H)</td> <td data-sheets-numberformat='{"1":2,"2":"0.00","3":1}' data-sheets-value='{"1":3,"3":1.28}' style="border-bottom:1px solid #000000;overflow:hidden;padding:0px 3px 0px 3px;vertical-align:bottom;text-align:center;">1.28</td> <td data-sheets-numberformat='{"1":2,"2":"0","3":1}' data-sheets-value='{"1":3,"3":59}' style="border-bottom:1px solid #000000;overflow:hidden;padding:0px 3px 0px 3px;vertical-align:bottom;text-align:center;">59</td> <td data-sheets-numberformat='{"1":2,"2":"0","3":1}' data-sheets-value='{"1":3,"3":46}' style="border-bottom:1px solid #000000;overflow:hidden;padding:0px 3px 0px 3px;vertical-align:bottom;text-align:center;">46</td> <td data-sheets-numberformat='{"1":2,"2":"0","3":1}' data-sheets-value='{"1":3,"3":23}' style="border-right:1px solid #000000;border-bottom:1px solid #000000;overflow:hidden;padding:0px 3px 0px 3px;vertical-align:bottom;text-align:center;">23</td> </tr> <tr style="height:20px;"> <td data-sheets-value='{"1":2,"2":"Polycarbonate"}' style="border-left:1px solid #000000;overflow:hidden;padding:0px 3px 0px 3px;vertical-align:bottom;font-weight:bold;">Polycarbonate</td> <td data-sheets-value='{"1":2,"2":"Single-walled"}' style="overflow:hidden;padding:0px 3px 0px 3px;vertical-align:bottom;font-weight:bold;">Single-walled</td> <td data-sheets-value='{"1":2,"2":"Heatstop Opal (T)"}' style="border-right:1px solid #000000;overflow:hidden;padding:0px 3px 0px 3px;vertical-align:bottom;font-weight:bold;">Heatstop Opal (T)</td> <td data-sheets-numberformat='{"1":2,"2":"0.00","3":1}' data-sheets-value='{"1":3,"3":5.17}' style="overflow:hidden;padding:0px 3px 0px 3px;vertical-align:bottom;text-align:center;">5.17</td> <td data-sheets-numberformat='{"1":2,"2":"0","3":1}' data-sheets-value='{"1":3,"3":49}' style="overflow:hidden;padding:0px 3px 0px 3px;vertical-align:bottom;text-align:center;">49</td> <td data-sheets-numberformat='{"1":2,"2":"0","3":1}' data-sheets-value='{"1":3,"3":59}' style="overflow:hidden;padding:0px 3px 0px 3px;vertical-align:bottom;text-align:center;">59</td> <td data-sheets-numberformat='{"1":2,"2":"0","3":1}' data-sheets-value='{"1":2,"2":"-"}' style="border-right:1px solid #000000;overflow:hidden;padding:0px 3px 0px 3px;vertical-align:bottom;text-align:center;">-</td> </tr> <tr style="height:20px;"> <td data-sheets-value='{"1":2,"2":"Heatstop PC"}' style="border-left:1px solid #000000;overflow:hidden;padding:0px 3px 0px 3px;vertical-align:bottom;font-weight:bold;">Heatstop PC</td> <td data-sheets-value='{"1":2,"2":"Double-walled"}' style="overflow:hidden;padding:0px 3px 0px 3px;vertical-align:bottom;font-weight:bold;">Double-walled</td> <td data-sheets-value='{"1":2,"2":"Clear (T/H)"}' style="border-right:1px solid #000000;overflow:hidden;padding:0px 3px 0px 3px;vertical-align:bottom;font-weight:bold;">Clear (T/H)</td> <td data-sheets-numberformat='{"1":2,"2":"0.00","3":1}' data-sheets-value='{"1":3,"3":2.9}' style="overflow:hidden;padding:0px 3px 0px 3px;vertical-align:bottom;text-align:center;">2.90</td> <td data-sheets-numberformat='{"1":2,"2":"0","3":1}' data-sheets-value='{"1":3,"3":44}' style="overflow:hidden;padding:0px 3px 0px 3px;vertical-align:bottom;text-align:center;">44</td> <td data-sheets-numberformat='{"1":2,"2":"0","3":1}' data-sheets-value='{"1":3,"3":51}' style="overflow:hidden;padding:0px 3px 0px 3px;vertical-align:bottom;text-align:center;">51</td> <td data-sheets-numberformat='{"1":2,"2":"0","3":1}' data-sheets-value='{"1":3,"3":20}' style="border-right:1px solid #000000;overflow:hidden;padding:0px 3px 0px 3px;vertical-align:bottom;text-align:center;">20</td> </tr> <tr style="height:20px;"> <td style="border-left:1px solid #000000;overflow:hidden;padding:0px 3px 0px 3px;vertical-align:bottom;font-weight:bold;"></td> <td data-sheets-value='{"1":2,"2":"Double-walled"}' style="overflow:hidden;padding:0px 3px 0px 3px;vertical-align:bottom;font-weight:bold;">Double-walled</td> <td data-sheets-value='{"1":2,"2":"Opal (T/O)"}' style="border-right:1px solid #000000;overflow:hidden;padding:0px 3px 0px 3px;vertical-align:bottom;font-weight:bold;">Opal (T/O)</td> <td data-sheets-numberformat='{"1":2,"2":"0.00","3":1}' data-sheets-value='{"1":3,"3":2.9}' style="overflow:hidden;padding:0px 3px 0px 3px;vertical-align:bottom;text-align:center;">2.90</td> <td data-sheets-numberformat='{"1":2,"2":"0","3":1}' data-sheets-value='{"1":3,"3":41}' style="overflow:hidden;padding:0px 3px 0px 3px;vertical-align:bottom;text-align:center;">41</td> <td data-sheets-numberformat='{"1":2,"2":"0","3":1}' data-sheets-value='{"1":3,"3":45}' style="overflow:hidden;padding:0px 3px 0px 3px;vertical-align:bottom;text-align:center;">45</td> <td data-sheets-numberformat='{"1":2,"2":"0","3":1}' data-sheets-value='{"1":3,"3":20}' style="border-right:1px solid #000000;overflow:hidden;padding:0px 3px 0px 3px;vertical-align:bottom;text-align:center;">20</td> </tr> <tr style="height:20px;"> <td style="border-left:1px solid #000000;overflow:hidden;padding:0px 3px 0px 3px;vertical-align:bottom;font-weight:bold;"></td> <td data-sheets-value='{"1":2,"2":"Triple-walled"}' style="overflow:hidden; | skylux-160-ce-met-koepel-en-pvc-opstand-35-30-met-lm-motor-en-windvang-1300-x-1600-mm | 8586056565069 | 46872399905101
Smoke and heat exhaust (SHEV) | SHE system | Skylux | Skylux 160° CE with skylight and PVC curb 35/30 with LM-actuator and spoiler 1300 x 1900 mm |  | 50694 | 5412970506942 | 6140.75 | Yes | 30-45 | 102.98 | 1300 x 1900 mm | 1900 | 1300 |  | PVC 35/30 (35 cm high & roof opening = 30 cm larger than daylight size) | Rectangular | 5.17 W/m²K - 1.28 W/m²K | 87% - 32% | 90% - 32% | 20dB - 23dB | 160° CE (for industry) | skylight | with spoiler | E | Single actuator | Maximum four-walled skylight possible for this product | Ut-value LT-value g-value Rw-value EN 1873 : 2014 EN ISO 13468 EN 16153 EN 410 EN 410 EN ISO 140-3 Material Walls Shells (W/m²K) (%) (%) (dB) Acrylic Single-walled Clear (H) 5.17 90 87 - PMMA Single-walled Opal (O) 5.17 83 76 - Double-walled Clear (H/H) 2.90 81 75 20 Double-walled Opal (O/O) 2.90 69 58 20 Triple-walled Clear (H/H/H) 1.70 73 65 22 Triple-walled Opal (O/H/O) 1.70 62 51 22 Four-walled Clear (H/H/H/H) 1.28 64 54 23 Four-walled Opal (H/H/O/H) 1.28 59 48 23 Polycarbonate Single-walled Clear (A) 5.17 88 83 - PC Single-walled Opal (D) 5.17 58 60 - Double-walled Clear (A/H) 2.90 79 72 20 Double-walled Clear (A/A) 2.90 77 69 20 Double-walled Opal (A/O) 2.90 73 63 20 Double-walled Opal (A/D) 2.90 51 50 20 Triple-walled Clear (A/H/H) 1.70 71 63 22 Triple-walled Opal (A/O/O) 1.70 61 48 22 Four-walled Clear (A/H/H/H) 1.28 64 52 23 Four-walled Opal (A/H/O/H) 1.28 59 46 23 Polycarbonate Single-walled Heatstop Opal (T) 5.17 49 59 - Heatstop PC Double-walled Clear (T/H) 2.90 44 51 20 Double-walled Opal (T/O) 2.90 41 45 20 Triple-walled Clear (T/H/H) 1.70 40 <td data-sheets-numberformat='{"1":2,"2":"0","3":1}' data-sheets-value='{"1":3,"3":44}' style="overflow:hidden;paddin | https://skylux.eu/en/products/skylux-160-ce-met-koepel-en-pvc-opstand-35-30-met-lm-motor-en-windvang-1300-x-1900-mm | https://skylux.eu/cdn/shop/files/Skylux-160deg-CE-met-koepel-en-pvc-opstand-3530-met-LM-motor-en-windvang-1300-x-1900-mm-RWA-systeem.jpg?v=1702982996&width=1600 | https://skylux.eu/cdn/shop/files/e5a82811-1bb0-48e4-a776-cacb59c7c092_c5d6dac5-d9fd-4d93-8a5e-146948bdb659.jpg?v=1688551759&width=1600 | //skylux.eu/cdn/shop/files/E_MH_Mounting_instructions_Skylux_160_CE_LM.pdf?v=12406716259046007223 | //skylux.eu/cdn/shop/files/E_TD_Technical_File_Skylux_Skylux_160_CE_Electric.pdf?v=3667116872303399239 | <style type="text/css" id="isPasted"> <!--td { border: 1px solid #cccccc; } br { mso-data-placement: same-cell; } --> </style> <table border="1" cellpadding="0" cellspacing="0" dir="ltr" style="table-layout:fixed;font-size:10pt;font-family:Arial;border-collapse:collapse;border:none;"><tbody> <tr style="height:20px;"> <td style="overflow:hidden;padding:0px 3px 0px 3px;vertical-align:bottom;"></td> <td style="overflow:hidden;padding:0px 3px 0px 3px;vertical-align:bottom;"></td> <td style="overflow:hidden;padding:0px 3px 0px 3px;vertical-align:bottom;"></td> <td data-sheets-value='{"1":2,"2":"Ut-value"}' style="overflow:hidden;padding:0px 3px 0px 3px;vertical-align:bottom;font-weight:bold;text-align:center;">Ut-value</td> <td data-sheets-value='{"1":2,"2":"LT-value"}' style="overflow:hidden;padding:0px 3px 0px 3px;vertical-align:bottom;font-weight:bold;text-align:center;">LT-value</td> <td data-sheets-value='{"1":2,"2":"g-value"}' style="overflow:hidden;padding:0px 3px 0px 3px;vertical-align:bottom;font-weight:bold;text-align:center;">g-value</td> <td data-sheets-value='{"1":2,"2":"Rw-value "}' style="overflow:hidden;padding:0px 3px 0px 3px;vertical-align:bottom;font-weight:bold;text-align:center;">Rw-value </td> </tr> <tr style="height:20px;"> <td style="overflow:hidden;padding:0px 3px 0px 3px;vertical-align:bottom;"></td> <td style="overflow:hidden;padding:0px 3px 0px 3px;vertical-align:bottom;"></td> <td style="overflow:hidden;padding:0px 3px 0px 3px;vertical-align:bottom;"></td> <td data-sheets-numberformat='{"1":2,"2":"0.00","3":1}' data-sheets-value='{"1":2,"2":"EN 1873 : 2014"}' style="overflow:hidden;padding:0px 3px 0px 3px;vertical-align:bottom;text-align:center;">EN 1873 : 2014</td> <td data-sheets-numberformat='{"1":2,"2":"0","3":1}' data-sheets-value='{"1":2,"2":"EN ISO 13468 EN 16153 EN 410"}' style="overflow:hidden;padding:0px 3px 0px 3px;vertical-align:bottom;text-align:center;">EN ISO 13468 EN 16153 EN 410</td> <td data-sheets-numberformat='{"1":2,"2":"0","3":1}' data-sheets-value='{"1":2,"2":"EN 410"}' style="overflow:hidden;padding:0px 3px 0px 3px;vertical-align:bottom;text-align:center;">EN 410</td> <td data-sheets-value='{"1":2,"2":"EN ISO 140-3\t\t"}' style="overflow:hidden;padding:0px 3px 0px 3px;vertical-align:bottom;text-align:center;">EN ISO 140-3 </td> </tr> <tr style="height:20px;"> <td data-sheets-value='{"1":2,"2":"Material"}' style="border-bottom:1px solid #000000;overflow:hidden;padding:0px 3px 0px 3px;vertical-align:bottom;background-color:#000000;font-weight:bold;color:#ffffff;">Material</td> <td data-sheets-value='{"1":2,"2":"Walls"}' style="border-bottom:1px solid #000000;overflow:hidden;padding:0px 3px 0px 3px;vertical-align:bottom;background-color:#000000;font-weight:bold;color:#ffffff;">Walls</td> <td data-sheets-value='{"1":2,"2":"Shells"}' style="border-bottom:1px solid #000000;overflow:hidden;padding:0px 3px 0px 3px;vertical-align:bottom;background-color:#000000;font-weight:bold;color:#ffffff;">Shells</td> <td data-sheets-numberformat='{"1":2,"2":"0.00","3":1}' data-sheets-value='{"1":2,"2":"(W/m²K)\t"}' style="border-bottom:1px solid #000000;overflow:hidden;padding:0px 3px 0px 3px;vertical-align:bottom;background-color:#000000;font-weight:bold;color:#ffffff;text-align:center;">(W/m²K) </td> <td data-sheets-numberformat='{"1":2,"2":"0","3":1}' data-sheets-value='{"1":2,"2":"(%)"}' style="border-bottom:1px solid #000000;overflow:hidden;padding:0px 3px 0px 3px;vertical-align:bottom;background-color:#000000;font-weight:bold;color:#ffffff;text-align:center;">(%)</td> <td data-sheets-numberformat='{"1":2,"2":"0","3":1}' data-sheets-value='{"1":2,"2":"(%)"}' style="border-bottom:1px solid #000000;overflow:hidden;padding:0px 3px 0px 3px;vertical-align:bottom;background-color:#000000;font-weight:bold;color:#ffffff;text-align:center;">(%)</td> <td data-sheets-value='{"1":2,"2":"(dB)"}' style="border-bottom:1px solid #000000;overflow:hidden;padding:0px 3px 0px 3px;vertical-align:bottom;background-color:#000000;font-weight:bold;color:#ffffff;text-align:center;">(dB)</td> </tr> <tr style="height:20px;"> <td data-sheets-value='{"1":2,"2":"Acrylic"}' style="border-left:1px solid #000000;overflow:hidden;padding:0px 3px 0px 3px;vertical-align:bottom;font-weight:bold;">Acrylic</td> <td data-sheets-value='{"1":2,"2":"Single-walled"}' style="overflow:hidden;padding:0px 3px 0px 3px;vertical-align:bottom;font-weight:bold;">Single-walled</td> <td data-sheets-value='{"1":2,"2":"Clear (H)"}' style="border-right:1px solid #000000;overflow:hidden;padding:0px 3px 0px 3px;vertical-align:bottom;font-weight:bold;">Clear (H)</td> <td data-sheets-numberformat='{"1":2,"2":"0.00","3":1}' data-sheets-value='{"1":3,"3":5.17}' style="overflow:hidden;padding:0px 3px 0px 3px;vertical-align:bottom;text-align:center;">5.17</td> <td data-sheets-numberformat='{"1":2,"2":"0","3":1}' data-sheets-value='{"1":3,"3":90}' style="overflow:hidden;padding:0px 3px 0px 3px;vertical-align:bottom;text-align:center;">90</td> <td data-sheets-numberformat='{"1":2,"2":"0","3":1}' data-sheets-value='{"1":3,"3":87}' style="overflow:hidden;padding:0px 3px 0px 3px;vertical-align:bottom;text-align:center;">87</td> <td data-sheets-numberformat='{"1":2,"2":"0","3":1}' data-sheets-value='{"1":2,"2":"-"}' style="border-right:1px solid #000000;overflow:hidden;padding:0px 3px 0px 3px;vertical-align:bottom;text-align:center;">-</td> </tr> <tr style="height:20px;"> <td data-sheets-value='{"1":2,"2":"PMMA"}' style="border-left:1px solid #000000;overflow:hidden;padding:0px 3px 0px 3px;vertical-align:bottom;font-weight:bold;">PMMA</td> <td data-sheets-value='{"1":2,"2":"Single-walled"}' style="overflow:hidden;padding:0px 3px 0px 3px;vertical-align:bottom;font-weight:bold;">Single-walled</td> <td data-sheets-value='{"1":2,"2":"Opal (O)"}' style="border-right:1px solid #000000;overflow:hidden;padding:0px 3px 0px 3px;vertical-align:bottom;font-weight:bold;">Opal (O)</td> <td data-sheets-numberformat='{"1":2,"2":"0.00","3":1}' data-sheets-value='{"1":3,"3":5.17}' style="overflow:hidden;padding:0px 3px 0px 3px;vertical-align:bottom;text-align:center;">5.17</td> <td data-sheets-numberformat='{"1":2,"2":"0","3":1}' data-sheets-value='{"1":3,"3":83}' style="overflow:hidden;padding:0px 3px 0px 3px;vertical-align:bottom;text-align:center;">83</td> <td data-sheets-numberformat='{"1":2,"2":"0","3":1}' data-sheets-value='{"1":3,"3":76}' style="overflow:hidden;padding:0px 3px 0px 3px;vertical-align:bottom;text-align:center;">76</td> <td data-sheets-numberformat='{"1":2,"2":"0","3":1}' data-sheets-value='{"1":2,"2":"-"}' style="border-right:1px solid #000000;overflow:hidden;padding:0px 3px 0px 3px;vertical-align:bottom;text-align:center;">-</td> </tr> <tr style="height:20px;"> <td style="border-left:1px solid #000000;overflow:hidden;padding:0px 3px 0px 3px;vertical-align:bottom;font-weight:bold;"></td> <td data-sheets-value='{"1":2,"2":"Double-walled"}' style="overflow:hidden;padding:0px 3px 0px 3px;vertical-align:bottom;font-weight:bold;">Double-walled</td> <td data-sheets-value='{"1":2,"2":"Clear (H/H)"}' style="border-right:1px solid #000000;overflow:hidden;padding:0px 3px 0px 3px;vertical-align:bottom;font-weight:bold;">Clear (H/H)</td> <td data-sheets-numberformat='{"1":2,"2":"0.00","3":1}' data-sheets-value='{"1":3,"3":2.9}' style="overflow:hidden;padding:0px 3px 0px 3px;vertical-align:bottom;text-align:center;">2.90</td> <td data-sheets-numberformat='{"1":2,"2":"0","3":1}' data-sheets-value='{"1":3,"3":81}' style="overflow:hidden;padding:0px 3px 0px 3px;vertical-align:bottom;text-align:center;">81</td> <td data-sheets-numberformat='{"1":2,"2":"0","3":1}' data-sheets-value='{"1":3,"3":75}' style="overflow:hidden;padding:0px 3px 0px 3px;vertical-align:bottom;text-align:center;">75</td> <td data-sheets-numberformat='{"1":2,"2":"0","3":1}' data-sheets-value='{"1":3,"3":20}' style="border-right:1px solid #000000;overflow:hidden;padding:0px 3px 0px 3px;vertical-align:bottom;text-align:center;">20</td> </tr> <tr style="height:20px;"> <td style="border-left:1px solid #000000;overflow:hidden;padding:0px 3px 0px 3px;vertical-align:bottom;font-weight:bold;"></td> <td data-sheets-value='{"1":2,"2":"Double-walled"}' style="overflow:hidden;padding:0px 3px 0px 3px;vertical-align:bottom;font-weight:bold;">Double-walled</td> <td data-sheets-value='{"1":2,"2":"Opal (O/O)"}' style="border-right:1px solid #000000;overflow:hidden;padding:0px 3px 0px 3px;vertical-align:bottom;font-weight:bold;">Opal (O/O)</td> <td data-sheets-numberformat='{"1":2,"2":"0.00","3":1}' data-sheets-value='{"1":3,"3":2.9}' style="overflow:hidden;padding:0px 3px 0px 3px;vertical-align:bottom;text-align:center;">2.90</td> <td data-sheets-numberformat='{"1":2,"2":"0","3":1}' data-sheets-value='{"1":3,"3":69}' style="overflow:hidden;padding:0px 3px 0px 3px;vertical-align:bottom;text-align:center;">69</td> <td data-sheets-numberformat='{"1":2,"2":"0","3":1}' data-sheets-value='{"1":3,"3":58}' style="overflow:hidden;padding:0px 3px 0px 3px;vertical-align:bottom;text-align:center;">58</td> <td data-sheets-numberformat='{"1":2,"2":"0","3":1}' data-sheets-value='{"1":3,"3":20}' style="border-right:1px solid #000000;overflow:hidden;padding:0px 3px 0px 3px;vertical-align:bottom;text-align:center;">20</td> </tr> <tr style="height:20px;"> <td style="border-left:1px solid #000000;overflow:hidden;padding:0px 3px 0px 3px;vertical-align:bottom;font-weight:bold;"></td> <td data-sheets-value='{"1":2,"2":"Triple-walled"}' style="overflow:hidden;padding:0px 3px 0px 3px;vertical-align:bottom;font-weight:bold;">Triple-walled</td> <td data-sheets-value='{"1":2,"2":"Clear (H/H/H)"}' style="border-right:1px solid #000000;overflow:hidden;padding:0px 3px 0px 3px;vertical-align:bottom;font-weight:bold;">Clear (H/H/H)</td> <td data-sheets-numberformat='{"1":2,"2":"0.00","3":1}' data-sheets-value='{"1":3,"3":1.7}' style="overflow:hidden;padding:0px 3px 0px 3px;vertical-align:bottom;text-align:center;">1.70</td> <td data-sheets-numberformat='{"1":2,"2":"0","3":1}' data-sheets-value='{"1":3,"3":73}' style="overflow:hidden;padding:0px 3px 0px 3px;vertical-align:bottom;text-align:center;">73</td> <td data-sheets-numberformat='{"1":2,"2":"0","3":1}' data-sheets-value='{"1":3,"3":65}' style="overflow:hidden;padding:0px 3px 0px 3px;vertical-align:bottom;text-align:center;">65</td> <td data-sheets-numberformat='{"1":2,"2":"0","3":1}' data-sheets-value='{"1":3,"3":22}' style="border-right:1px solid #000000;overflow:hidden;padding:0px 3px 0px 3px;vertical-align:bottom;text-align:center;">22</td> </tr> <tr style="height:20px;"> <td style="border-left:1px solid #000000;overflow:hidden;padding:0px 3px 0px 3px;vertical-align:bottom;font-weight:bold;"></td> <td data-sheets-value='{"1":2,"2":"Triple-walled"}' style="overflow:hidden;padding:0px 3px 0px 3px;vertical-align:bottom;font-weight:bold;">Triple-walled</td> <td data-sheets-value='{"1":2,"2":"Opal (O/H/O)"}' style="border-right:1px solid #000000;overflow:hidden;padding:0px 3px 0px 3px;vertical-align:bottom;font-weight:bold;">Opal (O/H/O)</td> <td data-sheets-numberformat='{"1":2,"2":"0.00","3":1}' data-sheets-value='{"1":3,"3":1.7}' style="overflow:hidden;padding:0px 3px 0px 3px;vertical-align:bottom;text-align:center;">1.70</td> <td data-sheets-numberformat='{"1":2,"2":"0","3":1}' data-sheets-value='{"1":3,"3":62}' style="overflow:hidden;padding:0px 3px 0px 3px;vertical-align:bottom;text-align:center;">62</td> <td data-sheets-numberformat='{"1":2,"2":"0","3":1}' data-sheets-value='{"1":3,"3":51}' style="overflow:hidden;padding:0px 3px 0px 3px;vertical-align:bottom;text-align:center;">51</td> <td data-sheets-numberformat='{"1":2,"2":"0","3":1}' data-sheets-value='{"1":3,"3":22}' style="border-right:1px solid #000000;overflow:hidden;padding:0px 3px 0px 3px;vertical-align:bottom;text-align:center;">22</td> </tr> <tr style="height:20px;"> <td style="border-left:1px solid #000000;overflow:hidden;padding:0px 3px 0px 3px;vertical-align:bottom;font-weight:bold;"></td> <td data-sheets-value='{"1":2,"2":"Four-walled"}' style="overflow:hidden;padding:0px 3px 0px 3px;vertical-align:bottom;font-weight:bold;">Four-walled</td> <td data-sheets-value='{"1":2,"2":"Clear (H/H/H/H)"}' style="border-right:1px solid #000000;overflow:hidden;padding:0px 3px 0px 3px;vertical-align:bottom;font-weight:bold;">Clear (H/H/H/H)</td> <td data-sheets-numberformat='{"1":2,"2":"0.00","3":1}' data-sheets-value='{"1":3,"3":1.28}' style="overflow:hidden;padding:0px 3px 0px 3px;vertical-align:bottom;text-align:center;">1.28</td> <td data-sheets-numberformat='{"1":2,"2":"0","3":1}' data-sheets-value='{"1":3,"3":64}' style="overflow:hidden;padding:0px 3px 0px 3px;vertical-align:bottom;text-align:center;">64</td> <td data-sheets-numberformat='{"1":2,"2":"0","3":1}' data-sheets-value='{"1":3,"3":54}' style="overflow:hidden;padding:0px 3px 0px 3px;vertical-align:bottom;text-align:center;">54</td> <td data-sheets-numberformat='{"1":2,"2":"0","3":1}' data-sheets-value='{"1":3,"3":23}' style="border-right:1px solid #000000;overflow:hidden;padding:0px 3px 0px 3px;vertical-align:bottom;text-align:center;">23</td> </tr> <tr style="height:20px;"> <td style="border-bottom:1px solid #000000;border-left:1px solid #000000;overflow:hidden;padding:0px 3px 0px 3px;vertical-align:bottom;"></td> <td data-sheets-value='{"1":2,"2":"Four-walled"}' style="border-bottom:1px solid #000000;overflow:hidden;padding:0px 3px 0px 3px;vertical-align:bottom;font-weight:bold;">Four-walled</td> <td data-sheets-value='{"1":2,"2":"Opal (H/H/O/H)"}' style="border-right:1px solid #000000;border-bottom:1px solid #000000;overflow:hidden;padding:0px 3px 0px 3px;vertical-align:bottom;font-weight:bold;">Opal (H/H/O/H)</td> <td data-sheets-numberformat='{"1":2,"2":"0.00","3":1}' data-sheets-value='{"1":3,"3":1.28}' style="border-bottom:1px solid #000000;overflow:hidden;padding:0px 3px 0px 3px;vertical-align:bottom;text-align:center;">1.28</td> <td data-sheets-numberformat='{"1":2,"2":"0","3":1}' data-sheets-value='{"1":3,"3":59}' style="border-bottom:1px solid #000000;overflow:hidden;padding:0px 3px 0px 3px;vertical-align:bottom;text-align:center;">59</td> <td data-sheets-numberformat='{"1":2,"2":"0","3":1}' data-sheets-value='{"1":3,"3":48}' style="border-bottom:1px solid #000000;overflow:hidden;padding:0px 3px 0px 3px;vertical-align:bottom;text-align:center;">48</td> <td data-sheets-numberformat='{"1":2,"2":"0","3":1}' data-sheets-value='{"1":3,"3":23}' style="border-right:1px solid #000000;border-bottom:1px solid #000000;overflow:hidden;padding:0px 3px 0px 3px;vertical-align:bottom;text-align:center;">23</td> </tr> <tr style="height:20px;"> <td data-sheets-value='{"1":2,"2":"Polycarbonate "}' style="border-left:1px solid #000000;overflow:hidden;padding:0px 3px 0px 3px;vertical-align:bottom;font-weight:bold;">Polycarbonate </td> <td data-sheets-value='{"1":2,"2":"Single-walled"}' style="overflow:hidden;padding:0px 3px 0px 3px;vertical-align:bottom;font-weight:bold;">Single-walled</td> <td data-sheets-value='{"1":2,"2":"Clear (A)"}' style="border-right:1px solid #000000;overflow:hidden;padding:0px 3px 0px 3px;vertical-align:bottom;font-weight:bold;">Clear (A)</td> <td data-sheets-numberformat='{"1":2,"2":"0.00","3":1}' data-sheets-value='{"1":3,"3":5.17}' style="overflow:hidden;padding:0px 3px 0px 3px;vertical-align:bottom;text-align:center;">5.17</td> <td data-sheets-numberformat='{"1":2,"2":"0","3":1}' data-sheets-value='{"1":3,"3":88}' style="overflow:hidden;padding:0px 3px 0px 3px;vertical-align:bottom;text-align:center;">88</td> <td data-sheets-numberformat='{"1":2,"2":"0","3":1}' data-sheets-value='{"1":3,"3":83}' style="overflow:hidden;padding:0px 3px 0px 3px;vertical-align:bottom;text-align:center;">83</td> <td data-sheets-numberformat='{"1":2,"2":"0","3":1}' data-sheets-value='{"1":2,"2":"-"}' style="border-right:1px solid #000000;overflow:hidden;padding:0px 3px 0px 3px;vertical-align:bottom;text-align:center;">-</td> </tr> <tr style="height:20px;"> <td data-sheets-value='{"1":2,"2":"PC"}' style="border-left:1px solid #000000;overflow:hidden;padding:0px 3px 0px 3px;vertical-align:bottom;font-weight:bold;">PC</td> <td data-sheets-value='{"1":2,"2":"Single-walled"}' style="overflow:hidden;padding:0px 3px 0px 3px;vertical-align:bottom;font-weight:bold;">Single-walled</td> <td data-sheets-value='{"1":2,"2":"Opal (D)"}' style="border-right:1px solid #000000;overflow:hidden;padding:0px 3px 0px 3px;vertical-align:bottom;font-weight:bold;">Opal (D)</td> <td data-sheets-numberformat='{"1":2,"2":"0.00","3":1}' data-sheets-value='{"1":3,"3":5.17}' style="overflow:hidden;padding:0px 3px 0px 3px;vertical-align:bottom;text-align:center;">5.17</td> <td data-sheets-numberformat='{"1":2,"2":"0","3":1}' data-sheets-value='{"1":3,"3":58}' style="overflow:hidden;padding:0px 3px 0px 3px;vertical-align:bottom;text-align:center;">58</td> <td data-sheets-numberformat='{"1":2,"2":"0","3":1}' data-sheets-value='{"1":3,"3":60}' style="overflow:hidden;padding:0px 3px 0px 3px;vertical-align:bottom;text-align:center;">60</td> <td data-sheets-numberformat='{"1":2,"2":"0","3":1}' data-sheets-value='{"1":2,"2":"-"}' style="border-right:1px solid #000000;overflow:hidden;padding:0px 3px 0px 3px;vertical-align:bottom;text-align:center;">-</td> </tr> <tr style="height:20px;"> <td style="border-left:1px solid #000000;overflow:hidden;padding:0px 3px 0px 3px;vertical-align:bottom;font-weight:bold;"></td> <td data-sheets-value='{"1":2,"2":"Double-walled"}' style="overflow:hidden;padding:0px 3px 0px 3px;vertical-align:bottom;font-weight:bold;">Double-walled</td> <td data-sheets-value='{"1":2,"2":"Clear (A/H)"}' style="border-right:1px solid #000000;overflow:hidden;padding:0px 3px 0px 3px;vertical-align:bottom;font-weight:bold;">Clear (A/H)</td> <td data-sheets-numberformat='{"1":2,"2":"0.00","3":1}' data-sheets-value='{"1":3,"3":2.9}' style="overflow:hidden;padding:0px 3px 0px 3px;vertical-align:bottom;text-align:center;">2.90</td> <td data-sheets-numberformat='{"1":2,"2":"0","3":1}' data-sheets-value='{"1":3,"3":79}' style="overflow:hidden;padding:0px 3px 0px 3px;vertical-align:bottom;text-align:center;">79</td> <td data-sheets-numberformat='{"1":2,"2":"0","3":1}' data-sheets-value='{"1":3,"3":72}' style="overflow:hidden;padding:0px 3px 0px 3px;vertical-align:bottom;text-align:center;">72</td> <td data-sheets-numberformat='{"1":2,"2":"0","3":1}' data-sheets-value='{"1":3,"3":20}' style="border-right:1px solid #000000;overflow:hidden;padding:0px 3px 0px 3px;vertical-align:bottom;text-align:center;">20</td> </tr> <tr style="height:20px;"> <td style="border-left:1px solid #000000;overflow:hidden;padding:0px 3px 0px 3px;vertical-align:bottom;font-weight:bold;"></td> <td data-sheets-value='{"1":2,"2":"Double-walled"}' style="overflow:hidden;padding:0px 3px 0px 3px;vertical-align:bottom;font-weight:bold;">Double-walled</td> <td data-sheets-value='{"1":2,"2":"Clear (A/A)"}' style="border-right:1px solid #000000;overflow:hidden;padding:0px 3px 0px 3px;vertical-align:bottom;font-weight:bold;">Clear (A/A)</td> <td data-sheets-numberformat='{"1":2,"2":"0.00","3":1}' data-sheets-value='{"1":3,"3":2.9}' style="overflow:hidden;padding:0px 3px 0px 3px;vertical-align:bottom;text-align:center;">2.90</td> <td data-sheets-numberformat='{"1":2,"2":"0","3":1}' data-sheets-value='{"1":3,"3":77}' style="overflow:hidden;padding:0px 3px 0px 3px;vertical-align:bottom;text-align:center;">77</td> <td data-sheets-numberformat='{"1":2,"2":"0","3":1}' data-sheets-value='{"1":3,"3":69}' style="overflow:hidden;padding:0px 3px 0px 3px;vertical-align:bottom;text-align:center;">69</td> <td data-sheets-numberformat='{"1":2,"2":"0","3":1}' data-sheets-value='{"1":3,"3":20}' style="border-right:1px solid #000000;overflow:hidden;padding:0px 3px 0px 3px;vertical-align:bottom;text-align:center;">20</td> </tr> <tr style="height:20px;"> <td style="border-left:1px solid #000000;overflow:hidden;padding:0px 3px 0px 3px;vertical-align:bottom;font-weight:bold;"></td> <td data-sheets-value='{"1":2,"2":"Double-walled"}' style="overflow:hidden;padding:0px 3px 0px 3px;vertical-align:bottom;font-weight:bold;">Double-walled</td> <td data-sheets-value='{"1":2,"2":"Opal (A/O)"}' style="border-right:1px solid #000000;overflow:hidden;padding:0px 3px 0px 3px;vertical-align:bottom;font-weight:bold;">Opal (A/O)</td> <td data-sheets-numberformat='{"1":2,"2":"0.00","3":1}' data-sheets-value='{"1":3,"3":2.9}' style="overflow:hidden;padding:0px 3px 0px 3px;vertical-align:bottom;text-align:center;">2.90</td> <td data-sheets-numberformat='{"1":2,"2":"0","3":1}' data-sheets-value='{"1":3,"3":73}' style="overflow:hidden;padding:0px 3px 0px 3px;vertical-align:bottom;text-align:center;">73</td> <td data-sheets-numberformat='{"1":2,"2":"0","3":1}' data-sheets-value='{"1":3,"3":63}' style="overflow:hidden;padding:0px 3px 0px 3px;vertical-align:bottom;text-align:center;">63</td> <td data-sheets-numberformat='{"1":2,"2":"0","3":1}' data-sheets-value='{"1":3,"3":20}' style="border-right:1px solid #000000;overflow:hidden;padding:0px 3px 0px 3px;vertical-align:bottom;text-align:center;">20</td> </tr> <tr style="height:20px;"> <td style="border-left:1px solid #000000;overflow:hidden;padding:0px 3px 0px 3px;vertical-align:bottom;font-weight:bold;"></td> <td data-sheets-value='{"1":2,"2":"Double-walled"}' style="overflow:hidden;padding:0px 3px 0px 3px;vertical-align:bottom;font-weight:bold;">Double-walled</td> <td data-sheets-value='{"1":2,"2":"Opal (A/D)"}' style="border-right:1px solid #000000;overflow:hidden;padding:0px 3px 0px 3px;vertical-align:bottom;font-weight:bold;">Opal (A/D)</td> <td data-sheets-numberformat='{"1":2,"2":"0.00","3":1}' data-sheets-value='{"1":3,"3":2.9}' style="overflow:hidden;padding:0px 3px 0px 3px;vertical-align:bottom;text-align:center;">2.90</td> <td data-sheets-numberformat='{"1":2,"2":"0","3":1}' data-sheets-value='{"1":3,"3":51}' style="overflow:hidden;padding:0px 3px 0px 3px;vertical-align:bottom;text-align:center;">51</td> <td data-sheets-numberformat='{"1":2,"2":"0","3":1}' data-sheets-value='{"1":3,"3":50}' style="overflow:hidden;padding:0px 3px 0px 3px;vertical-align:bottom;text-align:center;">50</td> <td data-sheets-numberformat='{"1":2,"2":"0","3":1}' data-sheets-value='{"1":3,"3":20}' style="border-right:1px solid #000000;overflow:hidden;padding:0px 3px 0px 3px;vertical-align:bottom;text-align:center;">20</td> </tr> <tr style="height:20px;"> <td style="border-left:1px solid #000000;overflow:hidden;padding:0px 3px 0px 3px;vertical-align:bottom;font-weight:bold;"></td> <td data-sheets-value='{"1":2,"2":"Triple-walled"}' style="overflow:hidden;padding:0px 3px 0px 3px;vertical-align:bottom;font-weight:bold;">Triple-walled</td> <td data-sheets-value='{"1":2,"2":"Clear (A/H/H)"}' style="border-right:1px solid #000000;overflow:hidden;padding:0px 3px 0px 3px;vertical-align:bottom;font-weight:bold;">Clear (A/H/H)</td> <td data-sheets-numberformat='{"1":2,"2":"0.00","3":1}' data-sheets-value='{"1":3,"3":1.7}' style="overflow:hidden;padding:0px 3px 0px 3px;vertical-align:bottom;text-align:center;">1.70</td> <td data-sheets-numberformat='{"1":2,"2":"0","3":1}' data-sheets-value='{"1":3,"3":71}' style="overflow:hidden;padding:0px 3px 0px 3px;vertical-align:bottom;text-align:center;">71</td> <td data-sheets-numberformat='{"1":2,"2":"0","3":1}' data-sheets-value='{"1":3,"3":63}' style="overflow:hidden;padding:0px 3px 0px 3px;vertical-align:bottom;text-align:center;">63</td> <td data-sheets-numberformat='{"1":2,"2":"0","3":1}' data-sheets-value='{"1":3,"3":22}' style="border-right:1px solid #000000;overflow:hidden;padding:0px 3px 0px 3px;vertical-align:bottom;text-align:center;">22</td> </tr> <tr style="height:20px;"> <td style="border-left:1px solid #000000;overflow:hidden;padding:0px 3px 0px 3px;vertical-align:bottom;font-weight:bold;"></td> <td data-sheets-value='{"1":2,"2":"Triple-walled"}' style="overflow:hidden;padding:0px 3px 0px 3px;vertical-align:bottom;font-weight:bold;">Triple-walled</td> <td data-sheets-value='{"1":2,"2":"Opal (A/O/O)"}' style="border-right:1px solid #000000;overflow:hidden;padding:0px 3px 0px 3px;vertical-align:bottom;font-weight:bold;">Opal (A/O/O)</td> <td data-sheets-numberformat='{"1":2,"2":"0.00","3":1}' data-sheets-value='{"1":3,"3":1.7}' style="overflow:hidden;padding:0px 3px 0px 3px;vertical-align:bottom;text-align:center;">1.70</td> <td data-sheets-numberformat='{"1":2,"2":"0","3":1}' data-sheets-value='{"1":3,"3":61}' style="overflow:hidden;padding:0px 3px 0px 3px;vertical-align:bottom;text-align:center;">61</td> <td data-sheets-numberformat='{"1":2,"2":"0","3":1}' data-sheets-value='{"1":3,"3":48}' style="overflow:hidden;padding:0px 3px 0px 3px;vertical-align:bottom;text-align:center;">48</td> <td data-sheets-numberformat='{"1":2,"2":"0","3":1}' data-sheets-value='{"1":3,"3":22}' style="border-right:1px solid #000000;overflow:hidden;padding:0px 3px 0px 3px;vertical-align:bottom;text-align:center;">22</td> </tr> <tr style="height:20px;"> <td style="border-left:1px solid #000000;overflow:hidden;padding:0px 3px 0px 3px;vertical-align:bottom;font-weight:bold;"></td> <td data-sheets-value='{"1":2,"2":"Four-walled"}' style="overflow:hidden;padding:0px 3px 0px 3px;vertical-align:bottom;font-weight:bold;">Four-walled</td> <td data-sheets-value='{"1":2,"2":"Clear (A/H/H/H)"}' style="border-right:1px solid #000000;overflow:hidden;padding:0px 3px 0px 3px;vertical-align:bottom;font-weight:bold;">Clear (A/H/H/H)</td> <td data-sheets-numberformat='{"1":2,"2":"0.00","3":1}' data-sheets-value='{"1":3,"3":1.28}' style="overflow:hidden;padding:0px 3px 0px 3px;vertical-align:bottom;text-align:center;">1.28</td> <td data-sheets-numberformat='{"1":2,"2":"0","3":1}' data-sheets-value='{"1":3,"3":64}' style="overflow:hidden;padding:0px 3px 0px 3px;vertical-align:bottom;text-align:center;">64</td> <td data-sheets-numberformat='{"1":2,"2":"0","3":1}' data-sheets-value='{"1":3,"3":52}' style="overflow:hidden;padding:0px 3px 0px 3px;vertical-align:bottom;text-align:center;">52</td> <td data-sheets-numberformat='{"1":2,"2":"0","3":1}' data-sheets-value='{"1":3,"3":23}' style="border-right:1px solid #000000;overflow:hidden;padding:0px 3px 0px 3px;vertical-align:bottom;text-align:center;">23</td> </tr> <tr style="height:20px;"> <td style="border-bottom:1px solid #000000;border-left:1px solid #000000;overflow:hidden;padding:0px 3px 0px 3px;vertical-align:bottom;"></td> <td data-sheets-value='{"1":2,"2":"Four-walled"}' style="border-bottom:1px solid #000000;overflow:hidden;padding:0px 3px 0px 3px;vertical-align:bottom;font-weight:bold;">Four-walled</td> <td data-sheets-value='{"1":2,"2":"Opal (A/H/O/H)"}' style="border-right:1px solid #000000;border-bottom:1px solid #000000;overflow:hidden;padding:0px 3px 0px 3px;vertical-align:bottom;font-weight:bold;">Opal (A/H/O/H)</td> <td data-sheets-numberformat='{"1":2,"2":"0.00","3":1}' data-sheets-value='{"1":3,"3":1.28}' style="border-bottom:1px solid #000000;overflow:hidden;padding:0px 3px 0px 3px;vertical-align:bottom;text-align:center;">1.28</td> <td data-sheets-numberformat='{"1":2,"2":"0","3":1}' data-sheets-value='{"1":3,"3":59}' style="border-bottom:1px solid #000000;overflow:hidden;padding:0px 3px 0px 3px;vertical-align:bottom;text-align:center;">59</td> <td data-sheets-numberformat='{"1":2,"2":"0","3":1}' data-sheets-value='{"1":3,"3":46}' style="border-bottom:1px solid #000000;overflow:hidden;padding:0px 3px 0px 3px;vertical-align:bottom;text-align:center;">46</td> <td data-sheets-numberformat='{"1":2,"2":"0","3":1}' data-sheets-value='{"1":3,"3":23}' style="border-right:1px solid #000000;border-bottom:1px solid #000000;overflow:hidden;padding:0px 3px 0px 3px;vertical-align:bottom;text-align:center;">23</td> </tr> <tr style="height:20px;"> <td data-sheets-value='{"1":2,"2":"Polycarbonate"}' style="border-left:1px solid #000000;overflow:hidden;padding:0px 3px 0px 3px;vertical-align:bottom;font-weight:bold;">Polycarbonate</td> <td data-sheets-value='{"1":2,"2":"Single-walled"}' style="overflow:hidden;padding:0px 3px 0px 3px;vertical-align:bottom;font-weight:bold;">Single-walled</td> <td data-sheets-value='{"1":2,"2":"Heatstop Opal (T)"}' style="border-right:1px solid #000000;overflow:hidden;padding:0px 3px 0px 3px;vertical-align:bottom;font-weight:bold;">Heatstop Opal (T)</td> <td data-sheets-numberformat='{"1":2,"2":"0.00","3":1}' data-sheets-value='{"1":3,"3":5.17}' style="overflow:hidden;padding:0px 3px 0px 3px;vertical-align:bottom;text-align:center;">5.17</td> <td data-sheets-numberformat='{"1":2,"2":"0","3":1}' data-sheets-value='{"1":3,"3":49}' style="overflow:hidden;padding:0px 3px 0px 3px;vertical-align:bottom;text-align:center;">49</td> <td data-sheets-numberformat='{"1":2,"2":"0","3":1}' data-sheets-value='{"1":3,"3":59}' style="overflow:hidden;padding:0px 3px 0px 3px;vertical-align:bottom;text-align:center;">59</td> <td data-sheets-numberformat='{"1":2,"2":"0","3":1}' data-sheets-value='{"1":2,"2":"-"}' style="border-right:1px solid #000000;overflow:hidden;padding:0px 3px 0px 3px;vertical-align:bottom;text-align:center;">-</td> </tr> <tr style="height:20px;"> <td data-sheets-value='{"1":2,"2":"Heatstop PC"}' style="border-left:1px solid #000000;overflow:hidden;padding:0px 3px 0px 3px;vertical-align:bottom;font-weight:bold;">Heatstop PC</td> <td data-sheets-value='{"1":2,"2":"Double-walled"}' style="overflow:hidden;padding:0px 3px 0px 3px;vertical-align:bottom;font-weight:bold;">Double-walled</td> <td data-sheets-value='{"1":2,"2":"Clear (T/H)"}' style="border-right:1px solid #000000;overflow:hidden;padding:0px 3px 0px 3px;vertical-align:bottom;font-weight:bold;">Clear (T/H)</td> <td data-sheets-numberformat='{"1":2,"2":"0.00","3":1}' data-sheets-value='{"1":3,"3":2.9}' style="overflow:hidden;padding:0px 3px 0px 3px;vertical-align:bottom;text-align:center;">2.90</td> <td data-sheets-numberformat='{"1":2,"2":"0","3":1}' data-sheets-value='{"1":3,"3":44}' style="overflow:hidden;padding:0px 3px 0px 3px;vertical-align:bottom;text-align:center;">44</td> <td data-sheets-numberformat='{"1":2,"2":"0","3":1}' data-sheets-value='{"1":3,"3":51}' style="overflow:hidden;padding:0px 3px 0px 3px;vertical-align:bottom;text-align:center;">51</td> <td data-sheets-numberformat='{"1":2,"2":"0","3":1}' data-sheets-value='{"1":3,"3":20}' style="border-right:1px solid #000000;overflow:hidden;padding:0px 3px 0px 3px;vertical-align:bottom;text-align:center;">20</td> </tr> <tr style="height:20px;"> <td style="border-left:1px solid #000000;overflow:hidden;padding:0px 3px 0px 3px;vertical-align:bottom;font-weight:bold;"></td> <td data-sheets-value='{"1":2,"2":"Double-walled"}' style="overflow:hidden;padding:0px 3px 0px 3px;vertical-align:bottom;font-weight:bold;">Double-walled</td> <td data-sheets-value='{"1":2,"2":"Opal (T/O)"}' style="border-right:1px solid #000000;overflow:hidden;padding:0px 3px 0px 3px;vertical-align:bottom;font-weight:bold;">Opal (T/O)</td> <td data-sheets-numberformat='{"1":2,"2":"0.00","3":1}' data-sheets-value='{"1":3,"3":2.9}' style="overflow:hidden;padding:0px 3px 0px 3px;vertical-align:bottom;text-align:center;">2.90</td> <td data-sheets-numberformat='{"1":2,"2":"0","3":1}' data-sheets-value='{"1":3,"3":41}' style="overflow:hidden;padding:0px 3px 0px 3px;vertical-align:bottom;text-align:center;">41</td> <td data-sheets-numberformat='{"1":2,"2":"0","3":1}' data-sheets-value='{"1":3,"3":45}' style="overflow:hidden;padding:0px 3px 0px 3px;vertical-align:bottom;text-align:center;">45</td> <td data-sheets-numberformat='{"1":2,"2":"0","3":1}' data-sheets-value='{"1":3,"3":20}' style="border-right:1px solid #000000;overflow:hidden;padding:0px 3px 0px 3px;vertical-align:bottom;text-align:center;">20</td> </tr> <tr style="height:20px;"> <td style="border-left:1px solid #000000;overflow:hidden;padding:0px 3px 0px 3px;vertical-align:bottom;font-weight:bold;"></td> <td data-sheets-value='{"1":2,"2":"Triple-walled"}' style="overflow:hidden; | skylux-160-ce-met-koepel-en-pvc-opstand-35-30-met-lm-motor-en-windvang-1300-x-1900-mm | 8586056630605 | 46872400003405
Smoke and heat exhaust (SHEV) | SHE system | Skylux | Skylux 160° CE with skylight and PVC curb 35/30 with LM-actuator and spoiler 1300 x 2000 mm |  | 50695 | 5412970506959 | 6227.9 | Yes | 30-45 | 104.73 | 1300 x 2000 mm | 2000 | 1300 |  | PVC 35/30 (35 cm high & roof opening = 30 cm larger than daylight size) | Rectangular | 5.17 W/m²K - 1.28 W/m²K | 87% - 32% | 90% - 32% | 20dB - 23dB | 160° CE (for industry) | skylight | with spoiler | E | Single actuator | Maximum four-walled skylight possible for this product | Ut-value LT-value g-value Rw-value EN 1873 : 2014 EN ISO 13468 EN 16153 EN 410 EN 410 EN ISO 140-3 Material Walls Shells (W/m²K) (%) (%) (dB) Acrylic Single-walled Clear (H) 5.17 90 87 - PMMA Single-walled Opal (O) 5.17 83 76 - Double-walled Clear (H/H) 2.90 81 75 20 Double-walled Opal (O/O) 2.90 69 58 20 Triple-walled Clear (H/H/H) 1.70 73 65 22 Triple-walled Opal (O/H/O) 1.70 62 51 22 Four-walled Clear (H/H/H/H) 1.28 64 54 23 Four-walled Opal (H/H/O/H) 1.28 59 48 23 Polycarbonate Single-walled Clear (A) 5.17 88 83 - PC Single-walled Opal (D) 5.17 58 60 - Double-walled Clear (A/H) 2.90 79 72 20 Double-walled Clear (A/A) 2.90 77 69 20 Double-walled Opal (A/O) 2.90 73 63 20 Double-walled Opal (A/D) 2.90 51 50 20 Triple-walled Clear (A/H/H) 1.70 71 63 22 Triple-walled Opal (A/O/O) 1.70 61 48 22 Four-walled Clear (A/H/H/H) 1.28 64 52 23 Four-walled Opal (A/H/O/H) 1.28 59 46 23 Polycarbonate Single-walled Heatstop Opal (T) 5.17 49 59 - Heatstop PC Double-walled Clear (T/H) 2.90 44 51 20 Double-walled Opal (T/O) 2.90 41 45 20 Triple-walled Clear (T/H/H) 1.70 40 <td data-sheets-numberformat='{"1":2,"2":"0","3":1}' data-sheets-value='{"1":3,"3":44}' style="overflow:hidden;paddin | https://skylux.eu/en/products/skylux-160-ce-met-koepel-en-pvc-opstand-35-30-met-lm-motor-en-windvang-1300-x-2000-mm | https://skylux.eu/cdn/shop/files/Skylux-160deg-CE-met-koepel-en-pvc-opstand-3530-met-LM-motor-en-windvang-1300-x-2000-mm-RWA-systeem.jpg?v=1702983001&width=1600 | https://skylux.eu/cdn/shop/files/e5a82811-1bb0-48e4-a776-cacb59c7c092_25b27ccf-c9b9-4407-8ece-ab315afdffa8.jpg?v=1688551761&width=1600 | //skylux.eu/cdn/shop/files/E_MH_Mounting_instructions_Skylux_160_CE_LM.pdf?v=12406716259046007223 | //skylux.eu/cdn/shop/files/E_TD_Technical_File_Skylux_Skylux_160_CE_Electric.pdf?v=3667116872303399239 | <style type="text/css" id="isPasted"> <!--td { border: 1px solid #cccccc; } br { mso-data-placement: same-cell; } --> </style> <table border="1" cellpadding="0" cellspacing="0" dir="ltr" style="table-layout:fixed;font-size:10pt;font-family:Arial;border-collapse:collapse;border:none;"><tbody> <tr style="height:20px;"> <td style="overflow:hidden;padding:0px 3px 0px 3px;vertical-align:bottom;"></td> <td style="overflow:hidden;padding:0px 3px 0px 3px;vertical-align:bottom;"></td> <td style="overflow:hidden;padding:0px 3px 0px 3px;vertical-align:bottom;"></td> <td data-sheets-value='{"1":2,"2":"Ut-value"}' style="overflow:hidden;padding:0px 3px 0px 3px;vertical-align:bottom;font-weight:bold;text-align:center;">Ut-value</td> <td data-sheets-value='{"1":2,"2":"LT-value"}' style="overflow:hidden;padding:0px 3px 0px 3px;vertical-align:bottom;font-weight:bold;text-align:center;">LT-value</td> <td data-sheets-value='{"1":2,"2":"g-value"}' style="overflow:hidden;padding:0px 3px 0px 3px;vertical-align:bottom;font-weight:bold;text-align:center;">g-value</td> <td data-sheets-value='{"1":2,"2":"Rw-value "}' style="overflow:hidden;padding:0px 3px 0px 3px;vertical-align:bottom;font-weight:bold;text-align:center;">Rw-value </td> </tr> <tr style="height:20px;"> <td style="overflow:hidden;padding:0px 3px 0px 3px;vertical-align:bottom;"></td> <td style="overflow:hidden;padding:0px 3px 0px 3px;vertical-align:bottom;"></td> <td style="overflow:hidden;padding:0px 3px 0px 3px;vertical-align:bottom;"></td> <td data-sheets-numberformat='{"1":2,"2":"0.00","3":1}' data-sheets-value='{"1":2,"2":"EN 1873 : 2014"}' style="overflow:hidden;padding:0px 3px 0px 3px;vertical-align:bottom;text-align:center;">EN 1873 : 2014</td> <td data-sheets-numberformat='{"1":2,"2":"0","3":1}' data-sheets-value='{"1":2,"2":"EN ISO 13468 EN 16153 EN 410"}' style="overflow:hidden;padding:0px 3px 0px 3px;vertical-align:bottom;text-align:center;">EN ISO 13468 EN 16153 EN 410</td> <td data-sheets-numberformat='{"1":2,"2":"0","3":1}' data-sheets-value='{"1":2,"2":"EN 410"}' style="overflow:hidden;padding:0px 3px 0px 3px;vertical-align:bottom;text-align:center;">EN 410</td> <td data-sheets-value='{"1":2,"2":"EN ISO 140-3\t\t"}' style="overflow:hidden;padding:0px 3px 0px 3px;vertical-align:bottom;text-align:center;">EN ISO 140-3 </td> </tr> <tr style="height:20px;"> <td data-sheets-value='{"1":2,"2":"Material"}' style="border-bottom:1px solid #000000;overflow:hidden;padding:0px 3px 0px 3px;vertical-align:bottom;background-color:#000000;font-weight:bold;color:#ffffff;">Material</td> <td data-sheets-value='{"1":2,"2":"Walls"}' style="border-bottom:1px solid #000000;overflow:hidden;padding:0px 3px 0px 3px;vertical-align:bottom;background-color:#000000;font-weight:bold;color:#ffffff;">Walls</td> <td data-sheets-value='{"1":2,"2":"Shells"}' style="border-bottom:1px solid #000000;overflow:hidden;padding:0px 3px 0px 3px;vertical-align:bottom;background-color:#000000;font-weight:bold;color:#ffffff;">Shells</td> <td data-sheets-numberformat='{"1":2,"2":"0.00","3":1}' data-sheets-value='{"1":2,"2":"(W/m²K)\t"}' style="border-bottom:1px solid #000000;overflow:hidden;padding:0px 3px 0px 3px;vertical-align:bottom;background-color:#000000;font-weight:bold;color:#ffffff;text-align:center;">(W/m²K) </td> <td data-sheets-numberformat='{"1":2,"2":"0","3":1}' data-sheets-value='{"1":2,"2":"(%)"}' style="border-bottom:1px solid #000000;overflow:hidden;padding:0px 3px 0px 3px;vertical-align:bottom;background-color:#000000;font-weight:bold;color:#ffffff;text-align:center;">(%)</td> <td data-sheets-numberformat='{"1":2,"2":"0","3":1}' data-sheets-value='{"1":2,"2":"(%)"}' style="border-bottom:1px solid #000000;overflow:hidden;padding:0px 3px 0px 3px;vertical-align:bottom;background-color:#000000;font-weight:bold;color:#ffffff;text-align:center;">(%)</td> <td data-sheets-value='{"1":2,"2":"(dB)"}' style="border-bottom:1px solid #000000;overflow:hidden;padding:0px 3px 0px 3px;vertical-align:bottom;background-color:#000000;font-weight:bold;color:#ffffff;text-align:center;">(dB)</td> </tr> <tr style="height:20px;"> <td data-sheets-value='{"1":2,"2":"Acrylic"}' style="border-left:1px solid #000000;overflow:hidden;padding:0px 3px 0px 3px;vertical-align:bottom;font-weight:bold;">Acrylic</td> <td data-sheets-value='{"1":2,"2":"Single-walled"}' style="overflow:hidden;padding:0px 3px 0px 3px;vertical-align:bottom;font-weight:bold;">Single-walled</td> <td data-sheets-value='{"1":2,"2":"Clear (H)"}' style="border-right:1px solid #000000;overflow:hidden;padding:0px 3px 0px 3px;vertical-align:bottom;font-weight:bold;">Clear (H)</td> <td data-sheets-numberformat='{"1":2,"2":"0.00","3":1}' data-sheets-value='{"1":3,"3":5.17}' style="overflow:hidden;padding:0px 3px 0px 3px;vertical-align:bottom;text-align:center;">5.17</td> <td data-sheets-numberformat='{"1":2,"2":"0","3":1}' data-sheets-value='{"1":3,"3":90}' style="overflow:hidden;padding:0px 3px 0px 3px;vertical-align:bottom;text-align:center;">90</td> <td data-sheets-numberformat='{"1":2,"2":"0","3":1}' data-sheets-value='{"1":3,"3":87}' style="overflow:hidden;padding:0px 3px 0px 3px;vertical-align:bottom;text-align:center;">87</td> <td data-sheets-numberformat='{"1":2,"2":"0","3":1}' data-sheets-value='{"1":2,"2":"-"}' style="border-right:1px solid #000000;overflow:hidden;padding:0px 3px 0px 3px;vertical-align:bottom;text-align:center;">-</td> </tr> <tr style="height:20px;"> <td data-sheets-value='{"1":2,"2":"PMMA"}' style="border-left:1px solid #000000;overflow:hidden;padding:0px 3px 0px 3px;vertical-align:bottom;font-weight:bold;">PMMA</td> <td data-sheets-value='{"1":2,"2":"Single-walled"}' style="overflow:hidden;padding:0px 3px 0px 3px;vertical-align:bottom;font-weight:bold;">Single-walled</td> <td data-sheets-value='{"1":2,"2":"Opal (O)"}' style="border-right:1px solid #000000;overflow:hidden;padding:0px 3px 0px 3px;vertical-align:bottom;font-weight:bold;">Opal (O)</td> <td data-sheets-numberformat='{"1":2,"2":"0.00","3":1}' data-sheets-value='{"1":3,"3":5.17}' style="overflow:hidden;padding:0px 3px 0px 3px;vertical-align:bottom;text-align:center;">5.17</td> <td data-sheets-numberformat='{"1":2,"2":"0","3":1}' data-sheets-value='{"1":3,"3":83}' style="overflow:hidden;padding:0px 3px 0px 3px;vertical-align:bottom;text-align:center;">83</td> <td data-sheets-numberformat='{"1":2,"2":"0","3":1}' data-sheets-value='{"1":3,"3":76}' style="overflow:hidden;padding:0px 3px 0px 3px;vertical-align:bottom;text-align:center;">76</td> <td data-sheets-numberformat='{"1":2,"2":"0","3":1}' data-sheets-value='{"1":2,"2":"-"}' style="border-right:1px solid #000000;overflow:hidden;padding:0px 3px 0px 3px;vertical-align:bottom;text-align:center;">-</td> </tr> <tr style="height:20px;"> <td style="border-left:1px solid #000000;overflow:hidden;padding:0px 3px 0px 3px;vertical-align:bottom;font-weight:bold;"></td> <td data-sheets-value='{"1":2,"2":"Double-walled"}' style="overflow:hidden;padding:0px 3px 0px 3px;vertical-align:bottom;font-weight:bold;">Double-walled</td> <td data-sheets-value='{"1":2,"2":"Clear (H/H)"}' style="border-right:1px solid #000000;overflow:hidden;padding:0px 3px 0px 3px;vertical-align:bottom;font-weight:bold;">Clear (H/H)</td> <td data-sheets-numberformat='{"1":2,"2":"0.00","3":1}' data-sheets-value='{"1":3,"3":2.9}' style="overflow:hidden;padding:0px 3px 0px 3px;vertical-align:bottom;text-align:center;">2.90</td> <td data-sheets-numberformat='{"1":2,"2":"0","3":1}' data-sheets-value='{"1":3,"3":81}' style="overflow:hidden;padding:0px 3px 0px 3px;vertical-align:bottom;text-align:center;">81</td> <td data-sheets-numberformat='{"1":2,"2":"0","3":1}' data-sheets-value='{"1":3,"3":75}' style="overflow:hidden;padding:0px 3px 0px 3px;vertical-align:bottom;text-align:center;">75</td> <td data-sheets-numberformat='{"1":2,"2":"0","3":1}' data-sheets-value='{"1":3,"3":20}' style="border-right:1px solid #000000;overflow:hidden;padding:0px 3px 0px 3px;vertical-align:bottom;text-align:center;">20</td> </tr> <tr style="height:20px;"> <td style="border-left:1px solid #000000;overflow:hidden;padding:0px 3px 0px 3px;vertical-align:bottom;font-weight:bold;"></td> <td data-sheets-value='{"1":2,"2":"Double-walled"}' style="overflow:hidden;padding:0px 3px 0px 3px;vertical-align:bottom;font-weight:bold;">Double-walled</td> <td data-sheets-value='{"1":2,"2":"Opal (O/O)"}' style="border-right:1px solid #000000;overflow:hidden;padding:0px 3px 0px 3px;vertical-align:bottom;font-weight:bold;">Opal (O/O)</td> <td data-sheets-numberformat='{"1":2,"2":"0.00","3":1}' data-sheets-value='{"1":3,"3":2.9}' style="overflow:hidden;padding:0px 3px 0px 3px;vertical-align:bottom;text-align:center;">2.90</td> <td data-sheets-numberformat='{"1":2,"2":"0","3":1}' data-sheets-value='{"1":3,"3":69}' style="overflow:hidden;padding:0px 3px 0px 3px;vertical-align:bottom;text-align:center;">69</td> <td data-sheets-numberformat='{"1":2,"2":"0","3":1}' data-sheets-value='{"1":3,"3":58}' style="overflow:hidden;padding:0px 3px 0px 3px;vertical-align:bottom;text-align:center;">58</td> <td data-sheets-numberformat='{"1":2,"2":"0","3":1}' data-sheets-value='{"1":3,"3":20}' style="border-right:1px solid #000000;overflow:hidden;padding:0px 3px 0px 3px;vertical-align:bottom;text-align:center;">20</td> </tr> <tr style="height:20px;"> <td style="border-left:1px solid #000000;overflow:hidden;padding:0px 3px 0px 3px;vertical-align:bottom;font-weight:bold;"></td> <td data-sheets-value='{"1":2,"2":"Triple-walled"}' style="overflow:hidden;padding:0px 3px 0px 3px;vertical-align:bottom;font-weight:bold;">Triple-walled</td> <td data-sheets-value='{"1":2,"2":"Clear (H/H/H)"}' style="border-right:1px solid #000000;overflow:hidden;padding:0px 3px 0px 3px;vertical-align:bottom;font-weight:bold;">Clear (H/H/H)</td> <td data-sheets-numberformat='{"1":2,"2":"0.00","3":1}' data-sheets-value='{"1":3,"3":1.7}' style="overflow:hidden;padding:0px 3px 0px 3px;vertical-align:bottom;text-align:center;">1.70</td> <td data-sheets-numberformat='{"1":2,"2":"0","3":1}' data-sheets-value='{"1":3,"3":73}' style="overflow:hidden;padding:0px 3px 0px 3px;vertical-align:bottom;text-align:center;">73</td> <td data-sheets-numberformat='{"1":2,"2":"0","3":1}' data-sheets-value='{"1":3,"3":65}' style="overflow:hidden;padding:0px 3px 0px 3px;vertical-align:bottom;text-align:center;">65</td> <td data-sheets-numberformat='{"1":2,"2":"0","3":1}' data-sheets-value='{"1":3,"3":22}' style="border-right:1px solid #000000;overflow:hidden;padding:0px 3px 0px 3px;vertical-align:bottom;text-align:center;">22</td> </tr> <tr style="height:20px;"> <td style="border-left:1px solid #000000;overflow:hidden;padding:0px 3px 0px 3px;vertical-align:bottom;font-weight:bold;"></td> <td data-sheets-value='{"1":2,"2":"Triple-walled"}' style="overflow:hidden;padding:0px 3px 0px 3px;vertical-align:bottom;font-weight:bold;">Triple-walled</td> <td data-sheets-value='{"1":2,"2":"Opal (O/H/O)"}' style="border-right:1px solid #000000;overflow:hidden;padding:0px 3px 0px 3px;vertical-align:bottom;font-weight:bold;">Opal (O/H/O)</td> <td data-sheets-numberformat='{"1":2,"2":"0.00","3":1}' data-sheets-value='{"1":3,"3":1.7}' style="overflow:hidden;padding:0px 3px 0px 3px;vertical-align:bottom;text-align:center;">1.70</td> <td data-sheets-numberformat='{"1":2,"2":"0","3":1}' data-sheets-value='{"1":3,"3":62}' style="overflow:hidden;padding:0px 3px 0px 3px;vertical-align:bottom;text-align:center;">62</td> <td data-sheets-numberformat='{"1":2,"2":"0","3":1}' data-sheets-value='{"1":3,"3":51}' style="overflow:hidden;padding:0px 3px 0px 3px;vertical-align:bottom;text-align:center;">51</td> <td data-sheets-numberformat='{"1":2,"2":"0","3":1}' data-sheets-value='{"1":3,"3":22}' style="border-right:1px solid #000000;overflow:hidden;padding:0px 3px 0px 3px;vertical-align:bottom;text-align:center;">22</td> </tr> <tr style="height:20px;"> <td style="border-left:1px solid #000000;overflow:hidden;padding:0px 3px 0px 3px;vertical-align:bottom;font-weight:bold;"></td> <td data-sheets-value='{"1":2,"2":"Four-walled"}' style="overflow:hidden;padding:0px 3px 0px 3px;vertical-align:bottom;font-weight:bold;">Four-walled</td> <td data-sheets-value='{"1":2,"2":"Clear (H/H/H/H)"}' style="border-right:1px solid #000000;overflow:hidden;padding:0px 3px 0px 3px;vertical-align:bottom;font-weight:bold;">Clear (H/H/H/H)</td> <td data-sheets-numberformat='{"1":2,"2":"0.00","3":1}' data-sheets-value='{"1":3,"3":1.28}' style="overflow:hidden;padding:0px 3px 0px 3px;vertical-align:bottom;text-align:center;">1.28</td> <td data-sheets-numberformat='{"1":2,"2":"0","3":1}' data-sheets-value='{"1":3,"3":64}' style="overflow:hidden;padding:0px 3px 0px 3px;vertical-align:bottom;text-align:center;">64</td> <td data-sheets-numberformat='{"1":2,"2":"0","3":1}' data-sheets-value='{"1":3,"3":54}' style="overflow:hidden;padding:0px 3px 0px 3px;vertical-align:bottom;text-align:center;">54</td> <td data-sheets-numberformat='{"1":2,"2":"0","3":1}' data-sheets-value='{"1":3,"3":23}' style="border-right:1px solid #000000;overflow:hidden;padding:0px 3px 0px 3px;vertical-align:bottom;text-align:center;">23</td> </tr> <tr style="height:20px;"> <td style="border-bottom:1px solid #000000;border-left:1px solid #000000;overflow:hidden;padding:0px 3px 0px 3px;vertical-align:bottom;"></td> <td data-sheets-value='{"1":2,"2":"Four-walled"}' style="border-bottom:1px solid #000000;overflow:hidden;padding:0px 3px 0px 3px;vertical-align:bottom;font-weight:bold;">Four-walled</td> <td data-sheets-value='{"1":2,"2":"Opal (H/H/O/H)"}' style="border-right:1px solid #000000;border-bottom:1px solid #000000;overflow:hidden;padding:0px 3px 0px 3px;vertical-align:bottom;font-weight:bold;">Opal (H/H/O/H)</td> <td data-sheets-numberformat='{"1":2,"2":"0.00","3":1}' data-sheets-value='{"1":3,"3":1.28}' style="border-bottom:1px solid #000000;overflow:hidden;padding:0px 3px 0px 3px;vertical-align:bottom;text-align:center;">1.28</td> <td data-sheets-numberformat='{"1":2,"2":"0","3":1}' data-sheets-value='{"1":3,"3":59}' style="border-bottom:1px solid #000000;overflow:hidden;padding:0px 3px 0px 3px;vertical-align:bottom;text-align:center;">59</td> <td data-sheets-numberformat='{"1":2,"2":"0","3":1}' data-sheets-value='{"1":3,"3":48}' style="border-bottom:1px solid #000000;overflow:hidden;padding:0px 3px 0px 3px;vertical-align:bottom;text-align:center;">48</td> <td data-sheets-numberformat='{"1":2,"2":"0","3":1}' data-sheets-value='{"1":3,"3":23}' style="border-right:1px solid #000000;border-bottom:1px solid #000000;overflow:hidden;padding:0px 3px 0px 3px;vertical-align:bottom;text-align:center;">23</td> </tr> <tr style="height:20px;"> <td data-sheets-value='{"1":2,"2":"Polycarbonate "}' style="border-left:1px solid #000000;overflow:hidden;padding:0px 3px 0px 3px;vertical-align:bottom;font-weight:bold;">Polycarbonate </td> <td data-sheets-value='{"1":2,"2":"Single-walled"}' style="overflow:hidden;padding:0px 3px 0px 3px;vertical-align:bottom;font-weight:bold;">Single-walled</td> <td data-sheets-value='{"1":2,"2":"Clear (A)"}' style="border-right:1px solid #000000;overflow:hidden;padding:0px 3px 0px 3px;vertical-align:bottom;font-weight:bold;">Clear (A)</td> <td data-sheets-numberformat='{"1":2,"2":"0.00","3":1}' data-sheets-value='{"1":3,"3":5.17}' style="overflow:hidden;padding:0px 3px 0px 3px;vertical-align:bottom;text-align:center;">5.17</td> <td data-sheets-numberformat='{"1":2,"2":"0","3":1}' data-sheets-value='{"1":3,"3":88}' style="overflow:hidden;padding:0px 3px 0px 3px;vertical-align:bottom;text-align:center;">88</td> <td data-sheets-numberformat='{"1":2,"2":"0","3":1}' data-sheets-value='{"1":3,"3":83}' style="overflow:hidden;padding:0px 3px 0px 3px;vertical-align:bottom;text-align:center;">83</td> <td data-sheets-numberformat='{"1":2,"2":"0","3":1}' data-sheets-value='{"1":2,"2":"-"}' style="border-right:1px solid #000000;overflow:hidden;padding:0px 3px 0px 3px;vertical-align:bottom;text-align:center;">-</td> </tr> <tr style="height:20px;"> <td data-sheets-value='{"1":2,"2":"PC"}' style="border-left:1px solid #000000;overflow:hidden;padding:0px 3px 0px 3px;vertical-align:bottom;font-weight:bold;">PC</td> <td data-sheets-value='{"1":2,"2":"Single-walled"}' style="overflow:hidden;padding:0px 3px 0px 3px;vertical-align:bottom;font-weight:bold;">Single-walled</td> <td data-sheets-value='{"1":2,"2":"Opal (D)"}' style="border-right:1px solid #000000;overflow:hidden;padding:0px 3px 0px 3px;vertical-align:bottom;font-weight:bold;">Opal (D)</td> <td data-sheets-numberformat='{"1":2,"2":"0.00","3":1}' data-sheets-value='{"1":3,"3":5.17}' style="overflow:hidden;padding:0px 3px 0px 3px;vertical-align:bottom;text-align:center;">5.17</td> <td data-sheets-numberformat='{"1":2,"2":"0","3":1}' data-sheets-value='{"1":3,"3":58}' style="overflow:hidden;padding:0px 3px 0px 3px;vertical-align:bottom;text-align:center;">58</td> <td data-sheets-numberformat='{"1":2,"2":"0","3":1}' data-sheets-value='{"1":3,"3":60}' style="overflow:hidden;padding:0px 3px 0px 3px;vertical-align:bottom;text-align:center;">60</td> <td data-sheets-numberformat='{"1":2,"2":"0","3":1}' data-sheets-value='{"1":2,"2":"-"}' style="border-right:1px solid #000000;overflow:hidden;padding:0px 3px 0px 3px;vertical-align:bottom;text-align:center;">-</td> </tr> <tr style="height:20px;"> <td style="border-left:1px solid #000000;overflow:hidden;padding:0px 3px 0px 3px;vertical-align:bottom;font-weight:bold;"></td> <td data-sheets-value='{"1":2,"2":"Double-walled"}' style="overflow:hidden;padding:0px 3px 0px 3px;vertical-align:bottom;font-weight:bold;">Double-walled</td> <td data-sheets-value='{"1":2,"2":"Clear (A/H)"}' style="border-right:1px solid #000000;overflow:hidden;padding:0px 3px 0px 3px;vertical-align:bottom;font-weight:bold;">Clear (A/H)</td> <td data-sheets-numberformat='{"1":2,"2":"0.00","3":1}' data-sheets-value='{"1":3,"3":2.9}' style="overflow:hidden;padding:0px 3px 0px 3px;vertical-align:bottom;text-align:center;">2.90</td> <td data-sheets-numberformat='{"1":2,"2":"0","3":1}' data-sheets-value='{"1":3,"3":79}' style="overflow:hidden;padding:0px 3px 0px 3px;vertical-align:bottom;text-align:center;">79</td> <td data-sheets-numberformat='{"1":2,"2":"0","3":1}' data-sheets-value='{"1":3,"3":72}' style="overflow:hidden;padding:0px 3px 0px 3px;vertical-align:bottom;text-align:center;">72</td> <td data-sheets-numberformat='{"1":2,"2":"0","3":1}' data-sheets-value='{"1":3,"3":20}' style="border-right:1px solid #000000;overflow:hidden;padding:0px 3px 0px 3px;vertical-align:bottom;text-align:center;">20</td> </tr> <tr style="height:20px;"> <td style="border-left:1px solid #000000;overflow:hidden;padding:0px 3px 0px 3px;vertical-align:bottom;font-weight:bold;"></td> <td data-sheets-value='{"1":2,"2":"Double-walled"}' style="overflow:hidden;padding:0px 3px 0px 3px;vertical-align:bottom;font-weight:bold;">Double-walled</td> <td data-sheets-value='{"1":2,"2":"Clear (A/A)"}' style="border-right:1px solid #000000;overflow:hidden;padding:0px 3px 0px 3px;vertical-align:bottom;font-weight:bold;">Clear (A/A)</td> <td data-sheets-numberformat='{"1":2,"2":"0.00","3":1}' data-sheets-value='{"1":3,"3":2.9}' style="overflow:hidden;padding:0px 3px 0px 3px;vertical-align:bottom;text-align:center;">2.90</td> <td data-sheets-numberformat='{"1":2,"2":"0","3":1}' data-sheets-value='{"1":3,"3":77}' style="overflow:hidden;padding:0px 3px 0px 3px;vertical-align:bottom;text-align:center;">77</td> <td data-sheets-numberformat='{"1":2,"2":"0","3":1}' data-sheets-value='{"1":3,"3":69}' style="overflow:hidden;padding:0px 3px 0px 3px;vertical-align:bottom;text-align:center;">69</td> <td data-sheets-numberformat='{"1":2,"2":"0","3":1}' data-sheets-value='{"1":3,"3":20}' style="border-right:1px solid #000000;overflow:hidden;padding:0px 3px 0px 3px;vertical-align:bottom;text-align:center;">20</td> </tr> <tr style="height:20px;"> <td style="border-left:1px solid #000000;overflow:hidden;padding:0px 3px 0px 3px;vertical-align:bottom;font-weight:bold;"></td> <td data-sheets-value='{"1":2,"2":"Double-walled"}' style="overflow:hidden;padding:0px 3px 0px 3px;vertical-align:bottom;font-weight:bold;">Double-walled</td> <td data-sheets-value='{"1":2,"2":"Opal (A/O)"}' style="border-right:1px solid #000000;overflow:hidden;padding:0px 3px 0px 3px;vertical-align:bottom;font-weight:bold;">Opal (A/O)</td> <td data-sheets-numberformat='{"1":2,"2":"0.00","3":1}' data-sheets-value='{"1":3,"3":2.9}' style="overflow:hidden;padding:0px 3px 0px 3px;vertical-align:bottom;text-align:center;">2.90</td> <td data-sheets-numberformat='{"1":2,"2":"0","3":1}' data-sheets-value='{"1":3,"3":73}' style="overflow:hidden;padding:0px 3px 0px 3px;vertical-align:bottom;text-align:center;">73</td> <td data-sheets-numberformat='{"1":2,"2":"0","3":1}' data-sheets-value='{"1":3,"3":63}' style="overflow:hidden;padding:0px 3px 0px 3px;vertical-align:bottom;text-align:center;">63</td> <td data-sheets-numberformat='{"1":2,"2":"0","3":1}' data-sheets-value='{"1":3,"3":20}' style="border-right:1px solid #000000;overflow:hidden;padding:0px 3px 0px 3px;vertical-align:bottom;text-align:center;">20</td> </tr> <tr style="height:20px;"> <td style="border-left:1px solid #000000;overflow:hidden;padding:0px 3px 0px 3px;vertical-align:bottom;font-weight:bold;"></td> <td data-sheets-value='{"1":2,"2":"Double-walled"}' style="overflow:hidden;padding:0px 3px 0px 3px;vertical-align:bottom;font-weight:bold;">Double-walled</td> <td data-sheets-value='{"1":2,"2":"Opal (A/D)"}' style="border-right:1px solid #000000;overflow:hidden;padding:0px 3px 0px 3px;vertical-align:bottom;font-weight:bold;">Opal (A/D)</td> <td data-sheets-numberformat='{"1":2,"2":"0.00","3":1}' data-sheets-value='{"1":3,"3":2.9}' style="overflow:hidden;padding:0px 3px 0px 3px;vertical-align:bottom;text-align:center;">2.90</td> <td data-sheets-numberformat='{"1":2,"2":"0","3":1}' data-sheets-value='{"1":3,"3":51}' style="overflow:hidden;padding:0px 3px 0px 3px;vertical-align:bottom;text-align:center;">51</td> <td data-sheets-numberformat='{"1":2,"2":"0","3":1}' data-sheets-value='{"1":3,"3":50}' style="overflow:hidden;padding:0px 3px 0px 3px;vertical-align:bottom;text-align:center;">50</td> <td data-sheets-numberformat='{"1":2,"2":"0","3":1}' data-sheets-value='{"1":3,"3":20}' style="border-right:1px solid #000000;overflow:hidden;padding:0px 3px 0px 3px;vertical-align:bottom;text-align:center;">20</td> </tr> <tr style="height:20px;"> <td style="border-left:1px solid #000000;overflow:hidden;padding:0px 3px 0px 3px;vertical-align:bottom;font-weight:bold;"></td> <td data-sheets-value='{"1":2,"2":"Triple-walled"}' style="overflow:hidden;padding:0px 3px 0px 3px;vertical-align:bottom;font-weight:bold;">Triple-walled</td> <td data-sheets-value='{"1":2,"2":"Clear (A/H/H)"}' style="border-right:1px solid #000000;overflow:hidden;padding:0px 3px 0px 3px;vertical-align:bottom;font-weight:bold;">Clear (A/H/H)</td> <td data-sheets-numberformat='{"1":2,"2":"0.00","3":1}' data-sheets-value='{"1":3,"3":1.7}' style="overflow:hidden;padding:0px 3px 0px 3px;vertical-align:bottom;text-align:center;">1.70</td> <td data-sheets-numberformat='{"1":2,"2":"0","3":1}' data-sheets-value='{"1":3,"3":71}' style="overflow:hidden;padding:0px 3px 0px 3px;vertical-align:bottom;text-align:center;">71</td> <td data-sheets-numberformat='{"1":2,"2":"0","3":1}' data-sheets-value='{"1":3,"3":63}' style="overflow:hidden;padding:0px 3px 0px 3px;vertical-align:bottom;text-align:center;">63</td> <td data-sheets-numberformat='{"1":2,"2":"0","3":1}' data-sheets-value='{"1":3,"3":22}' style="border-right:1px solid #000000;overflow:hidden;padding:0px 3px 0px 3px;vertical-align:bottom;text-align:center;">22</td> </tr> <tr style="height:20px;"> <td style="border-left:1px solid #000000;overflow:hidden;padding:0px 3px 0px 3px;vertical-align:bottom;font-weight:bold;"></td> <td data-sheets-value='{"1":2,"2":"Triple-walled"}' style="overflow:hidden;padding:0px 3px 0px 3px;vertical-align:bottom;font-weight:bold;">Triple-walled</td> <td data-sheets-value='{"1":2,"2":"Opal (A/O/O)"}' style="border-right:1px solid #000000;overflow:hidden;padding:0px 3px 0px 3px;vertical-align:bottom;font-weight:bold;">Opal (A/O/O)</td> <td data-sheets-numberformat='{"1":2,"2":"0.00","3":1}' data-sheets-value='{"1":3,"3":1.7}' style="overflow:hidden;padding:0px 3px 0px 3px;vertical-align:bottom;text-align:center;">1.70</td> <td data-sheets-numberformat='{"1":2,"2":"0","3":1}' data-sheets-value='{"1":3,"3":61}' style="overflow:hidden;padding:0px 3px 0px 3px;vertical-align:bottom;text-align:center;">61</td> <td data-sheets-numberformat='{"1":2,"2":"0","3":1}' data-sheets-value='{"1":3,"3":48}' style="overflow:hidden;padding:0px 3px 0px 3px;vertical-align:bottom;text-align:center;">48</td> <td data-sheets-numberformat='{"1":2,"2":"0","3":1}' data-sheets-value='{"1":3,"3":22}' style="border-right:1px solid #000000;overflow:hidden;padding:0px 3px 0px 3px;vertical-align:bottom;text-align:center;">22</td> </tr> <tr style="height:20px;"> <td style="border-left:1px solid #000000;overflow:hidden;padding:0px 3px 0px 3px;vertical-align:bottom;font-weight:bold;"></td> <td data-sheets-value='{"1":2,"2":"Four-walled"}' style="overflow:hidden;padding:0px 3px 0px 3px;vertical-align:bottom;font-weight:bold;">Four-walled</td> <td data-sheets-value='{"1":2,"2":"Clear (A/H/H/H)"}' style="border-right:1px solid #000000;overflow:hidden;padding:0px 3px 0px 3px;vertical-align:bottom;font-weight:bold;">Clear (A/H/H/H)</td> <td data-sheets-numberformat='{"1":2,"2":"0.00","3":1}' data-sheets-value='{"1":3,"3":1.28}' style="overflow:hidden;padding:0px 3px 0px 3px;vertical-align:bottom;text-align:center;">1.28</td> <td data-sheets-numberformat='{"1":2,"2":"0","3":1}' data-sheets-value='{"1":3,"3":64}' style="overflow:hidden;padding:0px 3px 0px 3px;vertical-align:bottom;text-align:center;">64</td> <td data-sheets-numberformat='{"1":2,"2":"0","3":1}' data-sheets-value='{"1":3,"3":52}' style="overflow:hidden;padding:0px 3px 0px 3px;vertical-align:bottom;text-align:center;">52</td> <td data-sheets-numberformat='{"1":2,"2":"0","3":1}' data-sheets-value='{"1":3,"3":23}' style="border-right:1px solid #000000;overflow:hidden;padding:0px 3px 0px 3px;vertical-align:bottom;text-align:center;">23</td> </tr> <tr style="height:20px;"> <td style="border-bottom:1px solid #000000;border-left:1px solid #000000;overflow:hidden;padding:0px 3px 0px 3px;vertical-align:bottom;"></td> <td data-sheets-value='{"1":2,"2":"Four-walled"}' style="border-bottom:1px solid #000000;overflow:hidden;padding:0px 3px 0px 3px;vertical-align:bottom;font-weight:bold;">Four-walled</td> <td data-sheets-value='{"1":2,"2":"Opal (A/H/O/H)"}' style="border-right:1px solid #000000;border-bottom:1px solid #000000;overflow:hidden;padding:0px 3px 0px 3px;vertical-align:bottom;font-weight:bold;">Opal (A/H/O/H)</td> <td data-sheets-numberformat='{"1":2,"2":"0.00","3":1}' data-sheets-value='{"1":3,"3":1.28}' style="border-bottom:1px solid #000000;overflow:hidden;padding:0px 3px 0px 3px;vertical-align:bottom;text-align:center;">1.28</td> <td data-sheets-numberformat='{"1":2,"2":"0","3":1}' data-sheets-value='{"1":3,"3":59}' style="border-bottom:1px solid #000000;overflow:hidden;padding:0px 3px 0px 3px;vertical-align:bottom;text-align:center;">59</td> <td data-sheets-numberformat='{"1":2,"2":"0","3":1}' data-sheets-value='{"1":3,"3":46}' style="border-bottom:1px solid #000000;overflow:hidden;padding:0px 3px 0px 3px;vertical-align:bottom;text-align:center;">46</td> <td data-sheets-numberformat='{"1":2,"2":"0","3":1}' data-sheets-value='{"1":3,"3":23}' style="border-right:1px solid #000000;border-bottom:1px solid #000000;overflow:hidden;padding:0px 3px 0px 3px;vertical-align:bottom;text-align:center;">23</td> </tr> <tr style="height:20px;"> <td data-sheets-value='{"1":2,"2":"Polycarbonate"}' style="border-left:1px solid #000000;overflow:hidden;padding:0px 3px 0px 3px;vertical-align:bottom;font-weight:bold;">Polycarbonate</td> <td data-sheets-value='{"1":2,"2":"Single-walled"}' style="overflow:hidden;padding:0px 3px 0px 3px;vertical-align:bottom;font-weight:bold;">Single-walled</td> <td data-sheets-value='{"1":2,"2":"Heatstop Opal (T)"}' style="border-right:1px solid #000000;overflow:hidden;padding:0px 3px 0px 3px;vertical-align:bottom;font-weight:bold;">Heatstop Opal (T)</td> <td data-sheets-numberformat='{"1":2,"2":"0.00","3":1}' data-sheets-value='{"1":3,"3":5.17}' style="overflow:hidden;padding:0px 3px 0px 3px;vertical-align:bottom;text-align:center;">5.17</td> <td data-sheets-numberformat='{"1":2,"2":"0","3":1}' data-sheets-value='{"1":3,"3":49}' style="overflow:hidden;padding:0px 3px 0px 3px;vertical-align:bottom;text-align:center;">49</td> <td data-sheets-numberformat='{"1":2,"2":"0","3":1}' data-sheets-value='{"1":3,"3":59}' style="overflow:hidden;padding:0px 3px 0px 3px;vertical-align:bottom;text-align:center;">59</td> <td data-sheets-numberformat='{"1":2,"2":"0","3":1}' data-sheets-value='{"1":2,"2":"-"}' style="border-right:1px solid #000000;overflow:hidden;padding:0px 3px 0px 3px;vertical-align:bottom;text-align:center;">-</td> </tr> <tr style="height:20px;"> <td data-sheets-value='{"1":2,"2":"Heatstop PC"}' style="border-left:1px solid #000000;overflow:hidden;padding:0px 3px 0px 3px;vertical-align:bottom;font-weight:bold;">Heatstop PC</td> <td data-sheets-value='{"1":2,"2":"Double-walled"}' style="overflow:hidden;padding:0px 3px 0px 3px;vertical-align:bottom;font-weight:bold;">Double-walled</td> <td data-sheets-value='{"1":2,"2":"Clear (T/H)"}' style="border-right:1px solid #000000;overflow:hidden;padding:0px 3px 0px 3px;vertical-align:bottom;font-weight:bold;">Clear (T/H)</td> <td data-sheets-numberformat='{"1":2,"2":"0.00","3":1}' data-sheets-value='{"1":3,"3":2.9}' style="overflow:hidden;padding:0px 3px 0px 3px;vertical-align:bottom;text-align:center;">2.90</td> <td data-sheets-numberformat='{"1":2,"2":"0","3":1}' data-sheets-value='{"1":3,"3":44}' style="overflow:hidden;padding:0px 3px 0px 3px;vertical-align:bottom;text-align:center;">44</td> <td data-sheets-numberformat='{"1":2,"2":"0","3":1}' data-sheets-value='{"1":3,"3":51}' style="overflow:hidden;padding:0px 3px 0px 3px;vertical-align:bottom;text-align:center;">51</td> <td data-sheets-numberformat='{"1":2,"2":"0","3":1}' data-sheets-value='{"1":3,"3":20}' style="border-right:1px solid #000000;overflow:hidden;padding:0px 3px 0px 3px;vertical-align:bottom;text-align:center;">20</td> </tr> <tr style="height:20px;"> <td style="border-left:1px solid #000000;overflow:hidden;padding:0px 3px 0px 3px;vertical-align:bottom;font-weight:bold;"></td> <td data-sheets-value='{"1":2,"2":"Double-walled"}' style="overflow:hidden;padding:0px 3px 0px 3px;vertical-align:bottom;font-weight:bold;">Double-walled</td> <td data-sheets-value='{"1":2,"2":"Opal (T/O)"}' style="border-right:1px solid #000000;overflow:hidden;padding:0px 3px 0px 3px;vertical-align:bottom;font-weight:bold;">Opal (T/O)</td> <td data-sheets-numberformat='{"1":2,"2":"0.00","3":1}' data-sheets-value='{"1":3,"3":2.9}' style="overflow:hidden;padding:0px 3px 0px 3px;vertical-align:bottom;text-align:center;">2.90</td> <td data-sheets-numberformat='{"1":2,"2":"0","3":1}' data-sheets-value='{"1":3,"3":41}' style="overflow:hidden;padding:0px 3px 0px 3px;vertical-align:bottom;text-align:center;">41</td> <td data-sheets-numberformat='{"1":2,"2":"0","3":1}' data-sheets-value='{"1":3,"3":45}' style="overflow:hidden;padding:0px 3px 0px 3px;vertical-align:bottom;text-align:center;">45</td> <td data-sheets-numberformat='{"1":2,"2":"0","3":1}' data-sheets-value='{"1":3,"3":20}' style="border-right:1px solid #000000;overflow:hidden;padding:0px 3px 0px 3px;vertical-align:bottom;text-align:center;">20</td> </tr> <tr style="height:20px;"> <td style="border-left:1px solid #000000;overflow:hidden;padding:0px 3px 0px 3px;vertical-align:bottom;font-weight:bold;"></td> <td data-sheets-value='{"1":2,"2":"Triple-walled"}' style="overflow:hidden; | skylux-160-ce-met-koepel-en-pvc-opstand-35-30-met-lm-motor-en-windvang-1300-x-2000-mm | 8586056663373 | 46872400068941
Smoke and heat exhaust (SHEV) | SHE system | Skylux | Skylux 160° CE with skylight and PVC curb 35/30 with LM-actuator and spoiler 1300 x 2200 mm |  | 50696 | 5412970506966 | 6346.45 | Yes | 30-45 | 109.18 | 1300 x 2200 mm | 2200 | 1300 |  | PVC 35/30 (35 cm high & roof opening = 30 cm larger than daylight size) | Rectangular | 5.17 W/m²K - 1.28 W/m²K | 87% - 32% | 90% - 32% | 20dB - 23dB | 160° CE (for industry) | skylight | with spoiler | E | Single actuator | Maximum four-walled skylight possible for this product | Ut-value LT-value g-value Rw-value EN 1873 : 2014 EN ISO 13468 EN 16153 EN 410 EN 410 EN ISO 140-3 Material Walls Shells (W/m²K) (%) (%) (dB) Acrylic Single-walled Clear (H) 5.17 90 87 - PMMA Single-walled Opal (O) 5.17 83 76 - Double-walled Clear (H/H) 2.90 81 75 20 Double-walled Opal (O/O) 2.90 69 58 20 Triple-walled Clear (H/H/H) 1.70 73 65 22 Triple-walled Opal (O/H/O) 1.70 62 51 22 Four-walled Clear (H/H/H/H) 1.28 64 54 23 Four-walled Opal (H/H/O/H) 1.28 59 48 23 Polycarbonate Single-walled Clear (A) 5.17 88 83 - PC Single-walled Opal (D) 5.17 58 60 - Double-walled Clear (A/H) 2.90 79 72 20 Double-walled Clear (A/A) 2.90 77 69 20 Double-walled Opal (A/O) 2.90 73 63 20 Double-walled Opal (A/D) 2.90 51 50 20 Triple-walled Clear (A/H/H) 1.70 71 63 22 Triple-walled Opal (A/O/O) 1.70 61 48 22 Four-walled Clear (A/H/H/H) 1.28 64 52 23 Four-walled Opal (A/H/O/H) 1.28 59 46 23 Polycarbonate Single-walled Heatstop Opal (T) 5.17 49 59 - Heatstop PC Double-walled Clear (T/H) 2.90 44 51 20 Double-walled Opal (T/O) 2.90 41 45 20 Triple-walled Clear (T/H/H) 1.70 40 <td data-sheets-numberformat='{"1":2,"2":"0","3":1}' data-sheets-value='{"1":3,"3":44}' style="overflow:hidden;paddin | https://skylux.eu/en/products/skylux-160-ce-met-koepel-en-pvc-opstand-35-30-met-lm-motor-en-windvang-1300-x-2200-mm | https://skylux.eu/cdn/shop/files/Skylux-160deg-CE-met-koepel-en-pvc-opstand-3530-met-LM-motor-en-windvang-1300-x-2200-mm-RWA-systeem.jpg?v=1702983007&width=1600 | https://skylux.eu/cdn/shop/files/e5a82811-1bb0-48e4-a776-cacb59c7c092_1cb9e7eb-dd3d-4b78-850f-f554592501b7.jpg?v=1688551762&width=1600 | //skylux.eu/cdn/shop/files/E_MH_Mounting_instructions_Skylux_160_CE_LM.pdf?v=12406716259046007223 | //skylux.eu/cdn/shop/files/E_TD_Technical_File_Skylux_Skylux_160_CE_Electric.pdf?v=3667116872303399239 | <style type="text/css" id="isPasted"> <!--td { border: 1px solid #cccccc; } br { mso-data-placement: same-cell; } --> </style> <table border="1" cellpadding="0" cellspacing="0" dir="ltr" style="table-layout:fixed;font-size:10pt;font-family:Arial;border-collapse:collapse;border:none;"><tbody> <tr style="height:20px;"> <td style="overflow:hidden;padding:0px 3px 0px 3px;vertical-align:bottom;"></td> <td style="overflow:hidden;padding:0px 3px 0px 3px;vertical-align:bottom;"></td> <td style="overflow:hidden;padding:0px 3px 0px 3px;vertical-align:bottom;"></td> <td data-sheets-value='{"1":2,"2":"Ut-value"}' style="overflow:hidden;padding:0px 3px 0px 3px;vertical-align:bottom;font-weight:bold;text-align:center;">Ut-value</td> <td data-sheets-value='{"1":2,"2":"LT-value"}' style="overflow:hidden;padding:0px 3px 0px 3px;vertical-align:bottom;font-weight:bold;text-align:center;">LT-value</td> <td data-sheets-value='{"1":2,"2":"g-value"}' style="overflow:hidden;padding:0px 3px 0px 3px;vertical-align:bottom;font-weight:bold;text-align:center;">g-value</td> <td data-sheets-value='{"1":2,"2":"Rw-value "}' style="overflow:hidden;padding:0px 3px 0px 3px;vertical-align:bottom;font-weight:bold;text-align:center;">Rw-value </td> </tr> <tr style="height:20px;"> <td style="overflow:hidden;padding:0px 3px 0px 3px;vertical-align:bottom;"></td> <td style="overflow:hidden;padding:0px 3px 0px 3px;vertical-align:bottom;"></td> <td style="overflow:hidden;padding:0px 3px 0px 3px;vertical-align:bottom;"></td> <td data-sheets-numberformat='{"1":2,"2":"0.00","3":1}' data-sheets-value='{"1":2,"2":"EN 1873 : 2014"}' style="overflow:hidden;padding:0px 3px 0px 3px;vertical-align:bottom;text-align:center;">EN 1873 : 2014</td> <td data-sheets-numberformat='{"1":2,"2":"0","3":1}' data-sheets-value='{"1":2,"2":"EN ISO 13468 EN 16153 EN 410"}' style="overflow:hidden;padding:0px 3px 0px 3px;vertical-align:bottom;text-align:center;">EN ISO 13468 EN 16153 EN 410</td> <td data-sheets-numberformat='{"1":2,"2":"0","3":1}' data-sheets-value='{"1":2,"2":"EN 410"}' style="overflow:hidden;padding:0px 3px 0px 3px;vertical-align:bottom;text-align:center;">EN 410</td> <td data-sheets-value='{"1":2,"2":"EN ISO 140-3\t\t"}' style="overflow:hidden;padding:0px 3px 0px 3px;vertical-align:bottom;text-align:center;">EN ISO 140-3 </td> </tr> <tr style="height:20px;"> <td data-sheets-value='{"1":2,"2":"Material"}' style="border-bottom:1px solid #000000;overflow:hidden;padding:0px 3px 0px 3px;vertical-align:bottom;background-color:#000000;font-weight:bold;color:#ffffff;">Material</td> <td data-sheets-value='{"1":2,"2":"Walls"}' style="border-bottom:1px solid #000000;overflow:hidden;padding:0px 3px 0px 3px;vertical-align:bottom;background-color:#000000;font-weight:bold;color:#ffffff;">Walls</td> <td data-sheets-value='{"1":2,"2":"Shells"}' style="border-bottom:1px solid #000000;overflow:hidden;padding:0px 3px 0px 3px;vertical-align:bottom;background-color:#000000;font-weight:bold;color:#ffffff;">Shells</td> <td data-sheets-numberformat='{"1":2,"2":"0.00","3":1}' data-sheets-value='{"1":2,"2":"(W/m²K)\t"}' style="border-bottom:1px solid #000000;overflow:hidden;padding:0px 3px 0px 3px;vertical-align:bottom;background-color:#000000;font-weight:bold;color:#ffffff;text-align:center;">(W/m²K) </td> <td data-sheets-numberformat='{"1":2,"2":"0","3":1}' data-sheets-value='{"1":2,"2":"(%)"}' style="border-bottom:1px solid #000000;overflow:hidden;padding:0px 3px 0px 3px;vertical-align:bottom;background-color:#000000;font-weight:bold;color:#ffffff;text-align:center;">(%)</td> <td data-sheets-numberformat='{"1":2,"2":"0","3":1}' data-sheets-value='{"1":2,"2":"(%)"}' style="border-bottom:1px solid #000000;overflow:hidden;padding:0px 3px 0px 3px;vertical-align:bottom;background-color:#000000;font-weight:bold;color:#ffffff;text-align:center;">(%)</td> <td data-sheets-value='{"1":2,"2":"(dB)"}' style="border-bottom:1px solid #000000;overflow:hidden;padding:0px 3px 0px 3px;vertical-align:bottom;background-color:#000000;font-weight:bold;color:#ffffff;text-align:center;">(dB)</td> </tr> <tr style="height:20px;"> <td data-sheets-value='{"1":2,"2":"Acrylic"}' style="border-left:1px solid #000000;overflow:hidden;padding:0px 3px 0px 3px;vertical-align:bottom;font-weight:bold;">Acrylic</td> <td data-sheets-value='{"1":2,"2":"Single-walled"}' style="overflow:hidden;padding:0px 3px 0px 3px;vertical-align:bottom;font-weight:bold;">Single-walled</td> <td data-sheets-value='{"1":2,"2":"Clear (H)"}' style="border-right:1px solid #000000;overflow:hidden;padding:0px 3px 0px 3px;vertical-align:bottom;font-weight:bold;">Clear (H)</td> <td data-sheets-numberformat='{"1":2,"2":"0.00","3":1}' data-sheets-value='{"1":3,"3":5.17}' style="overflow:hidden;padding:0px 3px 0px 3px;vertical-align:bottom;text-align:center;">5.17</td> <td data-sheets-numberformat='{"1":2,"2":"0","3":1}' data-sheets-value='{"1":3,"3":90}' style="overflow:hidden;padding:0px 3px 0px 3px;vertical-align:bottom;text-align:center;">90</td> <td data-sheets-numberformat='{"1":2,"2":"0","3":1}' data-sheets-value='{"1":3,"3":87}' style="overflow:hidden;padding:0px 3px 0px 3px;vertical-align:bottom;text-align:center;">87</td> <td data-sheets-numberformat='{"1":2,"2":"0","3":1}' data-sheets-value='{"1":2,"2":"-"}' style="border-right:1px solid #000000;overflow:hidden;padding:0px 3px 0px 3px;vertical-align:bottom;text-align:center;">-</td> </tr> <tr style="height:20px;"> <td data-sheets-value='{"1":2,"2":"PMMA"}' style="border-left:1px solid #000000;overflow:hidden;padding:0px 3px 0px 3px;vertical-align:bottom;font-weight:bold;">PMMA</td> <td data-sheets-value='{"1":2,"2":"Single-walled"}' style="overflow:hidden;padding:0px 3px 0px 3px;vertical-align:bottom;font-weight:bold;">Single-walled</td> <td data-sheets-value='{"1":2,"2":"Opal (O)"}' style="border-right:1px solid #000000;overflow:hidden;padding:0px 3px 0px 3px;vertical-align:bottom;font-weight:bold;">Opal (O)</td> <td data-sheets-numberformat='{"1":2,"2":"0.00","3":1}' data-sheets-value='{"1":3,"3":5.17}' style="overflow:hidden;padding:0px 3px 0px 3px;vertical-align:bottom;text-align:center;">5.17</td> <td data-sheets-numberformat='{"1":2,"2":"0","3":1}' data-sheets-value='{"1":3,"3":83}' style="overflow:hidden;padding:0px 3px 0px 3px;vertical-align:bottom;text-align:center;">83</td> <td data-sheets-numberformat='{"1":2,"2":"0","3":1}' data-sheets-value='{"1":3,"3":76}' style="overflow:hidden;padding:0px 3px 0px 3px;vertical-align:bottom;text-align:center;">76</td> <td data-sheets-numberformat='{"1":2,"2":"0","3":1}' data-sheets-value='{"1":2,"2":"-"}' style="border-right:1px solid #000000;overflow:hidden;padding:0px 3px 0px 3px;vertical-align:bottom;text-align:center;">-</td> </tr> <tr style="height:20px;"> <td style="border-left:1px solid #000000;overflow:hidden;padding:0px 3px 0px 3px;vertical-align:bottom;font-weight:bold;"></td> <td data-sheets-value='{"1":2,"2":"Double-walled"}' style="overflow:hidden;padding:0px 3px 0px 3px;vertical-align:bottom;font-weight:bold;">Double-walled</td> <td data-sheets-value='{"1":2,"2":"Clear (H/H)"}' style="border-right:1px solid #000000;overflow:hidden;padding:0px 3px 0px 3px;vertical-align:bottom;font-weight:bold;">Clear (H/H)</td> <td data-sheets-numberformat='{"1":2,"2":"0.00","3":1}' data-sheets-value='{"1":3,"3":2.9}' style="overflow:hidden;padding:0px 3px 0px 3px;vertical-align:bottom;text-align:center;">2.90</td> <td data-sheets-numberformat='{"1":2,"2":"0","3":1}' data-sheets-value='{"1":3,"3":81}' style="overflow:hidden;padding:0px 3px 0px 3px;vertical-align:bottom;text-align:center;">81</td> <td data-sheets-numberformat='{"1":2,"2":"0","3":1}' data-sheets-value='{"1":3,"3":75}' style="overflow:hidden;padding:0px 3px 0px 3px;vertical-align:bottom;text-align:center;">75</td> <td data-sheets-numberformat='{"1":2,"2":"0","3":1}' data-sheets-value='{"1":3,"3":20}' style="border-right:1px solid #000000;overflow:hidden;padding:0px 3px 0px 3px;vertical-align:bottom;text-align:center;">20</td> </tr> <tr style="height:20px;"> <td style="border-left:1px solid #000000;overflow:hidden;padding:0px 3px 0px 3px;vertical-align:bottom;font-weight:bold;"></td> <td data-sheets-value='{"1":2,"2":"Double-walled"}' style="overflow:hidden;padding:0px 3px 0px 3px;vertical-align:bottom;font-weight:bold;">Double-walled</td> <td data-sheets-value='{"1":2,"2":"Opal (O/O)"}' style="border-right:1px solid #000000;overflow:hidden;padding:0px 3px 0px 3px;vertical-align:bottom;font-weight:bold;">Opal (O/O)</td> <td data-sheets-numberformat='{"1":2,"2":"0.00","3":1}' data-sheets-value='{"1":3,"3":2.9}' style="overflow:hidden;padding:0px 3px 0px 3px;vertical-align:bottom;text-align:center;">2.90</td> <td data-sheets-numberformat='{"1":2,"2":"0","3":1}' data-sheets-value='{"1":3,"3":69}' style="overflow:hidden;padding:0px 3px 0px 3px;vertical-align:bottom;text-align:center;">69</td> <td data-sheets-numberformat='{"1":2,"2":"0","3":1}' data-sheets-value='{"1":3,"3":58}' style="overflow:hidden;padding:0px 3px 0px 3px;vertical-align:bottom;text-align:center;">58</td> <td data-sheets-numberformat='{"1":2,"2":"0","3":1}' data-sheets-value='{"1":3,"3":20}' style="border-right:1px solid #000000;overflow:hidden;padding:0px 3px 0px 3px;vertical-align:bottom;text-align:center;">20</td> </tr> <tr style="height:20px;"> <td style="border-left:1px solid #000000;overflow:hidden;padding:0px 3px 0px 3px;vertical-align:bottom;font-weight:bold;"></td> <td data-sheets-value='{"1":2,"2":"Triple-walled"}' style="overflow:hidden;padding:0px 3px 0px 3px;vertical-align:bottom;font-weight:bold;">Triple-walled</td> <td data-sheets-value='{"1":2,"2":"Clear (H/H/H)"}' style="border-right:1px solid #000000;overflow:hidden;padding:0px 3px 0px 3px;vertical-align:bottom;font-weight:bold;">Clear (H/H/H)</td> <td data-sheets-numberformat='{"1":2,"2":"0.00","3":1}' data-sheets-value='{"1":3,"3":1.7}' style="overflow:hidden;padding:0px 3px 0px 3px;vertical-align:bottom;text-align:center;">1.70</td> <td data-sheets-numberformat='{"1":2,"2":"0","3":1}' data-sheets-value='{"1":3,"3":73}' style="overflow:hidden;padding:0px 3px 0px 3px;vertical-align:bottom;text-align:center;">73</td> <td data-sheets-numberformat='{"1":2,"2":"0","3":1}' data-sheets-value='{"1":3,"3":65}' style="overflow:hidden;padding:0px 3px 0px 3px;vertical-align:bottom;text-align:center;">65</td> <td data-sheets-numberformat='{"1":2,"2":"0","3":1}' data-sheets-value='{"1":3,"3":22}' style="border-right:1px solid #000000;overflow:hidden;padding:0px 3px 0px 3px;vertical-align:bottom;text-align:center;">22</td> </tr> <tr style="height:20px;"> <td style="border-left:1px solid #000000;overflow:hidden;padding:0px 3px 0px 3px;vertical-align:bottom;font-weight:bold;"></td> <td data-sheets-value='{"1":2,"2":"Triple-walled"}' style="overflow:hidden;padding:0px 3px 0px 3px;vertical-align:bottom;font-weight:bold;">Triple-walled</td> <td data-sheets-value='{"1":2,"2":"Opal (O/H/O)"}' style="border-right:1px solid #000000;overflow:hidden;padding:0px 3px 0px 3px;vertical-align:bottom;font-weight:bold;">Opal (O/H/O)</td> <td data-sheets-numberformat='{"1":2,"2":"0.00","3":1}' data-sheets-value='{"1":3,"3":1.7}' style="overflow:hidden;padding:0px 3px 0px 3px;vertical-align:bottom;text-align:center;">1.70</td> <td data-sheets-numberformat='{"1":2,"2":"0","3":1}' data-sheets-value='{"1":3,"3":62}' style="overflow:hidden;padding:0px 3px 0px 3px;vertical-align:bottom;text-align:center;">62</td> <td data-sheets-numberformat='{"1":2,"2":"0","3":1}' data-sheets-value='{"1":3,"3":51}' style="overflow:hidden;padding:0px 3px 0px 3px;vertical-align:bottom;text-align:center;">51</td> <td data-sheets-numberformat='{"1":2,"2":"0","3":1}' data-sheets-value='{"1":3,"3":22}' style="border-right:1px solid #000000;overflow:hidden;padding:0px 3px 0px 3px;vertical-align:bottom;text-align:center;">22</td> </tr> <tr style="height:20px;"> <td style="border-left:1px solid #000000;overflow:hidden;padding:0px 3px 0px 3px;vertical-align:bottom;font-weight:bold;"></td> <td data-sheets-value='{"1":2,"2":"Four-walled"}' style="overflow:hidden;padding:0px 3px 0px 3px;vertical-align:bottom;font-weight:bold;">Four-walled</td> <td data-sheets-value='{"1":2,"2":"Clear (H/H/H/H)"}' style="border-right:1px solid #000000;overflow:hidden;padding:0px 3px 0px 3px;vertical-align:bottom;font-weight:bold;">Clear (H/H/H/H)</td> <td data-sheets-numberformat='{"1":2,"2":"0.00","3":1}' data-sheets-value='{"1":3,"3":1.28}' style="overflow:hidden;padding:0px 3px 0px 3px;vertical-align:bottom;text-align:center;">1.28</td> <td data-sheets-numberformat='{"1":2,"2":"0","3":1}' data-sheets-value='{"1":3,"3":64}' style="overflow:hidden;padding:0px 3px 0px 3px;vertical-align:bottom;text-align:center;">64</td> <td data-sheets-numberformat='{"1":2,"2":"0","3":1}' data-sheets-value='{"1":3,"3":54}' style="overflow:hidden;padding:0px 3px 0px 3px;vertical-align:bottom;text-align:center;">54</td> <td data-sheets-numberformat='{"1":2,"2":"0","3":1}' data-sheets-value='{"1":3,"3":23}' style="border-right:1px solid #000000;overflow:hidden;padding:0px 3px 0px 3px;vertical-align:bottom;text-align:center;">23</td> </tr> <tr style="height:20px;"> <td style="border-bottom:1px solid #000000;border-left:1px solid #000000;overflow:hidden;padding:0px 3px 0px 3px;vertical-align:bottom;"></td> <td data-sheets-value='{"1":2,"2":"Four-walled"}' style="border-bottom:1px solid #000000;overflow:hidden;padding:0px 3px 0px 3px;vertical-align:bottom;font-weight:bold;">Four-walled</td> <td data-sheets-value='{"1":2,"2":"Opal (H/H/O/H)"}' style="border-right:1px solid #000000;border-bottom:1px solid #000000;overflow:hidden;padding:0px 3px 0px 3px;vertical-align:bottom;font-weight:bold;">Opal (H/H/O/H)</td> <td data-sheets-numberformat='{"1":2,"2":"0.00","3":1}' data-sheets-value='{"1":3,"3":1.28}' style="border-bottom:1px solid #000000;overflow:hidden;padding:0px 3px 0px 3px;vertical-align:bottom;text-align:center;">1.28</td> <td data-sheets-numberformat='{"1":2,"2":"0","3":1}' data-sheets-value='{"1":3,"3":59}' style="border-bottom:1px solid #000000;overflow:hidden;padding:0px 3px 0px 3px;vertical-align:bottom;text-align:center;">59</td> <td data-sheets-numberformat='{"1":2,"2":"0","3":1}' data-sheets-value='{"1":3,"3":48}' style="border-bottom:1px solid #000000;overflow:hidden;padding:0px 3px 0px 3px;vertical-align:bottom;text-align:center;">48</td> <td data-sheets-numberformat='{"1":2,"2":"0","3":1}' data-sheets-value='{"1":3,"3":23}' style="border-right:1px solid #000000;border-bottom:1px solid #000000;overflow:hidden;padding:0px 3px 0px 3px;vertical-align:bottom;text-align:center;">23</td> </tr> <tr style="height:20px;"> <td data-sheets-value='{"1":2,"2":"Polycarbonate "}' style="border-left:1px solid #000000;overflow:hidden;padding:0px 3px 0px 3px;vertical-align:bottom;font-weight:bold;">Polycarbonate </td> <td data-sheets-value='{"1":2,"2":"Single-walled"}' style="overflow:hidden;padding:0px 3px 0px 3px;vertical-align:bottom;font-weight:bold;">Single-walled</td> <td data-sheets-value='{"1":2,"2":"Clear (A)"}' style="border-right:1px solid #000000;overflow:hidden;padding:0px 3px 0px 3px;vertical-align:bottom;font-weight:bold;">Clear (A)</td> <td data-sheets-numberformat='{"1":2,"2":"0.00","3":1}' data-sheets-value='{"1":3,"3":5.17}' style="overflow:hidden;padding:0px 3px 0px 3px;vertical-align:bottom;text-align:center;">5.17</td> <td data-sheets-numberformat='{"1":2,"2":"0","3":1}' data-sheets-value='{"1":3,"3":88}' style="overflow:hidden;padding:0px 3px 0px 3px;vertical-align:bottom;text-align:center;">88</td> <td data-sheets-numberformat='{"1":2,"2":"0","3":1}' data-sheets-value='{"1":3,"3":83}' style="overflow:hidden;padding:0px 3px 0px 3px;vertical-align:bottom;text-align:center;">83</td> <td data-sheets-numberformat='{"1":2,"2":"0","3":1}' data-sheets-value='{"1":2,"2":"-"}' style="border-right:1px solid #000000;overflow:hidden;padding:0px 3px 0px 3px;vertical-align:bottom;text-align:center;">-</td> </tr> <tr style="height:20px;"> <td data-sheets-value='{"1":2,"2":"PC"}' style="border-left:1px solid #000000;overflow:hidden;padding:0px 3px 0px 3px;vertical-align:bottom;font-weight:bold;">PC</td> <td data-sheets-value='{"1":2,"2":"Single-walled"}' style="overflow:hidden;padding:0px 3px 0px 3px;vertical-align:bottom;font-weight:bold;">Single-walled</td> <td data-sheets-value='{"1":2,"2":"Opal (D)"}' style="border-right:1px solid #000000;overflow:hidden;padding:0px 3px 0px 3px;vertical-align:bottom;font-weight:bold;">Opal (D)</td> <td data-sheets-numberformat='{"1":2,"2":"0.00","3":1}' data-sheets-value='{"1":3,"3":5.17}' style="overflow:hidden;padding:0px 3px 0px 3px;vertical-align:bottom;text-align:center;">5.17</td> <td data-sheets-numberformat='{"1":2,"2":"0","3":1}' data-sheets-value='{"1":3,"3":58}' style="overflow:hidden;padding:0px 3px 0px 3px;vertical-align:bottom;text-align:center;">58</td> <td data-sheets-numberformat='{"1":2,"2":"0","3":1}' data-sheets-value='{"1":3,"3":60}' style="overflow:hidden;padding:0px 3px 0px 3px;vertical-align:bottom;text-align:center;">60</td> <td data-sheets-numberformat='{"1":2,"2":"0","3":1}' data-sheets-value='{"1":2,"2":"-"}' style="border-right:1px solid #000000;overflow:hidden;padding:0px 3px 0px 3px;vertical-align:bottom;text-align:center;">-</td> </tr> <tr style="height:20px;"> <td style="border-left:1px solid #000000;overflow:hidden;padding:0px 3px 0px 3px;vertical-align:bottom;font-weight:bold;"></td> <td data-sheets-value='{"1":2,"2":"Double-walled"}' style="overflow:hidden;padding:0px 3px 0px 3px;vertical-align:bottom;font-weight:bold;">Double-walled</td> <td data-sheets-value='{"1":2,"2":"Clear (A/H)"}' style="border-right:1px solid #000000;overflow:hidden;padding:0px 3px 0px 3px;vertical-align:bottom;font-weight:bold;">Clear (A/H)</td> <td data-sheets-numberformat='{"1":2,"2":"0.00","3":1}' data-sheets-value='{"1":3,"3":2.9}' style="overflow:hidden;padding:0px 3px 0px 3px;vertical-align:bottom;text-align:center;">2.90</td> <td data-sheets-numberformat='{"1":2,"2":"0","3":1}' data-sheets-value='{"1":3,"3":79}' style="overflow:hidden;padding:0px 3px 0px 3px;vertical-align:bottom;text-align:center;">79</td> <td data-sheets-numberformat='{"1":2,"2":"0","3":1}' data-sheets-value='{"1":3,"3":72}' style="overflow:hidden;padding:0px 3px 0px 3px;vertical-align:bottom;text-align:center;">72</td> <td data-sheets-numberformat='{"1":2,"2":"0","3":1}' data-sheets-value='{"1":3,"3":20}' style="border-right:1px solid #000000;overflow:hidden;padding:0px 3px 0px 3px;vertical-align:bottom;text-align:center;">20</td> </tr> <tr style="height:20px;"> <td style="border-left:1px solid #000000;overflow:hidden;padding:0px 3px 0px 3px;vertical-align:bottom;font-weight:bold;"></td> <td data-sheets-value='{"1":2,"2":"Double-walled"}' style="overflow:hidden;padding:0px 3px 0px 3px;vertical-align:bottom;font-weight:bold;">Double-walled</td> <td data-sheets-value='{"1":2,"2":"Clear (A/A)"}' style="border-right:1px solid #000000;overflow:hidden;padding:0px 3px 0px 3px;vertical-align:bottom;font-weight:bold;">Clear (A/A)</td> <td data-sheets-numberformat='{"1":2,"2":"0.00","3":1}' data-sheets-value='{"1":3,"3":2.9}' style="overflow:hidden;padding:0px 3px 0px 3px;vertical-align:bottom;text-align:center;">2.90</td> <td data-sheets-numberformat='{"1":2,"2":"0","3":1}' data-sheets-value='{"1":3,"3":77}' style="overflow:hidden;padding:0px 3px 0px 3px;vertical-align:bottom;text-align:center;">77</td> <td data-sheets-numberformat='{"1":2,"2":"0","3":1}' data-sheets-value='{"1":3,"3":69}' style="overflow:hidden;padding:0px 3px 0px 3px;vertical-align:bottom;text-align:center;">69</td> <td data-sheets-numberformat='{"1":2,"2":"0","3":1}' data-sheets-value='{"1":3,"3":20}' style="border-right:1px solid #000000;overflow:hidden;padding:0px 3px 0px 3px;vertical-align:bottom;text-align:center;">20</td> </tr> <tr style="height:20px;"> <td style="border-left:1px solid #000000;overflow:hidden;padding:0px 3px 0px 3px;vertical-align:bottom;font-weight:bold;"></td> <td data-sheets-value='{"1":2,"2":"Double-walled"}' style="overflow:hidden;padding:0px 3px 0px 3px;vertical-align:bottom;font-weight:bold;">Double-walled</td> <td data-sheets-value='{"1":2,"2":"Opal (A/O)"}' style="border-right:1px solid #000000;overflow:hidden;padding:0px 3px 0px 3px;vertical-align:bottom;font-weight:bold;">Opal (A/O)</td> <td data-sheets-numberformat='{"1":2,"2":"0.00","3":1}' data-sheets-value='{"1":3,"3":2.9}' style="overflow:hidden;padding:0px 3px 0px 3px;vertical-align:bottom;text-align:center;">2.90</td> <td data-sheets-numberformat='{"1":2,"2":"0","3":1}' data-sheets-value='{"1":3,"3":73}' style="overflow:hidden;padding:0px 3px 0px 3px;vertical-align:bottom;text-align:center;">73</td> <td data-sheets-numberformat='{"1":2,"2":"0","3":1}' data-sheets-value='{"1":3,"3":63}' style="overflow:hidden;padding:0px 3px 0px 3px;vertical-align:bottom;text-align:center;">63</td> <td data-sheets-numberformat='{"1":2,"2":"0","3":1}' data-sheets-value='{"1":3,"3":20}' style="border-right:1px solid #000000;overflow:hidden;padding:0px 3px 0px 3px;vertical-align:bottom;text-align:center;">20</td> </tr> <tr style="height:20px;"> <td style="border-left:1px solid #000000;overflow:hidden;padding:0px 3px 0px 3px;vertical-align:bottom;font-weight:bold;"></td> <td data-sheets-value='{"1":2,"2":"Double-walled"}' style="overflow:hidden;padding:0px 3px 0px 3px;vertical-align:bottom;font-weight:bold;">Double-walled</td> <td data-sheets-value='{"1":2,"2":"Opal (A/D)"}' style="border-right:1px solid #000000;overflow:hidden;padding:0px 3px 0px 3px;vertical-align:bottom;font-weight:bold;">Opal (A/D)</td> <td data-sheets-numberformat='{"1":2,"2":"0.00","3":1}' data-sheets-value='{"1":3,"3":2.9}' style="overflow:hidden;padding:0px 3px 0px 3px;vertical-align:bottom;text-align:center;">2.90</td> <td data-sheets-numberformat='{"1":2,"2":"0","3":1}' data-sheets-value='{"1":3,"3":51}' style="overflow:hidden;padding:0px 3px 0px 3px;vertical-align:bottom;text-align:center;">51</td> <td data-sheets-numberformat='{"1":2,"2":"0","3":1}' data-sheets-value='{"1":3,"3":50}' style="overflow:hidden;padding:0px 3px 0px 3px;vertical-align:bottom;text-align:center;">50</td> <td data-sheets-numberformat='{"1":2,"2":"0","3":1}' data-sheets-value='{"1":3,"3":20}' style="border-right:1px solid #000000;overflow:hidden;padding:0px 3px 0px 3px;vertical-align:bottom;text-align:center;">20</td> </tr> <tr style="height:20px;"> <td style="border-left:1px solid #000000;overflow:hidden;padding:0px 3px 0px 3px;vertical-align:bottom;font-weight:bold;"></td> <td data-sheets-value='{"1":2,"2":"Triple-walled"}' style="overflow:hidden;padding:0px 3px 0px 3px;vertical-align:bottom;font-weight:bold;">Triple-walled</td> <td data-sheets-value='{"1":2,"2":"Clear (A/H/H)"}' style="border-right:1px solid #000000;overflow:hidden;padding:0px 3px 0px 3px;vertical-align:bottom;font-weight:bold;">Clear (A/H/H)</td> <td data-sheets-numberformat='{"1":2,"2":"0.00","3":1}' data-sheets-value='{"1":3,"3":1.7}' style="overflow:hidden;padding:0px 3px 0px 3px;vertical-align:bottom;text-align:center;">1.70</td> <td data-sheets-numberformat='{"1":2,"2":"0","3":1}' data-sheets-value='{"1":3,"3":71}' style="overflow:hidden;padding:0px 3px 0px 3px;vertical-align:bottom;text-align:center;">71</td> <td data-sheets-numberformat='{"1":2,"2":"0","3":1}' data-sheets-value='{"1":3,"3":63}' style="overflow:hidden;padding:0px 3px 0px 3px;vertical-align:bottom;text-align:center;">63</td> <td data-sheets-numberformat='{"1":2,"2":"0","3":1}' data-sheets-value='{"1":3,"3":22}' style="border-right:1px solid #000000;overflow:hidden;padding:0px 3px 0px 3px;vertical-align:bottom;text-align:center;">22</td> </tr> <tr style="height:20px;"> <td style="border-left:1px solid #000000;overflow:hidden;padding:0px 3px 0px 3px;vertical-align:bottom;font-weight:bold;"></td> <td data-sheets-value='{"1":2,"2":"Triple-walled"}' style="overflow:hidden;padding:0px 3px 0px 3px;vertical-align:bottom;font-weight:bold;">Triple-walled</td> <td data-sheets-value='{"1":2,"2":"Opal (A/O/O)"}' style="border-right:1px solid #000000;overflow:hidden;padding:0px 3px 0px 3px;vertical-align:bottom;font-weight:bold;">Opal (A/O/O)</td> <td data-sheets-numberformat='{"1":2,"2":"0.00","3":1}' data-sheets-value='{"1":3,"3":1.7}' style="overflow:hidden;padding:0px 3px 0px 3px;vertical-align:bottom;text-align:center;">1.70</td> <td data-sheets-numberformat='{"1":2,"2":"0","3":1}' data-sheets-value='{"1":3,"3":61}' style="overflow:hidden;padding:0px 3px 0px 3px;vertical-align:bottom;text-align:center;">61</td> <td data-sheets-numberformat='{"1":2,"2":"0","3":1}' data-sheets-value='{"1":3,"3":48}' style="overflow:hidden;padding:0px 3px 0px 3px;vertical-align:bottom;text-align:center;">48</td> <td data-sheets-numberformat='{"1":2,"2":"0","3":1}' data-sheets-value='{"1":3,"3":22}' style="border-right:1px solid #000000;overflow:hidden;padding:0px 3px 0px 3px;vertical-align:bottom;text-align:center;">22</td> </tr> <tr style="height:20px;"> <td style="border-left:1px solid #000000;overflow:hidden;padding:0px 3px 0px 3px;vertical-align:bottom;font-weight:bold;"></td> <td data-sheets-value='{"1":2,"2":"Four-walled"}' style="overflow:hidden;padding:0px 3px 0px 3px;vertical-align:bottom;font-weight:bold;">Four-walled</td> <td data-sheets-value='{"1":2,"2":"Clear (A/H/H/H)"}' style="border-right:1px solid #000000;overflow:hidden;padding:0px 3px 0px 3px;vertical-align:bottom;font-weight:bold;">Clear (A/H/H/H)</td> <td data-sheets-numberformat='{"1":2,"2":"0.00","3":1}' data-sheets-value='{"1":3,"3":1.28}' style="overflow:hidden;padding:0px 3px 0px 3px;vertical-align:bottom;text-align:center;">1.28</td> <td data-sheets-numberformat='{"1":2,"2":"0","3":1}' data-sheets-value='{"1":3,"3":64}' style="overflow:hidden;padding:0px 3px 0px 3px;vertical-align:bottom;text-align:center;">64</td> <td data-sheets-numberformat='{"1":2,"2":"0","3":1}' data-sheets-value='{"1":3,"3":52}' style="overflow:hidden;padding:0px 3px 0px 3px;vertical-align:bottom;text-align:center;">52</td> <td data-sheets-numberformat='{"1":2,"2":"0","3":1}' data-sheets-value='{"1":3,"3":23}' style="border-right:1px solid #000000;overflow:hidden;padding:0px 3px 0px 3px;vertical-align:bottom;text-align:center;">23</td> </tr> <tr style="height:20px;"> <td style="border-bottom:1px solid #000000;border-left:1px solid #000000;overflow:hidden;padding:0px 3px 0px 3px;vertical-align:bottom;"></td> <td data-sheets-value='{"1":2,"2":"Four-walled"}' style="border-bottom:1px solid #000000;overflow:hidden;padding:0px 3px 0px 3px;vertical-align:bottom;font-weight:bold;">Four-walled</td> <td data-sheets-value='{"1":2,"2":"Opal (A/H/O/H)"}' style="border-right:1px solid #000000;border-bottom:1px solid #000000;overflow:hidden;padding:0px 3px 0px 3px;vertical-align:bottom;font-weight:bold;">Opal (A/H/O/H)</td> <td data-sheets-numberformat='{"1":2,"2":"0.00","3":1}' data-sheets-value='{"1":3,"3":1.28}' style="border-bottom:1px solid #000000;overflow:hidden;padding:0px 3px 0px 3px;vertical-align:bottom;text-align:center;">1.28</td> <td data-sheets-numberformat='{"1":2,"2":"0","3":1}' data-sheets-value='{"1":3,"3":59}' style="border-bottom:1px solid #000000;overflow:hidden;padding:0px 3px 0px 3px;vertical-align:bottom;text-align:center;">59</td> <td data-sheets-numberformat='{"1":2,"2":"0","3":1}' data-sheets-value='{"1":3,"3":46}' style="border-bottom:1px solid #000000;overflow:hidden;padding:0px 3px 0px 3px;vertical-align:bottom;text-align:center;">46</td> <td data-sheets-numberformat='{"1":2,"2":"0","3":1}' data-sheets-value='{"1":3,"3":23}' style="border-right:1px solid #000000;border-bottom:1px solid #000000;overflow:hidden;padding:0px 3px 0px 3px;vertical-align:bottom;text-align:center;">23</td> </tr> <tr style="height:20px;"> <td data-sheets-value='{"1":2,"2":"Polycarbonate"}' style="border-left:1px solid #000000;overflow:hidden;padding:0px 3px 0px 3px;vertical-align:bottom;font-weight:bold;">Polycarbonate</td> <td data-sheets-value='{"1":2,"2":"Single-walled"}' style="overflow:hidden;padding:0px 3px 0px 3px;vertical-align:bottom;font-weight:bold;">Single-walled</td> <td data-sheets-value='{"1":2,"2":"Heatstop Opal (T)"}' style="border-right:1px solid #000000;overflow:hidden;padding:0px 3px 0px 3px;vertical-align:bottom;font-weight:bold;">Heatstop Opal (T)</td> <td data-sheets-numberformat='{"1":2,"2":"0.00","3":1}' data-sheets-value='{"1":3,"3":5.17}' style="overflow:hidden;padding:0px 3px 0px 3px;vertical-align:bottom;text-align:center;">5.17</td> <td data-sheets-numberformat='{"1":2,"2":"0","3":1}' data-sheets-value='{"1":3,"3":49}' style="overflow:hidden;padding:0px 3px 0px 3px;vertical-align:bottom;text-align:center;">49</td> <td data-sheets-numberformat='{"1":2,"2":"0","3":1}' data-sheets-value='{"1":3,"3":59}' style="overflow:hidden;padding:0px 3px 0px 3px;vertical-align:bottom;text-align:center;">59</td> <td data-sheets-numberformat='{"1":2,"2":"0","3":1}' data-sheets-value='{"1":2,"2":"-"}' style="border-right:1px solid #000000;overflow:hidden;padding:0px 3px 0px 3px;vertical-align:bottom;text-align:center;">-</td> </tr> <tr style="height:20px;"> <td data-sheets-value='{"1":2,"2":"Heatstop PC"}' style="border-left:1px solid #000000;overflow:hidden;padding:0px 3px 0px 3px;vertical-align:bottom;font-weight:bold;">Heatstop PC</td> <td data-sheets-value='{"1":2,"2":"Double-walled"}' style="overflow:hidden;padding:0px 3px 0px 3px;vertical-align:bottom;font-weight:bold;">Double-walled</td> <td data-sheets-value='{"1":2,"2":"Clear (T/H)"}' style="border-right:1px solid #000000;overflow:hidden;padding:0px 3px 0px 3px;vertical-align:bottom;font-weight:bold;">Clear (T/H)</td> <td data-sheets-numberformat='{"1":2,"2":"0.00","3":1}' data-sheets-value='{"1":3,"3":2.9}' style="overflow:hidden;padding:0px 3px 0px 3px;vertical-align:bottom;text-align:center;">2.90</td> <td data-sheets-numberformat='{"1":2,"2":"0","3":1}' data-sheets-value='{"1":3,"3":44}' style="overflow:hidden;padding:0px 3px 0px 3px;vertical-align:bottom;text-align:center;">44</td> <td data-sheets-numberformat='{"1":2,"2":"0","3":1}' data-sheets-value='{"1":3,"3":51}' style="overflow:hidden;padding:0px 3px 0px 3px;vertical-align:bottom;text-align:center;">51</td> <td data-sheets-numberformat='{"1":2,"2":"0","3":1}' data-sheets-value='{"1":3,"3":20}' style="border-right:1px solid #000000;overflow:hidden;padding:0px 3px 0px 3px;vertical-align:bottom;text-align:center;">20</td> </tr> <tr style="height:20px;"> <td style="border-left:1px solid #000000;overflow:hidden;padding:0px 3px 0px 3px;vertical-align:bottom;font-weight:bold;"></td> <td data-sheets-value='{"1":2,"2":"Double-walled"}' style="overflow:hidden;padding:0px 3px 0px 3px;vertical-align:bottom;font-weight:bold;">Double-walled</td> <td data-sheets-value='{"1":2,"2":"Opal (T/O)"}' style="border-right:1px solid #000000;overflow:hidden;padding:0px 3px 0px 3px;vertical-align:bottom;font-weight:bold;">Opal (T/O)</td> <td data-sheets-numberformat='{"1":2,"2":"0.00","3":1}' data-sheets-value='{"1":3,"3":2.9}' style="overflow:hidden;padding:0px 3px 0px 3px;vertical-align:bottom;text-align:center;">2.90</td> <td data-sheets-numberformat='{"1":2,"2":"0","3":1}' data-sheets-value='{"1":3,"3":41}' style="overflow:hidden;padding:0px 3px 0px 3px;vertical-align:bottom;text-align:center;">41</td> <td data-sheets-numberformat='{"1":2,"2":"0","3":1}' data-sheets-value='{"1":3,"3":45}' style="overflow:hidden;padding:0px 3px 0px 3px;vertical-align:bottom;text-align:center;">45</td> <td data-sheets-numberformat='{"1":2,"2":"0","3":1}' data-sheets-value='{"1":3,"3":20}' style="border-right:1px solid #000000;overflow:hidden;padding:0px 3px 0px 3px;vertical-align:bottom;text-align:center;">20</td> </tr> <tr style="height:20px;"> <td style="border-left:1px solid #000000;overflow:hidden;padding:0px 3px 0px 3px;vertical-align:bottom;font-weight:bold;"></td> <td data-sheets-value='{"1":2,"2":"Triple-walled"}' style="overflow:hidden; | skylux-160-ce-met-koepel-en-pvc-opstand-35-30-met-lm-motor-en-windvang-1300-x-2200-mm | 8586056728909 | 46872400134477
Smoke and heat exhaust (SHEV) | SHE system | Skylux | Skylux 160° CE with skylight and PVC curb 35/30 with LM-actuator and spoiler 1300 x 2300 mm |  | 50697 | 5412970506973 | 6542.5 | Yes | 30-45 | 115.53 | 1300 x 2300 mm | 2300 | 1300 |  | PVC 35/30 (35 cm high & roof opening = 30 cm larger than daylight size) | Rectangular | 5.17 W/m²K - 1.28 W/m²K | 87% - 32% | 90% - 32% | 20dB - 23dB | 160° CE (for industry) | skylight | with spoiler | E | Single actuator | Maximum four-walled skylight possible for this product | Ut-value LT-value g-value Rw-value EN 1873 : 2014 EN ISO 13468 EN 16153 EN 410 EN 410 EN ISO 140-3 Material Walls Shells (W/m²K) (%) (%) (dB) Acrylic Single-walled Clear (H) 5.17 90 87 - PMMA Single-walled Opal (O) 5.17 83 76 - Double-walled Clear (H/H) 2.90 81 75 20 Double-walled Opal (O/O) 2.90 69 58 20 Triple-walled Clear (H/H/H) 1.70 73 65 22 Triple-walled Opal (O/H/O) 1.70 62 51 22 Four-walled Clear (H/H/H/H) 1.28 64 54 23 Four-walled Opal (H/H/O/H) 1.28 59 48 23 Polycarbonate Single-walled Clear (A) 5.17 88 83 - PC Single-walled Opal (D) 5.17 58 60 - Double-walled Clear (A/H) 2.90 79 72 20 Double-walled Clear (A/A) 2.90 77 69 20 Double-walled Opal (A/O) 2.90 73 63 20 Double-walled Opal (A/D) 2.90 51 50 20 Triple-walled Clear (A/H/H) 1.70 71 63 22 Triple-walled Opal (A/O/O) 1.70 61 48 22 Four-walled Clear (A/H/H/H) 1.28 64 52 23 Four-walled Opal (A/H/O/H) 1.28 59 46 23 Polycarbonate Single-walled Heatstop Opal (T) 5.17 49 59 - Heatstop PC Double-walled Clear (T/H) 2.90 44 51 20 Double-walled Opal (T/O) 2.90 41 45 20 Triple-walled Clear (T/H/H) 1.70 40 <td data-sheets-numberformat='{"1":2,"2":"0","3":1}' data-sheets-value='{"1":3,"3":44}' style="overflow:hidden;paddin | https://skylux.eu/en/products/skylux-160-ce-met-koepel-en-pvc-opstand-35-30-met-lm-motor-en-windvang-1300-x-2300-mm | https://skylux.eu/cdn/shop/files/Skylux-160deg-CE-met-koepel-en-pvc-opstand-3530-met-LM-motor-en-windvang-1300-x-2300-mm-RWA-systeem.jpg?v=1702983011&width=1600 | https://skylux.eu/cdn/shop/files/e5a82811-1bb0-48e4-a776-cacb59c7c092_384c8e0d-7b6e-4557-bda3-70d88e21f2da.jpg?v=1688551763&width=1600 | //skylux.eu/cdn/shop/files/E_MH_Mounting_instructions_Skylux_160_CE_LM.pdf?v=12406716259046007223 | //skylux.eu/cdn/shop/files/E_TD_Technical_File_Skylux_Skylux_160_CE_Electric.pdf?v=3667116872303399239 | <style type="text/css" id="isPasted"> <!--td { border: 1px solid #cccccc; } br { mso-data-placement: same-cell; } --> </style> <table border="1" cellpadding="0" cellspacing="0" dir="ltr" style="table-layout:fixed;font-size:10pt;font-family:Arial;border-collapse:collapse;border:none;"><tbody> <tr style="height:20px;"> <td style="overflow:hidden;padding:0px 3px 0px 3px;vertical-align:bottom;"></td> <td style="overflow:hidden;padding:0px 3px 0px 3px;vertical-align:bottom;"></td> <td style="overflow:hidden;padding:0px 3px 0px 3px;vertical-align:bottom;"></td> <td data-sheets-value='{"1":2,"2":"Ut-value"}' style="overflow:hidden;padding:0px 3px 0px 3px;vertical-align:bottom;font-weight:bold;text-align:center;">Ut-value</td> <td data-sheets-value='{"1":2,"2":"LT-value"}' style="overflow:hidden;padding:0px 3px 0px 3px;vertical-align:bottom;font-weight:bold;text-align:center;">LT-value</td> <td data-sheets-value='{"1":2,"2":"g-value"}' style="overflow:hidden;padding:0px 3px 0px 3px;vertical-align:bottom;font-weight:bold;text-align:center;">g-value</td> <td data-sheets-value='{"1":2,"2":"Rw-value "}' style="overflow:hidden;padding:0px 3px 0px 3px;vertical-align:bottom;font-weight:bold;text-align:center;">Rw-value </td> </tr> <tr style="height:20px;"> <td style="overflow:hidden;padding:0px 3px 0px 3px;vertical-align:bottom;"></td> <td style="overflow:hidden;padding:0px 3px 0px 3px;vertical-align:bottom;"></td> <td style="overflow:hidden;padding:0px 3px 0px 3px;vertical-align:bottom;"></td> <td data-sheets-numberformat='{"1":2,"2":"0.00","3":1}' data-sheets-value='{"1":2,"2":"EN 1873 : 2014"}' style="overflow:hidden;padding:0px 3px 0px 3px;vertical-align:bottom;text-align:center;">EN 1873 : 2014</td> <td data-sheets-numberformat='{"1":2,"2":"0","3":1}' data-sheets-value='{"1":2,"2":"EN ISO 13468 EN 16153 EN 410"}' style="overflow:hidden;padding:0px 3px 0px 3px;vertical-align:bottom;text-align:center;">EN ISO 13468 EN 16153 EN 410</td> <td data-sheets-numberformat='{"1":2,"2":"0","3":1}' data-sheets-value='{"1":2,"2":"EN 410"}' style="overflow:hidden;padding:0px 3px 0px 3px;vertical-align:bottom;text-align:center;">EN 410</td> <td data-sheets-value='{"1":2,"2":"EN ISO 140-3\t\t"}' style="overflow:hidden;padding:0px 3px 0px 3px;vertical-align:bottom;text-align:center;">EN ISO 140-3 </td> </tr> <tr style="height:20px;"> <td data-sheets-value='{"1":2,"2":"Material"}' style="border-bottom:1px solid #000000;overflow:hidden;padding:0px 3px 0px 3px;vertical-align:bottom;background-color:#000000;font-weight:bold;color:#ffffff;">Material</td> <td data-sheets-value='{"1":2,"2":"Walls"}' style="border-bottom:1px solid #000000;overflow:hidden;padding:0px 3px 0px 3px;vertical-align:bottom;background-color:#000000;font-weight:bold;color:#ffffff;">Walls</td> <td data-sheets-value='{"1":2,"2":"Shells"}' style="border-bottom:1px solid #000000;overflow:hidden;padding:0px 3px 0px 3px;vertical-align:bottom;background-color:#000000;font-weight:bold;color:#ffffff;">Shells</td> <td data-sheets-numberformat='{"1":2,"2":"0.00","3":1}' data-sheets-value='{"1":2,"2":"(W/m²K)\t"}' style="border-bottom:1px solid #000000;overflow:hidden;padding:0px 3px 0px 3px;vertical-align:bottom;background-color:#000000;font-weight:bold;color:#ffffff;text-align:center;">(W/m²K) </td> <td data-sheets-numberformat='{"1":2,"2":"0","3":1}' data-sheets-value='{"1":2,"2":"(%)"}' style="border-bottom:1px solid #000000;overflow:hidden;padding:0px 3px 0px 3px;vertical-align:bottom;background-color:#000000;font-weight:bold;color:#ffffff;text-align:center;">(%)</td> <td data-sheets-numberformat='{"1":2,"2":"0","3":1}' data-sheets-value='{"1":2,"2":"(%)"}' style="border-bottom:1px solid #000000;overflow:hidden;padding:0px 3px 0px 3px;vertical-align:bottom;background-color:#000000;font-weight:bold;color:#ffffff;text-align:center;">(%)</td> <td data-sheets-value='{"1":2,"2":"(dB)"}' style="border-bottom:1px solid #000000;overflow:hidden;padding:0px 3px 0px 3px;vertical-align:bottom;background-color:#000000;font-weight:bold;color:#ffffff;text-align:center;">(dB)</td> </tr> <tr style="height:20px;"> <td data-sheets-value='{"1":2,"2":"Acrylic"}' style="border-left:1px solid #000000;overflow:hidden;padding:0px 3px 0px 3px;vertical-align:bottom;font-weight:bold;">Acrylic</td> <td data-sheets-value='{"1":2,"2":"Single-walled"}' style="overflow:hidden;padding:0px 3px 0px 3px;vertical-align:bottom;font-weight:bold;">Single-walled</td> <td data-sheets-value='{"1":2,"2":"Clear (H)"}' style="border-right:1px solid #000000;overflow:hidden;padding:0px 3px 0px 3px;vertical-align:bottom;font-weight:bold;">Clear (H)</td> <td data-sheets-numberformat='{"1":2,"2":"0.00","3":1}' data-sheets-value='{"1":3,"3":5.17}' style="overflow:hidden;padding:0px 3px 0px 3px;vertical-align:bottom;text-align:center;">5.17</td> <td data-sheets-numberformat='{"1":2,"2":"0","3":1}' data-sheets-value='{"1":3,"3":90}' style="overflow:hidden;padding:0px 3px 0px 3px;vertical-align:bottom;text-align:center;">90</td> <td data-sheets-numberformat='{"1":2,"2":"0","3":1}' data-sheets-value='{"1":3,"3":87}' style="overflow:hidden;padding:0px 3px 0px 3px;vertical-align:bottom;text-align:center;">87</td> <td data-sheets-numberformat='{"1":2,"2":"0","3":1}' data-sheets-value='{"1":2,"2":"-"}' style="border-right:1px solid #000000;overflow:hidden;padding:0px 3px 0px 3px;vertical-align:bottom;text-align:center;">-</td> </tr> <tr style="height:20px;"> <td data-sheets-value='{"1":2,"2":"PMMA"}' style="border-left:1px solid #000000;overflow:hidden;padding:0px 3px 0px 3px;vertical-align:bottom;font-weight:bold;">PMMA</td> <td data-sheets-value='{"1":2,"2":"Single-walled"}' style="overflow:hidden;padding:0px 3px 0px 3px;vertical-align:bottom;font-weight:bold;">Single-walled</td> <td data-sheets-value='{"1":2,"2":"Opal (O)"}' style="border-right:1px solid #000000;overflow:hidden;padding:0px 3px 0px 3px;vertical-align:bottom;font-weight:bold;">Opal (O)</td> <td data-sheets-numberformat='{"1":2,"2":"0.00","3":1}' data-sheets-value='{"1":3,"3":5.17}' style="overflow:hidden;padding:0px 3px 0px 3px;vertical-align:bottom;text-align:center;">5.17</td> <td data-sheets-numberformat='{"1":2,"2":"0","3":1}' data-sheets-value='{"1":3,"3":83}' style="overflow:hidden;padding:0px 3px 0px 3px;vertical-align:bottom;text-align:center;">83</td> <td data-sheets-numberformat='{"1":2,"2":"0","3":1}' data-sheets-value='{"1":3,"3":76}' style="overflow:hidden;padding:0px 3px 0px 3px;vertical-align:bottom;text-align:center;">76</td> <td data-sheets-numberformat='{"1":2,"2":"0","3":1}' data-sheets-value='{"1":2,"2":"-"}' style="border-right:1px solid #000000;overflow:hidden;padding:0px 3px 0px 3px;vertical-align:bottom;text-align:center;">-</td> </tr> <tr style="height:20px;"> <td style="border-left:1px solid #000000;overflow:hidden;padding:0px 3px 0px 3px;vertical-align:bottom;font-weight:bold;"></td> <td data-sheets-value='{"1":2,"2":"Double-walled"}' style="overflow:hidden;padding:0px 3px 0px 3px;vertical-align:bottom;font-weight:bold;">Double-walled</td> <td data-sheets-value='{"1":2,"2":"Clear (H/H)"}' style="border-right:1px solid #000000;overflow:hidden;padding:0px 3px 0px 3px;vertical-align:bottom;font-weight:bold;">Clear (H/H)</td> <td data-sheets-numberformat='{"1":2,"2":"0.00","3":1}' data-sheets-value='{"1":3,"3":2.9}' style="overflow:hidden;padding:0px 3px 0px 3px;vertical-align:bottom;text-align:center;">2.90</td> <td data-sheets-numberformat='{"1":2,"2":"0","3":1}' data-sheets-value='{"1":3,"3":81}' style="overflow:hidden;padding:0px 3px 0px 3px;vertical-align:bottom;text-align:center;">81</td> <td data-sheets-numberformat='{"1":2,"2":"0","3":1}' data-sheets-value='{"1":3,"3":75}' style="overflow:hidden;padding:0px 3px 0px 3px;vertical-align:bottom;text-align:center;">75</td> <td data-sheets-numberformat='{"1":2,"2":"0","3":1}' data-sheets-value='{"1":3,"3":20}' style="border-right:1px solid #000000;overflow:hidden;padding:0px 3px 0px 3px;vertical-align:bottom;text-align:center;">20</td> </tr> <tr style="height:20px;"> <td style="border-left:1px solid #000000;overflow:hidden;padding:0px 3px 0px 3px;vertical-align:bottom;font-weight:bold;"></td> <td data-sheets-value='{"1":2,"2":"Double-walled"}' style="overflow:hidden;padding:0px 3px 0px 3px;vertical-align:bottom;font-weight:bold;">Double-walled</td> <td data-sheets-value='{"1":2,"2":"Opal (O/O)"}' style="border-right:1px solid #000000;overflow:hidden;padding:0px 3px 0px 3px;vertical-align:bottom;font-weight:bold;">Opal (O/O)</td> <td data-sheets-numberformat='{"1":2,"2":"0.00","3":1}' data-sheets-value='{"1":3,"3":2.9}' style="overflow:hidden;padding:0px 3px 0px 3px;vertical-align:bottom;text-align:center;">2.90</td> <td data-sheets-numberformat='{"1":2,"2":"0","3":1}' data-sheets-value='{"1":3,"3":69}' style="overflow:hidden;padding:0px 3px 0px 3px;vertical-align:bottom;text-align:center;">69</td> <td data-sheets-numberformat='{"1":2,"2":"0","3":1}' data-sheets-value='{"1":3,"3":58}' style="overflow:hidden;padding:0px 3px 0px 3px;vertical-align:bottom;text-align:center;">58</td> <td data-sheets-numberformat='{"1":2,"2":"0","3":1}' data-sheets-value='{"1":3,"3":20}' style="border-right:1px solid #000000;overflow:hidden;padding:0px 3px 0px 3px;vertical-align:bottom;text-align:center;">20</td> </tr> <tr style="height:20px;"> <td style="border-left:1px solid #000000;overflow:hidden;padding:0px 3px 0px 3px;vertical-align:bottom;font-weight:bold;"></td> <td data-sheets-value='{"1":2,"2":"Triple-walled"}' style="overflow:hidden;padding:0px 3px 0px 3px;vertical-align:bottom;font-weight:bold;">Triple-walled</td> <td data-sheets-value='{"1":2,"2":"Clear (H/H/H)"}' style="border-right:1px solid #000000;overflow:hidden;padding:0px 3px 0px 3px;vertical-align:bottom;font-weight:bold;">Clear (H/H/H)</td> <td data-sheets-numberformat='{"1":2,"2":"0.00","3":1}' data-sheets-value='{"1":3,"3":1.7}' style="overflow:hidden;padding:0px 3px 0px 3px;vertical-align:bottom;text-align:center;">1.70</td> <td data-sheets-numberformat='{"1":2,"2":"0","3":1}' data-sheets-value='{"1":3,"3":73}' style="overflow:hidden;padding:0px 3px 0px 3px;vertical-align:bottom;text-align:center;">73</td> <td data-sheets-numberformat='{"1":2,"2":"0","3":1}' data-sheets-value='{"1":3,"3":65}' style="overflow:hidden;padding:0px 3px 0px 3px;vertical-align:bottom;text-align:center;">65</td> <td data-sheets-numberformat='{"1":2,"2":"0","3":1}' data-sheets-value='{"1":3,"3":22}' style="border-right:1px solid #000000;overflow:hidden;padding:0px 3px 0px 3px;vertical-align:bottom;text-align:center;">22</td> </tr> <tr style="height:20px;"> <td style="border-left:1px solid #000000;overflow:hidden;padding:0px 3px 0px 3px;vertical-align:bottom;font-weight:bold;"></td> <td data-sheets-value='{"1":2,"2":"Triple-walled"}' style="overflow:hidden;padding:0px 3px 0px 3px;vertical-align:bottom;font-weight:bold;">Triple-walled</td> <td data-sheets-value='{"1":2,"2":"Opal (O/H/O)"}' style="border-right:1px solid #000000;overflow:hidden;padding:0px 3px 0px 3px;vertical-align:bottom;font-weight:bold;">Opal (O/H/O)</td> <td data-sheets-numberformat='{"1":2,"2":"0.00","3":1}' data-sheets-value='{"1":3,"3":1.7}' style="overflow:hidden;padding:0px 3px 0px 3px;vertical-align:bottom;text-align:center;">1.70</td> <td data-sheets-numberformat='{"1":2,"2":"0","3":1}' data-sheets-value='{"1":3,"3":62}' style="overflow:hidden;padding:0px 3px 0px 3px;vertical-align:bottom;text-align:center;">62</td> <td data-sheets-numberformat='{"1":2,"2":"0","3":1}' data-sheets-value='{"1":3,"3":51}' style="overflow:hidden;padding:0px 3px 0px 3px;vertical-align:bottom;text-align:center;">51</td> <td data-sheets-numberformat='{"1":2,"2":"0","3":1}' data-sheets-value='{"1":3,"3":22}' style="border-right:1px solid #000000;overflow:hidden;padding:0px 3px 0px 3px;vertical-align:bottom;text-align:center;">22</td> </tr> <tr style="height:20px;"> <td style="border-left:1px solid #000000;overflow:hidden;padding:0px 3px 0px 3px;vertical-align:bottom;font-weight:bold;"></td> <td data-sheets-value='{"1":2,"2":"Four-walled"}' style="overflow:hidden;padding:0px 3px 0px 3px;vertical-align:bottom;font-weight:bold;">Four-walled</td> <td data-sheets-value='{"1":2,"2":"Clear (H/H/H/H)"}' style="border-right:1px solid #000000;overflow:hidden;padding:0px 3px 0px 3px;vertical-align:bottom;font-weight:bold;">Clear (H/H/H/H)</td> <td data-sheets-numberformat='{"1":2,"2":"0.00","3":1}' data-sheets-value='{"1":3,"3":1.28}' style="overflow:hidden;padding:0px 3px 0px 3px;vertical-align:bottom;text-align:center;">1.28</td> <td data-sheets-numberformat='{"1":2,"2":"0","3":1}' data-sheets-value='{"1":3,"3":64}' style="overflow:hidden;padding:0px 3px 0px 3px;vertical-align:bottom;text-align:center;">64</td> <td data-sheets-numberformat='{"1":2,"2":"0","3":1}' data-sheets-value='{"1":3,"3":54}' style="overflow:hidden;padding:0px 3px 0px 3px;vertical-align:bottom;text-align:center;">54</td> <td data-sheets-numberformat='{"1":2,"2":"0","3":1}' data-sheets-value='{"1":3,"3":23}' style="border-right:1px solid #000000;overflow:hidden;padding:0px 3px 0px 3px;vertical-align:bottom;text-align:center;">23</td> </tr> <tr style="height:20px;"> <td style="border-bottom:1px solid #000000;border-left:1px solid #000000;overflow:hidden;padding:0px 3px 0px 3px;vertical-align:bottom;"></td> <td data-sheets-value='{"1":2,"2":"Four-walled"}' style="border-bottom:1px solid #000000;overflow:hidden;padding:0px 3px 0px 3px;vertical-align:bottom;font-weight:bold;">Four-walled</td> <td data-sheets-value='{"1":2,"2":"Opal (H/H/O/H)"}' style="border-right:1px solid #000000;border-bottom:1px solid #000000;overflow:hidden;padding:0px 3px 0px 3px;vertical-align:bottom;font-weight:bold;">Opal (H/H/O/H)</td> <td data-sheets-numberformat='{"1":2,"2":"0.00","3":1}' data-sheets-value='{"1":3,"3":1.28}' style="border-bottom:1px solid #000000;overflow:hidden;padding:0px 3px 0px 3px;vertical-align:bottom;text-align:center;">1.28</td> <td data-sheets-numberformat='{"1":2,"2":"0","3":1}' data-sheets-value='{"1":3,"3":59}' style="border-bottom:1px solid #000000;overflow:hidden;padding:0px 3px 0px 3px;vertical-align:bottom;text-align:center;">59</td> <td data-sheets-numberformat='{"1":2,"2":"0","3":1}' data-sheets-value='{"1":3,"3":48}' style="border-bottom:1px solid #000000;overflow:hidden;padding:0px 3px 0px 3px;vertical-align:bottom;text-align:center;">48</td> <td data-sheets-numberformat='{"1":2,"2":"0","3":1}' data-sheets-value='{"1":3,"3":23}' style="border-right:1px solid #000000;border-bottom:1px solid #000000;overflow:hidden;padding:0px 3px 0px 3px;vertical-align:bottom;text-align:center;">23</td> </tr> <tr style="height:20px;"> <td data-sheets-value='{"1":2,"2":"Polycarbonate "}' style="border-left:1px solid #000000;overflow:hidden;padding:0px 3px 0px 3px;vertical-align:bottom;font-weight:bold;">Polycarbonate </td> <td data-sheets-value='{"1":2,"2":"Single-walled"}' style="overflow:hidden;padding:0px 3px 0px 3px;vertical-align:bottom;font-weight:bold;">Single-walled</td> <td data-sheets-value='{"1":2,"2":"Clear (A)"}' style="border-right:1px solid #000000;overflow:hidden;padding:0px 3px 0px 3px;vertical-align:bottom;font-weight:bold;">Clear (A)</td> <td data-sheets-numberformat='{"1":2,"2":"0.00","3":1}' data-sheets-value='{"1":3,"3":5.17}' style="overflow:hidden;padding:0px 3px 0px 3px;vertical-align:bottom;text-align:center;">5.17</td> <td data-sheets-numberformat='{"1":2,"2":"0","3":1}' data-sheets-value='{"1":3,"3":88}' style="overflow:hidden;padding:0px 3px 0px 3px;vertical-align:bottom;text-align:center;">88</td> <td data-sheets-numberformat='{"1":2,"2":"0","3":1}' data-sheets-value='{"1":3,"3":83}' style="overflow:hidden;padding:0px 3px 0px 3px;vertical-align:bottom;text-align:center;">83</td> <td data-sheets-numberformat='{"1":2,"2":"0","3":1}' data-sheets-value='{"1":2,"2":"-"}' style="border-right:1px solid #000000;overflow:hidden;padding:0px 3px 0px 3px;vertical-align:bottom;text-align:center;">-</td> </tr> <tr style="height:20px;"> <td data-sheets-value='{"1":2,"2":"PC"}' style="border-left:1px solid #000000;overflow:hidden;padding:0px 3px 0px 3px;vertical-align:bottom;font-weight:bold;">PC</td> <td data-sheets-value='{"1":2,"2":"Single-walled"}' style="overflow:hidden;padding:0px 3px 0px 3px;vertical-align:bottom;font-weight:bold;">Single-walled</td> <td data-sheets-value='{"1":2,"2":"Opal (D)"}' style="border-right:1px solid #000000;overflow:hidden;padding:0px 3px 0px 3px;vertical-align:bottom;font-weight:bold;">Opal (D)</td> <td data-sheets-numberformat='{"1":2,"2":"0.00","3":1}' data-sheets-value='{"1":3,"3":5.17}' style="overflow:hidden;padding:0px 3px 0px 3px;vertical-align:bottom;text-align:center;">5.17</td> <td data-sheets-numberformat='{"1":2,"2":"0","3":1}' data-sheets-value='{"1":3,"3":58}' style="overflow:hidden;padding:0px 3px 0px 3px;vertical-align:bottom;text-align:center;">58</td> <td data-sheets-numberformat='{"1":2,"2":"0","3":1}' data-sheets-value='{"1":3,"3":60}' style="overflow:hidden;padding:0px 3px 0px 3px;vertical-align:bottom;text-align:center;">60</td> <td data-sheets-numberformat='{"1":2,"2":"0","3":1}' data-sheets-value='{"1":2,"2":"-"}' style="border-right:1px solid #000000;overflow:hidden;padding:0px 3px 0px 3px;vertical-align:bottom;text-align:center;">-</td> </tr> <tr style="height:20px;"> <td style="border-left:1px solid #000000;overflow:hidden;padding:0px 3px 0px 3px;vertical-align:bottom;font-weight:bold;"></td> <td data-sheets-value='{"1":2,"2":"Double-walled"}' style="overflow:hidden;padding:0px 3px 0px 3px;vertical-align:bottom;font-weight:bold;">Double-walled</td> <td data-sheets-value='{"1":2,"2":"Clear (A/H)"}' style="border-right:1px solid #000000;overflow:hidden;padding:0px 3px 0px 3px;vertical-align:bottom;font-weight:bold;">Clear (A/H)</td> <td data-sheets-numberformat='{"1":2,"2":"0.00","3":1}' data-sheets-value='{"1":3,"3":2.9}' style="overflow:hidden;padding:0px 3px 0px 3px;vertical-align:bottom;text-align:center;">2.90</td> <td data-sheets-numberformat='{"1":2,"2":"0","3":1}' data-sheets-value='{"1":3,"3":79}' style="overflow:hidden;padding:0px 3px 0px 3px;vertical-align:bottom;text-align:center;">79</td> <td data-sheets-numberformat='{"1":2,"2":"0","3":1}' data-sheets-value='{"1":3,"3":72}' style="overflow:hidden;padding:0px 3px 0px 3px;vertical-align:bottom;text-align:center;">72</td> <td data-sheets-numberformat='{"1":2,"2":"0","3":1}' data-sheets-value='{"1":3,"3":20}' style="border-right:1px solid #000000;overflow:hidden;padding:0px 3px 0px 3px;vertical-align:bottom;text-align:center;">20</td> </tr> <tr style="height:20px;"> <td style="border-left:1px solid #000000;overflow:hidden;padding:0px 3px 0px 3px;vertical-align:bottom;font-weight:bold;"></td> <td data-sheets-value='{"1":2,"2":"Double-walled"}' style="overflow:hidden;padding:0px 3px 0px 3px;vertical-align:bottom;font-weight:bold;">Double-walled</td> <td data-sheets-value='{"1":2,"2":"Clear (A/A)"}' style="border-right:1px solid #000000;overflow:hidden;padding:0px 3px 0px 3px;vertical-align:bottom;font-weight:bold;">Clear (A/A)</td> <td data-sheets-numberformat='{"1":2,"2":"0.00","3":1}' data-sheets-value='{"1":3,"3":2.9}' style="overflow:hidden;padding:0px 3px 0px 3px;vertical-align:bottom;text-align:center;">2.90</td> <td data-sheets-numberformat='{"1":2,"2":"0","3":1}' data-sheets-value='{"1":3,"3":77}' style="overflow:hidden;padding:0px 3px 0px 3px;vertical-align:bottom;text-align:center;">77</td> <td data-sheets-numberformat='{"1":2,"2":"0","3":1}' data-sheets-value='{"1":3,"3":69}' style="overflow:hidden;padding:0px 3px 0px 3px;vertical-align:bottom;text-align:center;">69</td> <td data-sheets-numberformat='{"1":2,"2":"0","3":1}' data-sheets-value='{"1":3,"3":20}' style="border-right:1px solid #000000;overflow:hidden;padding:0px 3px 0px 3px;vertical-align:bottom;text-align:center;">20</td> </tr> <tr style="height:20px;"> <td style="border-left:1px solid #000000;overflow:hidden;padding:0px 3px 0px 3px;vertical-align:bottom;font-weight:bold;"></td> <td data-sheets-value='{"1":2,"2":"Double-walled"}' style="overflow:hidden;padding:0px 3px 0px 3px;vertical-align:bottom;font-weight:bold;">Double-walled</td> <td data-sheets-value='{"1":2,"2":"Opal (A/O)"}' style="border-right:1px solid #000000;overflow:hidden;padding:0px 3px 0px 3px;vertical-align:bottom;font-weight:bold;">Opal (A/O)</td> <td data-sheets-numberformat='{"1":2,"2":"0.00","3":1}' data-sheets-value='{"1":3,"3":2.9}' style="overflow:hidden;padding:0px 3px 0px 3px;vertical-align:bottom;text-align:center;">2.90</td> <td data-sheets-numberformat='{"1":2,"2":"0","3":1}' data-sheets-value='{"1":3,"3":73}' style="overflow:hidden;padding:0px 3px 0px 3px;vertical-align:bottom;text-align:center;">73</td> <td data-sheets-numberformat='{"1":2,"2":"0","3":1}' data-sheets-value='{"1":3,"3":63}' style="overflow:hidden;padding:0px 3px 0px 3px;vertical-align:bottom;text-align:center;">63</td> <td data-sheets-numberformat='{"1":2,"2":"0","3":1}' data-sheets-value='{"1":3,"3":20}' style="border-right:1px solid #000000;overflow:hidden;padding:0px 3px 0px 3px;vertical-align:bottom;text-align:center;">20</td> </tr> <tr style="height:20px;"> <td style="border-left:1px solid #000000;overflow:hidden;padding:0px 3px 0px 3px;vertical-align:bottom;font-weight:bold;"></td> <td data-sheets-value='{"1":2,"2":"Double-walled"}' style="overflow:hidden;padding:0px 3px 0px 3px;vertical-align:bottom;font-weight:bold;">Double-walled</td> <td data-sheets-value='{"1":2,"2":"Opal (A/D)"}' style="border-right:1px solid #000000;overflow:hidden;padding:0px 3px 0px 3px;vertical-align:bottom;font-weight:bold;">Opal (A/D)</td> <td data-sheets-numberformat='{"1":2,"2":"0.00","3":1}' data-sheets-value='{"1":3,"3":2.9}' style="overflow:hidden;padding:0px 3px 0px 3px;vertical-align:bottom;text-align:center;">2.90</td> <td data-sheets-numberformat='{"1":2,"2":"0","3":1}' data-sheets-value='{"1":3,"3":51}' style="overflow:hidden;padding:0px 3px 0px 3px;vertical-align:bottom;text-align:center;">51</td> <td data-sheets-numberformat='{"1":2,"2":"0","3":1}' data-sheets-value='{"1":3,"3":50}' style="overflow:hidden;padding:0px 3px 0px 3px;vertical-align:bottom;text-align:center;">50</td> <td data-sheets-numberformat='{"1":2,"2":"0","3":1}' data-sheets-value='{"1":3,"3":20}' style="border-right:1px solid #000000;overflow:hidden;padding:0px 3px 0px 3px;vertical-align:bottom;text-align:center;">20</td> </tr> <tr style="height:20px;"> <td style="border-left:1px solid #000000;overflow:hidden;padding:0px 3px 0px 3px;vertical-align:bottom;font-weight:bold;"></td> <td data-sheets-value='{"1":2,"2":"Triple-walled"}' style="overflow:hidden;padding:0px 3px 0px 3px;vertical-align:bottom;font-weight:bold;">Triple-walled</td> <td data-sheets-value='{"1":2,"2":"Clear (A/H/H)"}' style="border-right:1px solid #000000;overflow:hidden;padding:0px 3px 0px 3px;vertical-align:bottom;font-weight:bold;">Clear (A/H/H)</td> <td data-sheets-numberformat='{"1":2,"2":"0.00","3":1}' data-sheets-value='{"1":3,"3":1.7}' style="overflow:hidden;padding:0px 3px 0px 3px;vertical-align:bottom;text-align:center;">1.70</td> <td data-sheets-numberformat='{"1":2,"2":"0","3":1}' data-sheets-value='{"1":3,"3":71}' style="overflow:hidden;padding:0px 3px 0px 3px;vertical-align:bottom;text-align:center;">71</td> <td data-sheets-numberformat='{"1":2,"2":"0","3":1}' data-sheets-value='{"1":3,"3":63}' style="overflow:hidden;padding:0px 3px 0px 3px;vertical-align:bottom;text-align:center;">63</td> <td data-sheets-numberformat='{"1":2,"2":"0","3":1}' data-sheets-value='{"1":3,"3":22}' style="border-right:1px solid #000000;overflow:hidden;padding:0px 3px 0px 3px;vertical-align:bottom;text-align:center;">22</td> </tr> <tr style="height:20px;"> <td style="border-left:1px solid #000000;overflow:hidden;padding:0px 3px 0px 3px;vertical-align:bottom;font-weight:bold;"></td> <td data-sheets-value='{"1":2,"2":"Triple-walled"}' style="overflow:hidden;padding:0px 3px 0px 3px;vertical-align:bottom;font-weight:bold;">Triple-walled</td> <td data-sheets-value='{"1":2,"2":"Opal (A/O/O)"}' style="border-right:1px solid #000000;overflow:hidden;padding:0px 3px 0px 3px;vertical-align:bottom;font-weight:bold;">Opal (A/O/O)</td> <td data-sheets-numberformat='{"1":2,"2":"0.00","3":1}' data-sheets-value='{"1":3,"3":1.7}' style="overflow:hidden;padding:0px 3px 0px 3px;vertical-align:bottom;text-align:center;">1.70</td> <td data-sheets-numberformat='{"1":2,"2":"0","3":1}' data-sheets-value='{"1":3,"3":61}' style="overflow:hidden;padding:0px 3px 0px 3px;vertical-align:bottom;text-align:center;">61</td> <td data-sheets-numberformat='{"1":2,"2":"0","3":1}' data-sheets-value='{"1":3,"3":48}' style="overflow:hidden;padding:0px 3px 0px 3px;vertical-align:bottom;text-align:center;">48</td> <td data-sheets-numberformat='{"1":2,"2":"0","3":1}' data-sheets-value='{"1":3,"3":22}' style="border-right:1px solid #000000;overflow:hidden;padding:0px 3px 0px 3px;vertical-align:bottom;text-align:center;">22</td> </tr> <tr style="height:20px;"> <td style="border-left:1px solid #000000;overflow:hidden;padding:0px 3px 0px 3px;vertical-align:bottom;font-weight:bold;"></td> <td data-sheets-value='{"1":2,"2":"Four-walled"}' style="overflow:hidden;padding:0px 3px 0px 3px;vertical-align:bottom;font-weight:bold;">Four-walled</td> <td data-sheets-value='{"1":2,"2":"Clear (A/H/H/H)"}' style="border-right:1px solid #000000;overflow:hidden;padding:0px 3px 0px 3px;vertical-align:bottom;font-weight:bold;">Clear (A/H/H/H)</td> <td data-sheets-numberformat='{"1":2,"2":"0.00","3":1}' data-sheets-value='{"1":3,"3":1.28}' style="overflow:hidden;padding:0px 3px 0px 3px;vertical-align:bottom;text-align:center;">1.28</td> <td data-sheets-numberformat='{"1":2,"2":"0","3":1}' data-sheets-value='{"1":3,"3":64}' style="overflow:hidden;padding:0px 3px 0px 3px;vertical-align:bottom;text-align:center;">64</td> <td data-sheets-numberformat='{"1":2,"2":"0","3":1}' data-sheets-value='{"1":3,"3":52}' style="overflow:hidden;padding:0px 3px 0px 3px;vertical-align:bottom;text-align:center;">52</td> <td data-sheets-numberformat='{"1":2,"2":"0","3":1}' data-sheets-value='{"1":3,"3":23}' style="border-right:1px solid #000000;overflow:hidden;padding:0px 3px 0px 3px;vertical-align:bottom;text-align:center;">23</td> </tr> <tr style="height:20px;"> <td style="border-bottom:1px solid #000000;border-left:1px solid #000000;overflow:hidden;padding:0px 3px 0px 3px;vertical-align:bottom;"></td> <td data-sheets-value='{"1":2,"2":"Four-walled"}' style="border-bottom:1px solid #000000;overflow:hidden;padding:0px 3px 0px 3px;vertical-align:bottom;font-weight:bold;">Four-walled</td> <td data-sheets-value='{"1":2,"2":"Opal (A/H/O/H)"}' style="border-right:1px solid #000000;border-bottom:1px solid #000000;overflow:hidden;padding:0px 3px 0px 3px;vertical-align:bottom;font-weight:bold;">Opal (A/H/O/H)</td> <td data-sheets-numberformat='{"1":2,"2":"0.00","3":1}' data-sheets-value='{"1":3,"3":1.28}' style="border-bottom:1px solid #000000;overflow:hidden;padding:0px 3px 0px 3px;vertical-align:bottom;text-align:center;">1.28</td> <td data-sheets-numberformat='{"1":2,"2":"0","3":1}' data-sheets-value='{"1":3,"3":59}' style="border-bottom:1px solid #000000;overflow:hidden;padding:0px 3px 0px 3px;vertical-align:bottom;text-align:center;">59</td> <td data-sheets-numberformat='{"1":2,"2":"0","3":1}' data-sheets-value='{"1":3,"3":46}' style="border-bottom:1px solid #000000;overflow:hidden;padding:0px 3px 0px 3px;vertical-align:bottom;text-align:center;">46</td> <td data-sheets-numberformat='{"1":2,"2":"0","3":1}' data-sheets-value='{"1":3,"3":23}' style="border-right:1px solid #000000;border-bottom:1px solid #000000;overflow:hidden;padding:0px 3px 0px 3px;vertical-align:bottom;text-align:center;">23</td> </tr> <tr style="height:20px;"> <td data-sheets-value='{"1":2,"2":"Polycarbonate"}' style="border-left:1px solid #000000;overflow:hidden;padding:0px 3px 0px 3px;vertical-align:bottom;font-weight:bold;">Polycarbonate</td> <td data-sheets-value='{"1":2,"2":"Single-walled"}' style="overflow:hidden;padding:0px 3px 0px 3px;vertical-align:bottom;font-weight:bold;">Single-walled</td> <td data-sheets-value='{"1":2,"2":"Heatstop Opal (T)"}' style="border-right:1px solid #000000;overflow:hidden;padding:0px 3px 0px 3px;vertical-align:bottom;font-weight:bold;">Heatstop Opal (T)</td> <td data-sheets-numberformat='{"1":2,"2":"0.00","3":1}' data-sheets-value='{"1":3,"3":5.17}' style="overflow:hidden;padding:0px 3px 0px 3px;vertical-align:bottom;text-align:center;">5.17</td> <td data-sheets-numberformat='{"1":2,"2":"0","3":1}' data-sheets-value='{"1":3,"3":49}' style="overflow:hidden;padding:0px 3px 0px 3px;vertical-align:bottom;text-align:center;">49</td> <td data-sheets-numberformat='{"1":2,"2":"0","3":1}' data-sheets-value='{"1":3,"3":59}' style="overflow:hidden;padding:0px 3px 0px 3px;vertical-align:bottom;text-align:center;">59</td> <td data-sheets-numberformat='{"1":2,"2":"0","3":1}' data-sheets-value='{"1":2,"2":"-"}' style="border-right:1px solid #000000;overflow:hidden;padding:0px 3px 0px 3px;vertical-align:bottom;text-align:center;">-</td> </tr> <tr style="height:20px;"> <td data-sheets-value='{"1":2,"2":"Heatstop PC"}' style="border-left:1px solid #000000;overflow:hidden;padding:0px 3px 0px 3px;vertical-align:bottom;font-weight:bold;">Heatstop PC</td> <td data-sheets-value='{"1":2,"2":"Double-walled"}' style="overflow:hidden;padding:0px 3px 0px 3px;vertical-align:bottom;font-weight:bold;">Double-walled</td> <td data-sheets-value='{"1":2,"2":"Clear (T/H)"}' style="border-right:1px solid #000000;overflow:hidden;padding:0px 3px 0px 3px;vertical-align:bottom;font-weight:bold;">Clear (T/H)</td> <td data-sheets-numberformat='{"1":2,"2":"0.00","3":1}' data-sheets-value='{"1":3,"3":2.9}' style="overflow:hidden;padding:0px 3px 0px 3px;vertical-align:bottom;text-align:center;">2.90</td> <td data-sheets-numberformat='{"1":2,"2":"0","3":1}' data-sheets-value='{"1":3,"3":44}' style="overflow:hidden;padding:0px 3px 0px 3px;vertical-align:bottom;text-align:center;">44</td> <td data-sheets-numberformat='{"1":2,"2":"0","3":1}' data-sheets-value='{"1":3,"3":51}' style="overflow:hidden;padding:0px 3px 0px 3px;vertical-align:bottom;text-align:center;">51</td> <td data-sheets-numberformat='{"1":2,"2":"0","3":1}' data-sheets-value='{"1":3,"3":20}' style="border-right:1px solid #000000;overflow:hidden;padding:0px 3px 0px 3px;vertical-align:bottom;text-align:center;">20</td> </tr> <tr style="height:20px;"> <td style="border-left:1px solid #000000;overflow:hidden;padding:0px 3px 0px 3px;vertical-align:bottom;font-weight:bold;"></td> <td data-sheets-value='{"1":2,"2":"Double-walled"}' style="overflow:hidden;padding:0px 3px 0px 3px;vertical-align:bottom;font-weight:bold;">Double-walled</td> <td data-sheets-value='{"1":2,"2":"Opal (T/O)"}' style="border-right:1px solid #000000;overflow:hidden;padding:0px 3px 0px 3px;vertical-align:bottom;font-weight:bold;">Opal (T/O)</td> <td data-sheets-numberformat='{"1":2,"2":"0.00","3":1}' data-sheets-value='{"1":3,"3":2.9}' style="overflow:hidden;padding:0px 3px 0px 3px;vertical-align:bottom;text-align:center;">2.90</td> <td data-sheets-numberformat='{"1":2,"2":"0","3":1}' data-sheets-value='{"1":3,"3":41}' style="overflow:hidden;padding:0px 3px 0px 3px;vertical-align:bottom;text-align:center;">41</td> <td data-sheets-numberformat='{"1":2,"2":"0","3":1}' data-sheets-value='{"1":3,"3":45}' style="overflow:hidden;padding:0px 3px 0px 3px;vertical-align:bottom;text-align:center;">45</td> <td data-sheets-numberformat='{"1":2,"2":"0","3":1}' data-sheets-value='{"1":3,"3":20}' style="border-right:1px solid #000000;overflow:hidden;padding:0px 3px 0px 3px;vertical-align:bottom;text-align:center;">20</td> </tr> <tr style="height:20px;"> <td style="border-left:1px solid #000000;overflow:hidden;padding:0px 3px 0px 3px;vertical-align:bottom;font-weight:bold;"></td> <td data-sheets-value='{"1":2,"2":"Triple-walled"}' style="overflow:hidden; | skylux-160-ce-met-koepel-en-pvc-opstand-35-30-met-lm-motor-en-windvang-1300-x-2300-mm | 8586056794445 | 46872400232781
Smoke and heat exhaust (SHEV) | SHE system | Skylux | Skylux 160° CE with skylight and PVC curb 35/30 with LM-actuator and spoiler 1400 x 1400 mm |  | 50700 | 5412970507000 | 5148.55 | Yes | 30-45 | 82.33 | 1400 x 1400 mm | 1400 | 1400 |  | PVC 35/30 (35 cm high & roof opening = 30 cm larger than daylight size) | Square | 5.17 W/m²K - 1.28 W/m²K | 87% - 32% | 90% - 32% | 20dB - 23dB | 160° CE (for industry) | skylight | with spoiler | E | Single actuator | Maximum four-walled skylight possible for this product | Ut-value LT-value g-value Rw-value EN 1873 : 2014 EN ISO 13468 EN 16153 EN 410 EN 410 EN ISO 140-3 Material Walls Shells (W/m²K) (%) (%) (dB) Acrylic Single-walled Clear (H) 5.17 90 87 - PMMA Single-walled Opal (O) 5.17 83 76 - Double-walled Clear (H/H) 2.90 81 75 20 Double-walled Opal (O/O) 2.90 69 58 20 Triple-walled Clear (H/H/H) 1.70 73 65 22 Triple-walled Opal (O/H/O) 1.70 62 51 22 Four-walled Clear (H/H/H/H) 1.28 64 54 23 Four-walled Opal (H/H/O/H) 1.28 59 48 23 Polycarbonate Single-walled Clear (A) 5.17 88 83 - PC Single-walled Opal (D) 5.17 58 60 - Double-walled Clear (A/H) 2.90 79 72 20 Double-walled Clear (A/A) 2.90 77 69 20 Double-walled Opal (A/O) 2.90 73 63 20 Double-walled Opal (A/D) 2.90 51 50 20 Triple-walled Clear (A/H/H) 1.70 71 63 22 Triple-walled Opal (A/O/O) 1.70 61 48 22 Four-walled Clear (A/H/H/H) 1.28 64 52 23 Four-walled Opal (A/H/O/H) 1.28 59 46 23 Polycarbonate Single-walled Heatstop Opal (T) 5.17 49 59 - Heatstop PC Double-walled Clear (T/H) 2.90 44 51 20 Double-walled Opal (T/O) 2.90 41 45 20 Triple-walled Clear (T/H/H) 1.70 40 <td data-sheets-numberformat='{"1":2,"2":"0","3":1}' data-sheets-value='{"1":3,"3":44}' style="overflow:hidden;paddin | https://skylux.eu/en/products/skylux-160-ce-met-koepel-en-pvc-opstand-35-30-met-lm-motor-en-windvang-1400-x-1400-mm | https://skylux.eu/cdn/shop/files/Skylux-160deg-CE-met-koepel-en-pvc-opstand-3530-met-LM-motor-en-windvang-1400-x-1400-mm-RWA-systeem.jpg?v=1702983027&width=1600 |  | //skylux.eu/cdn/shop/files/E_MH_Mounting_instructions_Skylux_160_CE_LM.pdf?v=12406716259046007223 | //skylux.eu/cdn/shop/files/E_TD_Technical_File_Skylux_Skylux_160_CE_Electric.pdf?v=3667116872303399239 | <style type="text/css" id="isPasted"> <!--td { border: 1px solid #cccccc; } br { mso-data-placement: same-cell; } --> </style> <table border="1" cellpadding="0" cellspacing="0" dir="ltr" style="table-layout:fixed;font-size:10pt;font-family:Arial;border-collapse:collapse;border:none;"><tbody> <tr style="height:20px;"> <td style="overflow:hidden;padding:0px 3px 0px 3px;vertical-align:bottom;"></td> <td style="overflow:hidden;padding:0px 3px 0px 3px;vertical-align:bottom;"></td> <td style="overflow:hidden;padding:0px 3px 0px 3px;vertical-align:bottom;"></td> <td data-sheets-value='{"1":2,"2":"Ut-value"}' style="overflow:hidden;padding:0px 3px 0px 3px;vertical-align:bottom;font-weight:bold;text-align:center;">Ut-value</td> <td data-sheets-value='{"1":2,"2":"LT-value"}' style="overflow:hidden;padding:0px 3px 0px 3px;vertical-align:bottom;font-weight:bold;text-align:center;">LT-value</td> <td data-sheets-value='{"1":2,"2":"g-value"}' style="overflow:hidden;padding:0px 3px 0px 3px;vertical-align:bottom;font-weight:bold;text-align:center;">g-value</td> <td data-sheets-value='{"1":2,"2":"Rw-value "}' style="overflow:hidden;padding:0px 3px 0px 3px;vertical-align:bottom;font-weight:bold;text-align:center;">Rw-value </td> </tr> <tr style="height:20px;"> <td style="overflow:hidden;padding:0px 3px 0px 3px;vertical-align:bottom;"></td> <td style="overflow:hidden;padding:0px 3px 0px 3px;vertical-align:bottom;"></td> <td style="overflow:hidden;padding:0px 3px 0px 3px;vertical-align:bottom;"></td> <td data-sheets-numberformat='{"1":2,"2":"0.00","3":1}' data-sheets-value='{"1":2,"2":"EN 1873 : 2014"}' style="overflow:hidden;padding:0px 3px 0px 3px;vertical-align:bottom;text-align:center;">EN 1873 : 2014</td> <td data-sheets-numberformat='{"1":2,"2":"0","3":1}' data-sheets-value='{"1":2,"2":"EN ISO 13468 EN 16153 EN 410"}' style="overflow:hidden;padding:0px 3px 0px 3px;vertical-align:bottom;text-align:center;">EN ISO 13468 EN 16153 EN 410</td> <td data-sheets-numberformat='{"1":2,"2":"0","3":1}' data-sheets-value='{"1":2,"2":"EN 410"}' style="overflow:hidden;padding:0px 3px 0px 3px;vertical-align:bottom;text-align:center;">EN 410</td> <td data-sheets-value='{"1":2,"2":"EN ISO 140-3\t\t"}' style="overflow:hidden;padding:0px 3px 0px 3px;vertical-align:bottom;text-align:center;">EN ISO 140-3 </td> </tr> <tr style="height:20px;"> <td data-sheets-value='{"1":2,"2":"Material"}' style="border-bottom:1px solid #000000;overflow:hidden;padding:0px 3px 0px 3px;vertical-align:bottom;background-color:#000000;font-weight:bold;color:#ffffff;">Material</td> <td data-sheets-value='{"1":2,"2":"Walls"}' style="border-bottom:1px solid #000000;overflow:hidden;padding:0px 3px 0px 3px;vertical-align:bottom;background-color:#000000;font-weight:bold;color:#ffffff;">Walls</td> <td data-sheets-value='{"1":2,"2":"Shells"}' style="border-bottom:1px solid #000000;overflow:hidden;padding:0px 3px 0px 3px;vertical-align:bottom;background-color:#000000;font-weight:bold;color:#ffffff;">Shells</td> <td data-sheets-numberformat='{"1":2,"2":"0.00","3":1}' data-sheets-value='{"1":2,"2":"(W/m²K)\t"}' style="border-bottom:1px solid #000000;overflow:hidden;padding:0px 3px 0px 3px;vertical-align:bottom;background-color:#000000;font-weight:bold;color:#ffffff;text-align:center;">(W/m²K) </td> <td data-sheets-numberformat='{"1":2,"2":"0","3":1}' data-sheets-value='{"1":2,"2":"(%)"}' style="border-bottom:1px solid #000000;overflow:hidden;padding:0px 3px 0px 3px;vertical-align:bottom;background-color:#000000;font-weight:bold;color:#ffffff;text-align:center;">(%)</td> <td data-sheets-numberformat='{"1":2,"2":"0","3":1}' data-sheets-value='{"1":2,"2":"(%)"}' style="border-bottom:1px solid #000000;overflow:hidden;padding:0px 3px 0px 3px;vertical-align:bottom;background-color:#000000;font-weight:bold;color:#ffffff;text-align:center;">(%)</td> <td data-sheets-value='{"1":2,"2":"(dB)"}' style="border-bottom:1px solid #000000;overflow:hidden;padding:0px 3px 0px 3px;vertical-align:bottom;background-color:#000000;font-weight:bold;color:#ffffff;text-align:center;">(dB)</td> </tr> <tr style="height:20px;"> <td data-sheets-value='{"1":2,"2":"Acrylic"}' style="border-left:1px solid #000000;overflow:hidden;padding:0px 3px 0px 3px;vertical-align:bottom;font-weight:bold;">Acrylic</td> <td data-sheets-value='{"1":2,"2":"Single-walled"}' style="overflow:hidden;padding:0px 3px 0px 3px;vertical-align:bottom;font-weight:bold;">Single-walled</td> <td data-sheets-value='{"1":2,"2":"Clear (H)"}' style="border-right:1px solid #000000;overflow:hidden;padding:0px 3px 0px 3px;vertical-align:bottom;font-weight:bold;">Clear (H)</td> <td data-sheets-numberformat='{"1":2,"2":"0.00","3":1}' data-sheets-value='{"1":3,"3":5.17}' style="overflow:hidden;padding:0px 3px 0px 3px;vertical-align:bottom;text-align:center;">5.17</td> <td data-sheets-numberformat='{"1":2,"2":"0","3":1}' data-sheets-value='{"1":3,"3":90}' style="overflow:hidden;padding:0px 3px 0px 3px;vertical-align:bottom;text-align:center;">90</td> <td data-sheets-numberformat='{"1":2,"2":"0","3":1}' data-sheets-value='{"1":3,"3":87}' style="overflow:hidden;padding:0px 3px 0px 3px;vertical-align:bottom;text-align:center;">87</td> <td data-sheets-numberformat='{"1":2,"2":"0","3":1}' data-sheets-value='{"1":2,"2":"-"}' style="border-right:1px solid #000000;overflow:hidden;padding:0px 3px 0px 3px;vertical-align:bottom;text-align:center;">-</td> </tr> <tr style="height:20px;"> <td data-sheets-value='{"1":2,"2":"PMMA"}' style="border-left:1px solid #000000;overflow:hidden;padding:0px 3px 0px 3px;vertical-align:bottom;font-weight:bold;">PMMA</td> <td data-sheets-value='{"1":2,"2":"Single-walled"}' style="overflow:hidden;padding:0px 3px 0px 3px;vertical-align:bottom;font-weight:bold;">Single-walled</td> <td data-sheets-value='{"1":2,"2":"Opal (O)"}' style="border-right:1px solid #000000;overflow:hidden;padding:0px 3px 0px 3px;vertical-align:bottom;font-weight:bold;">Opal (O)</td> <td data-sheets-numberformat='{"1":2,"2":"0.00","3":1}' data-sheets-value='{"1":3,"3":5.17}' style="overflow:hidden;padding:0px 3px 0px 3px;vertical-align:bottom;text-align:center;">5.17</td> <td data-sheets-numberformat='{"1":2,"2":"0","3":1}' data-sheets-value='{"1":3,"3":83}' style="overflow:hidden;padding:0px 3px 0px 3px;vertical-align:bottom;text-align:center;">83</td> <td data-sheets-numberformat='{"1":2,"2":"0","3":1}' data-sheets-value='{"1":3,"3":76}' style="overflow:hidden;padding:0px 3px 0px 3px;vertical-align:bottom;text-align:center;">76</td> <td data-sheets-numberformat='{"1":2,"2":"0","3":1}' data-sheets-value='{"1":2,"2":"-"}' style="border-right:1px solid #000000;overflow:hidden;padding:0px 3px 0px 3px;vertical-align:bottom;text-align:center;">-</td> </tr> <tr style="height:20px;"> <td style="border-left:1px solid #000000;overflow:hidden;padding:0px 3px 0px 3px;vertical-align:bottom;font-weight:bold;"></td> <td data-sheets-value='{"1":2,"2":"Double-walled"}' style="overflow:hidden;padding:0px 3px 0px 3px;vertical-align:bottom;font-weight:bold;">Double-walled</td> <td data-sheets-value='{"1":2,"2":"Clear (H/H)"}' style="border-right:1px solid #000000;overflow:hidden;padding:0px 3px 0px 3px;vertical-align:bottom;font-weight:bold;">Clear (H/H)</td> <td data-sheets-numberformat='{"1":2,"2":"0.00","3":1}' data-sheets-value='{"1":3,"3":2.9}' style="overflow:hidden;padding:0px 3px 0px 3px;vertical-align:bottom;text-align:center;">2.90</td> <td data-sheets-numberformat='{"1":2,"2":"0","3":1}' data-sheets-value='{"1":3,"3":81}' style="overflow:hidden;padding:0px 3px 0px 3px;vertical-align:bottom;text-align:center;">81</td> <td data-sheets-numberformat='{"1":2,"2":"0","3":1}' data-sheets-value='{"1":3,"3":75}' style="overflow:hidden;padding:0px 3px 0px 3px;vertical-align:bottom;text-align:center;">75</td> <td data-sheets-numberformat='{"1":2,"2":"0","3":1}' data-sheets-value='{"1":3,"3":20}' style="border-right:1px solid #000000;overflow:hidden;padding:0px 3px 0px 3px;vertical-align:bottom;text-align:center;">20</td> </tr> <tr style="height:20px;"> <td style="border-left:1px solid #000000;overflow:hidden;padding:0px 3px 0px 3px;vertical-align:bottom;font-weight:bold;"></td> <td data-sheets-value='{"1":2,"2":"Double-walled"}' style="overflow:hidden;padding:0px 3px 0px 3px;vertical-align:bottom;font-weight:bold;">Double-walled</td> <td data-sheets-value='{"1":2,"2":"Opal (O/O)"}' style="border-right:1px solid #000000;overflow:hidden;padding:0px 3px 0px 3px;vertical-align:bottom;font-weight:bold;">Opal (O/O)</td> <td data-sheets-numberformat='{"1":2,"2":"0.00","3":1}' data-sheets-value='{"1":3,"3":2.9}' style="overflow:hidden;padding:0px 3px 0px 3px;vertical-align:bottom;text-align:center;">2.90</td> <td data-sheets-numberformat='{"1":2,"2":"0","3":1}' data-sheets-value='{"1":3,"3":69}' style="overflow:hidden;padding:0px 3px 0px 3px;vertical-align:bottom;text-align:center;">69</td> <td data-sheets-numberformat='{"1":2,"2":"0","3":1}' data-sheets-value='{"1":3,"3":58}' style="overflow:hidden;padding:0px 3px 0px 3px;vertical-align:bottom;text-align:center;">58</td> <td data-sheets-numberformat='{"1":2,"2":"0","3":1}' data-sheets-value='{"1":3,"3":20}' style="border-right:1px solid #000000;overflow:hidden;padding:0px 3px 0px 3px;vertical-align:bottom;text-align:center;">20</td> </tr> <tr style="height:20px;"> <td style="border-left:1px solid #000000;overflow:hidden;padding:0px 3px 0px 3px;vertical-align:bottom;font-weight:bold;"></td> <td data-sheets-value='{"1":2,"2":"Triple-walled"}' style="overflow:hidden;padding:0px 3px 0px 3px;vertical-align:bottom;font-weight:bold;">Triple-walled</td> <td data-sheets-value='{"1":2,"2":"Clear (H/H/H)"}' style="border-right:1px solid #000000;overflow:hidden;padding:0px 3px 0px 3px;vertical-align:bottom;font-weight:bold;">Clear (H/H/H)</td> <td data-sheets-numberformat='{"1":2,"2":"0.00","3":1}' data-sheets-value='{"1":3,"3":1.7}' style="overflow:hidden;padding:0px 3px 0px 3px;vertical-align:bottom;text-align:center;">1.70</td> <td data-sheets-numberformat='{"1":2,"2":"0","3":1}' data-sheets-value='{"1":3,"3":73}' style="overflow:hidden;padding:0px 3px 0px 3px;vertical-align:bottom;text-align:center;">73</td> <td data-sheets-numberformat='{"1":2,"2":"0","3":1}' data-sheets-value='{"1":3,"3":65}' style="overflow:hidden;padding:0px 3px 0px 3px;vertical-align:bottom;text-align:center;">65</td> <td data-sheets-numberformat='{"1":2,"2":"0","3":1}' data-sheets-value='{"1":3,"3":22}' style="border-right:1px solid #000000;overflow:hidden;padding:0px 3px 0px 3px;vertical-align:bottom;text-align:center;">22</td> </tr> <tr style="height:20px;"> <td style="border-left:1px solid #000000;overflow:hidden;padding:0px 3px 0px 3px;vertical-align:bottom;font-weight:bold;"></td> <td data-sheets-value='{"1":2,"2":"Triple-walled"}' style="overflow:hidden;padding:0px 3px 0px 3px;vertical-align:bottom;font-weight:bold;">Triple-walled</td> <td data-sheets-value='{"1":2,"2":"Opal (O/H/O)"}' style="border-right:1px solid #000000;overflow:hidden;padding:0px 3px 0px 3px;vertical-align:bottom;font-weight:bold;">Opal (O/H/O)</td> <td data-sheets-numberformat='{"1":2,"2":"0.00","3":1}' data-sheets-value='{"1":3,"3":1.7}' style="overflow:hidden;padding:0px 3px 0px 3px;vertical-align:bottom;text-align:center;">1.70</td> <td data-sheets-numberformat='{"1":2,"2":"0","3":1}' data-sheets-value='{"1":3,"3":62}' style="overflow:hidden;padding:0px 3px 0px 3px;vertical-align:bottom;text-align:center;">62</td> <td data-sheets-numberformat='{"1":2,"2":"0","3":1}' data-sheets-value='{"1":3,"3":51}' style="overflow:hidden;padding:0px 3px 0px 3px;vertical-align:bottom;text-align:center;">51</td> <td data-sheets-numberformat='{"1":2,"2":"0","3":1}' data-sheets-value='{"1":3,"3":22}' style="border-right:1px solid #000000;overflow:hidden;padding:0px 3px 0px 3px;vertical-align:bottom;text-align:center;">22</td> </tr> <tr style="height:20px;"> <td style="border-left:1px solid #000000;overflow:hidden;padding:0px 3px 0px 3px;vertical-align:bottom;font-weight:bold;"></td> <td data-sheets-value='{"1":2,"2":"Four-walled"}' style="overflow:hidden;padding:0px 3px 0px 3px;vertical-align:bottom;font-weight:bold;">Four-walled</td> <td data-sheets-value='{"1":2,"2":"Clear (H/H/H/H)"}' style="border-right:1px solid #000000;overflow:hidden;padding:0px 3px 0px 3px;vertical-align:bottom;font-weight:bold;">Clear (H/H/H/H)</td> <td data-sheets-numberformat='{"1":2,"2":"0.00","3":1}' data-sheets-value='{"1":3,"3":1.28}' style="overflow:hidden;padding:0px 3px 0px 3px;vertical-align:bottom;text-align:center;">1.28</td> <td data-sheets-numberformat='{"1":2,"2":"0","3":1}' data-sheets-value='{"1":3,"3":64}' style="overflow:hidden;padding:0px 3px 0px 3px;vertical-align:bottom;text-align:center;">64</td> <td data-sheets-numberformat='{"1":2,"2":"0","3":1}' data-sheets-value='{"1":3,"3":54}' style="overflow:hidden;padding:0px 3px 0px 3px;vertical-align:bottom;text-align:center;">54</td> <td data-sheets-numberformat='{"1":2,"2":"0","3":1}' data-sheets-value='{"1":3,"3":23}' style="border-right:1px solid #000000;overflow:hidden;padding:0px 3px 0px 3px;vertical-align:bottom;text-align:center;">23</td> </tr> <tr style="height:20px;"> <td style="border-bottom:1px solid #000000;border-left:1px solid #000000;overflow:hidden;padding:0px 3px 0px 3px;vertical-align:bottom;"></td> <td data-sheets-value='{"1":2,"2":"Four-walled"}' style="border-bottom:1px solid #000000;overflow:hidden;padding:0px 3px 0px 3px;vertical-align:bottom;font-weight:bold;">Four-walled</td> <td data-sheets-value='{"1":2,"2":"Opal (H/H/O/H)"}' style="border-right:1px solid #000000;border-bottom:1px solid #000000;overflow:hidden;padding:0px 3px 0px 3px;vertical-align:bottom;font-weight:bold;">Opal (H/H/O/H)</td> <td data-sheets-numberformat='{"1":2,"2":"0.00","3":1}' data-sheets-value='{"1":3,"3":1.28}' style="border-bottom:1px solid #000000;overflow:hidden;padding:0px 3px 0px 3px;vertical-align:bottom;text-align:center;">1.28</td> <td data-sheets-numberformat='{"1":2,"2":"0","3":1}' data-sheets-value='{"1":3,"3":59}' style="border-bottom:1px solid #000000;overflow:hidden;padding:0px 3px 0px 3px;vertical-align:bottom;text-align:center;">59</td> <td data-sheets-numberformat='{"1":2,"2":"0","3":1}' data-sheets-value='{"1":3,"3":48}' style="border-bottom:1px solid #000000;overflow:hidden;padding:0px 3px 0px 3px;vertical-align:bottom;text-align:center;">48</td> <td data-sheets-numberformat='{"1":2,"2":"0","3":1}' data-sheets-value='{"1":3,"3":23}' style="border-right:1px solid #000000;border-bottom:1px solid #000000;overflow:hidden;padding:0px 3px 0px 3px;vertical-align:bottom;text-align:center;">23</td> </tr> <tr style="height:20px;"> <td data-sheets-value='{"1":2,"2":"Polycarbonate "}' style="border-left:1px solid #000000;overflow:hidden;padding:0px 3px 0px 3px;vertical-align:bottom;font-weight:bold;">Polycarbonate </td> <td data-sheets-value='{"1":2,"2":"Single-walled"}' style="overflow:hidden;padding:0px 3px 0px 3px;vertical-align:bottom;font-weight:bold;">Single-walled</td> <td data-sheets-value='{"1":2,"2":"Clear (A)"}' style="border-right:1px solid #000000;overflow:hidden;padding:0px 3px 0px 3px;vertical-align:bottom;font-weight:bold;">Clear (A)</td> <td data-sheets-numberformat='{"1":2,"2":"0.00","3":1}' data-sheets-value='{"1":3,"3":5.17}' style="overflow:hidden;padding:0px 3px 0px 3px;vertical-align:bottom;text-align:center;">5.17</td> <td data-sheets-numberformat='{"1":2,"2":"0","3":1}' data-sheets-value='{"1":3,"3":88}' style="overflow:hidden;padding:0px 3px 0px 3px;vertical-align:bottom;text-align:center;">88</td> <td data-sheets-numberformat='{"1":2,"2":"0","3":1}' data-sheets-value='{"1":3,"3":83}' style="overflow:hidden;padding:0px 3px 0px 3px;vertical-align:bottom;text-align:center;">83</td> <td data-sheets-numberformat='{"1":2,"2":"0","3":1}' data-sheets-value='{"1":2,"2":"-"}' style="border-right:1px solid #000000;overflow:hidden;padding:0px 3px 0px 3px;vertical-align:bottom;text-align:center;">-</td> </tr> <tr style="height:20px;"> <td data-sheets-value='{"1":2,"2":"PC"}' style="border-left:1px solid #000000;overflow:hidden;padding:0px 3px 0px 3px;vertical-align:bottom;font-weight:bold;">PC</td> <td data-sheets-value='{"1":2,"2":"Single-walled"}' style="overflow:hidden;padding:0px 3px 0px 3px;vertical-align:bottom;font-weight:bold;">Single-walled</td> <td data-sheets-value='{"1":2,"2":"Opal (D)"}' style="border-right:1px solid #000000;overflow:hidden;padding:0px 3px 0px 3px;vertical-align:bottom;font-weight:bold;">Opal (D)</td> <td data-sheets-numberformat='{"1":2,"2":"0.00","3":1}' data-sheets-value='{"1":3,"3":5.17}' style="overflow:hidden;padding:0px 3px 0px 3px;vertical-align:bottom;text-align:center;">5.17</td> <td data-sheets-numberformat='{"1":2,"2":"0","3":1}' data-sheets-value='{"1":3,"3":58}' style="overflow:hidden;padding:0px 3px 0px 3px;vertical-align:bottom;text-align:center;">58</td> <td data-sheets-numberformat='{"1":2,"2":"0","3":1}' data-sheets-value='{"1":3,"3":60}' style="overflow:hidden;padding:0px 3px 0px 3px;vertical-align:bottom;text-align:center;">60</td> <td data-sheets-numberformat='{"1":2,"2":"0","3":1}' data-sheets-value='{"1":2,"2":"-"}' style="border-right:1px solid #000000;overflow:hidden;padding:0px 3px 0px 3px;vertical-align:bottom;text-align:center;">-</td> </tr> <tr style="height:20px;"> <td style="border-left:1px solid #000000;overflow:hidden;padding:0px 3px 0px 3px;vertical-align:bottom;font-weight:bold;"></td> <td data-sheets-value='{"1":2,"2":"Double-walled"}' style="overflow:hidden;padding:0px 3px 0px 3px;vertical-align:bottom;font-weight:bold;">Double-walled</td> <td data-sheets-value='{"1":2,"2":"Clear (A/H)"}' style="border-right:1px solid #000000;overflow:hidden;padding:0px 3px 0px 3px;vertical-align:bottom;font-weight:bold;">Clear (A/H)</td> <td data-sheets-numberformat='{"1":2,"2":"0.00","3":1}' data-sheets-value='{"1":3,"3":2.9}' style="overflow:hidden;padding:0px 3px 0px 3px;vertical-align:bottom;text-align:center;">2.90</td> <td data-sheets-numberformat='{"1":2,"2":"0","3":1}' data-sheets-value='{"1":3,"3":79}' style="overflow:hidden;padding:0px 3px 0px 3px;vertical-align:bottom;text-align:center;">79</td> <td data-sheets-numberformat='{"1":2,"2":"0","3":1}' data-sheets-value='{"1":3,"3":72}' style="overflow:hidden;padding:0px 3px 0px 3px;vertical-align:bottom;text-align:center;">72</td> <td data-sheets-numberformat='{"1":2,"2":"0","3":1}' data-sheets-value='{"1":3,"3":20}' style="border-right:1px solid #000000;overflow:hidden;padding:0px 3px 0px 3px;vertical-align:bottom;text-align:center;">20</td> </tr> <tr style="height:20px;"> <td style="border-left:1px solid #000000;overflow:hidden;padding:0px 3px 0px 3px;vertical-align:bottom;font-weight:bold;"></td> <td data-sheets-value='{"1":2,"2":"Double-walled"}' style="overflow:hidden;padding:0px 3px 0px 3px;vertical-align:bottom;font-weight:bold;">Double-walled</td> <td data-sheets-value='{"1":2,"2":"Clear (A/A)"}' style="border-right:1px solid #000000;overflow:hidden;padding:0px 3px 0px 3px;vertical-align:bottom;font-weight:bold;">Clear (A/A)</td> <td data-sheets-numberformat='{"1":2,"2":"0.00","3":1}' data-sheets-value='{"1":3,"3":2.9}' style="overflow:hidden;padding:0px 3px 0px 3px;vertical-align:bottom;text-align:center;">2.90</td> <td data-sheets-numberformat='{"1":2,"2":"0","3":1}' data-sheets-value='{"1":3,"3":77}' style="overflow:hidden;padding:0px 3px 0px 3px;vertical-align:bottom;text-align:center;">77</td> <td data-sheets-numberformat='{"1":2,"2":"0","3":1}' data-sheets-value='{"1":3,"3":69}' style="overflow:hidden;padding:0px 3px 0px 3px;vertical-align:bottom;text-align:center;">69</td> <td data-sheets-numberformat='{"1":2,"2":"0","3":1}' data-sheets-value='{"1":3,"3":20}' style="border-right:1px solid #000000;overflow:hidden;padding:0px 3px 0px 3px;vertical-align:bottom;text-align:center;">20</td> </tr> <tr style="height:20px;"> <td style="border-left:1px solid #000000;overflow:hidden;padding:0px 3px 0px 3px;vertical-align:bottom;font-weight:bold;"></td> <td data-sheets-value='{"1":2,"2":"Double-walled"}' style="overflow:hidden;padding:0px 3px 0px 3px;vertical-align:bottom;font-weight:bold;">Double-walled</td> <td data-sheets-value='{"1":2,"2":"Opal (A/O)"}' style="border-right:1px solid #000000;overflow:hidden;padding:0px 3px 0px 3px;vertical-align:bottom;font-weight:bold;">Opal (A/O)</td> <td data-sheets-numberformat='{"1":2,"2":"0.00","3":1}' data-sheets-value='{"1":3,"3":2.9}' style="overflow:hidden;padding:0px 3px 0px 3px;vertical-align:bottom;text-align:center;">2.90</td> <td data-sheets-numberformat='{"1":2,"2":"0","3":1}' data-sheets-value='{"1":3,"3":73}' style="overflow:hidden;padding:0px 3px 0px 3px;vertical-align:bottom;text-align:center;">73</td> <td data-sheets-numberformat='{"1":2,"2":"0","3":1}' data-sheets-value='{"1":3,"3":63}' style="overflow:hidden;padding:0px 3px 0px 3px;vertical-align:bottom;text-align:center;">63</td> <td data-sheets-numberformat='{"1":2,"2":"0","3":1}' data-sheets-value='{"1":3,"3":20}' style="border-right:1px solid #000000;overflow:hidden;padding:0px 3px 0px 3px;vertical-align:bottom;text-align:center;">20</td> </tr> <tr style="height:20px;"> <td style="border-left:1px solid #000000;overflow:hidden;padding:0px 3px 0px 3px;vertical-align:bottom;font-weight:bold;"></td> <td data-sheets-value='{"1":2,"2":"Double-walled"}' style="overflow:hidden;padding:0px 3px 0px 3px;vertical-align:bottom;font-weight:bold;">Double-walled</td> <td data-sheets-value='{"1":2,"2":"Opal (A/D)"}' style="border-right:1px solid #000000;overflow:hidden;padding:0px 3px 0px 3px;vertical-align:bottom;font-weight:bold;">Opal (A/D)</td> <td data-sheets-numberformat='{"1":2,"2":"0.00","3":1}' data-sheets-value='{"1":3,"3":2.9}' style="overflow:hidden;padding:0px 3px 0px 3px;vertical-align:bottom;text-align:center;">2.90</td> <td data-sheets-numberformat='{"1":2,"2":"0","3":1}' data-sheets-value='{"1":3,"3":51}' style="overflow:hidden;padding:0px 3px 0px 3px;vertical-align:bottom;text-align:center;">51</td> <td data-sheets-numberformat='{"1":2,"2":"0","3":1}' data-sheets-value='{"1":3,"3":50}' style="overflow:hidden;padding:0px 3px 0px 3px;vertical-align:bottom;text-align:center;">50</td> <td data-sheets-numberformat='{"1":2,"2":"0","3":1}' data-sheets-value='{"1":3,"3":20}' style="border-right:1px solid #000000;overflow:hidden;padding:0px 3px 0px 3px;vertical-align:bottom;text-align:center;">20</td> </tr> <tr style="height:20px;"> <td style="border-left:1px solid #000000;overflow:hidden;padding:0px 3px 0px 3px;vertical-align:bottom;font-weight:bold;"></td> <td data-sheets-value='{"1":2,"2":"Triple-walled"}' style="overflow:hidden;padding:0px 3px 0px 3px;vertical-align:bottom;font-weight:bold;">Triple-walled</td> <td data-sheets-value='{"1":2,"2":"Clear (A/H/H)"}' style="border-right:1px solid #000000;overflow:hidden;padding:0px 3px 0px 3px;vertical-align:bottom;font-weight:bold;">Clear (A/H/H)</td> <td data-sheets-numberformat='{"1":2,"2":"0.00","3":1}' data-sheets-value='{"1":3,"3":1.7}' style="overflow:hidden;padding:0px 3px 0px 3px;vertical-align:bottom;text-align:center;">1.70</td> <td data-sheets-numberformat='{"1":2,"2":"0","3":1}' data-sheets-value='{"1":3,"3":71}' style="overflow:hidden;padding:0px 3px 0px 3px;vertical-align:bottom;text-align:center;">71</td> <td data-sheets-numberformat='{"1":2,"2":"0","3":1}' data-sheets-value='{"1":3,"3":63}' style="overflow:hidden;padding:0px 3px 0px 3px;vertical-align:bottom;text-align:center;">63</td> <td data-sheets-numberformat='{"1":2,"2":"0","3":1}' data-sheets-value='{"1":3,"3":22}' style="border-right:1px solid #000000;overflow:hidden;padding:0px 3px 0px 3px;vertical-align:bottom;text-align:center;">22</td> </tr> <tr style="height:20px;"> <td style="border-left:1px solid #000000;overflow:hidden;padding:0px 3px 0px 3px;vertical-align:bottom;font-weight:bold;"></td> <td data-sheets-value='{"1":2,"2":"Triple-walled"}' style="overflow:hidden;padding:0px 3px 0px 3px;vertical-align:bottom;font-weight:bold;">Triple-walled</td> <td data-sheets-value='{"1":2,"2":"Opal (A/O/O)"}' style="border-right:1px solid #000000;overflow:hidden;padding:0px 3px 0px 3px;vertical-align:bottom;font-weight:bold;">Opal (A/O/O)</td> <td data-sheets-numberformat='{"1":2,"2":"0.00","3":1}' data-sheets-value='{"1":3,"3":1.7}' style="overflow:hidden;padding:0px 3px 0px 3px;vertical-align:bottom;text-align:center;">1.70</td> <td data-sheets-numberformat='{"1":2,"2":"0","3":1}' data-sheets-value='{"1":3,"3":61}' style="overflow:hidden;padding:0px 3px 0px 3px;vertical-align:bottom;text-align:center;">61</td> <td data-sheets-numberformat='{"1":2,"2":"0","3":1}' data-sheets-value='{"1":3,"3":48}' style="overflow:hidden;padding:0px 3px 0px 3px;vertical-align:bottom;text-align:center;">48</td> <td data-sheets-numberformat='{"1":2,"2":"0","3":1}' data-sheets-value='{"1":3,"3":22}' style="border-right:1px solid #000000;overflow:hidden;padding:0px 3px 0px 3px;vertical-align:bottom;text-align:center;">22</td> </tr> <tr style="height:20px;"> <td style="border-left:1px solid #000000;overflow:hidden;padding:0px 3px 0px 3px;vertical-align:bottom;font-weight:bold;"></td> <td data-sheets-value='{"1":2,"2":"Four-walled"}' style="overflow:hidden;padding:0px 3px 0px 3px;vertical-align:bottom;font-weight:bold;">Four-walled</td> <td data-sheets-value='{"1":2,"2":"Clear (A/H/H/H)"}' style="border-right:1px solid #000000;overflow:hidden;padding:0px 3px 0px 3px;vertical-align:bottom;font-weight:bold;">Clear (A/H/H/H)</td> <td data-sheets-numberformat='{"1":2,"2":"0.00","3":1}' data-sheets-value='{"1":3,"3":1.28}' style="overflow:hidden;padding:0px 3px 0px 3px;vertical-align:bottom;text-align:center;">1.28</td> <td data-sheets-numberformat='{"1":2,"2":"0","3":1}' data-sheets-value='{"1":3,"3":64}' style="overflow:hidden;padding:0px 3px 0px 3px;vertical-align:bottom;text-align:center;">64</td> <td data-sheets-numberformat='{"1":2,"2":"0","3":1}' data-sheets-value='{"1":3,"3":52}' style="overflow:hidden;padding:0px 3px 0px 3px;vertical-align:bottom;text-align:center;">52</td> <td data-sheets-numberformat='{"1":2,"2":"0","3":1}' data-sheets-value='{"1":3,"3":23}' style="border-right:1px solid #000000;overflow:hidden;padding:0px 3px 0px 3px;vertical-align:bottom;text-align:center;">23</td> </tr> <tr style="height:20px;"> <td style="border-bottom:1px solid #000000;border-left:1px solid #000000;overflow:hidden;padding:0px 3px 0px 3px;vertical-align:bottom;"></td> <td data-sheets-value='{"1":2,"2":"Four-walled"}' style="border-bottom:1px solid #000000;overflow:hidden;padding:0px 3px 0px 3px;vertical-align:bottom;font-weight:bold;">Four-walled</td> <td data-sheets-value='{"1":2,"2":"Opal (A/H/O/H)"}' style="border-right:1px solid #000000;border-bottom:1px solid #000000;overflow:hidden;padding:0px 3px 0px 3px;vertical-align:bottom;font-weight:bold;">Opal (A/H/O/H)</td> <td data-sheets-numberformat='{"1":2,"2":"0.00","3":1}' data-sheets-value='{"1":3,"3":1.28}' style="border-bottom:1px solid #000000;overflow:hidden;padding:0px 3px 0px 3px;vertical-align:bottom;text-align:center;">1.28</td> <td data-sheets-numberformat='{"1":2,"2":"0","3":1}' data-sheets-value='{"1":3,"3":59}' style="border-bottom:1px solid #000000;overflow:hidden;padding:0px 3px 0px 3px;vertical-align:bottom;text-align:center;">59</td> <td data-sheets-numberformat='{"1":2,"2":"0","3":1}' data-sheets-value='{"1":3,"3":46}' style="border-bottom:1px solid #000000;overflow:hidden;padding:0px 3px 0px 3px;vertical-align:bottom;text-align:center;">46</td> <td data-sheets-numberformat='{"1":2,"2":"0","3":1}' data-sheets-value='{"1":3,"3":23}' style="border-right:1px solid #000000;border-bottom:1px solid #000000;overflow:hidden;padding:0px 3px 0px 3px;vertical-align:bottom;text-align:center;">23</td> </tr> <tr style="height:20px;"> <td data-sheets-value='{"1":2,"2":"Polycarbonate"}' style="border-left:1px solid #000000;overflow:hidden;padding:0px 3px 0px 3px;vertical-align:bottom;font-weight:bold;">Polycarbonate</td> <td data-sheets-value='{"1":2,"2":"Single-walled"}' style="overflow:hidden;padding:0px 3px 0px 3px;vertical-align:bottom;font-weight:bold;">Single-walled</td> <td data-sheets-value='{"1":2,"2":"Heatstop Opal (T)"}' style="border-right:1px solid #000000;overflow:hidden;padding:0px 3px 0px 3px;vertical-align:bottom;font-weight:bold;">Heatstop Opal (T)</td> <td data-sheets-numberformat='{"1":2,"2":"0.00","3":1}' data-sheets-value='{"1":3,"3":5.17}' style="overflow:hidden;padding:0px 3px 0px 3px;vertical-align:bottom;text-align:center;">5.17</td> <td data-sheets-numberformat='{"1":2,"2":"0","3":1}' data-sheets-value='{"1":3,"3":49}' style="overflow:hidden;padding:0px 3px 0px 3px;vertical-align:bottom;text-align:center;">49</td> <td data-sheets-numberformat='{"1":2,"2":"0","3":1}' data-sheets-value='{"1":3,"3":59}' style="overflow:hidden;padding:0px 3px 0px 3px;vertical-align:bottom;text-align:center;">59</td> <td data-sheets-numberformat='{"1":2,"2":"0","3":1}' data-sheets-value='{"1":2,"2":"-"}' style="border-right:1px solid #000000;overflow:hidden;padding:0px 3px 0px 3px;vertical-align:bottom;text-align:center;">-</td> </tr> <tr style="height:20px;"> <td data-sheets-value='{"1":2,"2":"Heatstop PC"}' style="border-left:1px solid #000000;overflow:hidden;padding:0px 3px 0px 3px;vertical-align:bottom;font-weight:bold;">Heatstop PC</td> <td data-sheets-value='{"1":2,"2":"Double-walled"}' style="overflow:hidden;padding:0px 3px 0px 3px;vertical-align:bottom;font-weight:bold;">Double-walled</td> <td data-sheets-value='{"1":2,"2":"Clear (T/H)"}' style="border-right:1px solid #000000;overflow:hidden;padding:0px 3px 0px 3px;vertical-align:bottom;font-weight:bold;">Clear (T/H)</td> <td data-sheets-numberformat='{"1":2,"2":"0.00","3":1}' data-sheets-value='{"1":3,"3":2.9}' style="overflow:hidden;padding:0px 3px 0px 3px;vertical-align:bottom;text-align:center;">2.90</td> <td data-sheets-numberformat='{"1":2,"2":"0","3":1}' data-sheets-value='{"1":3,"3":44}' style="overflow:hidden;padding:0px 3px 0px 3px;vertical-align:bottom;text-align:center;">44</td> <td data-sheets-numberformat='{"1":2,"2":"0","3":1}' data-sheets-value='{"1":3,"3":51}' style="overflow:hidden;padding:0px 3px 0px 3px;vertical-align:bottom;text-align:center;">51</td> <td data-sheets-numberformat='{"1":2,"2":"0","3":1}' data-sheets-value='{"1":3,"3":20}' style="border-right:1px solid #000000;overflow:hidden;padding:0px 3px 0px 3px;vertical-align:bottom;text-align:center;">20</td> </tr> <tr style="height:20px;"> <td style="border-left:1px solid #000000;overflow:hidden;padding:0px 3px 0px 3px;vertical-align:bottom;font-weight:bold;"></td> <td data-sheets-value='{"1":2,"2":"Double-walled"}' style="overflow:hidden;padding:0px 3px 0px 3px;vertical-align:bottom;font-weight:bold;">Double-walled</td> <td data-sheets-value='{"1":2,"2":"Opal (T/O)"}' style="border-right:1px solid #000000;overflow:hidden;padding:0px 3px 0px 3px;vertical-align:bottom;font-weight:bold;">Opal (T/O)</td> <td data-sheets-numberformat='{"1":2,"2":"0.00","3":1}' data-sheets-value='{"1":3,"3":2.9}' style="overflow:hidden;padding:0px 3px 0px 3px;vertical-align:bottom;text-align:center;">2.90</td> <td data-sheets-numberformat='{"1":2,"2":"0","3":1}' data-sheets-value='{"1":3,"3":41}' style="overflow:hidden;padding:0px 3px 0px 3px;vertical-align:bottom;text-align:center;">41</td> <td data-sheets-numberformat='{"1":2,"2":"0","3":1}' data-sheets-value='{"1":3,"3":45}' style="overflow:hidden;padding:0px 3px 0px 3px;vertical-align:bottom;text-align:center;">45</td> <td data-sheets-numberformat='{"1":2,"2":"0","3":1}' data-sheets-value='{"1":3,"3":20}' style="border-right:1px solid #000000;overflow:hidden;padding:0px 3px 0px 3px;vertical-align:bottom;text-align:center;">20</td> </tr> <tr style="height:20px;"> <td style="border-left:1px solid #000000;overflow:hidden;padding:0px 3px 0px 3px;vertical-align:bottom;font-weight:bold;"></td> <td data-sheets-value='{"1":2,"2":"Triple-walled"}' style="overflow:hidden; | skylux-160-ce-met-koepel-en-pvc-opstand-35-30-met-lm-motor-en-windvang-1400-x-1400-mm | 8586057023821 | 46872400691533
Smoke and heat exhaust (SHEV) | SHE system | Skylux | Skylux 160° CE with skylight and PVC curb 35/30 with LM-actuator and spoiler 1450 x 1700 mm |  | 50701 | 5412970507017 | 6351.3 | Yes | 30-45 | 106.17 | 1450 x 1700 mm | 1700 | 1450 |  | PVC 35/30 (35 cm high & roof opening = 30 cm larger than daylight size) | Rectangular | 5.17 W/m²K - 1.28 W/m²K | 87% - 32% | 90% - 32% | 20dB - 23dB | 160° CE (for industry) | skylight | with spoiler | E | Single actuator | Maximum four-walled skylight possible for this product | Ut-value LT-value g-value Rw-value EN 1873 : 2014 EN ISO 13468 EN 16153 EN 410 EN 410 EN ISO 140-3 Material Walls Shells (W/m²K) (%) (%) (dB) Acrylic Single-walled Clear (H) 5.17 90 87 - PMMA Single-walled Opal (O) 5.17 83 76 - Double-walled Clear (H/H) 2.90 81 75 20 Double-walled Opal (O/O) 2.90 69 58 20 Triple-walled Clear (H/H/H) 1.70 73 65 22 Triple-walled Opal (O/H/O) 1.70 62 51 22 Four-walled Clear (H/H/H/H) 1.28 64 54 23 Four-walled Opal (H/H/O/H) 1.28 59 48 23 Polycarbonate Single-walled Clear (A) 5.17 88 83 - PC Single-walled Opal (D) 5.17 58 60 - Double-walled Clear (A/H) 2.90 79 72 20 Double-walled Clear (A/A) 2.90 77 69 20 Double-walled Opal (A/O) 2.90 73 63 20 Double-walled Opal (A/D) 2.90 51 50 20 Triple-walled Clear (A/H/H) 1.70 71 63 22 Triple-walled Opal (A/O/O) 1.70 61 48 22 Four-walled Clear (A/H/H/H) 1.28 64 52 23 Four-walled Opal (A/H/O/H) 1.28 59 46 23 Polycarbonate Single-walled Heatstop Opal (T) 5.17 49 59 - Heatstop PC Double-walled Clear (T/H) 2.90 44 51 20 Double-walled Opal (T/O) 2.90 41 45 20 Triple-walled Clear (T/H/H) 1.70 40 <td data-sheets-numberformat='{"1":2,"2":"0","3":1}' data-sheets-value='{"1":3,"3":44}' style="overflow:hidden;paddin | https://skylux.eu/en/products/skylux-160-ce-met-koepel-en-pvc-opstand-35-30-met-lm-motor-en-windvang-1450-x-1700-mm | https://skylux.eu/cdn/shop/files/Skylux-160deg-CE-met-koepel-en-pvc-opstand-3530-met-LM-motor-en-windvang-1450-x-1700-mm-RWA-systeem.jpg?v=1702983031&width=1600 | https://skylux.eu/cdn/shop/files/e5a82811-1bb0-48e4-a776-cacb59c7c092_2c117ef6-22ff-4790-96aa-095f782b62a0.jpg?v=1688551769&width=1600 | //skylux.eu/cdn/shop/files/E_MH_Mounting_instructions_Skylux_160_CE_LM.pdf?v=12406716259046007223 | //skylux.eu/cdn/shop/files/E_TD_Technical_File_Skylux_Skylux_160_CE_Electric.pdf?v=3667116872303399239 | <style type="text/css" id="isPasted"> <!--td { border: 1px solid #cccccc; } br { mso-data-placement: same-cell; } --> </style> <table border="1" cellpadding="0" cellspacing="0" dir="ltr" style="table-layout:fixed;font-size:10pt;font-family:Arial;border-collapse:collapse;border:none;"><tbody> <tr style="height:20px;"> <td style="overflow:hidden;padding:0px 3px 0px 3px;vertical-align:bottom;"></td> <td style="overflow:hidden;padding:0px 3px 0px 3px;vertical-align:bottom;"></td> <td style="overflow:hidden;padding:0px 3px 0px 3px;vertical-align:bottom;"></td> <td data-sheets-value='{"1":2,"2":"Ut-value"}' style="overflow:hidden;padding:0px 3px 0px 3px;vertical-align:bottom;font-weight:bold;text-align:center;">Ut-value</td> <td data-sheets-value='{"1":2,"2":"LT-value"}' style="overflow:hidden;padding:0px 3px 0px 3px;vertical-align:bottom;font-weight:bold;text-align:center;">LT-value</td> <td data-sheets-value='{"1":2,"2":"g-value"}' style="overflow:hidden;padding:0px 3px 0px 3px;vertical-align:bottom;font-weight:bold;text-align:center;">g-value</td> <td data-sheets-value='{"1":2,"2":"Rw-value "}' style="overflow:hidden;padding:0px 3px 0px 3px;vertical-align:bottom;font-weight:bold;text-align:center;">Rw-value </td> </tr> <tr style="height:20px;"> <td style="overflow:hidden;padding:0px 3px 0px 3px;vertical-align:bottom;"></td> <td style="overflow:hidden;padding:0px 3px 0px 3px;vertical-align:bottom;"></td> <td style="overflow:hidden;padding:0px 3px 0px 3px;vertical-align:bottom;"></td> <td data-sheets-numberformat='{"1":2,"2":"0.00","3":1}' data-sheets-value='{"1":2,"2":"EN 1873 : 2014"}' style="overflow:hidden;padding:0px 3px 0px 3px;vertical-align:bottom;text-align:center;">EN 1873 : 2014</td> <td data-sheets-numberformat='{"1":2,"2":"0","3":1}' data-sheets-value='{"1":2,"2":"EN ISO 13468 EN 16153 EN 410"}' style="overflow:hidden;padding:0px 3px 0px 3px;vertical-align:bottom;text-align:center;">EN ISO 13468 EN 16153 EN 410</td> <td data-sheets-numberformat='{"1":2,"2":"0","3":1}' data-sheets-value='{"1":2,"2":"EN 410"}' style="overflow:hidden;padding:0px 3px 0px 3px;vertical-align:bottom;text-align:center;">EN 410</td> <td data-sheets-value='{"1":2,"2":"EN ISO 140-3\t\t"}' style="overflow:hidden;padding:0px 3px 0px 3px;vertical-align:bottom;text-align:center;">EN ISO 140-3 </td> </tr> <tr style="height:20px;"> <td data-sheets-value='{"1":2,"2":"Material"}' style="border-bottom:1px solid #000000;overflow:hidden;padding:0px 3px 0px 3px;vertical-align:bottom;background-color:#000000;font-weight:bold;color:#ffffff;">Material</td> <td data-sheets-value='{"1":2,"2":"Walls"}' style="border-bottom:1px solid #000000;overflow:hidden;padding:0px 3px 0px 3px;vertical-align:bottom;background-color:#000000;font-weight:bold;color:#ffffff;">Walls</td> <td data-sheets-value='{"1":2,"2":"Shells"}' style="border-bottom:1px solid #000000;overflow:hidden;padding:0px 3px 0px 3px;vertical-align:bottom;background-color:#000000;font-weight:bold;color:#ffffff;">Shells</td> <td data-sheets-numberformat='{"1":2,"2":"0.00","3":1}' data-sheets-value='{"1":2,"2":"(W/m²K)\t"}' style="border-bottom:1px solid #000000;overflow:hidden;padding:0px 3px 0px 3px;vertical-align:bottom;background-color:#000000;font-weight:bold;color:#ffffff;text-align:center;">(W/m²K) </td> <td data-sheets-numberformat='{"1":2,"2":"0","3":1}' data-sheets-value='{"1":2,"2":"(%)"}' style="border-bottom:1px solid #000000;overflow:hidden;padding:0px 3px 0px 3px;vertical-align:bottom;background-color:#000000;font-weight:bold;color:#ffffff;text-align:center;">(%)</td> <td data-sheets-numberformat='{"1":2,"2":"0","3":1}' data-sheets-value='{"1":2,"2":"(%)"}' style="border-bottom:1px solid #000000;overflow:hidden;padding:0px 3px 0px 3px;vertical-align:bottom;background-color:#000000;font-weight:bold;color:#ffffff;text-align:center;">(%)</td> <td data-sheets-value='{"1":2,"2":"(dB)"}' style="border-bottom:1px solid #000000;overflow:hidden;padding:0px 3px 0px 3px;vertical-align:bottom;background-color:#000000;font-weight:bold;color:#ffffff;text-align:center;">(dB)</td> </tr> <tr style="height:20px;"> <td data-sheets-value='{"1":2,"2":"Acrylic"}' style="border-left:1px solid #000000;overflow:hidden;padding:0px 3px 0px 3px;vertical-align:bottom;font-weight:bold;">Acrylic</td> <td data-sheets-value='{"1":2,"2":"Single-walled"}' style="overflow:hidden;padding:0px 3px 0px 3px;vertical-align:bottom;font-weight:bold;">Single-walled</td> <td data-sheets-value='{"1":2,"2":"Clear (H)"}' style="border-right:1px solid #000000;overflow:hidden;padding:0px 3px 0px 3px;vertical-align:bottom;font-weight:bold;">Clear (H)</td> <td data-sheets-numberformat='{"1":2,"2":"0.00","3":1}' data-sheets-value='{"1":3,"3":5.17}' style="overflow:hidden;padding:0px 3px 0px 3px;vertical-align:bottom;text-align:center;">5.17</td> <td data-sheets-numberformat='{"1":2,"2":"0","3":1}' data-sheets-value='{"1":3,"3":90}' style="overflow:hidden;padding:0px 3px 0px 3px;vertical-align:bottom;text-align:center;">90</td> <td data-sheets-numberformat='{"1":2,"2":"0","3":1}' data-sheets-value='{"1":3,"3":87}' style="overflow:hidden;padding:0px 3px 0px 3px;vertical-align:bottom;text-align:center;">87</td> <td data-sheets-numberformat='{"1":2,"2":"0","3":1}' data-sheets-value='{"1":2,"2":"-"}' style="border-right:1px solid #000000;overflow:hidden;padding:0px 3px 0px 3px;vertical-align:bottom;text-align:center;">-</td> </tr> <tr style="height:20px;"> <td data-sheets-value='{"1":2,"2":"PMMA"}' style="border-left:1px solid #000000;overflow:hidden;padding:0px 3px 0px 3px;vertical-align:bottom;font-weight:bold;">PMMA</td> <td data-sheets-value='{"1":2,"2":"Single-walled"}' style="overflow:hidden;padding:0px 3px 0px 3px;vertical-align:bottom;font-weight:bold;">Single-walled</td> <td data-sheets-value='{"1":2,"2":"Opal (O)"}' style="border-right:1px solid #000000;overflow:hidden;padding:0px 3px 0px 3px;vertical-align:bottom;font-weight:bold;">Opal (O)</td> <td data-sheets-numberformat='{"1":2,"2":"0.00","3":1}' data-sheets-value='{"1":3,"3":5.17}' style="overflow:hidden;padding:0px 3px 0px 3px;vertical-align:bottom;text-align:center;">5.17</td> <td data-sheets-numberformat='{"1":2,"2":"0","3":1}' data-sheets-value='{"1":3,"3":83}' style="overflow:hidden;padding:0px 3px 0px 3px;vertical-align:bottom;text-align:center;">83</td> <td data-sheets-numberformat='{"1":2,"2":"0","3":1}' data-sheets-value='{"1":3,"3":76}' style="overflow:hidden;padding:0px 3px 0px 3px;vertical-align:bottom;text-align:center;">76</td> <td data-sheets-numberformat='{"1":2,"2":"0","3":1}' data-sheets-value='{"1":2,"2":"-"}' style="border-right:1px solid #000000;overflow:hidden;padding:0px 3px 0px 3px;vertical-align:bottom;text-align:center;">-</td> </tr> <tr style="height:20px;"> <td style="border-left:1px solid #000000;overflow:hidden;padding:0px 3px 0px 3px;vertical-align:bottom;font-weight:bold;"></td> <td data-sheets-value='{"1":2,"2":"Double-walled"}' style="overflow:hidden;padding:0px 3px 0px 3px;vertical-align:bottom;font-weight:bold;">Double-walled</td> <td data-sheets-value='{"1":2,"2":"Clear (H/H)"}' style="border-right:1px solid #000000;overflow:hidden;padding:0px 3px 0px 3px;vertical-align:bottom;font-weight:bold;">Clear (H/H)</td> <td data-sheets-numberformat='{"1":2,"2":"0.00","3":1}' data-sheets-value='{"1":3,"3":2.9}' style="overflow:hidden;padding:0px 3px 0px 3px;vertical-align:bottom;text-align:center;">2.90</td> <td data-sheets-numberformat='{"1":2,"2":"0","3":1}' data-sheets-value='{"1":3,"3":81}' style="overflow:hidden;padding:0px 3px 0px 3px;vertical-align:bottom;text-align:center;">81</td> <td data-sheets-numberformat='{"1":2,"2":"0","3":1}' data-sheets-value='{"1":3,"3":75}' style="overflow:hidden;padding:0px 3px 0px 3px;vertical-align:bottom;text-align:center;">75</td> <td data-sheets-numberformat='{"1":2,"2":"0","3":1}' data-sheets-value='{"1":3,"3":20}' style="border-right:1px solid #000000;overflow:hidden;padding:0px 3px 0px 3px;vertical-align:bottom;text-align:center;">20</td> </tr> <tr style="height:20px;"> <td style="border-left:1px solid #000000;overflow:hidden;padding:0px 3px 0px 3px;vertical-align:bottom;font-weight:bold;"></td> <td data-sheets-value='{"1":2,"2":"Double-walled"}' style="overflow:hidden;padding:0px 3px 0px 3px;vertical-align:bottom;font-weight:bold;">Double-walled</td> <td data-sheets-value='{"1":2,"2":"Opal (O/O)"}' style="border-right:1px solid #000000;overflow:hidden;padding:0px 3px 0px 3px;vertical-align:bottom;font-weight:bold;">Opal (O/O)</td> <td data-sheets-numberformat='{"1":2,"2":"0.00","3":1}' data-sheets-value='{"1":3,"3":2.9}' style="overflow:hidden;padding:0px 3px 0px 3px;vertical-align:bottom;text-align:center;">2.90</td> <td data-sheets-numberformat='{"1":2,"2":"0","3":1}' data-sheets-value='{"1":3,"3":69}' style="overflow:hidden;padding:0px 3px 0px 3px;vertical-align:bottom;text-align:center;">69</td> <td data-sheets-numberformat='{"1":2,"2":"0","3":1}' data-sheets-value='{"1":3,"3":58}' style="overflow:hidden;padding:0px 3px 0px 3px;vertical-align:bottom;text-align:center;">58</td> <td data-sheets-numberformat='{"1":2,"2":"0","3":1}' data-sheets-value='{"1":3,"3":20}' style="border-right:1px solid #000000;overflow:hidden;padding:0px 3px 0px 3px;vertical-align:bottom;text-align:center;">20</td> </tr> <tr style="height:20px;"> <td style="border-left:1px solid #000000;overflow:hidden;padding:0px 3px 0px 3px;vertical-align:bottom;font-weight:bold;"></td> <td data-sheets-value='{"1":2,"2":"Triple-walled"}' style="overflow:hidden;padding:0px 3px 0px 3px;vertical-align:bottom;font-weight:bold;">Triple-walled</td> <td data-sheets-value='{"1":2,"2":"Clear (H/H/H)"}' style="border-right:1px solid #000000;overflow:hidden;padding:0px 3px 0px 3px;vertical-align:bottom;font-weight:bold;">Clear (H/H/H)</td> <td data-sheets-numberformat='{"1":2,"2":"0.00","3":1}' data-sheets-value='{"1":3,"3":1.7}' style="overflow:hidden;padding:0px 3px 0px 3px;vertical-align:bottom;text-align:center;">1.70</td> <td data-sheets-numberformat='{"1":2,"2":"0","3":1}' data-sheets-value='{"1":3,"3":73}' style="overflow:hidden;padding:0px 3px 0px 3px;vertical-align:bottom;text-align:center;">73</td> <td data-sheets-numberformat='{"1":2,"2":"0","3":1}' data-sheets-value='{"1":3,"3":65}' style="overflow:hidden;padding:0px 3px 0px 3px;vertical-align:bottom;text-align:center;">65</td> <td data-sheets-numberformat='{"1":2,"2":"0","3":1}' data-sheets-value='{"1":3,"3":22}' style="border-right:1px solid #000000;overflow:hidden;padding:0px 3px 0px 3px;vertical-align:bottom;text-align:center;">22</td> </tr> <tr style="height:20px;"> <td style="border-left:1px solid #000000;overflow:hidden;padding:0px 3px 0px 3px;vertical-align:bottom;font-weight:bold;"></td> <td data-sheets-value='{"1":2,"2":"Triple-walled"}' style="overflow:hidden;padding:0px 3px 0px 3px;vertical-align:bottom;font-weight:bold;">Triple-walled</td> <td data-sheets-value='{"1":2,"2":"Opal (O/H/O)"}' style="border-right:1px solid #000000;overflow:hidden;padding:0px 3px 0px 3px;vertical-align:bottom;font-weight:bold;">Opal (O/H/O)</td> <td data-sheets-numberformat='{"1":2,"2":"0.00","3":1}' data-sheets-value='{"1":3,"3":1.7}' style="overflow:hidden;padding:0px 3px 0px 3px;vertical-align:bottom;text-align:center;">1.70</td> <td data-sheets-numberformat='{"1":2,"2":"0","3":1}' data-sheets-value='{"1":3,"3":62}' style="overflow:hidden;padding:0px 3px 0px 3px;vertical-align:bottom;text-align:center;">62</td> <td data-sheets-numberformat='{"1":2,"2":"0","3":1}' data-sheets-value='{"1":3,"3":51}' style="overflow:hidden;padding:0px 3px 0px 3px;vertical-align:bottom;text-align:center;">51</td> <td data-sheets-numberformat='{"1":2,"2":"0","3":1}' data-sheets-value='{"1":3,"3":22}' style="border-right:1px solid #000000;overflow:hidden;padding:0px 3px 0px 3px;vertical-align:bottom;text-align:center;">22</td> </tr> <tr style="height:20px;"> <td style="border-left:1px solid #000000;overflow:hidden;padding:0px 3px 0px 3px;vertical-align:bottom;font-weight:bold;"></td> <td data-sheets-value='{"1":2,"2":"Four-walled"}' style="overflow:hidden;padding:0px 3px 0px 3px;vertical-align:bottom;font-weight:bold;">Four-walled</td> <td data-sheets-value='{"1":2,"2":"Clear (H/H/H/H)"}' style="border-right:1px solid #000000;overflow:hidden;padding:0px 3px 0px 3px;vertical-align:bottom;font-weight:bold;">Clear (H/H/H/H)</td> <td data-sheets-numberformat='{"1":2,"2":"0.00","3":1}' data-sheets-value='{"1":3,"3":1.28}' style="overflow:hidden;padding:0px 3px 0px 3px;vertical-align:bottom;text-align:center;">1.28</td> <td data-sheets-numberformat='{"1":2,"2":"0","3":1}' data-sheets-value='{"1":3,"3":64}' style="overflow:hidden;padding:0px 3px 0px 3px;vertical-align:bottom;text-align:center;">64</td> <td data-sheets-numberformat='{"1":2,"2":"0","3":1}' data-sheets-value='{"1":3,"3":54}' style="overflow:hidden;padding:0px 3px 0px 3px;vertical-align:bottom;text-align:center;">54</td> <td data-sheets-numberformat='{"1":2,"2":"0","3":1}' data-sheets-value='{"1":3,"3":23}' style="border-right:1px solid #000000;overflow:hidden;padding:0px 3px 0px 3px;vertical-align:bottom;text-align:center;">23</td> </tr> <tr style="height:20px;"> <td style="border-bottom:1px solid #000000;border-left:1px solid #000000;overflow:hidden;padding:0px 3px 0px 3px;vertical-align:bottom;"></td> <td data-sheets-value='{"1":2,"2":"Four-walled"}' style="border-bottom:1px solid #000000;overflow:hidden;padding:0px 3px 0px 3px;vertical-align:bottom;font-weight:bold;">Four-walled</td> <td data-sheets-value='{"1":2,"2":"Opal (H/H/O/H)"}' style="border-right:1px solid #000000;border-bottom:1px solid #000000;overflow:hidden;padding:0px 3px 0px 3px;vertical-align:bottom;font-weight:bold;">Opal (H/H/O/H)</td> <td data-sheets-numberformat='{"1":2,"2":"0.00","3":1}' data-sheets-value='{"1":3,"3":1.28}' style="border-bottom:1px solid #000000;overflow:hidden;padding:0px 3px 0px 3px;vertical-align:bottom;text-align:center;">1.28</td> <td data-sheets-numberformat='{"1":2,"2":"0","3":1}' data-sheets-value='{"1":3,"3":59}' style="border-bottom:1px solid #000000;overflow:hidden;padding:0px 3px 0px 3px;vertical-align:bottom;text-align:center;">59</td> <td data-sheets-numberformat='{"1":2,"2":"0","3":1}' data-sheets-value='{"1":3,"3":48}' style="border-bottom:1px solid #000000;overflow:hidden;padding:0px 3px 0px 3px;vertical-align:bottom;text-align:center;">48</td> <td data-sheets-numberformat='{"1":2,"2":"0","3":1}' data-sheets-value='{"1":3,"3":23}' style="border-right:1px solid #000000;border-bottom:1px solid #000000;overflow:hidden;padding:0px 3px 0px 3px;vertical-align:bottom;text-align:center;">23</td> </tr> <tr style="height:20px;"> <td data-sheets-value='{"1":2,"2":"Polycarbonate "}' style="border-left:1px solid #000000;overflow:hidden;padding:0px 3px 0px 3px;vertical-align:bottom;font-weight:bold;">Polycarbonate </td> <td data-sheets-value='{"1":2,"2":"Single-walled"}' style="overflow:hidden;padding:0px 3px 0px 3px;vertical-align:bottom;font-weight:bold;">Single-walled</td> <td data-sheets-value='{"1":2,"2":"Clear (A)"}' style="border-right:1px solid #000000;overflow:hidden;padding:0px 3px 0px 3px;vertical-align:bottom;font-weight:bold;">Clear (A)</td> <td data-sheets-numberformat='{"1":2,"2":"0.00","3":1}' data-sheets-value='{"1":3,"3":5.17}' style="overflow:hidden;padding:0px 3px 0px 3px;vertical-align:bottom;text-align:center;">5.17</td> <td data-sheets-numberformat='{"1":2,"2":"0","3":1}' data-sheets-value='{"1":3,"3":88}' style="overflow:hidden;padding:0px 3px 0px 3px;vertical-align:bottom;text-align:center;">88</td> <td data-sheets-numberformat='{"1":2,"2":"0","3":1}' data-sheets-value='{"1":3,"3":83}' style="overflow:hidden;padding:0px 3px 0px 3px;vertical-align:bottom;text-align:center;">83</td> <td data-sheets-numberformat='{"1":2,"2":"0","3":1}' data-sheets-value='{"1":2,"2":"-"}' style="border-right:1px solid #000000;overflow:hidden;padding:0px 3px 0px 3px;vertical-align:bottom;text-align:center;">-</td> </tr> <tr style="height:20px;"> <td data-sheets-value='{"1":2,"2":"PC"}' style="border-left:1px solid #000000;overflow:hidden;padding:0px 3px 0px 3px;vertical-align:bottom;font-weight:bold;">PC</td> <td data-sheets-value='{"1":2,"2":"Single-walled"}' style="overflow:hidden;padding:0px 3px 0px 3px;vertical-align:bottom;font-weight:bold;">Single-walled</td> <td data-sheets-value='{"1":2,"2":"Opal (D)"}' style="border-right:1px solid #000000;overflow:hidden;padding:0px 3px 0px 3px;vertical-align:bottom;font-weight:bold;">Opal (D)</td> <td data-sheets-numberformat='{"1":2,"2":"0.00","3":1}' data-sheets-value='{"1":3,"3":5.17}' style="overflow:hidden;padding:0px 3px 0px 3px;vertical-align:bottom;text-align:center;">5.17</td> <td data-sheets-numberformat='{"1":2,"2":"0","3":1}' data-sheets-value='{"1":3,"3":58}' style="overflow:hidden;padding:0px 3px 0px 3px;vertical-align:bottom;text-align:center;">58</td> <td data-sheets-numberformat='{"1":2,"2":"0","3":1}' data-sheets-value='{"1":3,"3":60}' style="overflow:hidden;padding:0px 3px 0px 3px;vertical-align:bottom;text-align:center;">60</td> <td data-sheets-numberformat='{"1":2,"2":"0","3":1}' data-sheets-value='{"1":2,"2":"-"}' style="border-right:1px solid #000000;overflow:hidden;padding:0px 3px 0px 3px;vertical-align:bottom;text-align:center;">-</td> </tr> <tr style="height:20px;"> <td style="border-left:1px solid #000000;overflow:hidden;padding:0px 3px 0px 3px;vertical-align:bottom;font-weight:bold;"></td> <td data-sheets-value='{"1":2,"2":"Double-walled"}' style="overflow:hidden;padding:0px 3px 0px 3px;vertical-align:bottom;font-weight:bold;">Double-walled</td> <td data-sheets-value='{"1":2,"2":"Clear (A/H)"}' style="border-right:1px solid #000000;overflow:hidden;padding:0px 3px 0px 3px;vertical-align:bottom;font-weight:bold;">Clear (A/H)</td> <td data-sheets-numberformat='{"1":2,"2":"0.00","3":1}' data-sheets-value='{"1":3,"3":2.9}' style="overflow:hidden;padding:0px 3px 0px 3px;vertical-align:bottom;text-align:center;">2.90</td> <td data-sheets-numberformat='{"1":2,"2":"0","3":1}' data-sheets-value='{"1":3,"3":79}' style="overflow:hidden;padding:0px 3px 0px 3px;vertical-align:bottom;text-align:center;">79</td> <td data-sheets-numberformat='{"1":2,"2":"0","3":1}' data-sheets-value='{"1":3,"3":72}' style="overflow:hidden;padding:0px 3px 0px 3px;vertical-align:bottom;text-align:center;">72</td> <td data-sheets-numberformat='{"1":2,"2":"0","3":1}' data-sheets-value='{"1":3,"3":20}' style="border-right:1px solid #000000;overflow:hidden;padding:0px 3px 0px 3px;vertical-align:bottom;text-align:center;">20</td> </tr> <tr style="height:20px;"> <td style="border-left:1px solid #000000;overflow:hidden;padding:0px 3px 0px 3px;vertical-align:bottom;font-weight:bold;"></td> <td data-sheets-value='{"1":2,"2":"Double-walled"}' style="overflow:hidden;padding:0px 3px 0px 3px;vertical-align:bottom;font-weight:bold;">Double-walled</td> <td data-sheets-value='{"1":2,"2":"Clear (A/A)"}' style="border-right:1px solid #000000;overflow:hidden;padding:0px 3px 0px 3px;vertical-align:bottom;font-weight:bold;">Clear (A/A)</td> <td data-sheets-numberformat='{"1":2,"2":"0.00","3":1}' data-sheets-value='{"1":3,"3":2.9}' style="overflow:hidden;padding:0px 3px 0px 3px;vertical-align:bottom;text-align:center;">2.90</td> <td data-sheets-numberformat='{"1":2,"2":"0","3":1}' data-sheets-value='{"1":3,"3":77}' style="overflow:hidden;padding:0px 3px 0px 3px;vertical-align:bottom;text-align:center;">77</td> <td data-sheets-numberformat='{"1":2,"2":"0","3":1}' data-sheets-value='{"1":3,"3":69}' style="overflow:hidden;padding:0px 3px 0px 3px;vertical-align:bottom;text-align:center;">69</td> <td data-sheets-numberformat='{"1":2,"2":"0","3":1}' data-sheets-value='{"1":3,"3":20}' style="border-right:1px solid #000000;overflow:hidden;padding:0px 3px 0px 3px;vertical-align:bottom;text-align:center;">20</td> </tr> <tr style="height:20px;"> <td style="border-left:1px solid #000000;overflow:hidden;padding:0px 3px 0px 3px;vertical-align:bottom;font-weight:bold;"></td> <td data-sheets-value='{"1":2,"2":"Double-walled"}' style="overflow:hidden;padding:0px 3px 0px 3px;vertical-align:bottom;font-weight:bold;">Double-walled</td> <td data-sheets-value='{"1":2,"2":"Opal (A/O)"}' style="border-right:1px solid #000000;overflow:hidden;padding:0px 3px 0px 3px;vertical-align:bottom;font-weight:bold;">Opal (A/O)</td> <td data-sheets-numberformat='{"1":2,"2":"0.00","3":1}' data-sheets-value='{"1":3,"3":2.9}' style="overflow:hidden;padding:0px 3px 0px 3px;vertical-align:bottom;text-align:center;">2.90</td> <td data-sheets-numberformat='{"1":2,"2":"0","3":1}' data-sheets-value='{"1":3,"3":73}' style="overflow:hidden;padding:0px 3px 0px 3px;vertical-align:bottom;text-align:center;">73</td> <td data-sheets-numberformat='{"1":2,"2":"0","3":1}' data-sheets-value='{"1":3,"3":63}' style="overflow:hidden;padding:0px 3px 0px 3px;vertical-align:bottom;text-align:center;">63</td> <td data-sheets-numberformat='{"1":2,"2":"0","3":1}' data-sheets-value='{"1":3,"3":20}' style="border-right:1px solid #000000;overflow:hidden;padding:0px 3px 0px 3px;vertical-align:bottom;text-align:center;">20</td> </tr> <tr style="height:20px;"> <td style="border-left:1px solid #000000;overflow:hidden;padding:0px 3px 0px 3px;vertical-align:bottom;font-weight:bold;"></td> <td data-sheets-value='{"1":2,"2":"Double-walled"}' style="overflow:hidden;padding:0px 3px 0px 3px;vertical-align:bottom;font-weight:bold;">Double-walled</td> <td data-sheets-value='{"1":2,"2":"Opal (A/D)"}' style="border-right:1px solid #000000;overflow:hidden;padding:0px 3px 0px 3px;vertical-align:bottom;font-weight:bold;">Opal (A/D)</td> <td data-sheets-numberformat='{"1":2,"2":"0.00","3":1}' data-sheets-value='{"1":3,"3":2.9}' style="overflow:hidden;padding:0px 3px 0px 3px;vertical-align:bottom;text-align:center;">2.90</td> <td data-sheets-numberformat='{"1":2,"2":"0","3":1}' data-sheets-value='{"1":3,"3":51}' style="overflow:hidden;padding:0px 3px 0px 3px;vertical-align:bottom;text-align:center;">51</td> <td data-sheets-numberformat='{"1":2,"2":"0","3":1}' data-sheets-value='{"1":3,"3":50}' style="overflow:hidden;padding:0px 3px 0px 3px;vertical-align:bottom;text-align:center;">50</td> <td data-sheets-numberformat='{"1":2,"2":"0","3":1}' data-sheets-value='{"1":3,"3":20}' style="border-right:1px solid #000000;overflow:hidden;padding:0px 3px 0px 3px;vertical-align:bottom;text-align:center;">20</td> </tr> <tr style="height:20px;"> <td style="border-left:1px solid #000000;overflow:hidden;padding:0px 3px 0px 3px;vertical-align:bottom;font-weight:bold;"></td> <td data-sheets-value='{"1":2,"2":"Triple-walled"}' style="overflow:hidden;padding:0px 3px 0px 3px;vertical-align:bottom;font-weight:bold;">Triple-walled</td> <td data-sheets-value='{"1":2,"2":"Clear (A/H/H)"}' style="border-right:1px solid #000000;overflow:hidden;padding:0px 3px 0px 3px;vertical-align:bottom;font-weight:bold;">Clear (A/H/H)</td> <td data-sheets-numberformat='{"1":2,"2":"0.00","3":1}' data-sheets-value='{"1":3,"3":1.7}' style="overflow:hidden;padding:0px 3px 0px 3px;vertical-align:bottom;text-align:center;">1.70</td> <td data-sheets-numberformat='{"1":2,"2":"0","3":1}' data-sheets-value='{"1":3,"3":71}' style="overflow:hidden;padding:0px 3px 0px 3px;vertical-align:bottom;text-align:center;">71</td> <td data-sheets-numberformat='{"1":2,"2":"0","3":1}' data-sheets-value='{"1":3,"3":63}' style="overflow:hidden;padding:0px 3px 0px 3px;vertical-align:bottom;text-align:center;">63</td> <td data-sheets-numberformat='{"1":2,"2":"0","3":1}' data-sheets-value='{"1":3,"3":22}' style="border-right:1px solid #000000;overflow:hidden;padding:0px 3px 0px 3px;vertical-align:bottom;text-align:center;">22</td> </tr> <tr style="height:20px;"> <td style="border-left:1px solid #000000;overflow:hidden;padding:0px 3px 0px 3px;vertical-align:bottom;font-weight:bold;"></td> <td data-sheets-value='{"1":2,"2":"Triple-walled"}' style="overflow:hidden;padding:0px 3px 0px 3px;vertical-align:bottom;font-weight:bold;">Triple-walled</td> <td data-sheets-value='{"1":2,"2":"Opal (A/O/O)"}' style="border-right:1px solid #000000;overflow:hidden;padding:0px 3px 0px 3px;vertical-align:bottom;font-weight:bold;">Opal (A/O/O)</td> <td data-sheets-numberformat='{"1":2,"2":"0.00","3":1}' data-sheets-value='{"1":3,"3":1.7}' style="overflow:hidden;padding:0px 3px 0px 3px;vertical-align:bottom;text-align:center;">1.70</td> <td data-sheets-numberformat='{"1":2,"2":"0","3":1}' data-sheets-value='{"1":3,"3":61}' style="overflow:hidden;padding:0px 3px 0px 3px;vertical-align:bottom;text-align:center;">61</td> <td data-sheets-numberformat='{"1":2,"2":"0","3":1}' data-sheets-value='{"1":3,"3":48}' style="overflow:hidden;padding:0px 3px 0px 3px;vertical-align:bottom;text-align:center;">48</td> <td data-sheets-numberformat='{"1":2,"2":"0","3":1}' data-sheets-value='{"1":3,"3":22}' style="border-right:1px solid #000000;overflow:hidden;padding:0px 3px 0px 3px;vertical-align:bottom;text-align:center;">22</td> </tr> <tr style="height:20px;"> <td style="border-left:1px solid #000000;overflow:hidden;padding:0px 3px 0px 3px;vertical-align:bottom;font-weight:bold;"></td> <td data-sheets-value='{"1":2,"2":"Four-walled"}' style="overflow:hidden;padding:0px 3px 0px 3px;vertical-align:bottom;font-weight:bold;">Four-walled</td> <td data-sheets-value='{"1":2,"2":"Clear (A/H/H/H)"}' style="border-right:1px solid #000000;overflow:hidden;padding:0px 3px 0px 3px;vertical-align:bottom;font-weight:bold;">Clear (A/H/H/H)</td> <td data-sheets-numberformat='{"1":2,"2":"0.00","3":1}' data-sheets-value='{"1":3,"3":1.28}' style="overflow:hidden;padding:0px 3px 0px 3px;vertical-align:bottom;text-align:center;">1.28</td> <td data-sheets-numberformat='{"1":2,"2":"0","3":1}' data-sheets-value='{"1":3,"3":64}' style="overflow:hidden;padding:0px 3px 0px 3px;vertical-align:bottom;text-align:center;">64</td> <td data-sheets-numberformat='{"1":2,"2":"0","3":1}' data-sheets-value='{"1":3,"3":52}' style="overflow:hidden;padding:0px 3px 0px 3px;vertical-align:bottom;text-align:center;">52</td> <td data-sheets-numberformat='{"1":2,"2":"0","3":1}' data-sheets-value='{"1":3,"3":23}' style="border-right:1px solid #000000;overflow:hidden;padding:0px 3px 0px 3px;vertical-align:bottom;text-align:center;">23</td> </tr> <tr style="height:20px;"> <td style="border-bottom:1px solid #000000;border-left:1px solid #000000;overflow:hidden;padding:0px 3px 0px 3px;vertical-align:bottom;"></td> <td data-sheets-value='{"1":2,"2":"Four-walled"}' style="border-bottom:1px solid #000000;overflow:hidden;padding:0px 3px 0px 3px;vertical-align:bottom;font-weight:bold;">Four-walled</td> <td data-sheets-value='{"1":2,"2":"Opal (A/H/O/H)"}' style="border-right:1px solid #000000;border-bottom:1px solid #000000;overflow:hidden;padding:0px 3px 0px 3px;vertical-align:bottom;font-weight:bold;">Opal (A/H/O/H)</td> <td data-sheets-numberformat='{"1":2,"2":"0.00","3":1}' data-sheets-value='{"1":3,"3":1.28}' style="border-bottom:1px solid #000000;overflow:hidden;padding:0px 3px 0px 3px;vertical-align:bottom;text-align:center;">1.28</td> <td data-sheets-numberformat='{"1":2,"2":"0","3":1}' data-sheets-value='{"1":3,"3":59}' style="border-bottom:1px solid #000000;overflow:hidden;padding:0px 3px 0px 3px;vertical-align:bottom;text-align:center;">59</td> <td data-sheets-numberformat='{"1":2,"2":"0","3":1}' data-sheets-value='{"1":3,"3":46}' style="border-bottom:1px solid #000000;overflow:hidden;padding:0px 3px 0px 3px;vertical-align:bottom;text-align:center;">46</td> <td data-sheets-numberformat='{"1":2,"2":"0","3":1}' data-sheets-value='{"1":3,"3":23}' style="border-right:1px solid #000000;border-bottom:1px solid #000000;overflow:hidden;padding:0px 3px 0px 3px;vertical-align:bottom;text-align:center;">23</td> </tr> <tr style="height:20px;"> <td data-sheets-value='{"1":2,"2":"Polycarbonate"}' style="border-left:1px solid #000000;overflow:hidden;padding:0px 3px 0px 3px;vertical-align:bottom;font-weight:bold;">Polycarbonate</td> <td data-sheets-value='{"1":2,"2":"Single-walled"}' style="overflow:hidden;padding:0px 3px 0px 3px;vertical-align:bottom;font-weight:bold;">Single-walled</td> <td data-sheets-value='{"1":2,"2":"Heatstop Opal (T)"}' style="border-right:1px solid #000000;overflow:hidden;padding:0px 3px 0px 3px;vertical-align:bottom;font-weight:bold;">Heatstop Opal (T)</td> <td data-sheets-numberformat='{"1":2,"2":"0.00","3":1}' data-sheets-value='{"1":3,"3":5.17}' style="overflow:hidden;padding:0px 3px 0px 3px;vertical-align:bottom;text-align:center;">5.17</td> <td data-sheets-numberformat='{"1":2,"2":"0","3":1}' data-sheets-value='{"1":3,"3":49}' style="overflow:hidden;padding:0px 3px 0px 3px;vertical-align:bottom;text-align:center;">49</td> <td data-sheets-numberformat='{"1":2,"2":"0","3":1}' data-sheets-value='{"1":3,"3":59}' style="overflow:hidden;padding:0px 3px 0px 3px;vertical-align:bottom;text-align:center;">59</td> <td data-sheets-numberformat='{"1":2,"2":"0","3":1}' data-sheets-value='{"1":2,"2":"-"}' style="border-right:1px solid #000000;overflow:hidden;padding:0px 3px 0px 3px;vertical-align:bottom;text-align:center;">-</td> </tr> <tr style="height:20px;"> <td data-sheets-value='{"1":2,"2":"Heatstop PC"}' style="border-left:1px solid #000000;overflow:hidden;padding:0px 3px 0px 3px;vertical-align:bottom;font-weight:bold;">Heatstop PC</td> <td data-sheets-value='{"1":2,"2":"Double-walled"}' style="overflow:hidden;padding:0px 3px 0px 3px;vertical-align:bottom;font-weight:bold;">Double-walled</td> <td data-sheets-value='{"1":2,"2":"Clear (T/H)"}' style="border-right:1px solid #000000;overflow:hidden;padding:0px 3px 0px 3px;vertical-align:bottom;font-weight:bold;">Clear (T/H)</td> <td data-sheets-numberformat='{"1":2,"2":"0.00","3":1}' data-sheets-value='{"1":3,"3":2.9}' style="overflow:hidden;padding:0px 3px 0px 3px;vertical-align:bottom;text-align:center;">2.90</td> <td data-sheets-numberformat='{"1":2,"2":"0","3":1}' data-sheets-value='{"1":3,"3":44}' style="overflow:hidden;padding:0px 3px 0px 3px;vertical-align:bottom;text-align:center;">44</td> <td data-sheets-numberformat='{"1":2,"2":"0","3":1}' data-sheets-value='{"1":3,"3":51}' style="overflow:hidden;padding:0px 3px 0px 3px;vertical-align:bottom;text-align:center;">51</td> <td data-sheets-numberformat='{"1":2,"2":"0","3":1}' data-sheets-value='{"1":3,"3":20}' style="border-right:1px solid #000000;overflow:hidden;padding:0px 3px 0px 3px;vertical-align:bottom;text-align:center;">20</td> </tr> <tr style="height:20px;"> <td style="border-left:1px solid #000000;overflow:hidden;padding:0px 3px 0px 3px;vertical-align:bottom;font-weight:bold;"></td> <td data-sheets-value='{"1":2,"2":"Double-walled"}' style="overflow:hidden;padding:0px 3px 0px 3px;vertical-align:bottom;font-weight:bold;">Double-walled</td> <td data-sheets-value='{"1":2,"2":"Opal (T/O)"}' style="border-right:1px solid #000000;overflow:hidden;padding:0px 3px 0px 3px;vertical-align:bottom;font-weight:bold;">Opal (T/O)</td> <td data-sheets-numberformat='{"1":2,"2":"0.00","3":1}' data-sheets-value='{"1":3,"3":2.9}' style="overflow:hidden;padding:0px 3px 0px 3px;vertical-align:bottom;text-align:center;">2.90</td> <td data-sheets-numberformat='{"1":2,"2":"0","3":1}' data-sheets-value='{"1":3,"3":41}' style="overflow:hidden;padding:0px 3px 0px 3px;vertical-align:bottom;text-align:center;">41</td> <td data-sheets-numberformat='{"1":2,"2":"0","3":1}' data-sheets-value='{"1":3,"3":45}' style="overflow:hidden;padding:0px 3px 0px 3px;vertical-align:bottom;text-align:center;">45</td> <td data-sheets-numberformat='{"1":2,"2":"0","3":1}' data-sheets-value='{"1":3,"3":20}' style="border-right:1px solid #000000;overflow:hidden;padding:0px 3px 0px 3px;vertical-align:bottom;text-align:center;">20</td> </tr> <tr style="height:20px;"> <td style="border-left:1px solid #000000;overflow:hidden;padding:0px 3px 0px 3px;vertical-align:bottom;font-weight:bold;"></td> <td data-sheets-value='{"1":2,"2":"Triple-walled"}' style="overflow:hidden; | skylux-160-ce-met-koepel-en-pvc-opstand-35-30-met-lm-motor-en-windvang-1450-x-1700-mm | 8586057089357 | 46872400789837
Smoke and heat exhaust (SHEV) | SHE system | Skylux | Skylux 160° CE with skylight and PVC curb 35/30 with LM-actuator and spoiler 1500 x 1500 mm |  | 50702 | 5412970507024 | 5954.45 | Yes | 30-45 | 98.28 | 1500 x 1500 mm | 1500 | 1500 |  | PVC 35/30 (35 cm high & roof opening = 30 cm larger than daylight size) | Square | 5.17 W/m²K - 1.28 W/m²K | 87% - 32% | 90% - 32% | 20dB - 23dB | 160° CE (for industry) | skylight | with spoiler | E | Single actuator | Maximum four-walled skylight possible for this product | Ut-value LT-value g-value Rw-value EN 1873 : 2014 EN ISO 13468 EN 16153 EN 410 EN 410 EN ISO 140-3 Material Walls Shells (W/m²K) (%) (%) (dB) Acrylic Single-walled Clear (H) 5.17 90 87 - PMMA Single-walled Opal (O) 5.17 83 76 - Double-walled Clear (H/H) 2.90 81 75 20 Double-walled Opal (O/O) 2.90 69 58 20 Triple-walled Clear (H/H/H) 1.70 73 65 22 Triple-walled Opal (O/H/O) 1.70 62 51 22 Four-walled Clear (H/H/H/H) 1.28 64 54 23 Four-walled Opal (H/H/O/H) 1.28 59 48 23 Polycarbonate Single-walled Clear (A) 5.17 88 83 - PC Single-walled Opal (D) 5.17 58 60 - Double-walled Clear (A/H) 2.90 79 72 20 Double-walled Clear (A/A) 2.90 77 69 20 Double-walled Opal (A/O) 2.90 73 63 20 Double-walled Opal (A/D) 2.90 51 50 20 Triple-walled Clear (A/H/H) 1.70 71 63 22 Triple-walled Opal (A/O/O) 1.70 61 48 22 Four-walled Clear (A/H/H/H) 1.28 64 52 23 Four-walled Opal (A/H/O/H) 1.28 59 46 23 Polycarbonate Single-walled Heatstop Opal (T) 5.17 49 59 - Heatstop PC Double-walled Clear (T/H) 2.90 44 51 20 Double-walled Opal (T/O) 2.90 41 45 20 Triple-walled Clear (T/H/H) 1.70 40 <td data-sheets-numberformat='{"1":2,"2":"0","3":1}' data-sheets-value='{"1":3,"3":44}' style="overflow:hidden;paddin | https://skylux.eu/en/products/skylux-160-ce-met-koepel-en-pvc-opstand-35-30-met-lm-motor-en-windvang-1500-x-1500-mm | https://skylux.eu/cdn/shop/files/Skylux-160deg-CE-met-koepel-en-pvc-opstand-3530-met-LM-motor-en-windvang-1500-x-1500-mm-RWA-systeem.jpg?v=1702983038&width=1600 |  | //skylux.eu/cdn/shop/files/E_MH_Mounting_instructions_Skylux_160_CE_LM.pdf?v=12406716259046007223 | //skylux.eu/cdn/shop/files/E_TD_Technical_File_Skylux_Skylux_160_CE_Electric.pdf?v=3667116872303399239 | <style type="text/css" id="isPasted"> <!--td { border: 1px solid #cccccc; } br { mso-data-placement: same-cell; } --> </style> <table border="1" cellpadding="0" cellspacing="0" dir="ltr" style="table-layout:fixed;font-size:10pt;font-family:Arial;border-collapse:collapse;border:none;"><tbody> <tr style="height:20px;"> <td style="overflow:hidden;padding:0px 3px 0px 3px;vertical-align:bottom;"></td> <td style="overflow:hidden;padding:0px 3px 0px 3px;vertical-align:bottom;"></td> <td style="overflow:hidden;padding:0px 3px 0px 3px;vertical-align:bottom;"></td> <td data-sheets-value='{"1":2,"2":"Ut-value"}' style="overflow:hidden;padding:0px 3px 0px 3px;vertical-align:bottom;font-weight:bold;text-align:center;">Ut-value</td> <td data-sheets-value='{"1":2,"2":"LT-value"}' style="overflow:hidden;padding:0px 3px 0px 3px;vertical-align:bottom;font-weight:bold;text-align:center;">LT-value</td> <td data-sheets-value='{"1":2,"2":"g-value"}' style="overflow:hidden;padding:0px 3px 0px 3px;vertical-align:bottom;font-weight:bold;text-align:center;">g-value</td> <td data-sheets-value='{"1":2,"2":"Rw-value "}' style="overflow:hidden;padding:0px 3px 0px 3px;vertical-align:bottom;font-weight:bold;text-align:center;">Rw-value </td> </tr> <tr style="height:20px;"> <td style="overflow:hidden;padding:0px 3px 0px 3px;vertical-align:bottom;"></td> <td style="overflow:hidden;padding:0px 3px 0px 3px;vertical-align:bottom;"></td> <td style="overflow:hidden;padding:0px 3px 0px 3px;vertical-align:bottom;"></td> <td data-sheets-numberformat='{"1":2,"2":"0.00","3":1}' data-sheets-value='{"1":2,"2":"EN 1873 : 2014"}' style="overflow:hidden;padding:0px 3px 0px 3px;vertical-align:bottom;text-align:center;">EN 1873 : 2014</td> <td data-sheets-numberformat='{"1":2,"2":"0","3":1}' data-sheets-value='{"1":2,"2":"EN ISO 13468 EN 16153 EN 410"}' style="overflow:hidden;padding:0px 3px 0px 3px;vertical-align:bottom;text-align:center;">EN ISO 13468 EN 16153 EN 410</td> <td data-sheets-numberformat='{"1":2,"2":"0","3":1}' data-sheets-value='{"1":2,"2":"EN 410"}' style="overflow:hidden;padding:0px 3px 0px 3px;vertical-align:bottom;text-align:center;">EN 410</td> <td data-sheets-value='{"1":2,"2":"EN ISO 140-3\t\t"}' style="overflow:hidden;padding:0px 3px 0px 3px;vertical-align:bottom;text-align:center;">EN ISO 140-3 </td> </tr> <tr style="height:20px;"> <td data-sheets-value='{"1":2,"2":"Material"}' style="border-bottom:1px solid #000000;overflow:hidden;padding:0px 3px 0px 3px;vertical-align:bottom;background-color:#000000;font-weight:bold;color:#ffffff;">Material</td> <td data-sheets-value='{"1":2,"2":"Walls"}' style="border-bottom:1px solid #000000;overflow:hidden;padding:0px 3px 0px 3px;vertical-align:bottom;background-color:#000000;font-weight:bold;color:#ffffff;">Walls</td> <td data-sheets-value='{"1":2,"2":"Shells"}' style="border-bottom:1px solid #000000;overflow:hidden;padding:0px 3px 0px 3px;vertical-align:bottom;background-color:#000000;font-weight:bold;color:#ffffff;">Shells</td> <td data-sheets-numberformat='{"1":2,"2":"0.00","3":1}' data-sheets-value='{"1":2,"2":"(W/m²K)\t"}' style="border-bottom:1px solid #000000;overflow:hidden;padding:0px 3px 0px 3px;vertical-align:bottom;background-color:#000000;font-weight:bold;color:#ffffff;text-align:center;">(W/m²K) </td> <td data-sheets-numberformat='{"1":2,"2":"0","3":1}' data-sheets-value='{"1":2,"2":"(%)"}' style="border-bottom:1px solid #000000;overflow:hidden;padding:0px 3px 0px 3px;vertical-align:bottom;background-color:#000000;font-weight:bold;color:#ffffff;text-align:center;">(%)</td> <td data-sheets-numberformat='{"1":2,"2":"0","3":1}' data-sheets-value='{"1":2,"2":"(%)"}' style="border-bottom:1px solid #000000;overflow:hidden;padding:0px 3px 0px 3px;vertical-align:bottom;background-color:#000000;font-weight:bold;color:#ffffff;text-align:center;">(%)</td> <td data-sheets-value='{"1":2,"2":"(dB)"}' style="border-bottom:1px solid #000000;overflow:hidden;padding:0px 3px 0px 3px;vertical-align:bottom;background-color:#000000;font-weight:bold;color:#ffffff;text-align:center;">(dB)</td> </tr> <tr style="height:20px;"> <td data-sheets-value='{"1":2,"2":"Acrylic"}' style="border-left:1px solid #000000;overflow:hidden;padding:0px 3px 0px 3px;vertical-align:bottom;font-weight:bold;">Acrylic</td> <td data-sheets-value='{"1":2,"2":"Single-walled"}' style="overflow:hidden;padding:0px 3px 0px 3px;vertical-align:bottom;font-weight:bold;">Single-walled</td> <td data-sheets-value='{"1":2,"2":"Clear (H)"}' style="border-right:1px solid #000000;overflow:hidden;padding:0px 3px 0px 3px;vertical-align:bottom;font-weight:bold;">Clear (H)</td> <td data-sheets-numberformat='{"1":2,"2":"0.00","3":1}' data-sheets-value='{"1":3,"3":5.17}' style="overflow:hidden;padding:0px 3px 0px 3px;vertical-align:bottom;text-align:center;">5.17</td> <td data-sheets-numberformat='{"1":2,"2":"0","3":1}' data-sheets-value='{"1":3,"3":90}' style="overflow:hidden;padding:0px 3px 0px 3px;vertical-align:bottom;text-align:center;">90</td> <td data-sheets-numberformat='{"1":2,"2":"0","3":1}' data-sheets-value='{"1":3,"3":87}' style="overflow:hidden;padding:0px 3px 0px 3px;vertical-align:bottom;text-align:center;">87</td> <td data-sheets-numberformat='{"1":2,"2":"0","3":1}' data-sheets-value='{"1":2,"2":"-"}' style="border-right:1px solid #000000;overflow:hidden;padding:0px 3px 0px 3px;vertical-align:bottom;text-align:center;">-</td> </tr> <tr style="height:20px;"> <td data-sheets-value='{"1":2,"2":"PMMA"}' style="border-left:1px solid #000000;overflow:hidden;padding:0px 3px 0px 3px;vertical-align:bottom;font-weight:bold;">PMMA</td> <td data-sheets-value='{"1":2,"2":"Single-walled"}' style="overflow:hidden;padding:0px 3px 0px 3px;vertical-align:bottom;font-weight:bold;">Single-walled</td> <td data-sheets-value='{"1":2,"2":"Opal (O)"}' style="border-right:1px solid #000000;overflow:hidden;padding:0px 3px 0px 3px;vertical-align:bottom;font-weight:bold;">Opal (O)</td> <td data-sheets-numberformat='{"1":2,"2":"0.00","3":1}' data-sheets-value='{"1":3,"3":5.17}' style="overflow:hidden;padding:0px 3px 0px 3px;vertical-align:bottom;text-align:center;">5.17</td> <td data-sheets-numberformat='{"1":2,"2":"0","3":1}' data-sheets-value='{"1":3,"3":83}' style="overflow:hidden;padding:0px 3px 0px 3px;vertical-align:bottom;text-align:center;">83</td> <td data-sheets-numberformat='{"1":2,"2":"0","3":1}' data-sheets-value='{"1":3,"3":76}' style="overflow:hidden;padding:0px 3px 0px 3px;vertical-align:bottom;text-align:center;">76</td> <td data-sheets-numberformat='{"1":2,"2":"0","3":1}' data-sheets-value='{"1":2,"2":"-"}' style="border-right:1px solid #000000;overflow:hidden;padding:0px 3px 0px 3px;vertical-align:bottom;text-align:center;">-</td> </tr> <tr style="height:20px;"> <td style="border-left:1px solid #000000;overflow:hidden;padding:0px 3px 0px 3px;vertical-align:bottom;font-weight:bold;"></td> <td data-sheets-value='{"1":2,"2":"Double-walled"}' style="overflow:hidden;padding:0px 3px 0px 3px;vertical-align:bottom;font-weight:bold;">Double-walled</td> <td data-sheets-value='{"1":2,"2":"Clear (H/H)"}' style="border-right:1px solid #000000;overflow:hidden;padding:0px 3px 0px 3px;vertical-align:bottom;font-weight:bold;">Clear (H/H)</td> <td data-sheets-numberformat='{"1":2,"2":"0.00","3":1}' data-sheets-value='{"1":3,"3":2.9}' style="overflow:hidden;padding:0px 3px 0px 3px;vertical-align:bottom;text-align:center;">2.90</td> <td data-sheets-numberformat='{"1":2,"2":"0","3":1}' data-sheets-value='{"1":3,"3":81}' style="overflow:hidden;padding:0px 3px 0px 3px;vertical-align:bottom;text-align:center;">81</td> <td data-sheets-numberformat='{"1":2,"2":"0","3":1}' data-sheets-value='{"1":3,"3":75}' style="overflow:hidden;padding:0px 3px 0px 3px;vertical-align:bottom;text-align:center;">75</td> <td data-sheets-numberformat='{"1":2,"2":"0","3":1}' data-sheets-value='{"1":3,"3":20}' style="border-right:1px solid #000000;overflow:hidden;padding:0px 3px 0px 3px;vertical-align:bottom;text-align:center;">20</td> </tr> <tr style="height:20px;"> <td style="border-left:1px solid #000000;overflow:hidden;padding:0px 3px 0px 3px;vertical-align:bottom;font-weight:bold;"></td> <td data-sheets-value='{"1":2,"2":"Double-walled"}' style="overflow:hidden;padding:0px 3px 0px 3px;vertical-align:bottom;font-weight:bold;">Double-walled</td> <td data-sheets-value='{"1":2,"2":"Opal (O/O)"}' style="border-right:1px solid #000000;overflow:hidden;padding:0px 3px 0px 3px;vertical-align:bottom;font-weight:bold;">Opal (O/O)</td> <td data-sheets-numberformat='{"1":2,"2":"0.00","3":1}' data-sheets-value='{"1":3,"3":2.9}' style="overflow:hidden;padding:0px 3px 0px 3px;vertical-align:bottom;text-align:center;">2.90</td> <td data-sheets-numberformat='{"1":2,"2":"0","3":1}' data-sheets-value='{"1":3,"3":69}' style="overflow:hidden;padding:0px 3px 0px 3px;vertical-align:bottom;text-align:center;">69</td> <td data-sheets-numberformat='{"1":2,"2":"0","3":1}' data-sheets-value='{"1":3,"3":58}' style="overflow:hidden;padding:0px 3px 0px 3px;vertical-align:bottom;text-align:center;">58</td> <td data-sheets-numberformat='{"1":2,"2":"0","3":1}' data-sheets-value='{"1":3,"3":20}' style="border-right:1px solid #000000;overflow:hidden;padding:0px 3px 0px 3px;vertical-align:bottom;text-align:center;">20</td> </tr> <tr style="height:20px;"> <td style="border-left:1px solid #000000;overflow:hidden;padding:0px 3px 0px 3px;vertical-align:bottom;font-weight:bold;"></td> <td data-sheets-value='{"1":2,"2":"Triple-walled"}' style="overflow:hidden;padding:0px 3px 0px 3px;vertical-align:bottom;font-weight:bold;">Triple-walled</td> <td data-sheets-value='{"1":2,"2":"Clear (H/H/H)"}' style="border-right:1px solid #000000;overflow:hidden;padding:0px 3px 0px 3px;vertical-align:bottom;font-weight:bold;">Clear (H/H/H)</td> <td data-sheets-numberformat='{"1":2,"2":"0.00","3":1}' data-sheets-value='{"1":3,"3":1.7}' style="overflow:hidden;padding:0px 3px 0px 3px;vertical-align:bottom;text-align:center;">1.70</td> <td data-sheets-numberformat='{"1":2,"2":"0","3":1}' data-sheets-value='{"1":3,"3":73}' style="overflow:hidden;padding:0px 3px 0px 3px;vertical-align:bottom;text-align:center;">73</td> <td data-sheets-numberformat='{"1":2,"2":"0","3":1}' data-sheets-value='{"1":3,"3":65}' style="overflow:hidden;padding:0px 3px 0px 3px;vertical-align:bottom;text-align:center;">65</td> <td data-sheets-numberformat='{"1":2,"2":"0","3":1}' data-sheets-value='{"1":3,"3":22}' style="border-right:1px solid #000000;overflow:hidden;padding:0px 3px 0px 3px;vertical-align:bottom;text-align:center;">22</td> </tr> <tr style="height:20px;"> <td style="border-left:1px solid #000000;overflow:hidden;padding:0px 3px 0px 3px;vertical-align:bottom;font-weight:bold;"></td> <td data-sheets-value='{"1":2,"2":"Triple-walled"}' style="overflow:hidden;padding:0px 3px 0px 3px;vertical-align:bottom;font-weight:bold;">Triple-walled</td> <td data-sheets-value='{"1":2,"2":"Opal (O/H/O)"}' style="border-right:1px solid #000000;overflow:hidden;padding:0px 3px 0px 3px;vertical-align:bottom;font-weight:bold;">Opal (O/H/O)</td> <td data-sheets-numberformat='{"1":2,"2":"0.00","3":1}' data-sheets-value='{"1":3,"3":1.7}' style="overflow:hidden;padding:0px 3px 0px 3px;vertical-align:bottom;text-align:center;">1.70</td> <td data-sheets-numberformat='{"1":2,"2":"0","3":1}' data-sheets-value='{"1":3,"3":62}' style="overflow:hidden;padding:0px 3px 0px 3px;vertical-align:bottom;text-align:center;">62</td> <td data-sheets-numberformat='{"1":2,"2":"0","3":1}' data-sheets-value='{"1":3,"3":51}' style="overflow:hidden;padding:0px 3px 0px 3px;vertical-align:bottom;text-align:center;">51</td> <td data-sheets-numberformat='{"1":2,"2":"0","3":1}' data-sheets-value='{"1":3,"3":22}' style="border-right:1px solid #000000;overflow:hidden;padding:0px 3px 0px 3px;vertical-align:bottom;text-align:center;">22</td> </tr> <tr style="height:20px;"> <td style="border-left:1px solid #000000;overflow:hidden;padding:0px 3px 0px 3px;vertical-align:bottom;font-weight:bold;"></td> <td data-sheets-value='{"1":2,"2":"Four-walled"}' style="overflow:hidden;padding:0px 3px 0px 3px;vertical-align:bottom;font-weight:bold;">Four-walled</td> <td data-sheets-value='{"1":2,"2":"Clear (H/H/H/H)"}' style="border-right:1px solid #000000;overflow:hidden;padding:0px 3px 0px 3px;vertical-align:bottom;font-weight:bold;">Clear (H/H/H/H)</td> <td data-sheets-numberformat='{"1":2,"2":"0.00","3":1}' data-sheets-value='{"1":3,"3":1.28}' style="overflow:hidden;padding:0px 3px 0px 3px;vertical-align:bottom;text-align:center;">1.28</td> <td data-sheets-numberformat='{"1":2,"2":"0","3":1}' data-sheets-value='{"1":3,"3":64}' style="overflow:hidden;padding:0px 3px 0px 3px;vertical-align:bottom;text-align:center;">64</td> <td data-sheets-numberformat='{"1":2,"2":"0","3":1}' data-sheets-value='{"1":3,"3":54}' style="overflow:hidden;padding:0px 3px 0px 3px;vertical-align:bottom;text-align:center;">54</td> <td data-sheets-numberformat='{"1":2,"2":"0","3":1}' data-sheets-value='{"1":3,"3":23}' style="border-right:1px solid #000000;overflow:hidden;padding:0px 3px 0px 3px;vertical-align:bottom;text-align:center;">23</td> </tr> <tr style="height:20px;"> <td style="border-bottom:1px solid #000000;border-left:1px solid #000000;overflow:hidden;padding:0px 3px 0px 3px;vertical-align:bottom;"></td> <td data-sheets-value='{"1":2,"2":"Four-walled"}' style="border-bottom:1px solid #000000;overflow:hidden;padding:0px 3px 0px 3px;vertical-align:bottom;font-weight:bold;">Four-walled</td> <td data-sheets-value='{"1":2,"2":"Opal (H/H/O/H)"}' style="border-right:1px solid #000000;border-bottom:1px solid #000000;overflow:hidden;padding:0px 3px 0px 3px;vertical-align:bottom;font-weight:bold;">Opal (H/H/O/H)</td> <td data-sheets-numberformat='{"1":2,"2":"0.00","3":1}' data-sheets-value='{"1":3,"3":1.28}' style="border-bottom:1px solid #000000;overflow:hidden;padding:0px 3px 0px 3px;vertical-align:bottom;text-align:center;">1.28</td> <td data-sheets-numberformat='{"1":2,"2":"0","3":1}' data-sheets-value='{"1":3,"3":59}' style="border-bottom:1px solid #000000;overflow:hidden;padding:0px 3px 0px 3px;vertical-align:bottom;text-align:center;">59</td> <td data-sheets-numberformat='{"1":2,"2":"0","3":1}' data-sheets-value='{"1":3,"3":48}' style="border-bottom:1px solid #000000;overflow:hidden;padding:0px 3px 0px 3px;vertical-align:bottom;text-align:center;">48</td> <td data-sheets-numberformat='{"1":2,"2":"0","3":1}' data-sheets-value='{"1":3,"3":23}' style="border-right:1px solid #000000;border-bottom:1px solid #000000;overflow:hidden;padding:0px 3px 0px 3px;vertical-align:bottom;text-align:center;">23</td> </tr> <tr style="height:20px;"> <td data-sheets-value='{"1":2,"2":"Polycarbonate "}' style="border-left:1px solid #000000;overflow:hidden;padding:0px 3px 0px 3px;vertical-align:bottom;font-weight:bold;">Polycarbonate </td> <td data-sheets-value='{"1":2,"2":"Single-walled"}' style="overflow:hidden;padding:0px 3px 0px 3px;vertical-align:bottom;font-weight:bold;">Single-walled</td> <td data-sheets-value='{"1":2,"2":"Clear (A)"}' style="border-right:1px solid #000000;overflow:hidden;padding:0px 3px 0px 3px;vertical-align:bottom;font-weight:bold;">Clear (A)</td> <td data-sheets-numberformat='{"1":2,"2":"0.00","3":1}' data-sheets-value='{"1":3,"3":5.17}' style="overflow:hidden;padding:0px 3px 0px 3px;vertical-align:bottom;text-align:center;">5.17</td> <td data-sheets-numberformat='{"1":2,"2":"0","3":1}' data-sheets-value='{"1":3,"3":88}' style="overflow:hidden;padding:0px 3px 0px 3px;vertical-align:bottom;text-align:center;">88</td> <td data-sheets-numberformat='{"1":2,"2":"0","3":1}' data-sheets-value='{"1":3,"3":83}' style="overflow:hidden;padding:0px 3px 0px 3px;vertical-align:bottom;text-align:center;">83</td> <td data-sheets-numberformat='{"1":2,"2":"0","3":1}' data-sheets-value='{"1":2,"2":"-"}' style="border-right:1px solid #000000;overflow:hidden;padding:0px 3px 0px 3px;vertical-align:bottom;text-align:center;">-</td> </tr> <tr style="height:20px;"> <td data-sheets-value='{"1":2,"2":"PC"}' style="border-left:1px solid #000000;overflow:hidden;padding:0px 3px 0px 3px;vertical-align:bottom;font-weight:bold;">PC</td> <td data-sheets-value='{"1":2,"2":"Single-walled"}' style="overflow:hidden;padding:0px 3px 0px 3px;vertical-align:bottom;font-weight:bold;">Single-walled</td> <td data-sheets-value='{"1":2,"2":"Opal (D)"}' style="border-right:1px solid #000000;overflow:hidden;padding:0px 3px 0px 3px;vertical-align:bottom;font-weight:bold;">Opal (D)</td> <td data-sheets-numberformat='{"1":2,"2":"0.00","3":1}' data-sheets-value='{"1":3,"3":5.17}' style="overflow:hidden;padding:0px 3px 0px 3px;vertical-align:bottom;text-align:center;">5.17</td> <td data-sheets-numberformat='{"1":2,"2":"0","3":1}' data-sheets-value='{"1":3,"3":58}' style="overflow:hidden;padding:0px 3px 0px 3px;vertical-align:bottom;text-align:center;">58</td> <td data-sheets-numberformat='{"1":2,"2":"0","3":1}' data-sheets-value='{"1":3,"3":60}' style="overflow:hidden;padding:0px 3px 0px 3px;vertical-align:bottom;text-align:center;">60</td> <td data-sheets-numberformat='{"1":2,"2":"0","3":1}' data-sheets-value='{"1":2,"2":"-"}' style="border-right:1px solid #000000;overflow:hidden;padding:0px 3px 0px 3px;vertical-align:bottom;text-align:center;">-</td> </tr> <tr style="height:20px;"> <td style="border-left:1px solid #000000;overflow:hidden;padding:0px 3px 0px 3px;vertical-align:bottom;font-weight:bold;"></td> <td data-sheets-value='{"1":2,"2":"Double-walled"}' style="overflow:hidden;padding:0px 3px 0px 3px;vertical-align:bottom;font-weight:bold;">Double-walled</td> <td data-sheets-value='{"1":2,"2":"Clear (A/H)"}' style="border-right:1px solid #000000;overflow:hidden;padding:0px 3px 0px 3px;vertical-align:bottom;font-weight:bold;">Clear (A/H)</td> <td data-sheets-numberformat='{"1":2,"2":"0.00","3":1}' data-sheets-value='{"1":3,"3":2.9}' style="overflow:hidden;padding:0px 3px 0px 3px;vertical-align:bottom;text-align:center;">2.90</td> <td data-sheets-numberformat='{"1":2,"2":"0","3":1}' data-sheets-value='{"1":3,"3":79}' style="overflow:hidden;padding:0px 3px 0px 3px;vertical-align:bottom;text-align:center;">79</td> <td data-sheets-numberformat='{"1":2,"2":"0","3":1}' data-sheets-value='{"1":3,"3":72}' style="overflow:hidden;padding:0px 3px 0px 3px;vertical-align:bottom;text-align:center;">72</td> <td data-sheets-numberformat='{"1":2,"2":"0","3":1}' data-sheets-value='{"1":3,"3":20}' style="border-right:1px solid #000000;overflow:hidden;padding:0px 3px 0px 3px;vertical-align:bottom;text-align:center;">20</td> </tr> <tr style="height:20px;"> <td style="border-left:1px solid #000000;overflow:hidden;padding:0px 3px 0px 3px;vertical-align:bottom;font-weight:bold;"></td> <td data-sheets-value='{"1":2,"2":"Double-walled"}' style="overflow:hidden;padding:0px 3px 0px 3px;vertical-align:bottom;font-weight:bold;">Double-walled</td> <td data-sheets-value='{"1":2,"2":"Clear (A/A)"}' style="border-right:1px solid #000000;overflow:hidden;padding:0px 3px 0px 3px;vertical-align:bottom;font-weight:bold;">Clear (A/A)</td> <td data-sheets-numberformat='{"1":2,"2":"0.00","3":1}' data-sheets-value='{"1":3,"3":2.9}' style="overflow:hidden;padding:0px 3px 0px 3px;vertical-align:bottom;text-align:center;">2.90</td> <td data-sheets-numberformat='{"1":2,"2":"0","3":1}' data-sheets-value='{"1":3,"3":77}' style="overflow:hidden;padding:0px 3px 0px 3px;vertical-align:bottom;text-align:center;">77</td> <td data-sheets-numberformat='{"1":2,"2":"0","3":1}' data-sheets-value='{"1":3,"3":69}' style="overflow:hidden;padding:0px 3px 0px 3px;vertical-align:bottom;text-align:center;">69</td> <td data-sheets-numberformat='{"1":2,"2":"0","3":1}' data-sheets-value='{"1":3,"3":20}' style="border-right:1px solid #000000;overflow:hidden;padding:0px 3px 0px 3px;vertical-align:bottom;text-align:center;">20</td> </tr> <tr style="height:20px;"> <td style="border-left:1px solid #000000;overflow:hidden;padding:0px 3px 0px 3px;vertical-align:bottom;font-weight:bold;"></td> <td data-sheets-value='{"1":2,"2":"Double-walled"}' style="overflow:hidden;padding:0px 3px 0px 3px;vertical-align:bottom;font-weight:bold;">Double-walled</td> <td data-sheets-value='{"1":2,"2":"Opal (A/O)"}' style="border-right:1px solid #000000;overflow:hidden;padding:0px 3px 0px 3px;vertical-align:bottom;font-weight:bold;">Opal (A/O)</td> <td data-sheets-numberformat='{"1":2,"2":"0.00","3":1}' data-sheets-value='{"1":3,"3":2.9}' style="overflow:hidden;padding:0px 3px 0px 3px;vertical-align:bottom;text-align:center;">2.90</td> <td data-sheets-numberformat='{"1":2,"2":"0","3":1}' data-sheets-value='{"1":3,"3":73}' style="overflow:hidden;padding:0px 3px 0px 3px;vertical-align:bottom;text-align:center;">73</td> <td data-sheets-numberformat='{"1":2,"2":"0","3":1}' data-sheets-value='{"1":3,"3":63}' style="overflow:hidden;padding:0px 3px 0px 3px;vertical-align:bottom;text-align:center;">63</td> <td data-sheets-numberformat='{"1":2,"2":"0","3":1}' data-sheets-value='{"1":3,"3":20}' style="border-right:1px solid #000000;overflow:hidden;padding:0px 3px 0px 3px;vertical-align:bottom;text-align:center;">20</td> </tr> <tr style="height:20px;"> <td style="border-left:1px solid #000000;overflow:hidden;padding:0px 3px 0px 3px;vertical-align:bottom;font-weight:bold;"></td> <td data-sheets-value='{"1":2,"2":"Double-walled"}' style="overflow:hidden;padding:0px 3px 0px 3px;vertical-align:bottom;font-weight:bold;">Double-walled</td> <td data-sheets-value='{"1":2,"2":"Opal (A/D)"}' style="border-right:1px solid #000000;overflow:hidden;padding:0px 3px 0px 3px;vertical-align:bottom;font-weight:bold;">Opal (A/D)</td> <td data-sheets-numberformat='{"1":2,"2":"0.00","3":1}' data-sheets-value='{"1":3,"3":2.9}' style="overflow:hidden;padding:0px 3px 0px 3px;vertical-align:bottom;text-align:center;">2.90</td> <td data-sheets-numberformat='{"1":2,"2":"0","3":1}' data-sheets-value='{"1":3,"3":51}' style="overflow:hidden;padding:0px 3px 0px 3px;vertical-align:bottom;text-align:center;">51</td> <td data-sheets-numberformat='{"1":2,"2":"0","3":1}' data-sheets-value='{"1":3,"3":50}' style="overflow:hidden;padding:0px 3px 0px 3px;vertical-align:bottom;text-align:center;">50</td> <td data-sheets-numberformat='{"1":2,"2":"0","3":1}' data-sheets-value='{"1":3,"3":20}' style="border-right:1px solid #000000;overflow:hidden;padding:0px 3px 0px 3px;vertical-align:bottom;text-align:center;">20</td> </tr> <tr style="height:20px;"> <td style="border-left:1px solid #000000;overflow:hidden;padding:0px 3px 0px 3px;vertical-align:bottom;font-weight:bold;"></td> <td data-sheets-value='{"1":2,"2":"Triple-walled"}' style="overflow:hidden;padding:0px 3px 0px 3px;vertical-align:bottom;font-weight:bold;">Triple-walled</td> <td data-sheets-value='{"1":2,"2":"Clear (A/H/H)"}' style="border-right:1px solid #000000;overflow:hidden;padding:0px 3px 0px 3px;vertical-align:bottom;font-weight:bold;">Clear (A/H/H)</td> <td data-sheets-numberformat='{"1":2,"2":"0.00","3":1}' data-sheets-value='{"1":3,"3":1.7}' style="overflow:hidden;padding:0px 3px 0px 3px;vertical-align:bottom;text-align:center;">1.70</td> <td data-sheets-numberformat='{"1":2,"2":"0","3":1}' data-sheets-value='{"1":3,"3":71}' style="overflow:hidden;padding:0px 3px 0px 3px;vertical-align:bottom;text-align:center;">71</td> <td data-sheets-numberformat='{"1":2,"2":"0","3":1}' data-sheets-value='{"1":3,"3":63}' style="overflow:hidden;padding:0px 3px 0px 3px;vertical-align:bottom;text-align:center;">63</td> <td data-sheets-numberformat='{"1":2,"2":"0","3":1}' data-sheets-value='{"1":3,"3":22}' style="border-right:1px solid #000000;overflow:hidden;padding:0px 3px 0px 3px;vertical-align:bottom;text-align:center;">22</td> </tr> <tr style="height:20px;"> <td style="border-left:1px solid #000000;overflow:hidden;padding:0px 3px 0px 3px;vertical-align:bottom;font-weight:bold;"></td> <td data-sheets-value='{"1":2,"2":"Triple-walled"}' style="overflow:hidden;padding:0px 3px 0px 3px;vertical-align:bottom;font-weight:bold;">Triple-walled</td> <td data-sheets-value='{"1":2,"2":"Opal (A/O/O)"}' style="border-right:1px solid #000000;overflow:hidden;padding:0px 3px 0px 3px;vertical-align:bottom;font-weight:bold;">Opal (A/O/O)</td> <td data-sheets-numberformat='{"1":2,"2":"0.00","3":1}' data-sheets-value='{"1":3,"3":1.7}' style="overflow:hidden;padding:0px 3px 0px 3px;vertical-align:bottom;text-align:center;">1.70</td> <td data-sheets-numberformat='{"1":2,"2":"0","3":1}' data-sheets-value='{"1":3,"3":61}' style="overflow:hidden;padding:0px 3px 0px 3px;vertical-align:bottom;text-align:center;">61</td> <td data-sheets-numberformat='{"1":2,"2":"0","3":1}' data-sheets-value='{"1":3,"3":48}' style="overflow:hidden;padding:0px 3px 0px 3px;vertical-align:bottom;text-align:center;">48</td> <td data-sheets-numberformat='{"1":2,"2":"0","3":1}' data-sheets-value='{"1":3,"3":22}' style="border-right:1px solid #000000;overflow:hidden;padding:0px 3px 0px 3px;vertical-align:bottom;text-align:center;">22</td> </tr> <tr style="height:20px;"> <td style="border-left:1px solid #000000;overflow:hidden;padding:0px 3px 0px 3px;vertical-align:bottom;font-weight:bold;"></td> <td data-sheets-value='{"1":2,"2":"Four-walled"}' style="overflow:hidden;padding:0px 3px 0px 3px;vertical-align:bottom;font-weight:bold;">Four-walled</td> <td data-sheets-value='{"1":2,"2":"Clear (A/H/H/H)"}' style="border-right:1px solid #000000;overflow:hidden;padding:0px 3px 0px 3px;vertical-align:bottom;font-weight:bold;">Clear (A/H/H/H)</td> <td data-sheets-numberformat='{"1":2,"2":"0.00","3":1}' data-sheets-value='{"1":3,"3":1.28}' style="overflow:hidden;padding:0px 3px 0px 3px;vertical-align:bottom;text-align:center;">1.28</td> <td data-sheets-numberformat='{"1":2,"2":"0","3":1}' data-sheets-value='{"1":3,"3":64}' style="overflow:hidden;padding:0px 3px 0px 3px;vertical-align:bottom;text-align:center;">64</td> <td data-sheets-numberformat='{"1":2,"2":"0","3":1}' data-sheets-value='{"1":3,"3":52}' style="overflow:hidden;padding:0px 3px 0px 3px;vertical-align:bottom;text-align:center;">52</td> <td data-sheets-numberformat='{"1":2,"2":"0","3":1}' data-sheets-value='{"1":3,"3":23}' style="border-right:1px solid #000000;overflow:hidden;padding:0px 3px 0px 3px;vertical-align:bottom;text-align:center;">23</td> </tr> <tr style="height:20px;"> <td style="border-bottom:1px solid #000000;border-left:1px solid #000000;overflow:hidden;padding:0px 3px 0px 3px;vertical-align:bottom;"></td> <td data-sheets-value='{"1":2,"2":"Four-walled"}' style="border-bottom:1px solid #000000;overflow:hidden;padding:0px 3px 0px 3px;vertical-align:bottom;font-weight:bold;">Four-walled</td> <td data-sheets-value='{"1":2,"2":"Opal (A/H/O/H)"}' style="border-right:1px solid #000000;border-bottom:1px solid #000000;overflow:hidden;padding:0px 3px 0px 3px;vertical-align:bottom;font-weight:bold;">Opal (A/H/O/H)</td> <td data-sheets-numberformat='{"1":2,"2":"0.00","3":1}' data-sheets-value='{"1":3,"3":1.28}' style="border-bottom:1px solid #000000;overflow:hidden;padding:0px 3px 0px 3px;vertical-align:bottom;text-align:center;">1.28</td> <td data-sheets-numberformat='{"1":2,"2":"0","3":1}' data-sheets-value='{"1":3,"3":59}' style="border-bottom:1px solid #000000;overflow:hidden;padding:0px 3px 0px 3px;vertical-align:bottom;text-align:center;">59</td> <td data-sheets-numberformat='{"1":2,"2":"0","3":1}' data-sheets-value='{"1":3,"3":46}' style="border-bottom:1px solid #000000;overflow:hidden;padding:0px 3px 0px 3px;vertical-align:bottom;text-align:center;">46</td> <td data-sheets-numberformat='{"1":2,"2":"0","3":1}' data-sheets-value='{"1":3,"3":23}' style="border-right:1px solid #000000;border-bottom:1px solid #000000;overflow:hidden;padding:0px 3px 0px 3px;vertical-align:bottom;text-align:center;">23</td> </tr> <tr style="height:20px;"> <td data-sheets-value='{"1":2,"2":"Polycarbonate"}' style="border-left:1px solid #000000;overflow:hidden;padding:0px 3px 0px 3px;vertical-align:bottom;font-weight:bold;">Polycarbonate</td> <td data-sheets-value='{"1":2,"2":"Single-walled"}' style="overflow:hidden;padding:0px 3px 0px 3px;vertical-align:bottom;font-weight:bold;">Single-walled</td> <td data-sheets-value='{"1":2,"2":"Heatstop Opal (T)"}' style="border-right:1px solid #000000;overflow:hidden;padding:0px 3px 0px 3px;vertical-align:bottom;font-weight:bold;">Heatstop Opal (T)</td> <td data-sheets-numberformat='{"1":2,"2":"0.00","3":1}' data-sheets-value='{"1":3,"3":5.17}' style="overflow:hidden;padding:0px 3px 0px 3px;vertical-align:bottom;text-align:center;">5.17</td> <td data-sheets-numberformat='{"1":2,"2":"0","3":1}' data-sheets-value='{"1":3,"3":49}' style="overflow:hidden;padding:0px 3px 0px 3px;vertical-align:bottom;text-align:center;">49</td> <td data-sheets-numberformat='{"1":2,"2":"0","3":1}' data-sheets-value='{"1":3,"3":59}' style="overflow:hidden;padding:0px 3px 0px 3px;vertical-align:bottom;text-align:center;">59</td> <td data-sheets-numberformat='{"1":2,"2":"0","3":1}' data-sheets-value='{"1":2,"2":"-"}' style="border-right:1px solid #000000;overflow:hidden;padding:0px 3px 0px 3px;vertical-align:bottom;text-align:center;">-</td> </tr> <tr style="height:20px;"> <td data-sheets-value='{"1":2,"2":"Heatstop PC"}' style="border-left:1px solid #000000;overflow:hidden;padding:0px 3px 0px 3px;vertical-align:bottom;font-weight:bold;">Heatstop PC</td> <td data-sheets-value='{"1":2,"2":"Double-walled"}' style="overflow:hidden;padding:0px 3px 0px 3px;vertical-align:bottom;font-weight:bold;">Double-walled</td> <td data-sheets-value='{"1":2,"2":"Clear (T/H)"}' style="border-right:1px solid #000000;overflow:hidden;padding:0px 3px 0px 3px;vertical-align:bottom;font-weight:bold;">Clear (T/H)</td> <td data-sheets-numberformat='{"1":2,"2":"0.00","3":1}' data-sheets-value='{"1":3,"3":2.9}' style="overflow:hidden;padding:0px 3px 0px 3px;vertical-align:bottom;text-align:center;">2.90</td> <td data-sheets-numberformat='{"1":2,"2":"0","3":1}' data-sheets-value='{"1":3,"3":44}' style="overflow:hidden;padding:0px 3px 0px 3px;vertical-align:bottom;text-align:center;">44</td> <td data-sheets-numberformat='{"1":2,"2":"0","3":1}' data-sheets-value='{"1":3,"3":51}' style="overflow:hidden;padding:0px 3px 0px 3px;vertical-align:bottom;text-align:center;">51</td> <td data-sheets-numberformat='{"1":2,"2":"0","3":1}' data-sheets-value='{"1":3,"3":20}' style="border-right:1px solid #000000;overflow:hidden;padding:0px 3px 0px 3px;vertical-align:bottom;text-align:center;">20</td> </tr> <tr style="height:20px;"> <td style="border-left:1px solid #000000;overflow:hidden;padding:0px 3px 0px 3px;vertical-align:bottom;font-weight:bold;"></td> <td data-sheets-value='{"1":2,"2":"Double-walled"}' style="overflow:hidden;padding:0px 3px 0px 3px;vertical-align:bottom;font-weight:bold;">Double-walled</td> <td data-sheets-value='{"1":2,"2":"Opal (T/O)"}' style="border-right:1px solid #000000;overflow:hidden;padding:0px 3px 0px 3px;vertical-align:bottom;font-weight:bold;">Opal (T/O)</td> <td data-sheets-numberformat='{"1":2,"2":"0.00","3":1}' data-sheets-value='{"1":3,"3":2.9}' style="overflow:hidden;padding:0px 3px 0px 3px;vertical-align:bottom;text-align:center;">2.90</td> <td data-sheets-numberformat='{"1":2,"2":"0","3":1}' data-sheets-value='{"1":3,"3":41}' style="overflow:hidden;padding:0px 3px 0px 3px;vertical-align:bottom;text-align:center;">41</td> <td data-sheets-numberformat='{"1":2,"2":"0","3":1}' data-sheets-value='{"1":3,"3":45}' style="overflow:hidden;padding:0px 3px 0px 3px;vertical-align:bottom;text-align:center;">45</td> <td data-sheets-numberformat='{"1":2,"2":"0","3":1}' data-sheets-value='{"1":3,"3":20}' style="border-right:1px solid #000000;overflow:hidden;padding:0px 3px 0px 3px;vertical-align:bottom;text-align:center;">20</td> </tr> <tr style="height:20px;"> <td style="border-left:1px solid #000000;overflow:hidden;padding:0px 3px 0px 3px;vertical-align:bottom;font-weight:bold;"></td> <td data-sheets-value='{"1":2,"2":"Triple-walled"}' style="overflow:hidden; | skylux-160-ce-met-koepel-en-pvc-opstand-35-30-met-lm-motor-en-windvang-1500-x-1500-mm | 8586057122125 | 46872400855373
Smoke and heat exhaust (SHEV) | SHE system | Skylux | Skylux 160° CE with skylight and PVC curb 35/30 with LM-actuator and spoiler 1550 x 1550 mm |  | 50703 | 5412970507031 | 6195.2 | Yes | 30-45 | 104.92 | 1550 x 1550 mm | 1550 | 1550 |  | PVC 35/30 (35 cm high & roof opening = 30 cm larger than daylight size) | Square | 5.17 W/m²K - 1.28 W/m²K | 87% - 32% | 90% - 32% | 20dB - 23dB | 160° CE (for industry) | skylight | with spoiler | E | Single actuator | Maximum four-walled skylight possible for this product | Ut-value LT-value g-value Rw-value EN 1873 : 2014 EN ISO 13468 EN 16153 EN 410 EN 410 EN ISO 140-3 Material Walls Shells (W/m²K) (%) (%) (dB) Acrylic Single-walled Clear (H) 5.17 90 87 - PMMA Single-walled Opal (O) 5.17 83 76 - Double-walled Clear (H/H) 2.90 81 75 20 Double-walled Opal (O/O) 2.90 69 58 20 Triple-walled Clear (H/H/H) 1.70 73 65 22 Triple-walled Opal (O/H/O) 1.70 62 51 22 Four-walled Clear (H/H/H/H) 1.28 64 54 23 Four-walled Opal (H/H/O/H) 1.28 59 48 23 Polycarbonate Single-walled Clear (A) 5.17 88 83 - PC Single-walled Opal (D) 5.17 58 60 - Double-walled Clear (A/H) 2.90 79 72 20 Double-walled Clear (A/A) 2.90 77 69 20 Double-walled Opal (A/O) 2.90 73 63 20 Double-walled Opal (A/D) 2.90 51 50 20 Triple-walled Clear (A/H/H) 1.70 71 63 22 Triple-walled Opal (A/O/O) 1.70 61 48 22 Four-walled Clear (A/H/H/H) 1.28 64 52 23 Four-walled Opal (A/H/O/H) 1.28 59 46 23 Polycarbonate Single-walled Heatstop Opal (T) 5.17 49 59 - Heatstop PC Double-walled Clear (T/H) 2.90 44 51 20 Double-walled Opal (T/O) 2.90 41 45 20 Triple-walled Clear (T/H/H) 1.70 40 <td data-sheets-numberformat='{"1":2,"2":"0","3":1}' data-sheets-value='{"1":3,"3":44}' style="overflow:hidden;paddin | https://skylux.eu/en/products/skylux-160-ce-met-koepel-en-pvc-opstand-35-30-met-lm-motor-en-windvang-1550-x-1550-mm | https://skylux.eu/cdn/shop/files/Skylux-160deg-CE-met-koepel-en-pvc-opstand-3530-met-LM-motor-en-windvang-1550-x-1550-mm-RWA-systeem.jpg?v=1702983043&width=1600 |  | //skylux.eu/cdn/shop/files/E_MH_Mounting_instructions_Skylux_160_CE_LM.pdf?v=12406716259046007223 | //skylux.eu/cdn/shop/files/E_TD_Technical_File_Skylux_Skylux_160_CE_Electric.pdf?v=3667116872303399239 | <style type="text/css" id="isPasted"> <!--td { border: 1px solid #cccccc; } br { mso-data-placement: same-cell; } --> </style> <table border="1" cellpadding="0" cellspacing="0" dir="ltr" style="table-layout:fixed;font-size:10pt;font-family:Arial;border-collapse:collapse;border:none;"><tbody> <tr style="height:20px;"> <td style="overflow:hidden;padding:0px 3px 0px 3px;vertical-align:bottom;"></td> <td style="overflow:hidden;padding:0px 3px 0px 3px;vertical-align:bottom;"></td> <td style="overflow:hidden;padding:0px 3px 0px 3px;vertical-align:bottom;"></td> <td data-sheets-value='{"1":2,"2":"Ut-value"}' style="overflow:hidden;padding:0px 3px 0px 3px;vertical-align:bottom;font-weight:bold;text-align:center;">Ut-value</td> <td data-sheets-value='{"1":2,"2":"LT-value"}' style="overflow:hidden;padding:0px 3px 0px 3px;vertical-align:bottom;font-weight:bold;text-align:center;">LT-value</td> <td data-sheets-value='{"1":2,"2":"g-value"}' style="overflow:hidden;padding:0px 3px 0px 3px;vertical-align:bottom;font-weight:bold;text-align:center;">g-value</td> <td data-sheets-value='{"1":2,"2":"Rw-value "}' style="overflow:hidden;padding:0px 3px 0px 3px;vertical-align:bottom;font-weight:bold;text-align:center;">Rw-value </td> </tr> <tr style="height:20px;"> <td style="overflow:hidden;padding:0px 3px 0px 3px;vertical-align:bottom;"></td> <td style="overflow:hidden;padding:0px 3px 0px 3px;vertical-align:bottom;"></td> <td style="overflow:hidden;padding:0px 3px 0px 3px;vertical-align:bottom;"></td> <td data-sheets-numberformat='{"1":2,"2":"0.00","3":1}' data-sheets-value='{"1":2,"2":"EN 1873 : 2014"}' style="overflow:hidden;padding:0px 3px 0px 3px;vertical-align:bottom;text-align:center;">EN 1873 : 2014</td> <td data-sheets-numberformat='{"1":2,"2":"0","3":1}' data-sheets-value='{"1":2,"2":"EN ISO 13468 EN 16153 EN 410"}' style="overflow:hidden;padding:0px 3px 0px 3px;vertical-align:bottom;text-align:center;">EN ISO 13468 EN 16153 EN 410</td> <td data-sheets-numberformat='{"1":2,"2":"0","3":1}' data-sheets-value='{"1":2,"2":"EN 410"}' style="overflow:hidden;padding:0px 3px 0px 3px;vertical-align:bottom;text-align:center;">EN 410</td> <td data-sheets-value='{"1":2,"2":"EN ISO 140-3\t\t"}' style="overflow:hidden;padding:0px 3px 0px 3px;vertical-align:bottom;text-align:center;">EN ISO 140-3 </td> </tr> <tr style="height:20px;"> <td data-sheets-value='{"1":2,"2":"Material"}' style="border-bottom:1px solid #000000;overflow:hidden;padding:0px 3px 0px 3px;vertical-align:bottom;background-color:#000000;font-weight:bold;color:#ffffff;">Material</td> <td data-sheets-value='{"1":2,"2":"Walls"}' style="border-bottom:1px solid #000000;overflow:hidden;padding:0px 3px 0px 3px;vertical-align:bottom;background-color:#000000;font-weight:bold;color:#ffffff;">Walls</td> <td data-sheets-value='{"1":2,"2":"Shells"}' style="border-bottom:1px solid #000000;overflow:hidden;padding:0px 3px 0px 3px;vertical-align:bottom;background-color:#000000;font-weight:bold;color:#ffffff;">Shells</td> <td data-sheets-numberformat='{"1":2,"2":"0.00","3":1}' data-sheets-value='{"1":2,"2":"(W/m²K)\t"}' style="border-bottom:1px solid #000000;overflow:hidden;padding:0px 3px 0px 3px;vertical-align:bottom;background-color:#000000;font-weight:bold;color:#ffffff;text-align:center;">(W/m²K) </td> <td data-sheets-numberformat='{"1":2,"2":"0","3":1}' data-sheets-value='{"1":2,"2":"(%)"}' style="border-bottom:1px solid #000000;overflow:hidden;padding:0px 3px 0px 3px;vertical-align:bottom;background-color:#000000;font-weight:bold;color:#ffffff;text-align:center;">(%)</td> <td data-sheets-numberformat='{"1":2,"2":"0","3":1}' data-sheets-value='{"1":2,"2":"(%)"}' style="border-bottom:1px solid #000000;overflow:hidden;padding:0px 3px 0px 3px;vertical-align:bottom;background-color:#000000;font-weight:bold;color:#ffffff;text-align:center;">(%)</td> <td data-sheets-value='{"1":2,"2":"(dB)"}' style="border-bottom:1px solid #000000;overflow:hidden;padding:0px 3px 0px 3px;vertical-align:bottom;background-color:#000000;font-weight:bold;color:#ffffff;text-align:center;">(dB)</td> </tr> <tr style="height:20px;"> <td data-sheets-value='{"1":2,"2":"Acrylic"}' style="border-left:1px solid #000000;overflow:hidden;padding:0px 3px 0px 3px;vertical-align:bottom;font-weight:bold;">Acrylic</td> <td data-sheets-value='{"1":2,"2":"Single-walled"}' style="overflow:hidden;padding:0px 3px 0px 3px;vertical-align:bottom;font-weight:bold;">Single-walled</td> <td data-sheets-value='{"1":2,"2":"Clear (H)"}' style="border-right:1px solid #000000;overflow:hidden;padding:0px 3px 0px 3px;vertical-align:bottom;font-weight:bold;">Clear (H)</td> <td data-sheets-numberformat='{"1":2,"2":"0.00","3":1}' data-sheets-value='{"1":3,"3":5.17}' style="overflow:hidden;padding:0px 3px 0px 3px;vertical-align:bottom;text-align:center;">5.17</td> <td data-sheets-numberformat='{"1":2,"2":"0","3":1}' data-sheets-value='{"1":3,"3":90}' style="overflow:hidden;padding:0px 3px 0px 3px;vertical-align:bottom;text-align:center;">90</td> <td data-sheets-numberformat='{"1":2,"2":"0","3":1}' data-sheets-value='{"1":3,"3":87}' style="overflow:hidden;padding:0px 3px 0px 3px;vertical-align:bottom;text-align:center;">87</td> <td data-sheets-numberformat='{"1":2,"2":"0","3":1}' data-sheets-value='{"1":2,"2":"-"}' style="border-right:1px solid #000000;overflow:hidden;padding:0px 3px 0px 3px;vertical-align:bottom;text-align:center;">-</td> </tr> <tr style="height:20px;"> <td data-sheets-value='{"1":2,"2":"PMMA"}' style="border-left:1px solid #000000;overflow:hidden;padding:0px 3px 0px 3px;vertical-align:bottom;font-weight:bold;">PMMA</td> <td data-sheets-value='{"1":2,"2":"Single-walled"}' style="overflow:hidden;padding:0px 3px 0px 3px;vertical-align:bottom;font-weight:bold;">Single-walled</td> <td data-sheets-value='{"1":2,"2":"Opal (O)"}' style="border-right:1px solid #000000;overflow:hidden;padding:0px 3px 0px 3px;vertical-align:bottom;font-weight:bold;">Opal (O)</td> <td data-sheets-numberformat='{"1":2,"2":"0.00","3":1}' data-sheets-value='{"1":3,"3":5.17}' style="overflow:hidden;padding:0px 3px 0px 3px;vertical-align:bottom;text-align:center;">5.17</td> <td data-sheets-numberformat='{"1":2,"2":"0","3":1}' data-sheets-value='{"1":3,"3":83}' style="overflow:hidden;padding:0px 3px 0px 3px;vertical-align:bottom;text-align:center;">83</td> <td data-sheets-numberformat='{"1":2,"2":"0","3":1}' data-sheets-value='{"1":3,"3":76}' style="overflow:hidden;padding:0px 3px 0px 3px;vertical-align:bottom;text-align:center;">76</td> <td data-sheets-numberformat='{"1":2,"2":"0","3":1}' data-sheets-value='{"1":2,"2":"-"}' style="border-right:1px solid #000000;overflow:hidden;padding:0px 3px 0px 3px;vertical-align:bottom;text-align:center;">-</td> </tr> <tr style="height:20px;"> <td style="border-left:1px solid #000000;overflow:hidden;padding:0px 3px 0px 3px;vertical-align:bottom;font-weight:bold;"></td> <td data-sheets-value='{"1":2,"2":"Double-walled"}' style="overflow:hidden;padding:0px 3px 0px 3px;vertical-align:bottom;font-weight:bold;">Double-walled</td> <td data-sheets-value='{"1":2,"2":"Clear (H/H)"}' style="border-right:1px solid #000000;overflow:hidden;padding:0px 3px 0px 3px;vertical-align:bottom;font-weight:bold;">Clear (H/H)</td> <td data-sheets-numberformat='{"1":2,"2":"0.00","3":1}' data-sheets-value='{"1":3,"3":2.9}' style="overflow:hidden;padding:0px 3px 0px 3px;vertical-align:bottom;text-align:center;">2.90</td> <td data-sheets-numberformat='{"1":2,"2":"0","3":1}' data-sheets-value='{"1":3,"3":81}' style="overflow:hidden;padding:0px 3px 0px 3px;vertical-align:bottom;text-align:center;">81</td> <td data-sheets-numberformat='{"1":2,"2":"0","3":1}' data-sheets-value='{"1":3,"3":75}' style="overflow:hidden;padding:0px 3px 0px 3px;vertical-align:bottom;text-align:center;">75</td> <td data-sheets-numberformat='{"1":2,"2":"0","3":1}' data-sheets-value='{"1":3,"3":20}' style="border-right:1px solid #000000;overflow:hidden;padding:0px 3px 0px 3px;vertical-align:bottom;text-align:center;">20</td> </tr> <tr style="height:20px;"> <td style="border-left:1px solid #000000;overflow:hidden;padding:0px 3px 0px 3px;vertical-align:bottom;font-weight:bold;"></td> <td data-sheets-value='{"1":2,"2":"Double-walled"}' style="overflow:hidden;padding:0px 3px 0px 3px;vertical-align:bottom;font-weight:bold;">Double-walled</td> <td data-sheets-value='{"1":2,"2":"Opal (O/O)"}' style="border-right:1px solid #000000;overflow:hidden;padding:0px 3px 0px 3px;vertical-align:bottom;font-weight:bold;">Opal (O/O)</td> <td data-sheets-numberformat='{"1":2,"2":"0.00","3":1}' data-sheets-value='{"1":3,"3":2.9}' style="overflow:hidden;padding:0px 3px 0px 3px;vertical-align:bottom;text-align:center;">2.90</td> <td data-sheets-numberformat='{"1":2,"2":"0","3":1}' data-sheets-value='{"1":3,"3":69}' style="overflow:hidden;padding:0px 3px 0px 3px;vertical-align:bottom;text-align:center;">69</td> <td data-sheets-numberformat='{"1":2,"2":"0","3":1}' data-sheets-value='{"1":3,"3":58}' style="overflow:hidden;padding:0px 3px 0px 3px;vertical-align:bottom;text-align:center;">58</td> <td data-sheets-numberformat='{"1":2,"2":"0","3":1}' data-sheets-value='{"1":3,"3":20}' style="border-right:1px solid #000000;overflow:hidden;padding:0px 3px 0px 3px;vertical-align:bottom;text-align:center;">20</td> </tr> <tr style="height:20px;"> <td style="border-left:1px solid #000000;overflow:hidden;padding:0px 3px 0px 3px;vertical-align:bottom;font-weight:bold;"></td> <td data-sheets-value='{"1":2,"2":"Triple-walled"}' style="overflow:hidden;padding:0px 3px 0px 3px;vertical-align:bottom;font-weight:bold;">Triple-walled</td> <td data-sheets-value='{"1":2,"2":"Clear (H/H/H)"}' style="border-right:1px solid #000000;overflow:hidden;padding:0px 3px 0px 3px;vertical-align:bottom;font-weight:bold;">Clear (H/H/H)</td> <td data-sheets-numberformat='{"1":2,"2":"0.00","3":1}' data-sheets-value='{"1":3,"3":1.7}' style="overflow:hidden;padding:0px 3px 0px 3px;vertical-align:bottom;text-align:center;">1.70</td> <td data-sheets-numberformat='{"1":2,"2":"0","3":1}' data-sheets-value='{"1":3,"3":73}' style="overflow:hidden;padding:0px 3px 0px 3px;vertical-align:bottom;text-align:center;">73</td> <td data-sheets-numberformat='{"1":2,"2":"0","3":1}' data-sheets-value='{"1":3,"3":65}' style="overflow:hidden;padding:0px 3px 0px 3px;vertical-align:bottom;text-align:center;">65</td> <td data-sheets-numberformat='{"1":2,"2":"0","3":1}' data-sheets-value='{"1":3,"3":22}' style="border-right:1px solid #000000;overflow:hidden;padding:0px 3px 0px 3px;vertical-align:bottom;text-align:center;">22</td> </tr> <tr style="height:20px;"> <td style="border-left:1px solid #000000;overflow:hidden;padding:0px 3px 0px 3px;vertical-align:bottom;font-weight:bold;"></td> <td data-sheets-value='{"1":2,"2":"Triple-walled"}' style="overflow:hidden;padding:0px 3px 0px 3px;vertical-align:bottom;font-weight:bold;">Triple-walled</td> <td data-sheets-value='{"1":2,"2":"Opal (O/H/O)"}' style="border-right:1px solid #000000;overflow:hidden;padding:0px 3px 0px 3px;vertical-align:bottom;font-weight:bold;">Opal (O/H/O)</td> <td data-sheets-numberformat='{"1":2,"2":"0.00","3":1}' data-sheets-value='{"1":3,"3":1.7}' style="overflow:hidden;padding:0px 3px 0px 3px;vertical-align:bottom;text-align:center;">1.70</td> <td data-sheets-numberformat='{"1":2,"2":"0","3":1}' data-sheets-value='{"1":3,"3":62}' style="overflow:hidden;padding:0px 3px 0px 3px;vertical-align:bottom;text-align:center;">62</td> <td data-sheets-numberformat='{"1":2,"2":"0","3":1}' data-sheets-value='{"1":3,"3":51}' style="overflow:hidden;padding:0px 3px 0px 3px;vertical-align:bottom;text-align:center;">51</td> <td data-sheets-numberformat='{"1":2,"2":"0","3":1}' data-sheets-value='{"1":3,"3":22}' style="border-right:1px solid #000000;overflow:hidden;padding:0px 3px 0px 3px;vertical-align:bottom;text-align:center;">22</td> </tr> <tr style="height:20px;"> <td style="border-left:1px solid #000000;overflow:hidden;padding:0px 3px 0px 3px;vertical-align:bottom;font-weight:bold;"></td> <td data-sheets-value='{"1":2,"2":"Four-walled"}' style="overflow:hidden;padding:0px 3px 0px 3px;vertical-align:bottom;font-weight:bold;">Four-walled</td> <td data-sheets-value='{"1":2,"2":"Clear (H/H/H/H)"}' style="border-right:1px solid #000000;overflow:hidden;padding:0px 3px 0px 3px;vertical-align:bottom;font-weight:bold;">Clear (H/H/H/H)</td> <td data-sheets-numberformat='{"1":2,"2":"0.00","3":1}' data-sheets-value='{"1":3,"3":1.28}' style="overflow:hidden;padding:0px 3px 0px 3px;vertical-align:bottom;text-align:center;">1.28</td> <td data-sheets-numberformat='{"1":2,"2":"0","3":1}' data-sheets-value='{"1":3,"3":64}' style="overflow:hidden;padding:0px 3px 0px 3px;vertical-align:bottom;text-align:center;">64</td> <td data-sheets-numberformat='{"1":2,"2":"0","3":1}' data-sheets-value='{"1":3,"3":54}' style="overflow:hidden;padding:0px 3px 0px 3px;vertical-align:bottom;text-align:center;">54</td> <td data-sheets-numberformat='{"1":2,"2":"0","3":1}' data-sheets-value='{"1":3,"3":23}' style="border-right:1px solid #000000;overflow:hidden;padding:0px 3px 0px 3px;vertical-align:bottom;text-align:center;">23</td> </tr> <tr style="height:20px;"> <td style="border-bottom:1px solid #000000;border-left:1px solid #000000;overflow:hidden;padding:0px 3px 0px 3px;vertical-align:bottom;"></td> <td data-sheets-value='{"1":2,"2":"Four-walled"}' style="border-bottom:1px solid #000000;overflow:hidden;padding:0px 3px 0px 3px;vertical-align:bottom;font-weight:bold;">Four-walled</td> <td data-sheets-value='{"1":2,"2":"Opal (H/H/O/H)"}' style="border-right:1px solid #000000;border-bottom:1px solid #000000;overflow:hidden;padding:0px 3px 0px 3px;vertical-align:bottom;font-weight:bold;">Opal (H/H/O/H)</td> <td data-sheets-numberformat='{"1":2,"2":"0.00","3":1}' data-sheets-value='{"1":3,"3":1.28}' style="border-bottom:1px solid #000000;overflow:hidden;padding:0px 3px 0px 3px;vertical-align:bottom;text-align:center;">1.28</td> <td data-sheets-numberformat='{"1":2,"2":"0","3":1}' data-sheets-value='{"1":3,"3":59}' style="border-bottom:1px solid #000000;overflow:hidden;padding:0px 3px 0px 3px;vertical-align:bottom;text-align:center;">59</td> <td data-sheets-numberformat='{"1":2,"2":"0","3":1}' data-sheets-value='{"1":3,"3":48}' style="border-bottom:1px solid #000000;overflow:hidden;padding:0px 3px 0px 3px;vertical-align:bottom;text-align:center;">48</td> <td data-sheets-numberformat='{"1":2,"2":"0","3":1}' data-sheets-value='{"1":3,"3":23}' style="border-right:1px solid #000000;border-bottom:1px solid #000000;overflow:hidden;padding:0px 3px 0px 3px;vertical-align:bottom;text-align:center;">23</td> </tr> <tr style="height:20px;"> <td data-sheets-value='{"1":2,"2":"Polycarbonate "}' style="border-left:1px solid #000000;overflow:hidden;padding:0px 3px 0px 3px;vertical-align:bottom;font-weight:bold;">Polycarbonate </td> <td data-sheets-value='{"1":2,"2":"Single-walled"}' style="overflow:hidden;padding:0px 3px 0px 3px;vertical-align:bottom;font-weight:bold;">Single-walled</td> <td data-sheets-value='{"1":2,"2":"Clear (A)"}' style="border-right:1px solid #000000;overflow:hidden;padding:0px 3px 0px 3px;vertical-align:bottom;font-weight:bold;">Clear (A)</td> <td data-sheets-numberformat='{"1":2,"2":"0.00","3":1}' data-sheets-value='{"1":3,"3":5.17}' style="overflow:hidden;padding:0px 3px 0px 3px;vertical-align:bottom;text-align:center;">5.17</td> <td data-sheets-numberformat='{"1":2,"2":"0","3":1}' data-sheets-value='{"1":3,"3":88}' style="overflow:hidden;padding:0px 3px 0px 3px;vertical-align:bottom;text-align:center;">88</td> <td data-sheets-numberformat='{"1":2,"2":"0","3":1}' data-sheets-value='{"1":3,"3":83}' style="overflow:hidden;padding:0px 3px 0px 3px;vertical-align:bottom;text-align:center;">83</td> <td data-sheets-numberformat='{"1":2,"2":"0","3":1}' data-sheets-value='{"1":2,"2":"-"}' style="border-right:1px solid #000000;overflow:hidden;padding:0px 3px 0px 3px;vertical-align:bottom;text-align:center;">-</td> </tr> <tr style="height:20px;"> <td data-sheets-value='{"1":2,"2":"PC"}' style="border-left:1px solid #000000;overflow:hidden;padding:0px 3px 0px 3px;vertical-align:bottom;font-weight:bold;">PC</td> <td data-sheets-value='{"1":2,"2":"Single-walled"}' style="overflow:hidden;padding:0px 3px 0px 3px;vertical-align:bottom;font-weight:bold;">Single-walled</td> <td data-sheets-value='{"1":2,"2":"Opal (D)"}' style="border-right:1px solid #000000;overflow:hidden;padding:0px 3px 0px 3px;vertical-align:bottom;font-weight:bold;">Opal (D)</td> <td data-sheets-numberformat='{"1":2,"2":"0.00","3":1}' data-sheets-value='{"1":3,"3":5.17}' style="overflow:hidden;padding:0px 3px 0px 3px;vertical-align:bottom;text-align:center;">5.17</td> <td data-sheets-numberformat='{"1":2,"2":"0","3":1}' data-sheets-value='{"1":3,"3":58}' style="overflow:hidden;padding:0px 3px 0px 3px;vertical-align:bottom;text-align:center;">58</td> <td data-sheets-numberformat='{"1":2,"2":"0","3":1}' data-sheets-value='{"1":3,"3":60}' style="overflow:hidden;padding:0px 3px 0px 3px;vertical-align:bottom;text-align:center;">60</td> <td data-sheets-numberformat='{"1":2,"2":"0","3":1}' data-sheets-value='{"1":2,"2":"-"}' style="border-right:1px solid #000000;overflow:hidden;padding:0px 3px 0px 3px;vertical-align:bottom;text-align:center;">-</td> </tr> <tr style="height:20px;"> <td style="border-left:1px solid #000000;overflow:hidden;padding:0px 3px 0px 3px;vertical-align:bottom;font-weight:bold;"></td> <td data-sheets-value='{"1":2,"2":"Double-walled"}' style="overflow:hidden;padding:0px 3px 0px 3px;vertical-align:bottom;font-weight:bold;">Double-walled</td> <td data-sheets-value='{"1":2,"2":"Clear (A/H)"}' style="border-right:1px solid #000000;overflow:hidden;padding:0px 3px 0px 3px;vertical-align:bottom;font-weight:bold;">Clear (A/H)</td> <td data-sheets-numberformat='{"1":2,"2":"0.00","3":1}' data-sheets-value='{"1":3,"3":2.9}' style="overflow:hidden;padding:0px 3px 0px 3px;vertical-align:bottom;text-align:center;">2.90</td> <td data-sheets-numberformat='{"1":2,"2":"0","3":1}' data-sheets-value='{"1":3,"3":79}' style="overflow:hidden;padding:0px 3px 0px 3px;vertical-align:bottom;text-align:center;">79</td> <td data-sheets-numberformat='{"1":2,"2":"0","3":1}' data-sheets-value='{"1":3,"3":72}' style="overflow:hidden;padding:0px 3px 0px 3px;vertical-align:bottom;text-align:center;">72</td> <td data-sheets-numberformat='{"1":2,"2":"0","3":1}' data-sheets-value='{"1":3,"3":20}' style="border-right:1px solid #000000;overflow:hidden;padding:0px 3px 0px 3px;vertical-align:bottom;text-align:center;">20</td> </tr> <tr style="height:20px;"> <td style="border-left:1px solid #000000;overflow:hidden;padding:0px 3px 0px 3px;vertical-align:bottom;font-weight:bold;"></td> <td data-sheets-value='{"1":2,"2":"Double-walled"}' style="overflow:hidden;padding:0px 3px 0px 3px;vertical-align:bottom;font-weight:bold;">Double-walled</td> <td data-sheets-value='{"1":2,"2":"Clear (A/A)"}' style="border-right:1px solid #000000;overflow:hidden;padding:0px 3px 0px 3px;vertical-align:bottom;font-weight:bold;">Clear (A/A)</td> <td data-sheets-numberformat='{"1":2,"2":"0.00","3":1}' data-sheets-value='{"1":3,"3":2.9}' style="overflow:hidden;padding:0px 3px 0px 3px;vertical-align:bottom;text-align:center;">2.90</td> <td data-sheets-numberformat='{"1":2,"2":"0","3":1}' data-sheets-value='{"1":3,"3":77}' style="overflow:hidden;padding:0px 3px 0px 3px;vertical-align:bottom;text-align:center;">77</td> <td data-sheets-numberformat='{"1":2,"2":"0","3":1}' data-sheets-value='{"1":3,"3":69}' style="overflow:hidden;padding:0px 3px 0px 3px;vertical-align:bottom;text-align:center;">69</td> <td data-sheets-numberformat='{"1":2,"2":"0","3":1}' data-sheets-value='{"1":3,"3":20}' style="border-right:1px solid #000000;overflow:hidden;padding:0px 3px 0px 3px;vertical-align:bottom;text-align:center;">20</td> </tr> <tr style="height:20px;"> <td style="border-left:1px solid #000000;overflow:hidden;padding:0px 3px 0px 3px;vertical-align:bottom;font-weight:bold;"></td> <td data-sheets-value='{"1":2,"2":"Double-walled"}' style="overflow:hidden;padding:0px 3px 0px 3px;vertical-align:bottom;font-weight:bold;">Double-walled</td> <td data-sheets-value='{"1":2,"2":"Opal (A/O)"}' style="border-right:1px solid #000000;overflow:hidden;padding:0px 3px 0px 3px;vertical-align:bottom;font-weight:bold;">Opal (A/O)</td> <td data-sheets-numberformat='{"1":2,"2":"0.00","3":1}' data-sheets-value='{"1":3,"3":2.9}' style="overflow:hidden;padding:0px 3px 0px 3px;vertical-align:bottom;text-align:center;">2.90</td> <td data-sheets-numberformat='{"1":2,"2":"0","3":1}' data-sheets-value='{"1":3,"3":73}' style="overflow:hidden;padding:0px 3px 0px 3px;vertical-align:bottom;text-align:center;">73</td> <td data-sheets-numberformat='{"1":2,"2":"0","3":1}' data-sheets-value='{"1":3,"3":63}' style="overflow:hidden;padding:0px 3px 0px 3px;vertical-align:bottom;text-align:center;">63</td> <td data-sheets-numberformat='{"1":2,"2":"0","3":1}' data-sheets-value='{"1":3,"3":20}' style="border-right:1px solid #000000;overflow:hidden;padding:0px 3px 0px 3px;vertical-align:bottom;text-align:center;">20</td> </tr> <tr style="height:20px;"> <td style="border-left:1px solid #000000;overflow:hidden;padding:0px 3px 0px 3px;vertical-align:bottom;font-weight:bold;"></td> <td data-sheets-value='{"1":2,"2":"Double-walled"}' style="overflow:hidden;padding:0px 3px 0px 3px;vertical-align:bottom;font-weight:bold;">Double-walled</td> <td data-sheets-value='{"1":2,"2":"Opal (A/D)"}' style="border-right:1px solid #000000;overflow:hidden;padding:0px 3px 0px 3px;vertical-align:bottom;font-weight:bold;">Opal (A/D)</td> <td data-sheets-numberformat='{"1":2,"2":"0.00","3":1}' data-sheets-value='{"1":3,"3":2.9}' style="overflow:hidden;padding:0px 3px 0px 3px;vertical-align:bottom;text-align:center;">2.90</td> <td data-sheets-numberformat='{"1":2,"2":"0","3":1}' data-sheets-value='{"1":3,"3":51}' style="overflow:hidden;padding:0px 3px 0px 3px;vertical-align:bottom;text-align:center;">51</td> <td data-sheets-numberformat='{"1":2,"2":"0","3":1}' data-sheets-value='{"1":3,"3":50}' style="overflow:hidden;padding:0px 3px 0px 3px;vertical-align:bottom;text-align:center;">50</td> <td data-sheets-numberformat='{"1":2,"2":"0","3":1}' data-sheets-value='{"1":3,"3":20}' style="border-right:1px solid #000000;overflow:hidden;padding:0px 3px 0px 3px;vertical-align:bottom;text-align:center;">20</td> </tr> <tr style="height:20px;"> <td style="border-left:1px solid #000000;overflow:hidden;padding:0px 3px 0px 3px;vertical-align:bottom;font-weight:bold;"></td> <td data-sheets-value='{"1":2,"2":"Triple-walled"}' style="overflow:hidden;padding:0px 3px 0px 3px;vertical-align:bottom;font-weight:bold;">Triple-walled</td> <td data-sheets-value='{"1":2,"2":"Clear (A/H/H)"}' style="border-right:1px solid #000000;overflow:hidden;padding:0px 3px 0px 3px;vertical-align:bottom;font-weight:bold;">Clear (A/H/H)</td> <td data-sheets-numberformat='{"1":2,"2":"0.00","3":1}' data-sheets-value='{"1":3,"3":1.7}' style="overflow:hidden;padding:0px 3px 0px 3px;vertical-align:bottom;text-align:center;">1.70</td> <td data-sheets-numberformat='{"1":2,"2":"0","3":1}' data-sheets-value='{"1":3,"3":71}' style="overflow:hidden;padding:0px 3px 0px 3px;vertical-align:bottom;text-align:center;">71</td> <td data-sheets-numberformat='{"1":2,"2":"0","3":1}' data-sheets-value='{"1":3,"3":63}' style="overflow:hidden;padding:0px 3px 0px 3px;vertical-align:bottom;text-align:center;">63</td> <td data-sheets-numberformat='{"1":2,"2":"0","3":1}' data-sheets-value='{"1":3,"3":22}' style="border-right:1px solid #000000;overflow:hidden;padding:0px 3px 0px 3px;vertical-align:bottom;text-align:center;">22</td> </tr> <tr style="height:20px;"> <td style="border-left:1px solid #000000;overflow:hidden;padding:0px 3px 0px 3px;vertical-align:bottom;font-weight:bold;"></td> <td data-sheets-value='{"1":2,"2":"Triple-walled"}' style="overflow:hidden;padding:0px 3px 0px 3px;vertical-align:bottom;font-weight:bold;">Triple-walled</td> <td data-sheets-value='{"1":2,"2":"Opal (A/O/O)"}' style="border-right:1px solid #000000;overflow:hidden;padding:0px 3px 0px 3px;vertical-align:bottom;font-weight:bold;">Opal (A/O/O)</td> <td data-sheets-numberformat='{"1":2,"2":"0.00","3":1}' data-sheets-value='{"1":3,"3":1.7}' style="overflow:hidden;padding:0px 3px 0px 3px;vertical-align:bottom;text-align:center;">1.70</td> <td data-sheets-numberformat='{"1":2,"2":"0","3":1}' data-sheets-value='{"1":3,"3":61}' style="overflow:hidden;padding:0px 3px 0px 3px;vertical-align:bottom;text-align:center;">61</td> <td data-sheets-numberformat='{"1":2,"2":"0","3":1}' data-sheets-value='{"1":3,"3":48}' style="overflow:hidden;padding:0px 3px 0px 3px;vertical-align:bottom;text-align:center;">48</td> <td data-sheets-numberformat='{"1":2,"2":"0","3":1}' data-sheets-value='{"1":3,"3":22}' style="border-right:1px solid #000000;overflow:hidden;padding:0px 3px 0px 3px;vertical-align:bottom;text-align:center;">22</td> </tr> <tr style="height:20px;"> <td style="border-left:1px solid #000000;overflow:hidden;padding:0px 3px 0px 3px;vertical-align:bottom;font-weight:bold;"></td> <td data-sheets-value='{"1":2,"2":"Four-walled"}' style="overflow:hidden;padding:0px 3px 0px 3px;vertical-align:bottom;font-weight:bold;">Four-walled</td> <td data-sheets-value='{"1":2,"2":"Clear (A/H/H/H)"}' style="border-right:1px solid #000000;overflow:hidden;padding:0px 3px 0px 3px;vertical-align:bottom;font-weight:bold;">Clear (A/H/H/H)</td> <td data-sheets-numberformat='{"1":2,"2":"0.00","3":1}' data-sheets-value='{"1":3,"3":1.28}' style="overflow:hidden;padding:0px 3px 0px 3px;vertical-align:bottom;text-align:center;">1.28</td> <td data-sheets-numberformat='{"1":2,"2":"0","3":1}' data-sheets-value='{"1":3,"3":64}' style="overflow:hidden;padding:0px 3px 0px 3px;vertical-align:bottom;text-align:center;">64</td> <td data-sheets-numberformat='{"1":2,"2":"0","3":1}' data-sheets-value='{"1":3,"3":52}' style="overflow:hidden;padding:0px 3px 0px 3px;vertical-align:bottom;text-align:center;">52</td> <td data-sheets-numberformat='{"1":2,"2":"0","3":1}' data-sheets-value='{"1":3,"3":23}' style="border-right:1px solid #000000;overflow:hidden;padding:0px 3px 0px 3px;vertical-align:bottom;text-align:center;">23</td> </tr> <tr style="height:20px;"> <td style="border-bottom:1px solid #000000;border-left:1px solid #000000;overflow:hidden;padding:0px 3px 0px 3px;vertical-align:bottom;"></td> <td data-sheets-value='{"1":2,"2":"Four-walled"}' style="border-bottom:1px solid #000000;overflow:hidden;padding:0px 3px 0px 3px;vertical-align:bottom;font-weight:bold;">Four-walled</td> <td data-sheets-value='{"1":2,"2":"Opal (A/H/O/H)"}' style="border-right:1px solid #000000;border-bottom:1px solid #000000;overflow:hidden;padding:0px 3px 0px 3px;vertical-align:bottom;font-weight:bold;">Opal (A/H/O/H)</td> <td data-sheets-numberformat='{"1":2,"2":"0.00","3":1}' data-sheets-value='{"1":3,"3":1.28}' style="border-bottom:1px solid #000000;overflow:hidden;padding:0px 3px 0px 3px;vertical-align:bottom;text-align:center;">1.28</td> <td data-sheets-numberformat='{"1":2,"2":"0","3":1}' data-sheets-value='{"1":3,"3":59}' style="border-bottom:1px solid #000000;overflow:hidden;padding:0px 3px 0px 3px;vertical-align:bottom;text-align:center;">59</td> <td data-sheets-numberformat='{"1":2,"2":"0","3":1}' data-sheets-value='{"1":3,"3":46}' style="border-bottom:1px solid #000000;overflow:hidden;padding:0px 3px 0px 3px;vertical-align:bottom;text-align:center;">46</td> <td data-sheets-numberformat='{"1":2,"2":"0","3":1}' data-sheets-value='{"1":3,"3":23}' style="border-right:1px solid #000000;border-bottom:1px solid #000000;overflow:hidden;padding:0px 3px 0px 3px;vertical-align:bottom;text-align:center;">23</td> </tr> <tr style="height:20px;"> <td data-sheets-value='{"1":2,"2":"Polycarbonate"}' style="border-left:1px solid #000000;overflow:hidden;padding:0px 3px 0px 3px;vertical-align:bottom;font-weight:bold;">Polycarbonate</td> <td data-sheets-value='{"1":2,"2":"Single-walled"}' style="overflow:hidden;padding:0px 3px 0px 3px;vertical-align:bottom;font-weight:bold;">Single-walled</td> <td data-sheets-value='{"1":2,"2":"Heatstop Opal (T)"}' style="border-right:1px solid #000000;overflow:hidden;padding:0px 3px 0px 3px;vertical-align:bottom;font-weight:bold;">Heatstop Opal (T)</td> <td data-sheets-numberformat='{"1":2,"2":"0.00","3":1}' data-sheets-value='{"1":3,"3":5.17}' style="overflow:hidden;padding:0px 3px 0px 3px;vertical-align:bottom;text-align:center;">5.17</td> <td data-sheets-numberformat='{"1":2,"2":"0","3":1}' data-sheets-value='{"1":3,"3":49}' style="overflow:hidden;padding:0px 3px 0px 3px;vertical-align:bottom;text-align:center;">49</td> <td data-sheets-numberformat='{"1":2,"2":"0","3":1}' data-sheets-value='{"1":3,"3":59}' style="overflow:hidden;padding:0px 3px 0px 3px;vertical-align:bottom;text-align:center;">59</td> <td data-sheets-numberformat='{"1":2,"2":"0","3":1}' data-sheets-value='{"1":2,"2":"-"}' style="border-right:1px solid #000000;overflow:hidden;padding:0px 3px 0px 3px;vertical-align:bottom;text-align:center;">-</td> </tr> <tr style="height:20px;"> <td data-sheets-value='{"1":2,"2":"Heatstop PC"}' style="border-left:1px solid #000000;overflow:hidden;padding:0px 3px 0px 3px;vertical-align:bottom;font-weight:bold;">Heatstop PC</td> <td data-sheets-value='{"1":2,"2":"Double-walled"}' style="overflow:hidden;padding:0px 3px 0px 3px;vertical-align:bottom;font-weight:bold;">Double-walled</td> <td data-sheets-value='{"1":2,"2":"Clear (T/H)"}' style="border-right:1px solid #000000;overflow:hidden;padding:0px 3px 0px 3px;vertical-align:bottom;font-weight:bold;">Clear (T/H)</td> <td data-sheets-numberformat='{"1":2,"2":"0.00","3":1}' data-sheets-value='{"1":3,"3":2.9}' style="overflow:hidden;padding:0px 3px 0px 3px;vertical-align:bottom;text-align:center;">2.90</td> <td data-sheets-numberformat='{"1":2,"2":"0","3":1}' data-sheets-value='{"1":3,"3":44}' style="overflow:hidden;padding:0px 3px 0px 3px;vertical-align:bottom;text-align:center;">44</td> <td data-sheets-numberformat='{"1":2,"2":"0","3":1}' data-sheets-value='{"1":3,"3":51}' style="overflow:hidden;padding:0px 3px 0px 3px;vertical-align:bottom;text-align:center;">51</td> <td data-sheets-numberformat='{"1":2,"2":"0","3":1}' data-sheets-value='{"1":3,"3":20}' style="border-right:1px solid #000000;overflow:hidden;padding:0px 3px 0px 3px;vertical-align:bottom;text-align:center;">20</td> </tr> <tr style="height:20px;"> <td style="border-left:1px solid #000000;overflow:hidden;padding:0px 3px 0px 3px;vertical-align:bottom;font-weight:bold;"></td> <td data-sheets-value='{"1":2,"2":"Double-walled"}' style="overflow:hidden;padding:0px 3px 0px 3px;vertical-align:bottom;font-weight:bold;">Double-walled</td> <td data-sheets-value='{"1":2,"2":"Opal (T/O)"}' style="border-right:1px solid #000000;overflow:hidden;padding:0px 3px 0px 3px;vertical-align:bottom;font-weight:bold;">Opal (T/O)</td> <td data-sheets-numberformat='{"1":2,"2":"0.00","3":1}' data-sheets-value='{"1":3,"3":2.9}' style="overflow:hidden;padding:0px 3px 0px 3px;vertical-align:bottom;text-align:center;">2.90</td> <td data-sheets-numberformat='{"1":2,"2":"0","3":1}' data-sheets-value='{"1":3,"3":41}' style="overflow:hidden;padding:0px 3px 0px 3px;vertical-align:bottom;text-align:center;">41</td> <td data-sheets-numberformat='{"1":2,"2":"0","3":1}' data-sheets-value='{"1":3,"3":45}' style="overflow:hidden;padding:0px 3px 0px 3px;vertical-align:bottom;text-align:center;">45</td> <td data-sheets-numberformat='{"1":2,"2":"0","3":1}' data-sheets-value='{"1":3,"3":20}' style="border-right:1px solid #000000;overflow:hidden;padding:0px 3px 0px 3px;vertical-align:bottom;text-align:center;">20</td> </tr> <tr style="height:20px;"> <td style="border-left:1px solid #000000;overflow:hidden;padding:0px 3px 0px 3px;vertical-align:bottom;font-weight:bold;"></td> <td data-sheets-value='{"1":2,"2":"Triple-walled"}' style="overflow:hidden; | skylux-160-ce-met-koepel-en-pvc-opstand-35-30-met-lm-motor-en-windvang-1550-x-1550-mm | 8586057187661 | 46872400953677
Smoke and heat exhaust (SHEV) | SHE system | Skylux | Skylux 160° CE with skylight and PVC curb 35/30 with LM-actuator and spoiler 1600 x 1600 mm |  | 50704 | 5412970507048 | 6242.4 | Yes | 30-45 | 105.83 | 1600 x 1600 mm | 1600 | 1600 |  | PVC 35/30 (35 cm high & roof opening = 30 cm larger than daylight size) | Square | 5.17 W/m²K - 1.28 W/m²K | 87% - 32% | 90% - 32% | 20dB - 23dB | 160° CE (for industry) | skylight | with spoiler | E | Single actuator | Maximum four-walled skylight possible for this product | Ut-value LT-value g-value Rw-value EN 1873 : 2014 EN ISO 13468 EN 16153 EN 410 EN 410 EN ISO 140-3 Material Walls Shells (W/m²K) (%) (%) (dB) Acrylic Single-walled Clear (H) 5.17 90 87 - PMMA Single-walled Opal (O) 5.17 83 76 - Double-walled Clear (H/H) 2.90 81 75 20 Double-walled Opal (O/O) 2.90 69 58 20 Triple-walled Clear (H/H/H) 1.70 73 65 22 Triple-walled Opal (O/H/O) 1.70 62 51 22 Four-walled Clear (H/H/H/H) 1.28 64 54 23 Four-walled Opal (H/H/O/H) 1.28 59 48 23 Polycarbonate Single-walled Clear (A) 5.17 88 83 - PC Single-walled Opal (D) 5.17 58 60 - Double-walled Clear (A/H) 2.90 79 72 20 Double-walled Clear (A/A) 2.90 77 69 20 Double-walled Opal (A/O) 2.90 73 63 20 Double-walled Opal (A/D) 2.90 51 50 20 Triple-walled Clear (A/H/H) 1.70 71 63 22 Triple-walled Opal (A/O/O) 1.70 61 48 22 Four-walled Clear (A/H/H/H) 1.28 64 52 23 Four-walled Opal (A/H/O/H) 1.28 59 46 23 Polycarbonate Single-walled Heatstop Opal (T) 5.17 49 59 - Heatstop PC Double-walled Clear (T/H) 2.90 44 51 20 Double-walled Opal (T/O) 2.90 41 45 20 Triple-walled Clear (T/H/H) 1.70 40 <td data-sheets-numberformat='{"1":2,"2":"0","3":1}' data-sheets-value='{"1":3,"3":44}' style="overflow:hidden;paddin | https://skylux.eu/en/products/skylux-160-ce-met-koepel-en-pvc-opstand-35-30-met-lm-motor-en-windvang-1600-x-1600-mm | https://skylux.eu/cdn/shop/files/Skylux-160deg-CE-met-koepel-en-pvc-opstand-3530-met-LM-motor-en-windvang-1600-x-1600-mm-RWA-systeem.jpg?v=1702983048&width=1600 |  | //skylux.eu/cdn/shop/files/E_MH_Mounting_instructions_Skylux_160_CE_LM.pdf?v=12406716259046007223 | //skylux.eu/cdn/shop/files/E_TD_Technical_File_Skylux_Skylux_160_CE_Electric.pdf?v=3667116872303399239 | <style type="text/css" id="isPasted"> <!--td { border: 1px solid #cccccc; } br { mso-data-placement: same-cell; } --> </style> <table border="1" cellpadding="0" cellspacing="0" dir="ltr" style="table-layout:fixed;font-size:10pt;font-family:Arial;border-collapse:collapse;border:none;"><tbody> <tr style="height:20px;"> <td style="overflow:hidden;padding:0px 3px 0px 3px;vertical-align:bottom;"></td> <td style="overflow:hidden;padding:0px 3px 0px 3px;vertical-align:bottom;"></td> <td style="overflow:hidden;padding:0px 3px 0px 3px;vertical-align:bottom;"></td> <td data-sheets-value='{"1":2,"2":"Ut-value"}' style="overflow:hidden;padding:0px 3px 0px 3px;vertical-align:bottom;font-weight:bold;text-align:center;">Ut-value</td> <td data-sheets-value='{"1":2,"2":"LT-value"}' style="overflow:hidden;padding:0px 3px 0px 3px;vertical-align:bottom;font-weight:bold;text-align:center;">LT-value</td> <td data-sheets-value='{"1":2,"2":"g-value"}' style="overflow:hidden;padding:0px 3px 0px 3px;vertical-align:bottom;font-weight:bold;text-align:center;">g-value</td> <td data-sheets-value='{"1":2,"2":"Rw-value "}' style="overflow:hidden;padding:0px 3px 0px 3px;vertical-align:bottom;font-weight:bold;text-align:center;">Rw-value </td> </tr> <tr style="height:20px;"> <td style="overflow:hidden;padding:0px 3px 0px 3px;vertical-align:bottom;"></td> <td style="overflow:hidden;padding:0px 3px 0px 3px;vertical-align:bottom;"></td> <td style="overflow:hidden;padding:0px 3px 0px 3px;vertical-align:bottom;"></td> <td data-sheets-numberformat='{"1":2,"2":"0.00","3":1}' data-sheets-value='{"1":2,"2":"EN 1873 : 2014"}' style="overflow:hidden;padding:0px 3px 0px 3px;vertical-align:bottom;text-align:center;">EN 1873 : 2014</td> <td data-sheets-numberformat='{"1":2,"2":"0","3":1}' data-sheets-value='{"1":2,"2":"EN ISO 13468 EN 16153 EN 410"}' style="overflow:hidden;padding:0px 3px 0px 3px;vertical-align:bottom;text-align:center;">EN ISO 13468 EN 16153 EN 410</td> <td data-sheets-numberformat='{"1":2,"2":"0","3":1}' data-sheets-value='{"1":2,"2":"EN 410"}' style="overflow:hidden;padding:0px 3px 0px 3px;vertical-align:bottom;text-align:center;">EN 410</td> <td data-sheets-value='{"1":2,"2":"EN ISO 140-3\t\t"}' style="overflow:hidden;padding:0px 3px 0px 3px;vertical-align:bottom;text-align:center;">EN ISO 140-3 </td> </tr> <tr style="height:20px;"> <td data-sheets-value='{"1":2,"2":"Material"}' style="border-bottom:1px solid #000000;overflow:hidden;padding:0px 3px 0px 3px;vertical-align:bottom;background-color:#000000;font-weight:bold;color:#ffffff;">Material</td> <td data-sheets-value='{"1":2,"2":"Walls"}' style="border-bottom:1px solid #000000;overflow:hidden;padding:0px 3px 0px 3px;vertical-align:bottom;background-color:#000000;font-weight:bold;color:#ffffff;">Walls</td> <td data-sheets-value='{"1":2,"2":"Shells"}' style="border-bottom:1px solid #000000;overflow:hidden;padding:0px 3px 0px 3px;vertical-align:bottom;background-color:#000000;font-weight:bold;color:#ffffff;">Shells</td> <td data-sheets-numberformat='{"1":2,"2":"0.00","3":1}' data-sheets-value='{"1":2,"2":"(W/m²K)\t"}' style="border-bottom:1px solid #000000;overflow:hidden;padding:0px 3px 0px 3px;vertical-align:bottom;background-color:#000000;font-weight:bold;color:#ffffff;text-align:center;">(W/m²K) </td> <td data-sheets-numberformat='{"1":2,"2":"0","3":1}' data-sheets-value='{"1":2,"2":"(%)"}' style="border-bottom:1px solid #000000;overflow:hidden;padding:0px 3px 0px 3px;vertical-align:bottom;background-color:#000000;font-weight:bold;color:#ffffff;text-align:center;">(%)</td> <td data-sheets-numberformat='{"1":2,"2":"0","3":1}' data-sheets-value='{"1":2,"2":"(%)"}' style="border-bottom:1px solid #000000;overflow:hidden;padding:0px 3px 0px 3px;vertical-align:bottom;background-color:#000000;font-weight:bold;color:#ffffff;text-align:center;">(%)</td> <td data-sheets-value='{"1":2,"2":"(dB)"}' style="border-bottom:1px solid #000000;overflow:hidden;padding:0px 3px 0px 3px;vertical-align:bottom;background-color:#000000;font-weight:bold;color:#ffffff;text-align:center;">(dB)</td> </tr> <tr style="height:20px;"> <td data-sheets-value='{"1":2,"2":"Acrylic"}' style="border-left:1px solid #000000;overflow:hidden;padding:0px 3px 0px 3px;vertical-align:bottom;font-weight:bold;">Acrylic</td> <td data-sheets-value='{"1":2,"2":"Single-walled"}' style="overflow:hidden;padding:0px 3px 0px 3px;vertical-align:bottom;font-weight:bold;">Single-walled</td> <td data-sheets-value='{"1":2,"2":"Clear (H)"}' style="border-right:1px solid #000000;overflow:hidden;padding:0px 3px 0px 3px;vertical-align:bottom;font-weight:bold;">Clear (H)</td> <td data-sheets-numberformat='{"1":2,"2":"0.00","3":1}' data-sheets-value='{"1":3,"3":5.17}' style="overflow:hidden;padding:0px 3px 0px 3px;vertical-align:bottom;text-align:center;">5.17</td> <td data-sheets-numberformat='{"1":2,"2":"0","3":1}' data-sheets-value='{"1":3,"3":90}' style="overflow:hidden;padding:0px 3px 0px 3px;vertical-align:bottom;text-align:center;">90</td> <td data-sheets-numberformat='{"1":2,"2":"0","3":1}' data-sheets-value='{"1":3,"3":87}' style="overflow:hidden;padding:0px 3px 0px 3px;vertical-align:bottom;text-align:center;">87</td> <td data-sheets-numberformat='{"1":2,"2":"0","3":1}' data-sheets-value='{"1":2,"2":"-"}' style="border-right:1px solid #000000;overflow:hidden;padding:0px 3px 0px 3px;vertical-align:bottom;text-align:center;">-</td> </tr> <tr style="height:20px;"> <td data-sheets-value='{"1":2,"2":"PMMA"}' style="border-left:1px solid #000000;overflow:hidden;padding:0px 3px 0px 3px;vertical-align:bottom;font-weight:bold;">PMMA</td> <td data-sheets-value='{"1":2,"2":"Single-walled"}' style="overflow:hidden;padding:0px 3px 0px 3px;vertical-align:bottom;font-weight:bold;">Single-walled</td> <td data-sheets-value='{"1":2,"2":"Opal (O)"}' style="border-right:1px solid #000000;overflow:hidden;padding:0px 3px 0px 3px;vertical-align:bottom;font-weight:bold;">Opal (O)</td> <td data-sheets-numberformat='{"1":2,"2":"0.00","3":1}' data-sheets-value='{"1":3,"3":5.17}' style="overflow:hidden;padding:0px 3px 0px 3px;vertical-align:bottom;text-align:center;">5.17</td> <td data-sheets-numberformat='{"1":2,"2":"0","3":1}' data-sheets-value='{"1":3,"3":83}' style="overflow:hidden;padding:0px 3px 0px 3px;vertical-align:bottom;text-align:center;">83</td> <td data-sheets-numberformat='{"1":2,"2":"0","3":1}' data-sheets-value='{"1":3,"3":76}' style="overflow:hidden;padding:0px 3px 0px 3px;vertical-align:bottom;text-align:center;">76</td> <td data-sheets-numberformat='{"1":2,"2":"0","3":1}' data-sheets-value='{"1":2,"2":"-"}' style="border-right:1px solid #000000;overflow:hidden;padding:0px 3px 0px 3px;vertical-align:bottom;text-align:center;">-</td> </tr> <tr style="height:20px;"> <td style="border-left:1px solid #000000;overflow:hidden;padding:0px 3px 0px 3px;vertical-align:bottom;font-weight:bold;"></td> <td data-sheets-value='{"1":2,"2":"Double-walled"}' style="overflow:hidden;padding:0px 3px 0px 3px;vertical-align:bottom;font-weight:bold;">Double-walled</td> <td data-sheets-value='{"1":2,"2":"Clear (H/H)"}' style="border-right:1px solid #000000;overflow:hidden;padding:0px 3px 0px 3px;vertical-align:bottom;font-weight:bold;">Clear (H/H)</td> <td data-sheets-numberformat='{"1":2,"2":"0.00","3":1}' data-sheets-value='{"1":3,"3":2.9}' style="overflow:hidden;padding:0px 3px 0px 3px;vertical-align:bottom;text-align:center;">2.90</td> <td data-sheets-numberformat='{"1":2,"2":"0","3":1}' data-sheets-value='{"1":3,"3":81}' style="overflow:hidden;padding:0px 3px 0px 3px;vertical-align:bottom;text-align:center;">81</td> <td data-sheets-numberformat='{"1":2,"2":"0","3":1}' data-sheets-value='{"1":3,"3":75}' style="overflow:hidden;padding:0px 3px 0px 3px;vertical-align:bottom;text-align:center;">75</td> <td data-sheets-numberformat='{"1":2,"2":"0","3":1}' data-sheets-value='{"1":3,"3":20}' style="border-right:1px solid #000000;overflow:hidden;padding:0px 3px 0px 3px;vertical-align:bottom;text-align:center;">20</td> </tr> <tr style="height:20px;"> <td style="border-left:1px solid #000000;overflow:hidden;padding:0px 3px 0px 3px;vertical-align:bottom;font-weight:bold;"></td> <td data-sheets-value='{"1":2,"2":"Double-walled"}' style="overflow:hidden;padding:0px 3px 0px 3px;vertical-align:bottom;font-weight:bold;">Double-walled</td> <td data-sheets-value='{"1":2,"2":"Opal (O/O)"}' style="border-right:1px solid #000000;overflow:hidden;padding:0px 3px 0px 3px;vertical-align:bottom;font-weight:bold;">Opal (O/O)</td> <td data-sheets-numberformat='{"1":2,"2":"0.00","3":1}' data-sheets-value='{"1":3,"3":2.9}' style="overflow:hidden;padding:0px 3px 0px 3px;vertical-align:bottom;text-align:center;">2.90</td> <td data-sheets-numberformat='{"1":2,"2":"0","3":1}' data-sheets-value='{"1":3,"3":69}' style="overflow:hidden;padding:0px 3px 0px 3px;vertical-align:bottom;text-align:center;">69</td> <td data-sheets-numberformat='{"1":2,"2":"0","3":1}' data-sheets-value='{"1":3,"3":58}' style="overflow:hidden;padding:0px 3px 0px 3px;vertical-align:bottom;text-align:center;">58</td> <td data-sheets-numberformat='{"1":2,"2":"0","3":1}' data-sheets-value='{"1":3,"3":20}' style="border-right:1px solid #000000;overflow:hidden;padding:0px 3px 0px 3px;vertical-align:bottom;text-align:center;">20</td> </tr> <tr style="height:20px;"> <td style="border-left:1px solid #000000;overflow:hidden;padding:0px 3px 0px 3px;vertical-align:bottom;font-weight:bold;"></td> <td data-sheets-value='{"1":2,"2":"Triple-walled"}' style="overflow:hidden;padding:0px 3px 0px 3px;vertical-align:bottom;font-weight:bold;">Triple-walled</td> <td data-sheets-value='{"1":2,"2":"Clear (H/H/H)"}' style="border-right:1px solid #000000;overflow:hidden;padding:0px 3px 0px 3px;vertical-align:bottom;font-weight:bold;">Clear (H/H/H)</td> <td data-sheets-numberformat='{"1":2,"2":"0.00","3":1}' data-sheets-value='{"1":3,"3":1.7}' style="overflow:hidden;padding:0px 3px 0px 3px;vertical-align:bottom;text-align:center;">1.70</td> <td data-sheets-numberformat='{"1":2,"2":"0","3":1}' data-sheets-value='{"1":3,"3":73}' style="overflow:hidden;padding:0px 3px 0px 3px;vertical-align:bottom;text-align:center;">73</td> <td data-sheets-numberformat='{"1":2,"2":"0","3":1}' data-sheets-value='{"1":3,"3":65}' style="overflow:hidden;padding:0px 3px 0px 3px;vertical-align:bottom;text-align:center;">65</td> <td data-sheets-numberformat='{"1":2,"2":"0","3":1}' data-sheets-value='{"1":3,"3":22}' style="border-right:1px solid #000000;overflow:hidden;padding:0px 3px 0px 3px;vertical-align:bottom;text-align:center;">22</td> </tr> <tr style="height:20px;"> <td style="border-left:1px solid #000000;overflow:hidden;padding:0px 3px 0px 3px;vertical-align:bottom;font-weight:bold;"></td> <td data-sheets-value='{"1":2,"2":"Triple-walled"}' style="overflow:hidden;padding:0px 3px 0px 3px;vertical-align:bottom;font-weight:bold;">Triple-walled</td> <td data-sheets-value='{"1":2,"2":"Opal (O/H/O)"}' style="border-right:1px solid #000000;overflow:hidden;padding:0px 3px 0px 3px;vertical-align:bottom;font-weight:bold;">Opal (O/H/O)</td> <td data-sheets-numberformat='{"1":2,"2":"0.00","3":1}' data-sheets-value='{"1":3,"3":1.7}' style="overflow:hidden;padding:0px 3px 0px 3px;vertical-align:bottom;text-align:center;">1.70</td> <td data-sheets-numberformat='{"1":2,"2":"0","3":1}' data-sheets-value='{"1":3,"3":62}' style="overflow:hidden;padding:0px 3px 0px 3px;vertical-align:bottom;text-align:center;">62</td> <td data-sheets-numberformat='{"1":2,"2":"0","3":1}' data-sheets-value='{"1":3,"3":51}' style="overflow:hidden;padding:0px 3px 0px 3px;vertical-align:bottom;text-align:center;">51</td> <td data-sheets-numberformat='{"1":2,"2":"0","3":1}' data-sheets-value='{"1":3,"3":22}' style="border-right:1px solid #000000;overflow:hidden;padding:0px 3px 0px 3px;vertical-align:bottom;text-align:center;">22</td> </tr> <tr style="height:20px;"> <td style="border-left:1px solid #000000;overflow:hidden;padding:0px 3px 0px 3px;vertical-align:bottom;font-weight:bold;"></td> <td data-sheets-value='{"1":2,"2":"Four-walled"}' style="overflow:hidden;padding:0px 3px 0px 3px;vertical-align:bottom;font-weight:bold;">Four-walled</td> <td data-sheets-value='{"1":2,"2":"Clear (H/H/H/H)"}' style="border-right:1px solid #000000;overflow:hidden;padding:0px 3px 0px 3px;vertical-align:bottom;font-weight:bold;">Clear (H/H/H/H)</td> <td data-sheets-numberformat='{"1":2,"2":"0.00","3":1}' data-sheets-value='{"1":3,"3":1.28}' style="overflow:hidden;padding:0px 3px 0px 3px;vertical-align:bottom;text-align:center;">1.28</td> <td data-sheets-numberformat='{"1":2,"2":"0","3":1}' data-sheets-value='{"1":3,"3":64}' style="overflow:hidden;padding:0px 3px 0px 3px;vertical-align:bottom;text-align:center;">64</td> <td data-sheets-numberformat='{"1":2,"2":"0","3":1}' data-sheets-value='{"1":3,"3":54}' style="overflow:hidden;padding:0px 3px 0px 3px;vertical-align:bottom;text-align:center;">54</td> <td data-sheets-numberformat='{"1":2,"2":"0","3":1}' data-sheets-value='{"1":3,"3":23}' style="border-right:1px solid #000000;overflow:hidden;padding:0px 3px 0px 3px;vertical-align:bottom;text-align:center;">23</td> </tr> <tr style="height:20px;"> <td style="border-bottom:1px solid #000000;border-left:1px solid #000000;overflow:hidden;padding:0px 3px 0px 3px;vertical-align:bottom;"></td> <td data-sheets-value='{"1":2,"2":"Four-walled"}' style="border-bottom:1px solid #000000;overflow:hidden;padding:0px 3px 0px 3px;vertical-align:bottom;font-weight:bold;">Four-walled</td> <td data-sheets-value='{"1":2,"2":"Opal (H/H/O/H)"}' style="border-right:1px solid #000000;border-bottom:1px solid #000000;overflow:hidden;padding:0px 3px 0px 3px;vertical-align:bottom;font-weight:bold;">Opal (H/H/O/H)</td> <td data-sheets-numberformat='{"1":2,"2":"0.00","3":1}' data-sheets-value='{"1":3,"3":1.28}' style="border-bottom:1px solid #000000;overflow:hidden;padding:0px 3px 0px 3px;vertical-align:bottom;text-align:center;">1.28</td> <td data-sheets-numberformat='{"1":2,"2":"0","3":1}' data-sheets-value='{"1":3,"3":59}' style="border-bottom:1px solid #000000;overflow:hidden;padding:0px 3px 0px 3px;vertical-align:bottom;text-align:center;">59</td> <td data-sheets-numberformat='{"1":2,"2":"0","3":1}' data-sheets-value='{"1":3,"3":48}' style="border-bottom:1px solid #000000;overflow:hidden;padding:0px 3px 0px 3px;vertical-align:bottom;text-align:center;">48</td> <td data-sheets-numberformat='{"1":2,"2":"0","3":1}' data-sheets-value='{"1":3,"3":23}' style="border-right:1px solid #000000;border-bottom:1px solid #000000;overflow:hidden;padding:0px 3px 0px 3px;vertical-align:bottom;text-align:center;">23</td> </tr> <tr style="height:20px;"> <td data-sheets-value='{"1":2,"2":"Polycarbonate "}' style="border-left:1px solid #000000;overflow:hidden;padding:0px 3px 0px 3px;vertical-align:bottom;font-weight:bold;">Polycarbonate </td> <td data-sheets-value='{"1":2,"2":"Single-walled"}' style="overflow:hidden;padding:0px 3px 0px 3px;vertical-align:bottom;font-weight:bold;">Single-walled</td> <td data-sheets-value='{"1":2,"2":"Clear (A)"}' style="border-right:1px solid #000000;overflow:hidden;padding:0px 3px 0px 3px;vertical-align:bottom;font-weight:bold;">Clear (A)</td> <td data-sheets-numberformat='{"1":2,"2":"0.00","3":1}' data-sheets-value='{"1":3,"3":5.17}' style="overflow:hidden;padding:0px 3px 0px 3px;vertical-align:bottom;text-align:center;">5.17</td> <td data-sheets-numberformat='{"1":2,"2":"0","3":1}' data-sheets-value='{"1":3,"3":88}' style="overflow:hidden;padding:0px 3px 0px 3px;vertical-align:bottom;text-align:center;">88</td> <td data-sheets-numberformat='{"1":2,"2":"0","3":1}' data-sheets-value='{"1":3,"3":83}' style="overflow:hidden;padding:0px 3px 0px 3px;vertical-align:bottom;text-align:center;">83</td> <td data-sheets-numberformat='{"1":2,"2":"0","3":1}' data-sheets-value='{"1":2,"2":"-"}' style="border-right:1px solid #000000;overflow:hidden;padding:0px 3px 0px 3px;vertical-align:bottom;text-align:center;">-</td> </tr> <tr style="height:20px;"> <td data-sheets-value='{"1":2,"2":"PC"}' style="border-left:1px solid #000000;overflow:hidden;padding:0px 3px 0px 3px;vertical-align:bottom;font-weight:bold;">PC</td> <td data-sheets-value='{"1":2,"2":"Single-walled"}' style="overflow:hidden;padding:0px 3px 0px 3px;vertical-align:bottom;font-weight:bold;">Single-walled</td> <td data-sheets-value='{"1":2,"2":"Opal (D)"}' style="border-right:1px solid #000000;overflow:hidden;padding:0px 3px 0px 3px;vertical-align:bottom;font-weight:bold;">Opal (D)</td> <td data-sheets-numberformat='{"1":2,"2":"0.00","3":1}' data-sheets-value='{"1":3,"3":5.17}' style="overflow:hidden;padding:0px 3px 0px 3px;vertical-align:bottom;text-align:center;">5.17</td> <td data-sheets-numberformat='{"1":2,"2":"0","3":1}' data-sheets-value='{"1":3,"3":58}' style="overflow:hidden;padding:0px 3px 0px 3px;vertical-align:bottom;text-align:center;">58</td> <td data-sheets-numberformat='{"1":2,"2":"0","3":1}' data-sheets-value='{"1":3,"3":60}' style="overflow:hidden;padding:0px 3px 0px 3px;vertical-align:bottom;text-align:center;">60</td> <td data-sheets-numberformat='{"1":2,"2":"0","3":1}' data-sheets-value='{"1":2,"2":"-"}' style="border-right:1px solid #000000;overflow:hidden;padding:0px 3px 0px 3px;vertical-align:bottom;text-align:center;">-</td> </tr> <tr style="height:20px;"> <td style="border-left:1px solid #000000;overflow:hidden;padding:0px 3px 0px 3px;vertical-align:bottom;font-weight:bold;"></td> <td data-sheets-value='{"1":2,"2":"Double-walled"}' style="overflow:hidden;padding:0px 3px 0px 3px;vertical-align:bottom;font-weight:bold;">Double-walled</td> <td data-sheets-value='{"1":2,"2":"Clear (A/H)"}' style="border-right:1px solid #000000;overflow:hidden;padding:0px 3px 0px 3px;vertical-align:bottom;font-weight:bold;">Clear (A/H)</td> <td data-sheets-numberformat='{"1":2,"2":"0.00","3":1}' data-sheets-value='{"1":3,"3":2.9}' style="overflow:hidden;padding:0px 3px 0px 3px;vertical-align:bottom;text-align:center;">2.90</td> <td data-sheets-numberformat='{"1":2,"2":"0","3":1}' data-sheets-value='{"1":3,"3":79}' style="overflow:hidden;padding:0px 3px 0px 3px;vertical-align:bottom;text-align:center;">79</td> <td data-sheets-numberformat='{"1":2,"2":"0","3":1}' data-sheets-value='{"1":3,"3":72}' style="overflow:hidden;padding:0px 3px 0px 3px;vertical-align:bottom;text-align:center;">72</td> <td data-sheets-numberformat='{"1":2,"2":"0","3":1}' data-sheets-value='{"1":3,"3":20}' style="border-right:1px solid #000000;overflow:hidden;padding:0px 3px 0px 3px;vertical-align:bottom;text-align:center;">20</td> </tr> <tr style="height:20px;"> <td style="border-left:1px solid #000000;overflow:hidden;padding:0px 3px 0px 3px;vertical-align:bottom;font-weight:bold;"></td> <td data-sheets-value='{"1":2,"2":"Double-walled"}' style="overflow:hidden;padding:0px 3px 0px 3px;vertical-align:bottom;font-weight:bold;">Double-walled</td> <td data-sheets-value='{"1":2,"2":"Clear (A/A)"}' style="border-right:1px solid #000000;overflow:hidden;padding:0px 3px 0px 3px;vertical-align:bottom;font-weight:bold;">Clear (A/A)</td> <td data-sheets-numberformat='{"1":2,"2":"0.00","3":1}' data-sheets-value='{"1":3,"3":2.9}' style="overflow:hidden;padding:0px 3px 0px 3px;vertical-align:bottom;text-align:center;">2.90</td> <td data-sheets-numberformat='{"1":2,"2":"0","3":1}' data-sheets-value='{"1":3,"3":77}' style="overflow:hidden;padding:0px 3px 0px 3px;vertical-align:bottom;text-align:center;">77</td> <td data-sheets-numberformat='{"1":2,"2":"0","3":1}' data-sheets-value='{"1":3,"3":69}' style="overflow:hidden;padding:0px 3px 0px 3px;vertical-align:bottom;text-align:center;">69</td> <td data-sheets-numberformat='{"1":2,"2":"0","3":1}' data-sheets-value='{"1":3,"3":20}' style="border-right:1px solid #000000;overflow:hidden;padding:0px 3px 0px 3px;vertical-align:bottom;text-align:center;">20</td> </tr> <tr style="height:20px;"> <td style="border-left:1px solid #000000;overflow:hidden;padding:0px 3px 0px 3px;vertical-align:bottom;font-weight:bold;"></td> <td data-sheets-value='{"1":2,"2":"Double-walled"}' style="overflow:hidden;padding:0px 3px 0px 3px;vertical-align:bottom;font-weight:bold;">Double-walled</td> <td data-sheets-value='{"1":2,"2":"Opal (A/O)"}' style="border-right:1px solid #000000;overflow:hidden;padding:0px 3px 0px 3px;vertical-align:bottom;font-weight:bold;">Opal (A/O)</td> <td data-sheets-numberformat='{"1":2,"2":"0.00","3":1}' data-sheets-value='{"1":3,"3":2.9}' style="overflow:hidden;padding:0px 3px 0px 3px;vertical-align:bottom;text-align:center;">2.90</td> <td data-sheets-numberformat='{"1":2,"2":"0","3":1}' data-sheets-value='{"1":3,"3":73}' style="overflow:hidden;padding:0px 3px 0px 3px;vertical-align:bottom;text-align:center;">73</td> <td data-sheets-numberformat='{"1":2,"2":"0","3":1}' data-sheets-value='{"1":3,"3":63}' style="overflow:hidden;padding:0px 3px 0px 3px;vertical-align:bottom;text-align:center;">63</td> <td data-sheets-numberformat='{"1":2,"2":"0","3":1}' data-sheets-value='{"1":3,"3":20}' style="border-right:1px solid #000000;overflow:hidden;padding:0px 3px 0px 3px;vertical-align:bottom;text-align:center;">20</td> </tr> <tr style="height:20px;"> <td style="border-left:1px solid #000000;overflow:hidden;padding:0px 3px 0px 3px;vertical-align:bottom;font-weight:bold;"></td> <td data-sheets-value='{"1":2,"2":"Double-walled"}' style="overflow:hidden;padding:0px 3px 0px 3px;vertical-align:bottom;font-weight:bold;">Double-walled</td> <td data-sheets-value='{"1":2,"2":"Opal (A/D)"}' style="border-right:1px solid #000000;overflow:hidden;padding:0px 3px 0px 3px;vertical-align:bottom;font-weight:bold;">Opal (A/D)</td> <td data-sheets-numberformat='{"1":2,"2":"0.00","3":1}' data-sheets-value='{"1":3,"3":2.9}' style="overflow:hidden;padding:0px 3px 0px 3px;vertical-align:bottom;text-align:center;">2.90</td> <td data-sheets-numberformat='{"1":2,"2":"0","3":1}' data-sheets-value='{"1":3,"3":51}' style="overflow:hidden;padding:0px 3px 0px 3px;vertical-align:bottom;text-align:center;">51</td> <td data-sheets-numberformat='{"1":2,"2":"0","3":1}' data-sheets-value='{"1":3,"3":50}' style="overflow:hidden;padding:0px 3px 0px 3px;vertical-align:bottom;text-align:center;">50</td> <td data-sheets-numberformat='{"1":2,"2":"0","3":1}' data-sheets-value='{"1":3,"3":20}' style="border-right:1px solid #000000;overflow:hidden;padding:0px 3px 0px 3px;vertical-align:bottom;text-align:center;">20</td> </tr> <tr style="height:20px;"> <td style="border-left:1px solid #000000;overflow:hidden;padding:0px 3px 0px 3px;vertical-align:bottom;font-weight:bold;"></td> <td data-sheets-value='{"1":2,"2":"Triple-walled"}' style="overflow:hidden;padding:0px 3px 0px 3px;vertical-align:bottom;font-weight:bold;">Triple-walled</td> <td data-sheets-value='{"1":2,"2":"Clear (A/H/H)"}' style="border-right:1px solid #000000;overflow:hidden;padding:0px 3px 0px 3px;vertical-align:bottom;font-weight:bold;">Clear (A/H/H)</td> <td data-sheets-numberformat='{"1":2,"2":"0.00","3":1}' data-sheets-value='{"1":3,"3":1.7}' style="overflow:hidden;padding:0px 3px 0px 3px;vertical-align:bottom;text-align:center;">1.70</td> <td data-sheets-numberformat='{"1":2,"2":"0","3":1}' data-sheets-value='{"1":3,"3":71}' style="overflow:hidden;padding:0px 3px 0px 3px;vertical-align:bottom;text-align:center;">71</td> <td data-sheets-numberformat='{"1":2,"2":"0","3":1}' data-sheets-value='{"1":3,"3":63}' style="overflow:hidden;padding:0px 3px 0px 3px;vertical-align:bottom;text-align:center;">63</td> <td data-sheets-numberformat='{"1":2,"2":"0","3":1}' data-sheets-value='{"1":3,"3":22}' style="border-right:1px solid #000000;overflow:hidden;padding:0px 3px 0px 3px;vertical-align:bottom;text-align:center;">22</td> </tr> <tr style="height:20px;"> <td style="border-left:1px solid #000000;overflow:hidden;padding:0px 3px 0px 3px;vertical-align:bottom;font-weight:bold;"></td> <td data-sheets-value='{"1":2,"2":"Triple-walled"}' style="overflow:hidden;padding:0px 3px 0px 3px;vertical-align:bottom;font-weight:bold;">Triple-walled</td> <td data-sheets-value='{"1":2,"2":"Opal (A/O/O)"}' style="border-right:1px solid #000000;overflow:hidden;padding:0px 3px 0px 3px;vertical-align:bottom;font-weight:bold;">Opal (A/O/O)</td> <td data-sheets-numberformat='{"1":2,"2":"0.00","3":1}' data-sheets-value='{"1":3,"3":1.7}' style="overflow:hidden;padding:0px 3px 0px 3px;vertical-align:bottom;text-align:center;">1.70</td> <td data-sheets-numberformat='{"1":2,"2":"0","3":1}' data-sheets-value='{"1":3,"3":61}' style="overflow:hidden;padding:0px 3px 0px 3px;vertical-align:bottom;text-align:center;">61</td> <td data-sheets-numberformat='{"1":2,"2":"0","3":1}' data-sheets-value='{"1":3,"3":48}' style="overflow:hidden;padding:0px 3px 0px 3px;vertical-align:bottom;text-align:center;">48</td> <td data-sheets-numberformat='{"1":2,"2":"0","3":1}' data-sheets-value='{"1":3,"3":22}' style="border-right:1px solid #000000;overflow:hidden;padding:0px 3px 0px 3px;vertical-align:bottom;text-align:center;">22</td> </tr> <tr style="height:20px;"> <td style="border-left:1px solid #000000;overflow:hidden;padding:0px 3px 0px 3px;vertical-align:bottom;font-weight:bold;"></td> <td data-sheets-value='{"1":2,"2":"Four-walled"}' style="overflow:hidden;padding:0px 3px 0px 3px;vertical-align:bottom;font-weight:bold;">Four-walled</td> <td data-sheets-value='{"1":2,"2":"Clear (A/H/H/H)"}' style="border-right:1px solid #000000;overflow:hidden;padding:0px 3px 0px 3px;vertical-align:bottom;font-weight:bold;">Clear (A/H/H/H)</td> <td data-sheets-numberformat='{"1":2,"2":"0.00","3":1}' data-sheets-value='{"1":3,"3":1.28}' style="overflow:hidden;padding:0px 3px 0px 3px;vertical-align:bottom;text-align:center;">1.28</td> <td data-sheets-numberformat='{"1":2,"2":"0","3":1}' data-sheets-value='{"1":3,"3":64}' style="overflow:hidden;padding:0px 3px 0px 3px;vertical-align:bottom;text-align:center;">64</td> <td data-sheets-numberformat='{"1":2,"2":"0","3":1}' data-sheets-value='{"1":3,"3":52}' style="overflow:hidden;padding:0px 3px 0px 3px;vertical-align:bottom;text-align:center;">52</td> <td data-sheets-numberformat='{"1":2,"2":"0","3":1}' data-sheets-value='{"1":3,"3":23}' style="border-right:1px solid #000000;overflow:hidden;padding:0px 3px 0px 3px;vertical-align:bottom;text-align:center;">23</td> </tr> <tr style="height:20px;"> <td style="border-bottom:1px solid #000000;border-left:1px solid #000000;overflow:hidden;padding:0px 3px 0px 3px;vertical-align:bottom;"></td> <td data-sheets-value='{"1":2,"2":"Four-walled"}' style="border-bottom:1px solid #000000;overflow:hidden;padding:0px 3px 0px 3px;vertical-align:bottom;font-weight:bold;">Four-walled</td> <td data-sheets-value='{"1":2,"2":"Opal (A/H/O/H)"}' style="border-right:1px solid #000000;border-bottom:1px solid #000000;overflow:hidden;padding:0px 3px 0px 3px;vertical-align:bottom;font-weight:bold;">Opal (A/H/O/H)</td> <td data-sheets-numberformat='{"1":2,"2":"0.00","3":1}' data-sheets-value='{"1":3,"3":1.28}' style="border-bottom:1px solid #000000;overflow:hidden;padding:0px 3px 0px 3px;vertical-align:bottom;text-align:center;">1.28</td> <td data-sheets-numberformat='{"1":2,"2":"0","3":1}' data-sheets-value='{"1":3,"3":59}' style="border-bottom:1px solid #000000;overflow:hidden;padding:0px 3px 0px 3px;vertical-align:bottom;text-align:center;">59</td> <td data-sheets-numberformat='{"1":2,"2":"0","3":1}' data-sheets-value='{"1":3,"3":46}' style="border-bottom:1px solid #000000;overflow:hidden;padding:0px 3px 0px 3px;vertical-align:bottom;text-align:center;">46</td> <td data-sheets-numberformat='{"1":2,"2":"0","3":1}' data-sheets-value='{"1":3,"3":23}' style="border-right:1px solid #000000;border-bottom:1px solid #000000;overflow:hidden;padding:0px 3px 0px 3px;vertical-align:bottom;text-align:center;">23</td> </tr> <tr style="height:20px;"> <td data-sheets-value='{"1":2,"2":"Polycarbonate"}' style="border-left:1px solid #000000;overflow:hidden;padding:0px 3px 0px 3px;vertical-align:bottom;font-weight:bold;">Polycarbonate</td> <td data-sheets-value='{"1":2,"2":"Single-walled"}' style="overflow:hidden;padding:0px 3px 0px 3px;vertical-align:bottom;font-weight:bold;">Single-walled</td> <td data-sheets-value='{"1":2,"2":"Heatstop Opal (T)"}' style="border-right:1px solid #000000;overflow:hidden;padding:0px 3px 0px 3px;vertical-align:bottom;font-weight:bold;">Heatstop Opal (T)</td> <td data-sheets-numberformat='{"1":2,"2":"0.00","3":1}' data-sheets-value='{"1":3,"3":5.17}' style="overflow:hidden;padding:0px 3px 0px 3px;vertical-align:bottom;text-align:center;">5.17</td> <td data-sheets-numberformat='{"1":2,"2":"0","3":1}' data-sheets-value='{"1":3,"3":49}' style="overflow:hidden;padding:0px 3px 0px 3px;vertical-align:bottom;text-align:center;">49</td> <td data-sheets-numberformat='{"1":2,"2":"0","3":1}' data-sheets-value='{"1":3,"3":59}' style="overflow:hidden;padding:0px 3px 0px 3px;vertical-align:bottom;text-align:center;">59</td> <td data-sheets-numberformat='{"1":2,"2":"0","3":1}' data-sheets-value='{"1":2,"2":"-"}' style="border-right:1px solid #000000;overflow:hidden;padding:0px 3px 0px 3px;vertical-align:bottom;text-align:center;">-</td> </tr> <tr style="height:20px;"> <td data-sheets-value='{"1":2,"2":"Heatstop PC"}' style="border-left:1px solid #000000;overflow:hidden;padding:0px 3px 0px 3px;vertical-align:bottom;font-weight:bold;">Heatstop PC</td> <td data-sheets-value='{"1":2,"2":"Double-walled"}' style="overflow:hidden;padding:0px 3px 0px 3px;vertical-align:bottom;font-weight:bold;">Double-walled</td> <td data-sheets-value='{"1":2,"2":"Clear (T/H)"}' style="border-right:1px solid #000000;overflow:hidden;padding:0px 3px 0px 3px;vertical-align:bottom;font-weight:bold;">Clear (T/H)</td> <td data-sheets-numberformat='{"1":2,"2":"0.00","3":1}' data-sheets-value='{"1":3,"3":2.9}' style="overflow:hidden;padding:0px 3px 0px 3px;vertical-align:bottom;text-align:center;">2.90</td> <td data-sheets-numberformat='{"1":2,"2":"0","3":1}' data-sheets-value='{"1":3,"3":44}' style="overflow:hidden;padding:0px 3px 0px 3px;vertical-align:bottom;text-align:center;">44</td> <td data-sheets-numberformat='{"1":2,"2":"0","3":1}' data-sheets-value='{"1":3,"3":51}' style="overflow:hidden;padding:0px 3px 0px 3px;vertical-align:bottom;text-align:center;">51</td> <td data-sheets-numberformat='{"1":2,"2":"0","3":1}' data-sheets-value='{"1":3,"3":20}' style="border-right:1px solid #000000;overflow:hidden;padding:0px 3px 0px 3px;vertical-align:bottom;text-align:center;">20</td> </tr> <tr style="height:20px;"> <td style="border-left:1px solid #000000;overflow:hidden;padding:0px 3px 0px 3px;vertical-align:bottom;font-weight:bold;"></td> <td data-sheets-value='{"1":2,"2":"Double-walled"}' style="overflow:hidden;padding:0px 3px 0px 3px;vertical-align:bottom;font-weight:bold;">Double-walled</td> <td data-sheets-value='{"1":2,"2":"Opal (T/O)"}' style="border-right:1px solid #000000;overflow:hidden;padding:0px 3px 0px 3px;vertical-align:bottom;font-weight:bold;">Opal (T/O)</td> <td data-sheets-numberformat='{"1":2,"2":"0.00","3":1}' data-sheets-value='{"1":3,"3":2.9}' style="overflow:hidden;padding:0px 3px 0px 3px;vertical-align:bottom;text-align:center;">2.90</td> <td data-sheets-numberformat='{"1":2,"2":"0","3":1}' data-sheets-value='{"1":3,"3":41}' style="overflow:hidden;padding:0px 3px 0px 3px;vertical-align:bottom;text-align:center;">41</td> <td data-sheets-numberformat='{"1":2,"2":"0","3":1}' data-sheets-value='{"1":3,"3":45}' style="overflow:hidden;padding:0px 3px 0px 3px;vertical-align:bottom;text-align:center;">45</td> <td data-sheets-numberformat='{"1":2,"2":"0","3":1}' data-sheets-value='{"1":3,"3":20}' style="border-right:1px solid #000000;overflow:hidden;padding:0px 3px 0px 3px;vertical-align:bottom;text-align:center;">20</td> </tr> <tr style="height:20px;"> <td style="border-left:1px solid #000000;overflow:hidden;padding:0px 3px 0px 3px;vertical-align:bottom;font-weight:bold;"></td> <td data-sheets-value='{"1":2,"2":"Triple-walled"}' style="overflow:hidden; | skylux-160-ce-met-koepel-en-pvc-opstand-35-30-met-lm-motor-en-windvang-1600-x-1600-mm | 8586057285965 | 46872401051981
Smoke and heat exhaust (SHEV) | SHE system | Skylux | Skylux 160° CE with skylight and PVC curb 35/30 with LM-actuator, PVC frame type EP25 and spoiler 0700 x 1000 mm |  | 50612 | 5412970506126 | 4524.2 | Yes | 30-45 | 66.95 | 700 x 1000 mm | 1000 | 700 |  | PVC 35/30 (35 cm high & roof opening = 30 cm larger than daylight size) | Rectangular | 1.19 W/m²K - 0.98 W/m²K | 57% - 30% | 37% - 17% | 24dB - 26dB | 160° CE (for industry) | PVC frame EP25 | with spoiler | E | Single actuator | Maximum double-walled skylight possible for this product | Ut-value LT-value g-value Rw-value EN 1873 : 2014 EN ISO 13468 EN 16153 EN 410 EN 410 EN ISO 140-3 Material Walls Shells (W/m²K) (%) (%) (dB) Acrylic EW Clear (H) 1.19 37 57 24 PMMA Opal (O) 1.19 34 50 24 DW Clear (H/H) 0.98 33 50 26 Opal (O/O) 0.98 28 38 26 Polycarbonate EW Clear (A) 1.19 36 55 24 PC Opal (D) 1.19 24 40 24 DW Clear (A/H) 0.98 32 48 26 Clear (A/A) 0.98 32 46 26 Opal (A/O) 0.98 30 42 26 Opal (A/D) 0.98 21 33 26 Polycarbonate EW Heatstop Opal (T) 1.19 20 39 24 Heatstop PC DW Clear (T/H) 0.98 18 34 26 Opal (T/O) 0.98 17 30 26 | https://skylux.eu/en/products/skylux-160-ce-met-koepel-en-pvc-opstand-35-30-met-lm-motor-pvc-raam-type-ep25-en-windvang-0700-x-1000-mm | https://skylux.eu/cdn/shop/files/Skylux-160deg-CE-met-koepel-en-pvc-opstand-3530-met-LM-motor-pvc-raam-type-EP25-en-windvang-0700-x-1000-mm-RWA-systeem.jpg?v=1702982371&width=1600 | https://skylux.eu/cdn/shop/files/e5a82811-1bb0-48e4-a776-cacb59c7c092_39b0550a-cc07-48a2-ab1d-86abd95ff501.jpg?v=1688551604&width=1600 | //skylux.eu/cdn/shop/files/E_MH_Mounting_instructions_Skylux_160_CE_LM.pdf?v=12406716259046007223 | //skylux.eu/cdn/shop/files/E_TD_Technical_File_Skylux_Skylux_160_CE_Electric.pdf?v=3667116872303399239 | <style type="text/css" id="isPasted"><!--td {border: 1px solid #cccccc;}br {mso-data-placement:same-cell;}--></style><table border="1" cellpadding="0" cellspacing="0" dir="ltr" style="table-layout:fixed;font-size:10pt;font-family:Arial;border-collapse:collapse;border:none;"><tbody> <tr style="height:20px;"> <td style="overflow:hidden;padding:0px 3px 0px 3px;vertical-align:bottom;"></td> <td style="overflow:hidden;padding:0px 3px 0px 3px;vertical-align:bottom;"></td> <td style="overflow:hidden;padding:0px 3px 0px 3px;vertical-align:bottom;"></td> <td data-sheets-value='{"1":2,"2":"Ut-value"}' style="overflow:hidden;padding:0px 3px 0px 3px;vertical-align:bottom;font-weight:bold;text-align:center;">Ut-value</td> <td data-sheets-value='{"1":2,"2":"LT-value"}' style="overflow:hidden;padding:0px 3px 0px 3px;vertical-align:bottom;font-weight:bold;text-align:center;">LT-value</td> <td data-sheets-value='{"1":2,"2":"g-value"}' style="overflow:hidden;padding:0px 3px 0px 3px;vertical-align:bottom;font-weight:bold;text-align:center;">g-value</td> <td data-sheets-value='{"1":2,"2":"Rw-value "}' style="overflow:hidden;padding:0px 3px 0px 3px;vertical-align:bottom;font-weight:bold;text-align:center;">Rw-value </td> </tr> <tr style="height:20px;"> <td style="overflow:hidden;padding:0px 3px 0px 3px;vertical-align:bottom;"></td> <td style="overflow:hidden;padding:0px 3px 0px 3px;vertical-align:bottom;"></td> <td style="overflow:hidden;padding:0px 3px 0px 3px;vertical-align:bottom;"></td> <td data-sheets-numberformat='{"1":2,"2":"0.00","3":1}' data-sheets-value='{"1":2,"2":"EN 1873 : 2014"}' style="overflow:hidden;padding:0px 3px 0px 3px;vertical-align:bottom;text-align:center;">EN 1873 : 2014</td> <td data-sheets-numberformat='{"1":2,"2":"0","3":1}' data-sheets-value='{"1":2,"2":"EN ISO 13468 EN 16153 EN 410"}' style="overflow:hidden;padding:0px 3px 0px 3px;vertical-align:bottom;text-align:center;">EN ISO 13468 EN 16153 EN 410</td> <td data-sheets-numberformat='{"1":2,"2":"0","3":1}' data-sheets-value='{"1":2,"2":"EN 410"}' style="overflow:hidden;padding:0px 3px 0px 3px;vertical-align:bottom;text-align:center;">EN 410</td> <td data-sheets-value='{"1":2,"2":"EN ISO 140-3\t\t"}' style="overflow:hidden;padding:0px 3px 0px 3px;vertical-align:bottom;text-align:center;">EN ISO 140-3 </td> </tr> <tr style="height:20px;"> <td data-sheets-value='{"1":2,"2":"Material"}' style="border-bottom:1px solid #000000;overflow:hidden;padding:0px 3px 0px 3px;vertical-align:bottom;background-color:#000000;font-weight:bold;color:#ffffff;">Material</td> <td data-sheets-value='{"1":2,"2":"Walls"}' style="border-bottom:1px solid #000000;overflow:hidden;padding:0px 3px 0px 3px;vertical-align:bottom;background-color:#000000;font-weight:bold;color:#ffffff;">Walls</td> <td data-sheets-value='{"1":2,"2":"Shells"}' style="border-bottom:1px solid #000000;overflow:hidden;padding:0px 3px 0px 3px;vertical-align:bottom;background-color:#000000;font-weight:bold;color:#ffffff;">Shells</td> <td data-sheets-numberformat='{"1":2,"2":"0.00","3":1}' data-sheets-value='{"1":2,"2":"(W/m²K)\t"}' style="border-bottom:1px solid #000000;overflow:hidden;padding:0px 3px 0px 3px;vertical-align:bottom;background-color:#000000;font-weight:bold;color:#ffffff;text-align:center;">(W/m²K) </td> <td data-sheets-numberformat='{"1":2,"2":"0","3":1}' data-sheets-value='{"1":2,"2":"(%)"}' style="border-bottom:1px solid #000000;overflow:hidden;padding:0px 3px 0px 3px;vertical-align:bottom;background-color:#000000;font-weight:bold;color:#ffffff;text-align:center;">(%)</td> <td data-sheets-numberformat='{"1":2,"2":"0","3":1}' data-sheets-value='{"1":2,"2":"(%)"}' style="border-bottom:1px solid #000000;overflow:hidden;padding:0px 3px 0px 3px;vertical-align:bottom;background-color:#000000;font-weight:bold;color:#ffffff;text-align:center;">(%)</td> <td data-sheets-value='{"1":2,"2":"(dB)"}' style="border-bottom:1px solid #000000;overflow:hidden;padding:0px 3px 0px 3px;vertical-align:bottom;background-color:#000000;font-weight:bold;color:#ffffff;text-align:center;">(dB)</td> </tr> <tr style="height:20px;"> <td data-sheets-value='{"1":2,"2":"Acrylic"}' style="border-left:1px solid #000000;overflow:hidden;padding:0px 3px 0px 3px;vertical-align:bottom;">Acrylic</td> <td data-sheets-value='{"1":2,"2":"EW"}' style="overflow:hidden;padding:0px 3px 0px 3px;vertical-align:bottom;">EW</td> <td data-sheets-value='{"1":2,"2":"Clear (H)"}' style="overflow:hidden;padding:0px 3px 0px 3px;vertical-align:bottom;">Clear (H)</td> <td data-sheets-numberformat='{"1":2,"2":"0.00","3":1}' data-sheets-value='{"1":3,"3":1.19}' style="overflow:hidden;padding:0px 3px 0px 3px;vertical-align:bottom;text-align:center;">1.19</td> <td data-sheets-numberformat='{"1":2,"2":"0","3":1}' data-sheets-value='{"1":3,"3":36.9}' style="overflow:hidden;padding:0px 3px 0px 3px;vertical-align:bottom;text-align:center;">37</td> <td data-sheets-numberformat='{"1":2,"2":"0","3":1}' data-sheets-value='{"1":3,"3":57.42}' style="overflow:hidden;padding:0px 3px 0px 3px;vertical-align:bottom;text-align:center;">57</td> <td data-sheets-value='{"1":3,"3":24}' style="border-right:1px solid #000000;overflow:hidden;padding:0px 3px 0px 3px;vertical-align:bottom;text-align:center;">24</td> </tr> <tr style="height:20px;"> <td data-sheets-value='{"1":2,"2":"PMMA"}' style="border-left:1px solid #000000;overflow:hidden;padding:0px 3px 0px 3px;vertical-align:bottom;">PMMA</td> <td style="overflow:hidden;padding:0px 3px 0px 3px;vertical-align:bottom;"></td> <td data-sheets-value='{"1":2,"2":"Opal (O)"}' style="overflow:hidden;padding:0px 3px 0px 3px;vertical-align:bottom;">Opal (O)</td> <td data-sheets-numberformat='{"1":2,"2":"0.00","3":1}' data-sheets-value='{"1":3,"3":1.19}' style="overflow:hidden;padding:0px 3px 0px 3px;vertical-align:bottom;text-align:center;">1.19</td> <td data-sheets-numberformat='{"1":2,"2":"0","3":1}' data-sheets-value='{"1":3,"3":34.03}' style="overflow:hidden;padding:0px 3px 0px 3px;vertical-align:bottom;text-align:center;">34</td> <td data-sheets-numberformat='{"1":2,"2":"0","3":1}' data-sheets-value='{"1":3,"3":50.160000000000004}' style="overflow:hidden;padding:0px 3px 0px 3px;vertical-align:bottom;text-align:center;">50</td> <td data-sheets-value='{"1":3,"3":24}' style="border-right:1px solid #000000;overflow:hidden;padding:0px 3px 0px 3px;vertical-align:bottom;text-align:center;">24</td> </tr> <tr style="height:20px;"> <td style="border-left:1px solid #000000;overflow:hidden;padding:0px 3px 0px 3px;vertical-align:bottom;"></td> <td data-sheets-value='{"1":2,"2":"DW"}' style="overflow:hidden;padding:0px 3px 0px 3px;vertical-align:bottom;">DW</td> <td data-sheets-value='{"1":2,"2":"Clear (H/H)"}' style="overflow:hidden;padding:0px 3px 0px 3px;vertical-align:bottom;">Clear (H/H)</td> <td data-sheets-numberformat='{"1":2,"2":"0.00","3":1}' data-sheets-value='{"1":3,"3":0.98}' style="overflow:hidden;padding:0px 3px 0px 3px;vertical-align:bottom;text-align:center;">0.98</td> <td data-sheets-numberformat='{"1":2,"2":"0","3":1}' data-sheets-value='{"1":3,"3":33.21}' style="overflow:hidden;padding:0px 3px 0px 3px;vertical-align:bottom;text-align:center;">33</td> <td data-sheets-numberformat='{"1":2,"2":"0","3":1}' data-sheets-value='{"1":3,"3":49.5}' style="overflow:hidden;padding:0px 3px 0px 3px;vertical-align:bottom;text-align:center;">50</td> <td data-sheets-value='{"1":3,"3":26}' style="border-right:1px solid #000000;overflow:hidden;padding:0px 3px 0px 3px;vertical-align:bottom;text-align:center;">26</td> </tr> <tr style="height:20px;"> <td style="border-bottom:1px solid #000000;border-left:1px solid #000000;overflow:hidden;padding:0px 3px 0px 3px;vertical-align:bottom;"></td> <td style="border-bottom:1px solid #000000;overflow:hidden;padding:0px 3px 0px 3px;vertical-align:bottom;"></td> <td data-sheets-value='{"1":2,"2":"Opal (O/O)"}' style="border-bottom:1px solid #000000;overflow:hidden;padding:0px 3px 0px 3px;vertical-align:bottom;">Opal (O/O)</td> <td data-sheets-numberformat='{"1":2,"2":"0.00","3":1}' data-sheets-value='{"1":3,"3":0.98}' style="border-bottom:1px solid #000000;overflow:hidden;padding:0px 3px 0px 3px;vertical-align:bottom;text-align:center;">0.98</td> <td data-sheets-numberformat='{"1":2,"2":"0","3":1}' data-sheets-value='{"1":3,"3":28.29}' style="border-bottom:1px solid #000000;overflow:hidden;padding:0px 3px 0px 3px;vertical-align:bottom;text-align:center;">28</td> <td data-sheets-numberformat='{"1":2,"2":"0","3":1}' data-sheets-value='{"1":3,"3":38.28}' style="border-bottom:1px solid #000000;overflow:hidden;padding:0px 3px 0px 3px;vertical-align:bottom;text-align:center;">38</td> <td data-sheets-value='{"1":3,"3":26}' style="border-right:1px solid #000000;border-bottom:1px solid #000000;overflow:hidden;padding:0px 3px 0px 3px;vertical-align:bottom;text-align:center;">26</td> </tr> <tr style="height:20px;"> <td data-sheets-value='{"1":2,"2":"Polycarbonate "}' style="border-left:1px solid #000000;overflow:hidden;padding:0px 3px 0px 3px;vertical-align:bottom;">Polycarbonate </td> <td data-sheets-value='{"1":2,"2":"EW"}' style="overflow:hidden;padding:0px 3px 0px 3px;vertical-align:bottom;">EW</td> <td data-sheets-value='{"1":2,"2":"Clear (A)"}' style="overflow:hidden;padding:0px 3px 0px 3px;vertical-align:bottom;">Clear (A)</td> <td data-sheets-numberformat='{"1":2,"2":"0.00","3":1}' data-sheets-value='{"1":3,"3":1.19}' style="overflow:hidden;padding:0px 3px 0px 3px;vertical-align:bottom;text-align:center;">1.19</td> <td data-sheets-numberformat='{"1":2,"2":"0","3":1}' data-sheets-value='{"1":3,"3":36.08}' style="overflow:hidden;padding:0px 3px 0px 3px;vertical-align:bottom;text-align:center;">36</td> <td data-sheets-numberformat='{"1":2,"2":"0","3":1}' data-sheets-value='{"1":3,"3":54.78}' style="overflow:hidden;padding:0px 3px 0px 3px;vertical-align:bottom;text-align:center;">55</td> <td data-sheets-value='{"1":3,"3":24}' style="border-right:1px solid #000000;overflow:hidden;padding:0px 3px 0px 3px;vertical-align:bottom;text-align:center;">24</td> </tr> <tr style="height:20px;"> <td data-sheets-value='{"1":2,"2":"PC"}' style="border-left:1px solid #000000;overflow:hidden;padding:0px 3px 0px 3px;vertical-align:bottom;">PC</td> <td style="overflow:hidden;padding:0px 3px 0px 3px;vertical-align:bottom;"></td> <td data-sheets-value='{"1":2,"2":"Opal (D)"}' style="overflow:hidden;padding:0px 3px 0px 3px;vertical-align:bottom;">Opal (D)</td> <td data-sheets-numberformat='{"1":2,"2":"0.00","3":1}' data-sheets-value='{"1":3,"3":1.19}' style="overflow:hidden;padding:0px 3px 0px 3px;vertical-align:bottom;text-align:center;">1.19</td> <td data-sheets-numberformat='{"1":2,"2":"0","3":1}' data-sheets-value='{"1":3,"3":23.779999999999998}' style="overflow:hidden;padding:0px 3px 0px 3px;vertical-align:bottom;text-align:center;">24</td> <td data-sheets-numberformat='{"1":2,"2":"0","3":1}' data-sheets-value='{"1":3,"3":39.6}' style="overflow:hidden;padding:0px 3px 0px 3px;vertical-align:bottom;text-align:center;">40</td> <td data-sheets-value='{"1":3,"3":24}' style="border-right:1px solid #000000;overflow:hidden;padding:0px 3px 0px 3px;vertical-align:bottom;text-align:center;">24</td> </tr> <tr style="height:20px;"> <td style="border-left:1px solid #000000;overflow:hidden;padding:0px 3px 0px 3px;vertical-align:bottom;"></td> <td data-sheets-value='{"1":2,"2":"DW"}' style="overflow:hidden;padding:0px 3px 0px 3px;vertical-align:bottom;">DW</td> <td data-sheets-value='{"1":2,"2":"Clear (A/H)"}' style="overflow:hidden;padding:0px 3px 0px 3px;vertical-align:bottom;">Clear (A/H)</td> <td data-sheets-numberformat='{"1":2,"2":"0.00","3":1}' data-sheets-value='{"1":3,"3":0.98}' style="overflow:hidden;padding:0px 3px 0px 3px;vertical-align:bottom;text-align:center;">0.98</td> <td data-sheets-numberformat='{"1":2,"2":"0","3":1}' data-sheets-value='{"1":3,"3":32.39}' style="overflow:hidden;padding:0px 3px 0px 3px;vertical-align:bottom;text-align:center;">32</td> <td data-sheets-numberformat='{"1":2,"2":"0","3":1}' data-sheets-value='{"1":3,"3":47.52}' style="overflow:hidden;padding:0px 3px 0px 3px;vertical-align:bottom;text-align:center;">48</td> <td data-sheets-value='{"1":3,"3":26}' style="border-right:1px solid #000000;overflow:hidden;padding:0px 3px 0px 3px;vertical-align:bottom;text-align:center;">26</td> </tr> <tr style="height:20px;"> <td style="border-left:1px solid #000000;overflow:hidden;padding:0px 3px 0px 3px;vertical-align:bottom;"></td> <td style="overflow:hidden;padding:0px 3px 0px 3px;vertical-align:bottom;"></td> <td data-sheets-value='{"1":2,"2":"Clear (A/A)"}' style="overflow:hidden;padding:0px 3px 0px 3px;vertical-align:bottom;">Clear (A/A)</td> <td data-sheets-numberformat='{"1":2,"2":"0.00","3":1}' data-sheets-value='{"1":3,"3":0.98}' style="overflow:hidden;padding:0px 3px 0px 3px;vertical-align:bottom;text-align:center;">0.98</td> <td data-sheets-numberformat='{"1":2,"2":"0","3":1}' data-sheets-value='{"1":3,"3":31.569999999999997}' style="overflow:hidden;padding:0px 3px 0px 3px;vertical-align:bottom;text-align:center;">32</td> <td data-sheets-numberformat='{"1":2,"2":"0","3":1}' data-sheets-value='{"1":3,"3":45.54}' style="overflow:hidden;padding:0px 3px 0px 3px;vertical-align:bottom;text-align:center;">46</td> <td data-sheets-value='{"1":3,"3":26}' style="border-right:1px solid #000000;overflow:hidden;padding:0px 3px 0px 3px;vertical-align:bottom;text-align:center;">26</td> </tr> <tr style="height:20px;"> <td style="border-left:1px solid #000000;overflow:hidden;padding:0px 3px 0px 3px;vertical-align:bottom;"></td> <td style="overflow:hidden;padding:0px 3px 0px 3px;vertical-align:bottom;"></td> <td data-sheets-value='{"1":2,"2":"Opal (A/O)"}' style="overflow:hidden;padding:0px 3px 0px 3px;vertical-align:bottom;">Opal (A/O)</td> <td data-sheets-numberformat='{"1":2,"2":"0.00","3":1}' data-sheets-value='{"1":3,"3":0.98}' style="overflow:hidden;padding:0px 3px 0px 3px;vertical-align:bottom;text-align:center;">0.98</td> <td data-sheets-numberformat='{"1":2,"2":"0","3":1}' data-sheets-value='{"1":3,"3":29.93}' style="overflow:hidden;padding:0px 3px 0px 3px;vertical-align:bottom;text-align:center;">30</td> <td data-sheets-numberformat='{"1":2,"2":"0","3":1}' data-sheets-value='{"1":3,"3":41.580000000000005}' style="overflow:hidden;padding:0px 3px 0px 3px;vertical-align:bottom;text-align:center;">42</td> <td data-sheets-value='{"1":3,"3":26}' style="border-right:1px solid #000000;overflow:hidden;padding:0px 3px 0px 3px;vertical-align:bottom;text-align:center;">26</td> </tr> <tr style="height:20px;"> <td style="border-bottom:1px solid #000000;border-left:1px solid #000000;overflow:hidden;padding:0px 3px 0px 3px;vertical-align:bottom;"></td> <td style="border-bottom:1px solid #000000;overflow:hidden;padding:0px 3px 0px 3px;vertical-align:bottom;"></td> <td data-sheets-value='{"1":2,"2":"Opal (A/D)"}' style="border-bottom:1px solid #000000;overflow:hidden;padding:0px 3px 0px 3px;vertical-align:bottom;">Opal (A/D)</td> <td data-sheets-numberformat='{"1":2,"2":"0.00","3":1}' data-sheets-value='{"1":3,"3":0.98}' style="border-bottom:1px solid #000000;overflow:hidden;padding:0px 3px 0px 3px;vertical-align:bottom;text-align:center;">0.98</td> <td data-sheets-numberformat='{"1":2,"2":"0","3":1}' data-sheets-value='{"1":3,"3":20.91}' style="border-bottom:1px solid #000000;overflow:hidden;padding:0px 3px 0px 3px;vertical-align:bottom;text-align:center;">21</td> <td data-sheets-numberformat='{"1":2,"2":"0","3":1}' data-sheets-value='{"1":3,"3":33}' style="border-bottom:1px solid #000000;overflow:hidden;padding:0px 3px 0px 3px;vertical-align:bottom;text-align:center;">33</td> <td data-sheets-value='{"1":3,"3":26}' style="border-right:1px solid #000000;border-bottom:1px solid #000000;overflow:hidden;padding:0px 3px 0px 3px;vertical-align:bottom;text-align:center;">26</td> </tr> <tr style="height:20px;"> <td data-sheets-value='{"1":2,"2":"Polycarbonate"}' style="border-left:1px solid #000000;overflow:hidden;padding:0px 3px 0px 3px;vertical-align:bottom;">Polycarbonate</td> <td data-sheets-value='{"1":2,"2":"EW"}' style="overflow:hidden;padding:0px 3px 0px 3px;vertical-align:bottom;">EW</td> <td data-sheets-value='{"1":2,"2":"Heatstop Opal (T)"}' style="overflow:hidden;padding:0px 3px 0px 3px;vertical-align:bottom;">Heatstop Opal (T)</td> <td data-sheets-numberformat='{"1":2,"2":"0.00","3":1}' data-sheets-value='{"1":3,"3":1.19}' style="overflow:hidden;padding:0px 3px 0px 3px;vertical-align:bottom;text-align:center;">1.19</td> <td data-sheets-numberformat='{"1":2,"2":"0","3":1}' data-sheets-value='{"1":3,"3":20.09}' style="overflow:hidden;padding:0px 3px 0px 3px;vertical-align:bottom;text-align:center;">20</td> <td data-sheets-numberformat='{"1":2,"2":"0","3":1}' data-sheets-value='{"1":3,"3":38.940000000000005}' style="overflow:hidden;padding:0px 3px 0px 3px;vertical-align:bottom;text-align:center;">39</td> <td data-sheets-value='{"1":3,"3":24}' style="border-right:1px solid #000000;overflow:hidden;padding:0px 3px 0px 3px;vertical-align:bottom;text-align:center;">24</td> </tr> <tr style="height:20px;"> <td data-sheets-value='{"1":2,"2":"Heatstop PC"}' style="border-left:1px solid #000000;overflow:hidden;padding:0px 3px 0px 3px;vertical-align:bottom;">Heatstop PC</td> <td data-sheets-value='{"1":2,"2":"DW"}' style="overflow:hidden;padding:0px 3px 0px 3px;vertical-align:bottom;">DW</td> <td data-sheets-value='{"1":2,"2":"Clear (T/H)"}' style="overflow:hidden;padding:0px 3px 0px 3px;vertical-align:bottom;">Clear (T/H)</td> <td data-sheets-numberformat='{"1":2,"2":"0.00","3":1}' data-sheets-value='{"1":3,"3":0.98}' style="overflow:hidden;padding:0px 3px 0px 3px;vertical-align:bottom;text-align:center;">0.98</td> <td data-sheets-numberformat='{"1":2,"2":"0","3":1}' data-sheets-value='{"1":3,"3":18.04}' style="overflow:hidden;padding:0px 3px 0px 3px;vertical-align:bottom;text-align:center;">18</td> <td data-sheets-numberformat='{"1":2,"2":"0","3":1}' data-sheets-value='{"1":3,"3":33.660000000000004}' style="overflow:hidden;padding:0px 3px 0px 3px;vertical-align:bottom;text-align:center;">34</td> <td data-sheets-value='{"1":3,"3":26}' style="border-right:1px solid #000000;overflow:hidden;padding:0px 3px 0px 3px;vertical-align:bottom;text-align:center;">26</td> </tr> <tr style="height:20px;"> <td style="border-bottom:1px solid #000000;border-left:1px solid #000000;overflow:hidden;padding:0px 3px 0px 3px;vertical-align:bottom;"></td> <td style="border-bottom:1px solid #000000;overflow:hidden;padding:0px 3px 0px 3px;vertical-align:bottom;"></td> <td data-sheets-value='{"1":2,"2":"Opal (T/O)"}' style="border-bottom:1px solid #000000;overflow:hidden;padding:0px 3px 0px 3px;vertical-align:bottom;">Opal (T/O)</td> <td data-sheets-numberformat='{"1":2,"2":"0.00","3":1}' data-sheets-value='{"1":3,"3":0.98}' style="border-bottom:1px solid #000000;overflow:hidden;padding:0px 3px 0px 3px;vertical-align:bottom;text-align:center;">0.98</td> <td data-sheets-numberformat='{"1":2,"2":"0","3":1}' data-sheets-value='{"1":3,"3":16.81}' style="border-bottom:1px solid #000000;overflow:hidden;padding:0px 3px 0px 3px;vertical-align:bottom;text-align:center;">17</td> <td data-sheets-numberformat='{"1":2,"2":"0","3":1}' data-sheets-value='{"1":3,"3":29.700000000000003}' style="border-bottom:1px solid #000000;overflow:hidden;padding:0px 3px 0px 3px;vertical-align:bottom;text-align:center;">30</td> <td data-sheets-value='{"1":3,"3":26}' style="border-right:1px solid #000000;border-bottom:1px solid #000000;overflow:hidden;padding:0px 3px 0px 3px;vertical-align:bottom;text-align:center;">26</td> </tr> </tbody></table> | skylux-160-ce-met-koepel-en-pvc-opstand-35-30-met-lm-motor-pvc-raam-type-ep25-en-windvang-0700-x-1000-mm | 8586049552717 | 46872388534605
Smoke and heat exhaust (SHEV) | SHE system | Skylux | Skylux 160° CE with skylight and PVC curb 35/30 with LM-actuator, PVC frame type EP25 and spoiler 0700 x 1300 mm |  | 50613 | 5412970506133 | 4812.2 | Yes | 30-45 | 73.52 | 700 x 1300 mm | 1300 | 700 |  | PVC 35/30 (35 cm high & roof opening = 30 cm larger than daylight size) | Rectangular | 1.19 W/m²K - 0.98 W/m²K | 57% - 30% | 37% - 17% | 24dB - 26dB | 160° CE (for industry) | PVC frame EP25 | with spoiler | E | Single actuator | Maximum double-walled skylight possible for this product | Ut-value LT-value g-value Rw-value EN 1873 : 2014 EN ISO 13468 EN 16153 EN 410 EN 410 EN ISO 140-3 Material Walls Shells (W/m²K) (%) (%) (dB) Acrylic EW Clear (H) 1.19 37 57 24 PMMA Opal (O) 1.19 34 50 24 DW Clear (H/H) 0.98 33 50 26 Opal (O/O) 0.98 28 38 26 Polycarbonate EW Clear (A) 1.19 36 55 24 PC Opal (D) 1.19 24 40 24 DW Clear (A/H) 0.98 32 48 26 Clear (A/A) 0.98 32 46 26 Opal (A/O) 0.98 30 42 26 Opal (A/D) 0.98 21 33 26 Polycarbonate EW Heatstop Opal (T) 1.19 20 39 24 Heatstop PC DW Clear (T/H) 0.98 18 34 26 Opal (T/O) 0.98 17 30 26 | https://skylux.eu/en/products/skylux-160-ce-met-koepel-en-pvc-opstand-35-30-met-lm-motor-pvc-raam-type-ep25-en-windvang-0700-x-1300-mm | https://skylux.eu/cdn/shop/files/Skylux-160deg-CE-met-koepel-en-pvc-opstand-3530-met-LM-motor-pvc-raam-type-EP25-en-windvang-0700-x-1300-mm-RWA-systeem.jpg?v=1702982376&width=1600 | https://skylux.eu/cdn/shop/files/e5a82811-1bb0-48e4-a776-cacb59c7c092_f0a951b4-1fd0-441f-b374-af1832b263d1.jpg?v=1688551605&width=1600 | //skylux.eu/cdn/shop/files/E_MH_Mounting_instructions_Skylux_160_CE_LM.pdf?v=12406716259046007223 | //skylux.eu/cdn/shop/files/E_TD_Technical_File_Skylux_Skylux_160_CE_Electric.pdf?v=3667116872303399239 | <style type="text/css" id="isPasted"><!--td {border: 1px solid #cccccc;}br {mso-data-placement:same-cell;}--></style><table border="1" cellpadding="0" cellspacing="0" dir="ltr" style="table-layout:fixed;font-size:10pt;font-family:Arial;border-collapse:collapse;border:none;"><tbody> <tr style="height:20px;"> <td style="overflow:hidden;padding:0px 3px 0px 3px;vertical-align:bottom;"></td> <td style="overflow:hidden;padding:0px 3px 0px 3px;vertical-align:bottom;"></td> <td style="overflow:hidden;padding:0px 3px 0px 3px;vertical-align:bottom;"></td> <td data-sheets-value='{"1":2,"2":"Ut-value"}' style="overflow:hidden;padding:0px 3px 0px 3px;vertical-align:bottom;font-weight:bold;text-align:center;">Ut-value</td> <td data-sheets-value='{"1":2,"2":"LT-value"}' style="overflow:hidden;padding:0px 3px 0px 3px;vertical-align:bottom;font-weight:bold;text-align:center;">LT-value</td> <td data-sheets-value='{"1":2,"2":"g-value"}' style="overflow:hidden;padding:0px 3px 0px 3px;vertical-align:bottom;font-weight:bold;text-align:center;">g-value</td> <td data-sheets-value='{"1":2,"2":"Rw-value "}' style="overflow:hidden;padding:0px 3px 0px 3px;vertical-align:bottom;font-weight:bold;text-align:center;">Rw-value </td> </tr> <tr style="height:20px;"> <td style="overflow:hidden;padding:0px 3px 0px 3px;vertical-align:bottom;"></td> <td style="overflow:hidden;padding:0px 3px 0px 3px;vertical-align:bottom;"></td> <td style="overflow:hidden;padding:0px 3px 0px 3px;vertical-align:bottom;"></td> <td data-sheets-numberformat='{"1":2,"2":"0.00","3":1}' data-sheets-value='{"1":2,"2":"EN 1873 : 2014"}' style="overflow:hidden;padding:0px 3px 0px 3px;vertical-align:bottom;text-align:center;">EN 1873 : 2014</td> <td data-sheets-numberformat='{"1":2,"2":"0","3":1}' data-sheets-value='{"1":2,"2":"EN ISO 13468 EN 16153 EN 410"}' style="overflow:hidden;padding:0px 3px 0px 3px;vertical-align:bottom;text-align:center;">EN ISO 13468 EN 16153 EN 410</td> <td data-sheets-numberformat='{"1":2,"2":"0","3":1}' data-sheets-value='{"1":2,"2":"EN 410"}' style="overflow:hidden;padding:0px 3px 0px 3px;vertical-align:bottom;text-align:center;">EN 410</td> <td data-sheets-value='{"1":2,"2":"EN ISO 140-3\t\t"}' style="overflow:hidden;padding:0px 3px 0px 3px;vertical-align:bottom;text-align:center;">EN ISO 140-3 </td> </tr> <tr style="height:20px;"> <td data-sheets-value='{"1":2,"2":"Material"}' style="border-bottom:1px solid #000000;overflow:hidden;padding:0px 3px 0px 3px;vertical-align:bottom;background-color:#000000;font-weight:bold;color:#ffffff;">Material</td> <td data-sheets-value='{"1":2,"2":"Walls"}' style="border-bottom:1px solid #000000;overflow:hidden;padding:0px 3px 0px 3px;vertical-align:bottom;background-color:#000000;font-weight:bold;color:#ffffff;">Walls</td> <td data-sheets-value='{"1":2,"2":"Shells"}' style="border-bottom:1px solid #000000;overflow:hidden;padding:0px 3px 0px 3px;vertical-align:bottom;background-color:#000000;font-weight:bold;color:#ffffff;">Shells</td> <td data-sheets-numberformat='{"1":2,"2":"0.00","3":1}' data-sheets-value='{"1":2,"2":"(W/m²K)\t"}' style="border-bottom:1px solid #000000;overflow:hidden;padding:0px 3px 0px 3px;vertical-align:bottom;background-color:#000000;font-weight:bold;color:#ffffff;text-align:center;">(W/m²K) </td> <td data-sheets-numberformat='{"1":2,"2":"0","3":1}' data-sheets-value='{"1":2,"2":"(%)"}' style="border-bottom:1px solid #000000;overflow:hidden;padding:0px 3px 0px 3px;vertical-align:bottom;background-color:#000000;font-weight:bold;color:#ffffff;text-align:center;">(%)</td> <td data-sheets-numberformat='{"1":2,"2":"0","3":1}' data-sheets-value='{"1":2,"2":"(%)"}' style="border-bottom:1px solid #000000;overflow:hidden;padding:0px 3px 0px 3px;vertical-align:bottom;background-color:#000000;font-weight:bold;color:#ffffff;text-align:center;">(%)</td> <td data-sheets-value='{"1":2,"2":"(dB)"}' style="border-bottom:1px solid #000000;overflow:hidden;padding:0px 3px 0px 3px;vertical-align:bottom;background-color:#000000;font-weight:bold;color:#ffffff;text-align:center;">(dB)</td> </tr> <tr style="height:20px;"> <td data-sheets-value='{"1":2,"2":"Acrylic"}' style="border-left:1px solid #000000;overflow:hidden;padding:0px 3px 0px 3px;vertical-align:bottom;">Acrylic</td> <td data-sheets-value='{"1":2,"2":"EW"}' style="overflow:hidden;padding:0px 3px 0px 3px;vertical-align:bottom;">EW</td> <td data-sheets-value='{"1":2,"2":"Clear (H)"}' style="overflow:hidden;padding:0px 3px 0px 3px;vertical-align:bottom;">Clear (H)</td> <td data-sheets-numberformat='{"1":2,"2":"0.00","3":1}' data-sheets-value='{"1":3,"3":1.19}' style="overflow:hidden;padding:0px 3px 0px 3px;vertical-align:bottom;text-align:center;">1.19</td> <td data-sheets-numberformat='{"1":2,"2":"0","3":1}' data-sheets-value='{"1":3,"3":36.9}' style="overflow:hidden;padding:0px 3px 0px 3px;vertical-align:bottom;text-align:center;">37</td> <td data-sheets-numberformat='{"1":2,"2":"0","3":1}' data-sheets-value='{"1":3,"3":57.42}' style="overflow:hidden;padding:0px 3px 0px 3px;vertical-align:bottom;text-align:center;">57</td> <td data-sheets-value='{"1":3,"3":24}' style="border-right:1px solid #000000;overflow:hidden;padding:0px 3px 0px 3px;vertical-align:bottom;text-align:center;">24</td> </tr> <tr style="height:20px;"> <td data-sheets-value='{"1":2,"2":"PMMA"}' style="border-left:1px solid #000000;overflow:hidden;padding:0px 3px 0px 3px;vertical-align:bottom;">PMMA</td> <td style="overflow:hidden;padding:0px 3px 0px 3px;vertical-align:bottom;"></td> <td data-sheets-value='{"1":2,"2":"Opal (O)"}' style="overflow:hidden;padding:0px 3px 0px 3px;vertical-align:bottom;">Opal (O)</td> <td data-sheets-numberformat='{"1":2,"2":"0.00","3":1}' data-sheets-value='{"1":3,"3":1.19}' style="overflow:hidden;padding:0px 3px 0px 3px;vertical-align:bottom;text-align:center;">1.19</td> <td data-sheets-numberformat='{"1":2,"2":"0","3":1}' data-sheets-value='{"1":3,"3":34.03}' style="overflow:hidden;padding:0px 3px 0px 3px;vertical-align:bottom;text-align:center;">34</td> <td data-sheets-numberformat='{"1":2,"2":"0","3":1}' data-sheets-value='{"1":3,"3":50.160000000000004}' style="overflow:hidden;padding:0px 3px 0px 3px;vertical-align:bottom;text-align:center;">50</td> <td data-sheets-value='{"1":3,"3":24}' style="border-right:1px solid #000000;overflow:hidden;padding:0px 3px 0px 3px;vertical-align:bottom;text-align:center;">24</td> </tr> <tr style="height:20px;"> <td style="border-left:1px solid #000000;overflow:hidden;padding:0px 3px 0px 3px;vertical-align:bottom;"></td> <td data-sheets-value='{"1":2,"2":"DW"}' style="overflow:hidden;padding:0px 3px 0px 3px;vertical-align:bottom;">DW</td> <td data-sheets-value='{"1":2,"2":"Clear (H/H)"}' style="overflow:hidden;padding:0px 3px 0px 3px;vertical-align:bottom;">Clear (H/H)</td> <td data-sheets-numberformat='{"1":2,"2":"0.00","3":1}' data-sheets-value='{"1":3,"3":0.98}' style="overflow:hidden;padding:0px 3px 0px 3px;vertical-align:bottom;text-align:center;">0.98</td> <td data-sheets-numberformat='{"1":2,"2":"0","3":1}' data-sheets-value='{"1":3,"3":33.21}' style="overflow:hidden;padding:0px 3px 0px 3px;vertical-align:bottom;text-align:center;">33</td> <td data-sheets-numberformat='{"1":2,"2":"0","3":1}' data-sheets-value='{"1":3,"3":49.5}' style="overflow:hidden;padding:0px 3px 0px 3px;vertical-align:bottom;text-align:center;">50</td> <td data-sheets-value='{"1":3,"3":26}' style="border-right:1px solid #000000;overflow:hidden;padding:0px 3px 0px 3px;vertical-align:bottom;text-align:center;">26</td> </tr> <tr style="height:20px;"> <td style="border-bottom:1px solid #000000;border-left:1px solid #000000;overflow:hidden;padding:0px 3px 0px 3px;vertical-align:bottom;"></td> <td style="border-bottom:1px solid #000000;overflow:hidden;padding:0px 3px 0px 3px;vertical-align:bottom;"></td> <td data-sheets-value='{"1":2,"2":"Opal (O/O)"}' style="border-bottom:1px solid #000000;overflow:hidden;padding:0px 3px 0px 3px;vertical-align:bottom;">Opal (O/O)</td> <td data-sheets-numberformat='{"1":2,"2":"0.00","3":1}' data-sheets-value='{"1":3,"3":0.98}' style="border-bottom:1px solid #000000;overflow:hidden;padding:0px 3px 0px 3px;vertical-align:bottom;text-align:center;">0.98</td> <td data-sheets-numberformat='{"1":2,"2":"0","3":1}' data-sheets-value='{"1":3,"3":28.29}' style="border-bottom:1px solid #000000;overflow:hidden;padding:0px 3px 0px 3px;vertical-align:bottom;text-align:center;">28</td> <td data-sheets-numberformat='{"1":2,"2":"0","3":1}' data-sheets-value='{"1":3,"3":38.28}' style="border-bottom:1px solid #000000;overflow:hidden;padding:0px 3px 0px 3px;vertical-align:bottom;text-align:center;">38</td> <td data-sheets-value='{"1":3,"3":26}' style="border-right:1px solid #000000;border-bottom:1px solid #000000;overflow:hidden;padding:0px 3px 0px 3px;vertical-align:bottom;text-align:center;">26</td> </tr> <tr style="height:20px;"> <td data-sheets-value='{"1":2,"2":"Polycarbonate "}' style="border-left:1px solid #000000;overflow:hidden;padding:0px 3px 0px 3px;vertical-align:bottom;">Polycarbonate </td> <td data-sheets-value='{"1":2,"2":"EW"}' style="overflow:hidden;padding:0px 3px 0px 3px;vertical-align:bottom;">EW</td> <td data-sheets-value='{"1":2,"2":"Clear (A)"}' style="overflow:hidden;padding:0px 3px 0px 3px;vertical-align:bottom;">Clear (A)</td> <td data-sheets-numberformat='{"1":2,"2":"0.00","3":1}' data-sheets-value='{"1":3,"3":1.19}' style="overflow:hidden;padding:0px 3px 0px 3px;vertical-align:bottom;text-align:center;">1.19</td> <td data-sheets-numberformat='{"1":2,"2":"0","3":1}' data-sheets-value='{"1":3,"3":36.08}' style="overflow:hidden;padding:0px 3px 0px 3px;vertical-align:bottom;text-align:center;">36</td> <td data-sheets-numberformat='{"1":2,"2":"0","3":1}' data-sheets-value='{"1":3,"3":54.78}' style="overflow:hidden;padding:0px 3px 0px 3px;vertical-align:bottom;text-align:center;">55</td> <td data-sheets-value='{"1":3,"3":24}' style="border-right:1px solid #000000;overflow:hidden;padding:0px 3px 0px 3px;vertical-align:bottom;text-align:center;">24</td> </tr> <tr style="height:20px;"> <td data-sheets-value='{"1":2,"2":"PC"}' style="border-left:1px solid #000000;overflow:hidden;padding:0px 3px 0px 3px;vertical-align:bottom;">PC</td> <td style="overflow:hidden;padding:0px 3px 0px 3px;vertical-align:bottom;"></td> <td data-sheets-value='{"1":2,"2":"Opal (D)"}' style="overflow:hidden;padding:0px 3px 0px 3px;vertical-align:bottom;">Opal (D)</td> <td data-sheets-numberformat='{"1":2,"2":"0.00","3":1}' data-sheets-value='{"1":3,"3":1.19}' style="overflow:hidden;padding:0px 3px 0px 3px;vertical-align:bottom;text-align:center;">1.19</td> <td data-sheets-numberformat='{"1":2,"2":"0","3":1}' data-sheets-value='{"1":3,"3":23.779999999999998}' style="overflow:hidden;padding:0px 3px 0px 3px;vertical-align:bottom;text-align:center;">24</td> <td data-sheets-numberformat='{"1":2,"2":"0","3":1}' data-sheets-value='{"1":3,"3":39.6}' style="overflow:hidden;padding:0px 3px 0px 3px;vertical-align:bottom;text-align:center;">40</td> <td data-sheets-value='{"1":3,"3":24}' style="border-right:1px solid #000000;overflow:hidden;padding:0px 3px 0px 3px;vertical-align:bottom;text-align:center;">24</td> </tr> <tr style="height:20px;"> <td style="border-left:1px solid #000000;overflow:hidden;padding:0px 3px 0px 3px;vertical-align:bottom;"></td> <td data-sheets-value='{"1":2,"2":"DW"}' style="overflow:hidden;padding:0px 3px 0px 3px;vertical-align:bottom;">DW</td> <td data-sheets-value='{"1":2,"2":"Clear (A/H)"}' style="overflow:hidden;padding:0px 3px 0px 3px;vertical-align:bottom;">Clear (A/H)</td> <td data-sheets-numberformat='{"1":2,"2":"0.00","3":1}' data-sheets-value='{"1":3,"3":0.98}' style="overflow:hidden;padding:0px 3px 0px 3px;vertical-align:bottom;text-align:center;">0.98</td> <td data-sheets-numberformat='{"1":2,"2":"0","3":1}' data-sheets-value='{"1":3,"3":32.39}' style="overflow:hidden;padding:0px 3px 0px 3px;vertical-align:bottom;text-align:center;">32</td> <td data-sheets-numberformat='{"1":2,"2":"0","3":1}' data-sheets-value='{"1":3,"3":47.52}' style="overflow:hidden;padding:0px 3px 0px 3px;vertical-align:bottom;text-align:center;">48</td> <td data-sheets-value='{"1":3,"3":26}' style="border-right:1px solid #000000;overflow:hidden;padding:0px 3px 0px 3px;vertical-align:bottom;text-align:center;">26</td> </tr> <tr style="height:20px;"> <td style="border-left:1px solid #000000;overflow:hidden;padding:0px 3px 0px 3px;vertical-align:bottom;"></td> <td style="overflow:hidden;padding:0px 3px 0px 3px;vertical-align:bottom;"></td> <td data-sheets-value='{"1":2,"2":"Clear (A/A)"}' style="overflow:hidden;padding:0px 3px 0px 3px;vertical-align:bottom;">Clear (A/A)</td> <td data-sheets-numberformat='{"1":2,"2":"0.00","3":1}' data-sheets-value='{"1":3,"3":0.98}' style="overflow:hidden;padding:0px 3px 0px 3px;vertical-align:bottom;text-align:center;">0.98</td> <td data-sheets-numberformat='{"1":2,"2":"0","3":1}' data-sheets-value='{"1":3,"3":31.569999999999997}' style="overflow:hidden;padding:0px 3px 0px 3px;vertical-align:bottom;text-align:center;">32</td> <td data-sheets-numberformat='{"1":2,"2":"0","3":1}' data-sheets-value='{"1":3,"3":45.54}' style="overflow:hidden;padding:0px 3px 0px 3px;vertical-align:bottom;text-align:center;">46</td> <td data-sheets-value='{"1":3,"3":26}' style="border-right:1px solid #000000;overflow:hidden;padding:0px 3px 0px 3px;vertical-align:bottom;text-align:center;">26</td> </tr> <tr style="height:20px;"> <td style="border-left:1px solid #000000;overflow:hidden;padding:0px 3px 0px 3px;vertical-align:bottom;"></td> <td style="overflow:hidden;padding:0px 3px 0px 3px;vertical-align:bottom;"></td> <td data-sheets-value='{"1":2,"2":"Opal (A/O)"}' style="overflow:hidden;padding:0px 3px 0px 3px;vertical-align:bottom;">Opal (A/O)</td> <td data-sheets-numberformat='{"1":2,"2":"0.00","3":1}' data-sheets-value='{"1":3,"3":0.98}' style="overflow:hidden;padding:0px 3px 0px 3px;vertical-align:bottom;text-align:center;">0.98</td> <td data-sheets-numberformat='{"1":2,"2":"0","3":1}' data-sheets-value='{"1":3,"3":29.93}' style="overflow:hidden;padding:0px 3px 0px 3px;vertical-align:bottom;text-align:center;">30</td> <td data-sheets-numberformat='{"1":2,"2":"0","3":1}' data-sheets-value='{"1":3,"3":41.580000000000005}' style="overflow:hidden;padding:0px 3px 0px 3px;vertical-align:bottom;text-align:center;">42</td> <td data-sheets-value='{"1":3,"3":26}' style="border-right:1px solid #000000;overflow:hidden;padding:0px 3px 0px 3px;vertical-align:bottom;text-align:center;">26</td> </tr> <tr style="height:20px;"> <td style="border-bottom:1px solid #000000;border-left:1px solid #000000;overflow:hidden;padding:0px 3px 0px 3px;vertical-align:bottom;"></td> <td style="border-bottom:1px solid #000000;overflow:hidden;padding:0px 3px 0px 3px;vertical-align:bottom;"></td> <td data-sheets-value='{"1":2,"2":"Opal (A/D)"}' style="border-bottom:1px solid #000000;overflow:hidden;padding:0px 3px 0px 3px;vertical-align:bottom;">Opal (A/D)</td> <td data-sheets-numberformat='{"1":2,"2":"0.00","3":1}' data-sheets-value='{"1":3,"3":0.98}' style="border-bottom:1px solid #000000;overflow:hidden;padding:0px 3px 0px 3px;vertical-align:bottom;text-align:center;">0.98</td> <td data-sheets-numberformat='{"1":2,"2":"0","3":1}' data-sheets-value='{"1":3,"3":20.91}' style="border-bottom:1px solid #000000;overflow:hidden;padding:0px 3px 0px 3px;vertical-align:bottom;text-align:center;">21</td> <td data-sheets-numberformat='{"1":2,"2":"0","3":1}' data-sheets-value='{"1":3,"3":33}' style="border-bottom:1px solid #000000;overflow:hidden;padding:0px 3px 0px 3px;vertical-align:bottom;text-align:center;">33</td> <td data-sheets-value='{"1":3,"3":26}' style="border-right:1px solid #000000;border-bottom:1px solid #000000;overflow:hidden;padding:0px 3px 0px 3px;vertical-align:bottom;text-align:center;">26</td> </tr> <tr style="height:20px;"> <td data-sheets-value='{"1":2,"2":"Polycarbonate"}' style="border-left:1px solid #000000;overflow:hidden;padding:0px 3px 0px 3px;vertical-align:bottom;">Polycarbonate</td> <td data-sheets-value='{"1":2,"2":"EW"}' style="overflow:hidden;padding:0px 3px 0px 3px;vertical-align:bottom;">EW</td> <td data-sheets-value='{"1":2,"2":"Heatstop Opal (T)"}' style="overflow:hidden;padding:0px 3px 0px 3px;vertical-align:bottom;">Heatstop Opal (T)</td> <td data-sheets-numberformat='{"1":2,"2":"0.00","3":1}' data-sheets-value='{"1":3,"3":1.19}' style="overflow:hidden;padding:0px 3px 0px 3px;vertical-align:bottom;text-align:center;">1.19</td> <td data-sheets-numberformat='{"1":2,"2":"0","3":1}' data-sheets-value='{"1":3,"3":20.09}' style="overflow:hidden;padding:0px 3px 0px 3px;vertical-align:bottom;text-align:center;">20</td> <td data-sheets-numberformat='{"1":2,"2":"0","3":1}' data-sheets-value='{"1":3,"3":38.940000000000005}' style="overflow:hidden;padding:0px 3px 0px 3px;vertical-align:bottom;text-align:center;">39</td> <td data-sheets-value='{"1":3,"3":24}' style="border-right:1px solid #000000;overflow:hidden;padding:0px 3px 0px 3px;vertical-align:bottom;text-align:center;">24</td> </tr> <tr style="height:20px;"> <td data-sheets-value='{"1":2,"2":"Heatstop PC"}' style="border-left:1px solid #000000;overflow:hidden;padding:0px 3px 0px 3px;vertical-align:bottom;">Heatstop PC</td> <td data-sheets-value='{"1":2,"2":"DW"}' style="overflow:hidden;padding:0px 3px 0px 3px;vertical-align:bottom;">DW</td> <td data-sheets-value='{"1":2,"2":"Clear (T/H)"}' style="overflow:hidden;padding:0px 3px 0px 3px;vertical-align:bottom;">Clear (T/H)</td> <td data-sheets-numberformat='{"1":2,"2":"0.00","3":1}' data-sheets-value='{"1":3,"3":0.98}' style="overflow:hidden;padding:0px 3px 0px 3px;vertical-align:bottom;text-align:center;">0.98</td> <td data-sheets-numberformat='{"1":2,"2":"0","3":1}' data-sheets-value='{"1":3,"3":18.04}' style="overflow:hidden;padding:0px 3px 0px 3px;vertical-align:bottom;text-align:center;">18</td> <td data-sheets-numberformat='{"1":2,"2":"0","3":1}' data-sheets-value='{"1":3,"3":33.660000000000004}' style="overflow:hidden;padding:0px 3px 0px 3px;vertical-align:bottom;text-align:center;">34</td> <td data-sheets-value='{"1":3,"3":26}' style="border-right:1px solid #000000;overflow:hidden;padding:0px 3px 0px 3px;vertical-align:bottom;text-align:center;">26</td> </tr> <tr style="height:20px;"> <td style="border-bottom:1px solid #000000;border-left:1px solid #000000;overflow:hidden;padding:0px 3px 0px 3px;vertical-align:bottom;"></td> <td style="border-bottom:1px solid #000000;overflow:hidden;padding:0px 3px 0px 3px;vertical-align:bottom;"></td> <td data-sheets-value='{"1":2,"2":"Opal (T/O)"}' style="border-bottom:1px solid #000000;overflow:hidden;padding:0px 3px 0px 3px;vertical-align:bottom;">Opal (T/O)</td> <td data-sheets-numberformat='{"1":2,"2":"0.00","3":1}' data-sheets-value='{"1":3,"3":0.98}' style="border-bottom:1px solid #000000;overflow:hidden;padding:0px 3px 0px 3px;vertical-align:bottom;text-align:center;">0.98</td> <td data-sheets-numberformat='{"1":2,"2":"0","3":1}' data-sheets-value='{"1":3,"3":16.81}' style="border-bottom:1px solid #000000;overflow:hidden;padding:0px 3px 0px 3px;vertical-align:bottom;text-align:center;">17</td> <td data-sheets-numberformat='{"1":2,"2":"0","3":1}' data-sheets-value='{"1":3,"3":29.700000000000003}' style="border-bottom:1px solid #000000;overflow:hidden;padding:0px 3px 0px 3px;vertical-align:bottom;text-align:center;">30</td> <td data-sheets-value='{"1":3,"3":26}' style="border-right:1px solid #000000;border-bottom:1px solid #000000;overflow:hidden;padding:0px 3px 0px 3px;vertical-align:bottom;text-align:center;">26</td> </tr> </tbody></table> | skylux-160-ce-met-koepel-en-pvc-opstand-35-30-met-lm-motor-pvc-raam-type-ep25-en-windvang-0700-x-1300-mm | 8586049585485 | 46872388567373
Smoke and heat exhaust (SHEV) | SHE system | Skylux | Skylux 160° CE with skylight and PVC curb 35/30 with LM-actuator, PVC frame type EP25 and spoiler 0700 x 1500 mm |  | 50614 | 5412970506140 | 4913.85 | Yes | 30-45 | 78.79 | 700 x 1500 mm | 1500 | 700 |  | PVC 35/30 (35 cm high & roof opening = 30 cm larger than daylight size) | Rectangular | 1.19 W/m²K - 0.98 W/m²K | 57% - 30% | 37% - 17% | 24dB - 26dB | 160° CE (for industry) | PVC frame EP25 | with spoiler | E | Single actuator | Maximum double-walled skylight possible for this product | Ut-value LT-value g-value Rw-value EN 1873 : 2014 EN ISO 13468 EN 16153 EN 410 EN 410 EN ISO 140-3 Material Walls Shells (W/m²K) (%) (%) (dB) Acrylic EW Clear (H) 1.19 37 57 24 PMMA Opal (O) 1.19 34 50 24 DW Clear (H/H) 0.98 33 50 26 Opal (O/O) 0.98 28 38 26 Polycarbonate EW Clear (A) 1.19 36 55 24 PC Opal (D) 1.19 24 40 24 DW Clear (A/H) 0.98 32 48 26 Clear (A/A) 0.98 32 46 26 Opal (A/O) 0.98 30 42 26 Opal (A/D) 0.98 21 33 26 Polycarbonate EW Heatstop Opal (T) 1.19 20 39 24 Heatstop PC DW Clear (T/H) 0.98 18 34 26 Opal (T/O) 0.98 17 30 26 | https://skylux.eu/en/products/skylux-160-ce-met-koepel-en-pvc-opstand-35-30-met-lm-motor-pvc-raam-type-ep25-en-windvang-0700-x-1500-mm | https://skylux.eu/cdn/shop/files/Skylux-160deg-CE-met-koepel-en-pvc-opstand-3530-met-LM-motor-pvc-raam-type-EP25-en-windvang-0700-x-1500-mm-RWA-systeem.jpg?v=1702982382&width=1600 | https://skylux.eu/cdn/shop/files/e5a82811-1bb0-48e4-a776-cacb59c7c092_600c71fa-5aba-47e2-92b5-ff4677d26481.jpg?v=1688551606&width=1600 | //skylux.eu/cdn/shop/files/E_MH_Mounting_instructions_Skylux_160_CE_LM.pdf?v=12406716259046007223 | //skylux.eu/cdn/shop/files/E_TD_Technical_File_Skylux_Skylux_160_CE_Electric.pdf?v=3667116872303399239 | <style type="text/css" id="isPasted"><!--td {border: 1px solid #cccccc;}br {mso-data-placement:same-cell;}--></style><table border="1" cellpadding="0" cellspacing="0" dir="ltr" style="table-layout:fixed;font-size:10pt;font-family:Arial;border-collapse:collapse;border:none;"><tbody> <tr style="height:20px;"> <td style="overflow:hidden;padding:0px 3px 0px 3px;vertical-align:bottom;"></td> <td style="overflow:hidden;padding:0px 3px 0px 3px;vertical-align:bottom;"></td> <td style="overflow:hidden;padding:0px 3px 0px 3px;vertical-align:bottom;"></td> <td data-sheets-value='{"1":2,"2":"Ut-value"}' style="overflow:hidden;padding:0px 3px 0px 3px;vertical-align:bottom;font-weight:bold;text-align:center;">Ut-value</td> <td data-sheets-value='{"1":2,"2":"LT-value"}' style="overflow:hidden;padding:0px 3px 0px 3px;vertical-align:bottom;font-weight:bold;text-align:center;">LT-value</td> <td data-sheets-value='{"1":2,"2":"g-value"}' style="overflow:hidden;padding:0px 3px 0px 3px;vertical-align:bottom;font-weight:bold;text-align:center;">g-value</td> <td data-sheets-value='{"1":2,"2":"Rw-value "}' style="overflow:hidden;padding:0px 3px 0px 3px;vertical-align:bottom;font-weight:bold;text-align:center;">Rw-value </td> </tr> <tr style="height:20px;"> <td style="overflow:hidden;padding:0px 3px 0px 3px;vertical-align:bottom;"></td> <td style="overflow:hidden;padding:0px 3px 0px 3px;vertical-align:bottom;"></td> <td style="overflow:hidden;padding:0px 3px 0px 3px;vertical-align:bottom;"></td> <td data-sheets-numberformat='{"1":2,"2":"0.00","3":1}' data-sheets-value='{"1":2,"2":"EN 1873 : 2014"}' style="overflow:hidden;padding:0px 3px 0px 3px;vertical-align:bottom;text-align:center;">EN 1873 : 2014</td> <td data-sheets-numberformat='{"1":2,"2":"0","3":1}' data-sheets-value='{"1":2,"2":"EN ISO 13468 EN 16153 EN 410"}' style="overflow:hidden;padding:0px 3px 0px 3px;vertical-align:bottom;text-align:center;">EN ISO 13468 EN 16153 EN 410</td> <td data-sheets-numberformat='{"1":2,"2":"0","3":1}' data-sheets-value='{"1":2,"2":"EN 410"}' style="overflow:hidden;padding:0px 3px 0px 3px;vertical-align:bottom;text-align:center;">EN 410</td> <td data-sheets-value='{"1":2,"2":"EN ISO 140-3\t\t"}' style="overflow:hidden;padding:0px 3px 0px 3px;vertical-align:bottom;text-align:center;">EN ISO 140-3 </td> </tr> <tr style="height:20px;"> <td data-sheets-value='{"1":2,"2":"Material"}' style="border-bottom:1px solid #000000;overflow:hidden;padding:0px 3px 0px 3px;vertical-align:bottom;background-color:#000000;font-weight:bold;color:#ffffff;">Material</td> <td data-sheets-value='{"1":2,"2":"Walls"}' style="border-bottom:1px solid #000000;overflow:hidden;padding:0px 3px 0px 3px;vertical-align:bottom;background-color:#000000;font-weight:bold;color:#ffffff;">Walls</td> <td data-sheets-value='{"1":2,"2":"Shells"}' style="border-bottom:1px solid #000000;overflow:hidden;padding:0px 3px 0px 3px;vertical-align:bottom;background-color:#000000;font-weight:bold;color:#ffffff;">Shells</td> <td data-sheets-numberformat='{"1":2,"2":"0.00","3":1}' data-sheets-value='{"1":2,"2":"(W/m²K)\t"}' style="border-bottom:1px solid #000000;overflow:hidden;padding:0px 3px 0px 3px;vertical-align:bottom;background-color:#000000;font-weight:bold;color:#ffffff;text-align:center;">(W/m²K) </td> <td data-sheets-numberformat='{"1":2,"2":"0","3":1}' data-sheets-value='{"1":2,"2":"(%)"}' style="border-bottom:1px solid #000000;overflow:hidden;padding:0px 3px 0px 3px;vertical-align:bottom;background-color:#000000;font-weight:bold;color:#ffffff;text-align:center;">(%)</td> <td data-sheets-numberformat='{"1":2,"2":"0","3":1}' data-sheets-value='{"1":2,"2":"(%)"}' style="border-bottom:1px solid #000000;overflow:hidden;padding:0px 3px 0px 3px;vertical-align:bottom;background-color:#000000;font-weight:bold;color:#ffffff;text-align:center;">(%)</td> <td data-sheets-value='{"1":2,"2":"(dB)"}' style="border-bottom:1px solid #000000;overflow:hidden;padding:0px 3px 0px 3px;vertical-align:bottom;background-color:#000000;font-weight:bold;color:#ffffff;text-align:center;">(dB)</td> </tr> <tr style="height:20px;"> <td data-sheets-value='{"1":2,"2":"Acrylic"}' style="border-left:1px solid #000000;overflow:hidden;padding:0px 3px 0px 3px;vertical-align:bottom;">Acrylic</td> <td data-sheets-value='{"1":2,"2":"EW"}' style="overflow:hidden;padding:0px 3px 0px 3px;vertical-align:bottom;">EW</td> <td data-sheets-value='{"1":2,"2":"Clear (H)"}' style="overflow:hidden;padding:0px 3px 0px 3px;vertical-align:bottom;">Clear (H)</td> <td data-sheets-numberformat='{"1":2,"2":"0.00","3":1}' data-sheets-value='{"1":3,"3":1.19}' style="overflow:hidden;padding:0px 3px 0px 3px;vertical-align:bottom;text-align:center;">1.19</td> <td data-sheets-numberformat='{"1":2,"2":"0","3":1}' data-sheets-value='{"1":3,"3":36.9}' style="overflow:hidden;padding:0px 3px 0px 3px;vertical-align:bottom;text-align:center;">37</td> <td data-sheets-numberformat='{"1":2,"2":"0","3":1}' data-sheets-value='{"1":3,"3":57.42}' style="overflow:hidden;padding:0px 3px 0px 3px;vertical-align:bottom;text-align:center;">57</td> <td data-sheets-value='{"1":3,"3":24}' style="border-right:1px solid #000000;overflow:hidden;padding:0px 3px 0px 3px;vertical-align:bottom;text-align:center;">24</td> </tr> <tr style="height:20px;"> <td data-sheets-value='{"1":2,"2":"PMMA"}' style="border-left:1px solid #000000;overflow:hidden;padding:0px 3px 0px 3px;vertical-align:bottom;">PMMA</td> <td style="overflow:hidden;padding:0px 3px 0px 3px;vertical-align:bottom;"></td> <td data-sheets-value='{"1":2,"2":"Opal (O)"}' style="overflow:hidden;padding:0px 3px 0px 3px;vertical-align:bottom;">Opal (O)</td> <td data-sheets-numberformat='{"1":2,"2":"0.00","3":1}' data-sheets-value='{"1":3,"3":1.19}' style="overflow:hidden;padding:0px 3px 0px 3px;vertical-align:bottom;text-align:center;">1.19</td> <td data-sheets-numberformat='{"1":2,"2":"0","3":1}' data-sheets-value='{"1":3,"3":34.03}' style="overflow:hidden;padding:0px 3px 0px 3px;vertical-align:bottom;text-align:center;">34</td> <td data-sheets-numberformat='{"1":2,"2":"0","3":1}' data-sheets-value='{"1":3,"3":50.160000000000004}' style="overflow:hidden;padding:0px 3px 0px 3px;vertical-align:bottom;text-align:center;">50</td> <td data-sheets-value='{"1":3,"3":24}' style="border-right:1px solid #000000;overflow:hidden;padding:0px 3px 0px 3px;vertical-align:bottom;text-align:center;">24</td> </tr> <tr style="height:20px;"> <td style="border-left:1px solid #000000;overflow:hidden;padding:0px 3px 0px 3px;vertical-align:bottom;"></td> <td data-sheets-value='{"1":2,"2":"DW"}' style="overflow:hidden;padding:0px 3px 0px 3px;vertical-align:bottom;">DW</td> <td data-sheets-value='{"1":2,"2":"Clear (H/H)"}' style="overflow:hidden;padding:0px 3px 0px 3px;vertical-align:bottom;">Clear (H/H)</td> <td data-sheets-numberformat='{"1":2,"2":"0.00","3":1}' data-sheets-value='{"1":3,"3":0.98}' style="overflow:hidden;padding:0px 3px 0px 3px;vertical-align:bottom;text-align:center;">0.98</td> <td data-sheets-numberformat='{"1":2,"2":"0","3":1}' data-sheets-value='{"1":3,"3":33.21}' style="overflow:hidden;padding:0px 3px 0px 3px;vertical-align:bottom;text-align:center;">33</td> <td data-sheets-numberformat='{"1":2,"2":"0","3":1}' data-sheets-value='{"1":3,"3":49.5}' style="overflow:hidden;padding:0px 3px 0px 3px;vertical-align:bottom;text-align:center;">50</td> <td data-sheets-value='{"1":3,"3":26}' style="border-right:1px solid #000000;overflow:hidden;padding:0px 3px 0px 3px;vertical-align:bottom;text-align:center;">26</td> </tr> <tr style="height:20px;"> <td style="border-bottom:1px solid #000000;border-left:1px solid #000000;overflow:hidden;padding:0px 3px 0px 3px;vertical-align:bottom;"></td> <td style="border-bottom:1px solid #000000;overflow:hidden;padding:0px 3px 0px 3px;vertical-align:bottom;"></td> <td data-sheets-value='{"1":2,"2":"Opal (O/O)"}' style="border-bottom:1px solid #000000;overflow:hidden;padding:0px 3px 0px 3px;vertical-align:bottom;">Opal (O/O)</td> <td data-sheets-numberformat='{"1":2,"2":"0.00","3":1}' data-sheets-value='{"1":3,"3":0.98}' style="border-bottom:1px solid #000000;overflow:hidden;padding:0px 3px 0px 3px;vertical-align:bottom;text-align:center;">0.98</td> <td data-sheets-numberformat='{"1":2,"2":"0","3":1}' data-sheets-value='{"1":3,"3":28.29}' style="border-bottom:1px solid #000000;overflow:hidden;padding:0px 3px 0px 3px;vertical-align:bottom;text-align:center;">28</td> <td data-sheets-numberformat='{"1":2,"2":"0","3":1}' data-sheets-value='{"1":3,"3":38.28}' style="border-bottom:1px solid #000000;overflow:hidden;padding:0px 3px 0px 3px;vertical-align:bottom;text-align:center;">38</td> <td data-sheets-value='{"1":3,"3":26}' style="border-right:1px solid #000000;border-bottom:1px solid #000000;overflow:hidden;padding:0px 3px 0px 3px;vertical-align:bottom;text-align:center;">26</td> </tr> <tr style="height:20px;"> <td data-sheets-value='{"1":2,"2":"Polycarbonate "}' style="border-left:1px solid #000000;overflow:hidden;padding:0px 3px 0px 3px;vertical-align:bottom;">Polycarbonate </td> <td data-sheets-value='{"1":2,"2":"EW"}' style="overflow:hidden;padding:0px 3px 0px 3px;vertical-align:bottom;">EW</td> <td data-sheets-value='{"1":2,"2":"Clear (A)"}' style="overflow:hidden;padding:0px 3px 0px 3px;vertical-align:bottom;">Clear (A)</td> <td data-sheets-numberformat='{"1":2,"2":"0.00","3":1}' data-sheets-value='{"1":3,"3":1.19}' style="overflow:hidden;padding:0px 3px 0px 3px;vertical-align:bottom;text-align:center;">1.19</td> <td data-sheets-numberformat='{"1":2,"2":"0","3":1}' data-sheets-value='{"1":3,"3":36.08}' style="overflow:hidden;padding:0px 3px 0px 3px;vertical-align:bottom;text-align:center;">36</td> <td data-sheets-numberformat='{"1":2,"2":"0","3":1}' data-sheets-value='{"1":3,"3":54.78}' style="overflow:hidden;padding:0px 3px 0px 3px;vertical-align:bottom;text-align:center;">55</td> <td data-sheets-value='{"1":3,"3":24}' style="border-right:1px solid #000000;overflow:hidden;padding:0px 3px 0px 3px;vertical-align:bottom;text-align:center;">24</td> </tr> <tr style="height:20px;"> <td data-sheets-value='{"1":2,"2":"PC"}' style="border-left:1px solid #000000;overflow:hidden;padding:0px 3px 0px 3px;vertical-align:bottom;">PC</td> <td style="overflow:hidden;padding:0px 3px 0px 3px;vertical-align:bottom;"></td> <td data-sheets-value='{"1":2,"2":"Opal (D)"}' style="overflow:hidden;padding:0px 3px 0px 3px;vertical-align:bottom;">Opal (D)</td> <td data-sheets-numberformat='{"1":2,"2":"0.00","3":1}' data-sheets-value='{"1":3,"3":1.19}' style="overflow:hidden;padding:0px 3px 0px 3px;vertical-align:bottom;text-align:center;">1.19</td> <td data-sheets-numberformat='{"1":2,"2":"0","3":1}' data-sheets-value='{"1":3,"3":23.779999999999998}' style="overflow:hidden;padding:0px 3px 0px 3px;vertical-align:bottom;text-align:center;">24</td> <td data-sheets-numberformat='{"1":2,"2":"0","3":1}' data-sheets-value='{"1":3,"3":39.6}' style="overflow:hidden;padding:0px 3px 0px 3px;vertical-align:bottom;text-align:center;">40</td> <td data-sheets-value='{"1":3,"3":24}' style="border-right:1px solid #000000;overflow:hidden;padding:0px 3px 0px 3px;vertical-align:bottom;text-align:center;">24</td> </tr> <tr style="height:20px;"> <td style="border-left:1px solid #000000;overflow:hidden;padding:0px 3px 0px 3px;vertical-align:bottom;"></td> <td data-sheets-value='{"1":2,"2":"DW"}' style="overflow:hidden;padding:0px 3px 0px 3px;vertical-align:bottom;">DW</td> <td data-sheets-value='{"1":2,"2":"Clear (A/H)"}' style="overflow:hidden;padding:0px 3px 0px 3px;vertical-align:bottom;">Clear (A/H)</td> <td data-sheets-numberformat='{"1":2,"2":"0.00","3":1}' data-sheets-value='{"1":3,"3":0.98}' style="overflow:hidden;padding:0px 3px 0px 3px;vertical-align:bottom;text-align:center;">0.98</td> <td data-sheets-numberformat='{"1":2,"2":"0","3":1}' data-sheets-value='{"1":3,"3":32.39}' style="overflow:hidden;padding:0px 3px 0px 3px;vertical-align:bottom;text-align:center;">32</td> <td data-sheets-numberformat='{"1":2,"2":"0","3":1}' data-sheets-value='{"1":3,"3":47.52}' style="overflow:hidden;padding:0px 3px 0px 3px;vertical-align:bottom;text-align:center;">48</td> <td data-sheets-value='{"1":3,"3":26}' style="border-right:1px solid #000000;overflow:hidden;padding:0px 3px 0px 3px;vertical-align:bottom;text-align:center;">26</td> </tr> <tr style="height:20px;"> <td style="border-left:1px solid #000000;overflow:hidden;padding:0px 3px 0px 3px;vertical-align:bottom;"></td> <td style="overflow:hidden;padding:0px 3px 0px 3px;vertical-align:bottom;"></td> <td data-sheets-value='{"1":2,"2":"Clear (A/A)"}' style="overflow:hidden;padding:0px 3px 0px 3px;vertical-align:bottom;">Clear (A/A)</td> <td data-sheets-numberformat='{"1":2,"2":"0.00","3":1}' data-sheets-value='{"1":3,"3":0.98}' style="overflow:hidden;padding:0px 3px 0px 3px;vertical-align:bottom;text-align:center;">0.98</td> <td data-sheets-numberformat='{"1":2,"2":"0","3":1}' data-sheets-value='{"1":3,"3":31.569999999999997}' style="overflow:hidden;padding:0px 3px 0px 3px;vertical-align:bottom;text-align:center;">32</td> <td data-sheets-numberformat='{"1":2,"2":"0","3":1}' data-sheets-value='{"1":3,"3":45.54}' style="overflow:hidden;padding:0px 3px 0px 3px;vertical-align:bottom;text-align:center;">46</td> <td data-sheets-value='{"1":3,"3":26}' style="border-right:1px solid #000000;overflow:hidden;padding:0px 3px 0px 3px;vertical-align:bottom;text-align:center;">26</td> </tr> <tr style="height:20px;"> <td style="border-left:1px solid #000000;overflow:hidden;padding:0px 3px 0px 3px;vertical-align:bottom;"></td> <td style="overflow:hidden;padding:0px 3px 0px 3px;vertical-align:bottom;"></td> <td data-sheets-value='{"1":2,"2":"Opal (A/O)"}' style="overflow:hidden;padding:0px 3px 0px 3px;vertical-align:bottom;">Opal (A/O)</td> <td data-sheets-numberformat='{"1":2,"2":"0.00","3":1}' data-sheets-value='{"1":3,"3":0.98}' style="overflow:hidden;padding:0px 3px 0px 3px;vertical-align:bottom;text-align:center;">0.98</td> <td data-sheets-numberformat='{"1":2,"2":"0","3":1}' data-sheets-value='{"1":3,"3":29.93}' style="overflow:hidden;padding:0px 3px 0px 3px;vertical-align:bottom;text-align:center;">30</td> <td data-sheets-numberformat='{"1":2,"2":"0","3":1}' data-sheets-value='{"1":3,"3":41.580000000000005}' style="overflow:hidden;padding:0px 3px 0px 3px;vertical-align:bottom;text-align:center;">42</td> <td data-sheets-value='{"1":3,"3":26}' style="border-right:1px solid #000000;overflow:hidden;padding:0px 3px 0px 3px;vertical-align:bottom;text-align:center;">26</td> </tr> <tr style="height:20px;"> <td style="border-bottom:1px solid #000000;border-left:1px solid #000000;overflow:hidden;padding:0px 3px 0px 3px;vertical-align:bottom;"></td> <td style="border-bottom:1px solid #000000;overflow:hidden;padding:0px 3px 0px 3px;vertical-align:bottom;"></td> <td data-sheets-value='{"1":2,"2":"Opal (A/D)"}' style="border-bottom:1px solid #000000;overflow:hidden;padding:0px 3px 0px 3px;vertical-align:bottom;">Opal (A/D)</td> <td data-sheets-numberformat='{"1":2,"2":"0.00","3":1}' data-sheets-value='{"1":3,"3":0.98}' style="border-bottom:1px solid #000000;overflow:hidden;padding:0px 3px 0px 3px;vertical-align:bottom;text-align:center;">0.98</td> <td data-sheets-numberformat='{"1":2,"2":"0","3":1}' data-sheets-value='{"1":3,"3":20.91}' style="border-bottom:1px solid #000000;overflow:hidden;padding:0px 3px 0px 3px;vertical-align:bottom;text-align:center;">21</td> <td data-sheets-numberformat='{"1":2,"2":"0","3":1}' data-sheets-value='{"1":3,"3":33}' style="border-bottom:1px solid #000000;overflow:hidden;padding:0px 3px 0px 3px;vertical-align:bottom;text-align:center;">33</td> <td data-sheets-value='{"1":3,"3":26}' style="border-right:1px solid #000000;border-bottom:1px solid #000000;overflow:hidden;padding:0px 3px 0px 3px;vertical-align:bottom;text-align:center;">26</td> </tr> <tr style="height:20px;"> <td data-sheets-value='{"1":2,"2":"Polycarbonate"}' style="border-left:1px solid #000000;overflow:hidden;padding:0px 3px 0px 3px;vertical-align:bottom;">Polycarbonate</td> <td data-sheets-value='{"1":2,"2":"EW"}' style="overflow:hidden;padding:0px 3px 0px 3px;vertical-align:bottom;">EW</td> <td data-sheets-value='{"1":2,"2":"Heatstop Opal (T)"}' style="overflow:hidden;padding:0px 3px 0px 3px;vertical-align:bottom;">Heatstop Opal (T)</td> <td data-sheets-numberformat='{"1":2,"2":"0.00","3":1}' data-sheets-value='{"1":3,"3":1.19}' style="overflow:hidden;padding:0px 3px 0px 3px;vertical-align:bottom;text-align:center;">1.19</td> <td data-sheets-numberformat='{"1":2,"2":"0","3":1}' data-sheets-value='{"1":3,"3":20.09}' style="overflow:hidden;padding:0px 3px 0px 3px;vertical-align:bottom;text-align:center;">20</td> <td data-sheets-numberformat='{"1":2,"2":"0","3":1}' data-sheets-value='{"1":3,"3":38.940000000000005}' style="overflow:hidden;padding:0px 3px 0px 3px;vertical-align:bottom;text-align:center;">39</td> <td data-sheets-value='{"1":3,"3":24}' style="border-right:1px solid #000000;overflow:hidden;padding:0px 3px 0px 3px;vertical-align:bottom;text-align:center;">24</td> </tr> <tr style="height:20px;"> <td data-sheets-value='{"1":2,"2":"Heatstop PC"}' style="border-left:1px solid #000000;overflow:hidden;padding:0px 3px 0px 3px;vertical-align:bottom;">Heatstop PC</td> <td data-sheets-value='{"1":2,"2":"DW"}' style="overflow:hidden;padding:0px 3px 0px 3px;vertical-align:bottom;">DW</td> <td data-sheets-value='{"1":2,"2":"Clear (T/H)"}' style="overflow:hidden;padding:0px 3px 0px 3px;vertical-align:bottom;">Clear (T/H)</td> <td data-sheets-numberformat='{"1":2,"2":"0.00","3":1}' data-sheets-value='{"1":3,"3":0.98}' style="overflow:hidden;padding:0px 3px 0px 3px;vertical-align:bottom;text-align:center;">0.98</td> <td data-sheets-numberformat='{"1":2,"2":"0","3":1}' data-sheets-value='{"1":3,"3":18.04}' style="overflow:hidden;padding:0px 3px 0px 3px;vertical-align:bottom;text-align:center;">18</td> <td data-sheets-numberformat='{"1":2,"2":"0","3":1}' data-sheets-value='{"1":3,"3":33.660000000000004}' style="overflow:hidden;padding:0px 3px 0px 3px;vertical-align:bottom;text-align:center;">34</td> <td data-sheets-value='{"1":3,"3":26}' style="border-right:1px solid #000000;overflow:hidden;padding:0px 3px 0px 3px;vertical-align:bottom;text-align:center;">26</td> </tr> <tr style="height:20px;"> <td style="border-bottom:1px solid #000000;border-left:1px solid #000000;overflow:hidden;padding:0px 3px 0px 3px;vertical-align:bottom;"></td> <td style="border-bottom:1px solid #000000;overflow:hidden;padding:0px 3px 0px 3px;vertical-align:bottom;"></td> <td data-sheets-value='{"1":2,"2":"Opal (T/O)"}' style="border-bottom:1px solid #000000;overflow:hidden;padding:0px 3px 0px 3px;vertical-align:bottom;">Opal (T/O)</td> <td data-sheets-numberformat='{"1":2,"2":"0.00","3":1}' data-sheets-value='{"1":3,"3":0.98}' style="border-bottom:1px solid #000000;overflow:hidden;padding:0px 3px 0px 3px;vertical-align:bottom;text-align:center;">0.98</td> <td data-sheets-numberformat='{"1":2,"2":"0","3":1}' data-sheets-value='{"1":3,"3":16.81}' style="border-bottom:1px solid #000000;overflow:hidden;padding:0px 3px 0px 3px;vertical-align:bottom;text-align:center;">17</td> <td data-sheets-numberformat='{"1":2,"2":"0","3":1}' data-sheets-value='{"1":3,"3":29.700000000000003}' style="border-bottom:1px solid #000000;overflow:hidden;padding:0px 3px 0px 3px;vertical-align:bottom;text-align:center;">30</td> <td data-sheets-value='{"1":3,"3":26}' style="border-right:1px solid #000000;border-bottom:1px solid #000000;overflow:hidden;padding:0px 3px 0px 3px;vertical-align:bottom;text-align:center;">26</td> </tr> </tbody></table> | skylux-160-ce-met-koepel-en-pvc-opstand-35-30-met-lm-motor-pvc-raam-type-ep25-en-windvang-0700-x-1500-mm | 8586049618253 | 46872388665677
Smoke and heat exhaust (SHEV) | SHE system | Skylux | Skylux 160° CE with skylight and PVC curb 35/30 with LM-actuator, PVC frame type EP25 and spoiler 0750 x 1050 mm |  | 50615 | 5412970506157 | 4694.8 | Yes | 30-45 | 70.67 | 750 x 1050 mm | 1050 | 750 |  | PVC 35/30 (35 cm high & roof opening = 30 cm larger than daylight size) | Rectangular | 1.19 W/m²K - 0.98 W/m²K | 57% - 30% | 37% - 17% | 24dB - 26dB | 160° CE (for industry) | PVC frame EP25 | with spoiler | E | Single actuator | Maximum double-walled skylight possible for this product | Ut-value LT-value g-value Rw-value EN 1873 : 2014 EN ISO 13468 EN 16153 EN 410 EN 410 EN ISO 140-3 Material Walls Shells (W/m²K) (%) (%) (dB) Acrylic EW Clear (H) 1.19 37 57 24 PMMA Opal (O) 1.19 34 50 24 DW Clear (H/H) 0.98 33 50 26 Opal (O/O) 0.98 28 38 26 Polycarbonate EW Clear (A) 1.19 36 55 24 PC Opal (D) 1.19 24 40 24 DW Clear (A/H) 0.98 32 48 26 Clear (A/A) 0.98 32 46 26 Opal (A/O) 0.98 30 42 26 Opal (A/D) 0.98 21 33 26 Polycarbonate EW Heatstop Opal (T) 1.19 20 39 24 Heatstop PC DW Clear (T/H) 0.98 18 34 26 Opal (T/O) 0.98 17 30 26 | https://skylux.eu/en/products/skylux-160-ce-met-koepel-en-pvc-opstand-35-30-met-lm-motor-pvc-raam-type-ep25-en-windvang-0750-x-1050-mm | https://skylux.eu/cdn/shop/files/Skylux-160deg-CE-met-koepel-en-pvc-opstand-3530-met-LM-motor-pvc-raam-type-EP25-en-windvang-0750-x-1050-mm-RWA-systeem.jpg?v=1702982388&width=1600 | https://skylux.eu/cdn/shop/files/e5a82811-1bb0-48e4-a776-cacb59c7c092_60833f81-f11f-4838-a598-288b9c0f18fd.jpg?v=1688551607&width=1600 | //skylux.eu/cdn/shop/files/E_MH_Mounting_instructions_Skylux_160_CE_LM.pdf?v=12406716259046007223 | //skylux.eu/cdn/shop/files/E_TD_Technical_File_Skylux_Skylux_160_CE_Electric.pdf?v=3667116872303399239 | <style type="text/css" id="isPasted"><!--td {border: 1px solid #cccccc;}br {mso-data-placement:same-cell;}--></style><table border="1" cellpadding="0" cellspacing="0" dir="ltr" style="table-layout:fixed;font-size:10pt;font-family:Arial;border-collapse:collapse;border:none;"><tbody> <tr style="height:20px;"> <td style="overflow:hidden;padding:0px 3px 0px 3px;vertical-align:bottom;"></td> <td style="overflow:hidden;padding:0px 3px 0px 3px;vertical-align:bottom;"></td> <td style="overflow:hidden;padding:0px 3px 0px 3px;vertical-align:bottom;"></td> <td data-sheets-value='{"1":2,"2":"Ut-value"}' style="overflow:hidden;padding:0px 3px 0px 3px;vertical-align:bottom;font-weight:bold;text-align:center;">Ut-value</td> <td data-sheets-value='{"1":2,"2":"LT-value"}' style="overflow:hidden;padding:0px 3px 0px 3px;vertical-align:bottom;font-weight:bold;text-align:center;">LT-value</td> <td data-sheets-value='{"1":2,"2":"g-value"}' style="overflow:hidden;padding:0px 3px 0px 3px;vertical-align:bottom;font-weight:bold;text-align:center;">g-value</td> <td data-sheets-value='{"1":2,"2":"Rw-value "}' style="overflow:hidden;padding:0px 3px 0px 3px;vertical-align:bottom;font-weight:bold;text-align:center;">Rw-value </td> </tr> <tr style="height:20px;"> <td style="overflow:hidden;padding:0px 3px 0px 3px;vertical-align:bottom;"></td> <td style="overflow:hidden;padding:0px 3px 0px 3px;vertical-align:bottom;"></td> <td style="overflow:hidden;padding:0px 3px 0px 3px;vertical-align:bottom;"></td> <td data-sheets-numberformat='{"1":2,"2":"0.00","3":1}' data-sheets-value='{"1":2,"2":"EN 1873 : 2014"}' style="overflow:hidden;padding:0px 3px 0px 3px;vertical-align:bottom;text-align:center;">EN 1873 : 2014</td> <td data-sheets-numberformat='{"1":2,"2":"0","3":1}' data-sheets-value='{"1":2,"2":"EN ISO 13468 EN 16153 EN 410"}' style="overflow:hidden;padding:0px 3px 0px 3px;vertical-align:bottom;text-align:center;">EN ISO 13468 EN 16153 EN 410</td> <td data-sheets-numberformat='{"1":2,"2":"0","3":1}' data-sheets-value='{"1":2,"2":"EN 410"}' style="overflow:hidden;padding:0px 3px 0px 3px;vertical-align:bottom;text-align:center;">EN 410</td> <td data-sheets-value='{"1":2,"2":"EN ISO 140-3\t\t"}' style="overflow:hidden;padding:0px 3px 0px 3px;vertical-align:bottom;text-align:center;">EN ISO 140-3 </td> </tr> <tr style="height:20px;"> <td data-sheets-value='{"1":2,"2":"Material"}' style="border-bottom:1px solid #000000;overflow:hidden;padding:0px 3px 0px 3px;vertical-align:bottom;background-color:#000000;font-weight:bold;color:#ffffff;">Material</td> <td data-sheets-value='{"1":2,"2":"Walls"}' style="border-bottom:1px solid #000000;overflow:hidden;padding:0px 3px 0px 3px;vertical-align:bottom;background-color:#000000;font-weight:bold;color:#ffffff;">Walls</td> <td data-sheets-value='{"1":2,"2":"Shells"}' style="border-bottom:1px solid #000000;overflow:hidden;padding:0px 3px 0px 3px;vertical-align:bottom;background-color:#000000;font-weight:bold;color:#ffffff;">Shells</td> <td data-sheets-numberformat='{"1":2,"2":"0.00","3":1}' data-sheets-value='{"1":2,"2":"(W/m²K)\t"}' style="border-bottom:1px solid #000000;overflow:hidden;padding:0px 3px 0px 3px;vertical-align:bottom;background-color:#000000;font-weight:bold;color:#ffffff;text-align:center;">(W/m²K) </td> <td data-sheets-numberformat='{"1":2,"2":"0","3":1}' data-sheets-value='{"1":2,"2":"(%)"}' style="border-bottom:1px solid #000000;overflow:hidden;padding:0px 3px 0px 3px;vertical-align:bottom;background-color:#000000;font-weight:bold;color:#ffffff;text-align:center;">(%)</td> <td data-sheets-numberformat='{"1":2,"2":"0","3":1}' data-sheets-value='{"1":2,"2":"(%)"}' style="border-bottom:1px solid #000000;overflow:hidden;padding:0px 3px 0px 3px;vertical-align:bottom;background-color:#000000;font-weight:bold;color:#ffffff;text-align:center;">(%)</td> <td data-sheets-value='{"1":2,"2":"(dB)"}' style="border-bottom:1px solid #000000;overflow:hidden;padding:0px 3px 0px 3px;vertical-align:bottom;background-color:#000000;font-weight:bold;color:#ffffff;text-align:center;">(dB)</td> </tr> <tr style="height:20px;"> <td data-sheets-value='{"1":2,"2":"Acrylic"}' style="border-left:1px solid #000000;overflow:hidden;padding:0px 3px 0px 3px;vertical-align:bottom;">Acrylic</td> <td data-sheets-value='{"1":2,"2":"EW"}' style="overflow:hidden;padding:0px 3px 0px 3px;vertical-align:bottom;">EW</td> <td data-sheets-value='{"1":2,"2":"Clear (H)"}' style="overflow:hidden;padding:0px 3px 0px 3px;vertical-align:bottom;">Clear (H)</td> <td data-sheets-numberformat='{"1":2,"2":"0.00","3":1}' data-sheets-value='{"1":3,"3":1.19}' style="overflow:hidden;padding:0px 3px 0px 3px;vertical-align:bottom;text-align:center;">1.19</td> <td data-sheets-numberformat='{"1":2,"2":"0","3":1}' data-sheets-value='{"1":3,"3":36.9}' style="overflow:hidden;padding:0px 3px 0px 3px;vertical-align:bottom;text-align:center;">37</td> <td data-sheets-numberformat='{"1":2,"2":"0","3":1}' data-sheets-value='{"1":3,"3":57.42}' style="overflow:hidden;padding:0px 3px 0px 3px;vertical-align:bottom;text-align:center;">57</td> <td data-sheets-value='{"1":3,"3":24}' style="border-right:1px solid #000000;overflow:hidden;padding:0px 3px 0px 3px;vertical-align:bottom;text-align:center;">24</td> </tr> <tr style="height:20px;"> <td data-sheets-value='{"1":2,"2":"PMMA"}' style="border-left:1px solid #000000;overflow:hidden;padding:0px 3px 0px 3px;vertical-align:bottom;">PMMA</td> <td style="overflow:hidden;padding:0px 3px 0px 3px;vertical-align:bottom;"></td> <td data-sheets-value='{"1":2,"2":"Opal (O)"}' style="overflow:hidden;padding:0px 3px 0px 3px;vertical-align:bottom;">Opal (O)</td> <td data-sheets-numberformat='{"1":2,"2":"0.00","3":1}' data-sheets-value='{"1":3,"3":1.19}' style="overflow:hidden;padding:0px 3px 0px 3px;vertical-align:bottom;text-align:center;">1.19</td> <td data-sheets-numberformat='{"1":2,"2":"0","3":1}' data-sheets-value='{"1":3,"3":34.03}' style="overflow:hidden;padding:0px 3px 0px 3px;vertical-align:bottom;text-align:center;">34</td> <td data-sheets-numberformat='{"1":2,"2":"0","3":1}' data-sheets-value='{"1":3,"3":50.160000000000004}' style="overflow:hidden;padding:0px 3px 0px 3px;vertical-align:bottom;text-align:center;">50</td> <td data-sheets-value='{"1":3,"3":24}' style="border-right:1px solid #000000;overflow:hidden;padding:0px 3px 0px 3px;vertical-align:bottom;text-align:center;">24</td> </tr> <tr style="height:20px;"> <td style="border-left:1px solid #000000;overflow:hidden;padding:0px 3px 0px 3px;vertical-align:bottom;"></td> <td data-sheets-value='{"1":2,"2":"DW"}' style="overflow:hidden;padding:0px 3px 0px 3px;vertical-align:bottom;">DW</td> <td data-sheets-value='{"1":2,"2":"Clear (H/H)"}' style="overflow:hidden;padding:0px 3px 0px 3px;vertical-align:bottom;">Clear (H/H)</td> <td data-sheets-numberformat='{"1":2,"2":"0.00","3":1}' data-sheets-value='{"1":3,"3":0.98}' style="overflow:hidden;padding:0px 3px 0px 3px;vertical-align:bottom;text-align:center;">0.98</td> <td data-sheets-numberformat='{"1":2,"2":"0","3":1}' data-sheets-value='{"1":3,"3":33.21}' style="overflow:hidden;padding:0px 3px 0px 3px;vertical-align:bottom;text-align:center;">33</td> <td data-sheets-numberformat='{"1":2,"2":"0","3":1}' data-sheets-value='{"1":3,"3":49.5}' style="overflow:hidden;padding:0px 3px 0px 3px;vertical-align:bottom;text-align:center;">50</td> <td data-sheets-value='{"1":3,"3":26}' style="border-right:1px solid #000000;overflow:hidden;padding:0px 3px 0px 3px;vertical-align:bottom;text-align:center;">26</td> </tr> <tr style="height:20px;"> <td style="border-bottom:1px solid #000000;border-left:1px solid #000000;overflow:hidden;padding:0px 3px 0px 3px;vertical-align:bottom;"></td> <td style="border-bottom:1px solid #000000;overflow:hidden;padding:0px 3px 0px 3px;vertical-align:bottom;"></td> <td data-sheets-value='{"1":2,"2":"Opal (O/O)"}' style="border-bottom:1px solid #000000;overflow:hidden;padding:0px 3px 0px 3px;vertical-align:bottom;">Opal (O/O)</td> <td data-sheets-numberformat='{"1":2,"2":"0.00","3":1}' data-sheets-value='{"1":3,"3":0.98}' style="border-bottom:1px solid #000000;overflow:hidden;padding:0px 3px 0px 3px;vertical-align:bottom;text-align:center;">0.98</td> <td data-sheets-numberformat='{"1":2,"2":"0","3":1}' data-sheets-value='{"1":3,"3":28.29}' style="border-bottom:1px solid #000000;overflow:hidden;padding:0px 3px 0px 3px;vertical-align:bottom;text-align:center;">28</td> <td data-sheets-numberformat='{"1":2,"2":"0","3":1}' data-sheets-value='{"1":3,"3":38.28}' style="border-bottom:1px solid #000000;overflow:hidden;padding:0px 3px 0px 3px;vertical-align:bottom;text-align:center;">38</td> <td data-sheets-value='{"1":3,"3":26}' style="border-right:1px solid #000000;border-bottom:1px solid #000000;overflow:hidden;padding:0px 3px 0px 3px;vertical-align:bottom;text-align:center;">26</td> </tr> <tr style="height:20px;"> <td data-sheets-value='{"1":2,"2":"Polycarbonate "}' style="border-left:1px solid #000000;overflow:hidden;padding:0px 3px 0px 3px;vertical-align:bottom;">Polycarbonate </td> <td data-sheets-value='{"1":2,"2":"EW"}' style="overflow:hidden;padding:0px 3px 0px 3px;vertical-align:bottom;">EW</td> <td data-sheets-value='{"1":2,"2":"Clear (A)"}' style="overflow:hidden;padding:0px 3px 0px 3px;vertical-align:bottom;">Clear (A)</td> <td data-sheets-numberformat='{"1":2,"2":"0.00","3":1}' data-sheets-value='{"1":3,"3":1.19}' style="overflow:hidden;padding:0px 3px 0px 3px;vertical-align:bottom;text-align:center;">1.19</td> <td data-sheets-numberformat='{"1":2,"2":"0","3":1}' data-sheets-value='{"1":3,"3":36.08}' style="overflow:hidden;padding:0px 3px 0px 3px;vertical-align:bottom;text-align:center;">36</td> <td data-sheets-numberformat='{"1":2,"2":"0","3":1}' data-sheets-value='{"1":3,"3":54.78}' style="overflow:hidden;padding:0px 3px 0px 3px;vertical-align:bottom;text-align:center;">55</td> <td data-sheets-value='{"1":3,"3":24}' style="border-right:1px solid #000000;overflow:hidden;padding:0px 3px 0px 3px;vertical-align:bottom;text-align:center;">24</td> </tr> <tr style="height:20px;"> <td data-sheets-value='{"1":2,"2":"PC"}' style="border-left:1px solid #000000;overflow:hidden;padding:0px 3px 0px 3px;vertical-align:bottom;">PC</td> <td style="overflow:hidden;padding:0px 3px 0px 3px;vertical-align:bottom;"></td> <td data-sheets-value='{"1":2,"2":"Opal (D)"}' style="overflow:hidden;padding:0px 3px 0px 3px;vertical-align:bottom;">Opal (D)</td> <td data-sheets-numberformat='{"1":2,"2":"0.00","3":1}' data-sheets-value='{"1":3,"3":1.19}' style="overflow:hidden;padding:0px 3px 0px 3px;vertical-align:bottom;text-align:center;">1.19</td> <td data-sheets-numberformat='{"1":2,"2":"0","3":1}' data-sheets-value='{"1":3,"3":23.779999999999998}' style="overflow:hidden;padding:0px 3px 0px 3px;vertical-align:bottom;text-align:center;">24</td> <td data-sheets-numberformat='{"1":2,"2":"0","3":1}' data-sheets-value='{"1":3,"3":39.6}' style="overflow:hidden;padding:0px 3px 0px 3px;vertical-align:bottom;text-align:center;">40</td> <td data-sheets-value='{"1":3,"3":24}' style="border-right:1px solid #000000;overflow:hidden;padding:0px 3px 0px 3px;vertical-align:bottom;text-align:center;">24</td> </tr> <tr style="height:20px;"> <td style="border-left:1px solid #000000;overflow:hidden;padding:0px 3px 0px 3px;vertical-align:bottom;"></td> <td data-sheets-value='{"1":2,"2":"DW"}' style="overflow:hidden;padding:0px 3px 0px 3px;vertical-align:bottom;">DW</td> <td data-sheets-value='{"1":2,"2":"Clear (A/H)"}' style="overflow:hidden;padding:0px 3px 0px 3px;vertical-align:bottom;">Clear (A/H)</td> <td data-sheets-numberformat='{"1":2,"2":"0.00","3":1}' data-sheets-value='{"1":3,"3":0.98}' style="overflow:hidden;padding:0px 3px 0px 3px;vertical-align:bottom;text-align:center;">0.98</td> <td data-sheets-numberformat='{"1":2,"2":"0","3":1}' data-sheets-value='{"1":3,"3":32.39}' style="overflow:hidden;padding:0px 3px 0px 3px;vertical-align:bottom;text-align:center;">32</td> <td data-sheets-numberformat='{"1":2,"2":"0","3":1}' data-sheets-value='{"1":3,"3":47.52}' style="overflow:hidden;padding:0px 3px 0px 3px;vertical-align:bottom;text-align:center;">48</td> <td data-sheets-value='{"1":3,"3":26}' style="border-right:1px solid #000000;overflow:hidden;padding:0px 3px 0px 3px;vertical-align:bottom;text-align:center;">26</td> </tr> <tr style="height:20px;"> <td style="border-left:1px solid #000000;overflow:hidden;padding:0px 3px 0px 3px;vertical-align:bottom;"></td> <td style="overflow:hidden;padding:0px 3px 0px 3px;vertical-align:bottom;"></td> <td data-sheets-value='{"1":2,"2":"Clear (A/A)"}' style="overflow:hidden;padding:0px 3px 0px 3px;vertical-align:bottom;">Clear (A/A)</td> <td data-sheets-numberformat='{"1":2,"2":"0.00","3":1}' data-sheets-value='{"1":3,"3":0.98}' style="overflow:hidden;padding:0px 3px 0px 3px;vertical-align:bottom;text-align:center;">0.98</td> <td data-sheets-numberformat='{"1":2,"2":"0","3":1}' data-sheets-value='{"1":3,"3":31.569999999999997}' style="overflow:hidden;padding:0px 3px 0px 3px;vertical-align:bottom;text-align:center;">32</td> <td data-sheets-numberformat='{"1":2,"2":"0","3":1}' data-sheets-value='{"1":3,"3":45.54}' style="overflow:hidden;padding:0px 3px 0px 3px;vertical-align:bottom;text-align:center;">46</td> <td data-sheets-value='{"1":3,"3":26}' style="border-right:1px solid #000000;overflow:hidden;padding:0px 3px 0px 3px;vertical-align:bottom;text-align:center;">26</td> </tr> <tr style="height:20px;"> <td style="border-left:1px solid #000000;overflow:hidden;padding:0px 3px 0px 3px;vertical-align:bottom;"></td> <td style="overflow:hidden;padding:0px 3px 0px 3px;vertical-align:bottom;"></td> <td data-sheets-value='{"1":2,"2":"Opal (A/O)"}' style="overflow:hidden;padding:0px 3px 0px 3px;vertical-align:bottom;">Opal (A/O)</td> <td data-sheets-numberformat='{"1":2,"2":"0.00","3":1}' data-sheets-value='{"1":3,"3":0.98}' style="overflow:hidden;padding:0px 3px 0px 3px;vertical-align:bottom;text-align:center;">0.98</td> <td data-sheets-numberformat='{"1":2,"2":"0","3":1}' data-sheets-value='{"1":3,"3":29.93}' style="overflow:hidden;padding:0px 3px 0px 3px;vertical-align:bottom;text-align:center;">30</td> <td data-sheets-numberformat='{"1":2,"2":"0","3":1}' data-sheets-value='{"1":3,"3":41.580000000000005}' style="overflow:hidden;padding:0px 3px 0px 3px;vertical-align:bottom;text-align:center;">42</td> <td data-sheets-value='{"1":3,"3":26}' style="border-right:1px solid #000000;overflow:hidden;padding:0px 3px 0px 3px;vertical-align:bottom;text-align:center;">26</td> </tr> <tr style="height:20px;"> <td style="border-bottom:1px solid #000000;border-left:1px solid #000000;overflow:hidden;padding:0px 3px 0px 3px;vertical-align:bottom;"></td> <td style="border-bottom:1px solid #000000;overflow:hidden;padding:0px 3px 0px 3px;vertical-align:bottom;"></td> <td data-sheets-value='{"1":2,"2":"Opal (A/D)"}' style="border-bottom:1px solid #000000;overflow:hidden;padding:0px 3px 0px 3px;vertical-align:bottom;">Opal (A/D)</td> <td data-sheets-numberformat='{"1":2,"2":"0.00","3":1}' data-sheets-value='{"1":3,"3":0.98}' style="border-bottom:1px solid #000000;overflow:hidden;padding:0px 3px 0px 3px;vertical-align:bottom;text-align:center;">0.98</td> <td data-sheets-numberformat='{"1":2,"2":"0","3":1}' data-sheets-value='{"1":3,"3":20.91}' style="border-bottom:1px solid #000000;overflow:hidden;padding:0px 3px 0px 3px;vertical-align:bottom;text-align:center;">21</td> <td data-sheets-numberformat='{"1":2,"2":"0","3":1}' data-sheets-value='{"1":3,"3":33}' style="border-bottom:1px solid #000000;overflow:hidden;padding:0px 3px 0px 3px;vertical-align:bottom;text-align:center;">33</td> <td data-sheets-value='{"1":3,"3":26}' style="border-right:1px solid #000000;border-bottom:1px solid #000000;overflow:hidden;padding:0px 3px 0px 3px;vertical-align:bottom;text-align:center;">26</td> </tr> <tr style="height:20px;"> <td data-sheets-value='{"1":2,"2":"Polycarbonate"}' style="border-left:1px solid #000000;overflow:hidden;padding:0px 3px 0px 3px;vertical-align:bottom;">Polycarbonate</td> <td data-sheets-value='{"1":2,"2":"EW"}' style="overflow:hidden;padding:0px 3px 0px 3px;vertical-align:bottom;">EW</td> <td data-sheets-value='{"1":2,"2":"Heatstop Opal (T)"}' style="overflow:hidden;padding:0px 3px 0px 3px;vertical-align:bottom;">Heatstop Opal (T)</td> <td data-sheets-numberformat='{"1":2,"2":"0.00","3":1}' data-sheets-value='{"1":3,"3":1.19}' style="overflow:hidden;padding:0px 3px 0px 3px;vertical-align:bottom;text-align:center;">1.19</td> <td data-sheets-numberformat='{"1":2,"2":"0","3":1}' data-sheets-value='{"1":3,"3":20.09}' style="overflow:hidden;padding:0px 3px 0px 3px;vertical-align:bottom;text-align:center;">20</td> <td data-sheets-numberformat='{"1":2,"2":"0","3":1}' data-sheets-value='{"1":3,"3":38.940000000000005}' style="overflow:hidden;padding:0px 3px 0px 3px;vertical-align:bottom;text-align:center;">39</td> <td data-sheets-value='{"1":3,"3":24}' style="border-right:1px solid #000000;overflow:hidden;padding:0px 3px 0px 3px;vertical-align:bottom;text-align:center;">24</td> </tr> <tr style="height:20px;"> <td data-sheets-value='{"1":2,"2":"Heatstop PC"}' style="border-left:1px solid #000000;overflow:hidden;padding:0px 3px 0px 3px;vertical-align:bottom;">Heatstop PC</td> <td data-sheets-value='{"1":2,"2":"DW"}' style="overflow:hidden;padding:0px 3px 0px 3px;vertical-align:bottom;">DW</td> <td data-sheets-value='{"1":2,"2":"Clear (T/H)"}' style="overflow:hidden;padding:0px 3px 0px 3px;vertical-align:bottom;">Clear (T/H)</td> <td data-sheets-numberformat='{"1":2,"2":"0.00","3":1}' data-sheets-value='{"1":3,"3":0.98}' style="overflow:hidden;padding:0px 3px 0px 3px;vertical-align:bottom;text-align:center;">0.98</td> <td data-sheets-numberformat='{"1":2,"2":"0","3":1}' data-sheets-value='{"1":3,"3":18.04}' style="overflow:hidden;padding:0px 3px 0px 3px;vertical-align:bottom;text-align:center;">18</td> <td data-sheets-numberformat='{"1":2,"2":"0","3":1}' data-sheets-value='{"1":3,"3":33.660000000000004}' style="overflow:hidden;padding:0px 3px 0px 3px;vertical-align:bottom;text-align:center;">34</td> <td data-sheets-value='{"1":3,"3":26}' style="border-right:1px solid #000000;overflow:hidden;padding:0px 3px 0px 3px;vertical-align:bottom;text-align:center;">26</td> </tr> <tr style="height:20px;"> <td style="border-bottom:1px solid #000000;border-left:1px solid #000000;overflow:hidden;padding:0px 3px 0px 3px;vertical-align:bottom;"></td> <td style="border-bottom:1px solid #000000;overflow:hidden;padding:0px 3px 0px 3px;vertical-align:bottom;"></td> <td data-sheets-value='{"1":2,"2":"Opal (T/O)"}' style="border-bottom:1px solid #000000;overflow:hidden;padding:0px 3px 0px 3px;vertical-align:bottom;">Opal (T/O)</td> <td data-sheets-numberformat='{"1":2,"2":"0.00","3":1}' data-sheets-value='{"1":3,"3":0.98}' style="border-bottom:1px solid #000000;overflow:hidden;padding:0px 3px 0px 3px;vertical-align:bottom;text-align:center;">0.98</td> <td data-sheets-numberformat='{"1":2,"2":"0","3":1}' data-sheets-value='{"1":3,"3":16.81}' style="border-bottom:1px solid #000000;overflow:hidden;padding:0px 3px 0px 3px;vertical-align:bottom;text-align:center;">17</td> <td data-sheets-numberformat='{"1":2,"2":"0","3":1}' data-sheets-value='{"1":3,"3":29.700000000000003}' style="border-bottom:1px solid #000000;overflow:hidden;padding:0px 3px 0px 3px;vertical-align:bottom;text-align:center;">30</td> <td data-sheets-value='{"1":3,"3":26}' style="border-right:1px solid #000000;border-bottom:1px solid #000000;overflow:hidden;padding:0px 3px 0px 3px;vertical-align:bottom;text-align:center;">26</td> </tr> </tbody></table> | skylux-160-ce-met-koepel-en-pvc-opstand-35-30-met-lm-motor-pvc-raam-type-ep25-en-windvang-0750-x-1050-mm | 8586049651021 | 46872388731213
Smoke and heat exhaust (SHEV) | SHE system | Skylux | Skylux 160° CE with skylight and PVC curb 35/30 with LM-actuator, PVC frame type EP25 and spoiler 0750 x 1250 mm |  | 50616 | 5412970506164 | 4763.8 | Yes | 30-45 | 73.76 | 750 x 1250 mm | 1250 | 750 |  | PVC 35/30 (35 cm high & roof opening = 30 cm larger than daylight size) | Rectangular | 1.19 W/m²K - 0.98 W/m²K | 57% - 30% | 37% - 17% | 24dB - 26dB | 160° CE (for industry) | PVC frame EP25 | with spoiler | E | Single actuator | Maximum double-walled skylight possible for this product | Ut-value LT-value g-value Rw-value EN 1873 : 2014 EN ISO 13468 EN 16153 EN 410 EN 410 EN ISO 140-3 Material Walls Shells (W/m²K) (%) (%) (dB) Acrylic EW Clear (H) 1.19 37 57 24 PMMA Opal (O) 1.19 34 50 24 DW Clear (H/H) 0.98 33 50 26 Opal (O/O) 0.98 28 38 26 Polycarbonate EW Clear (A) 1.19 36 55 24 PC Opal (D) 1.19 24 40 24 DW Clear (A/H) 0.98 32 48 26 Clear (A/A) 0.98 32 46 26 Opal (A/O) 0.98 30 42 26 Opal (A/D) 0.98 21 33 26 Polycarbonate EW Heatstop Opal (T) 1.19 20 39 24 Heatstop PC DW Clear (T/H) 0.98 18 34 26 Opal (T/O) 0.98 17 30 26 | https://skylux.eu/en/products/skylux-160-ce-met-koepel-en-pvc-opstand-35-30-met-lm-motor-pvc-raam-type-ep25-en-windvang-0750-x-1250-mm | https://skylux.eu/cdn/shop/files/Skylux-160deg-CE-met-koepel-en-pvc-opstand-3530-met-LM-motor-pvc-raam-type-EP25-en-windvang-0750-x-1250-mm-RWA-systeem.jpg?v=1702982393&width=1600 | https://skylux.eu/cdn/shop/files/e5a82811-1bb0-48e4-a776-cacb59c7c092_29bc4f9e-44a9-447d-a70d-3d4b6ccec69f.jpg?v=1688551608&width=1600 | //skylux.eu/cdn/shop/files/E_MH_Mounting_instructions_Skylux_160_CE_LM.pdf?v=12406716259046007223 | //skylux.eu/cdn/shop/files/E_TD_Technical_File_Skylux_Skylux_160_CE_Electric.pdf?v=3667116872303399239 | <style type="text/css" id="isPasted"><!--td {border: 1px solid #cccccc;}br {mso-data-placement:same-cell;}--></style><table border="1" cellpadding="0" cellspacing="0" dir="ltr" style="table-layout:fixed;font-size:10pt;font-family:Arial;border-collapse:collapse;border:none;"><tbody> <tr style="height:20px;"> <td style="overflow:hidden;padding:0px 3px 0px 3px;vertical-align:bottom;"></td> <td style="overflow:hidden;padding:0px 3px 0px 3px;vertical-align:bottom;"></td> <td style="overflow:hidden;padding:0px 3px 0px 3px;vertical-align:bottom;"></td> <td data-sheets-value='{"1":2,"2":"Ut-value"}' style="overflow:hidden;padding:0px 3px 0px 3px;vertical-align:bottom;font-weight:bold;text-align:center;">Ut-value</td> <td data-sheets-value='{"1":2,"2":"LT-value"}' style="overflow:hidden;padding:0px 3px 0px 3px;vertical-align:bottom;font-weight:bold;text-align:center;">LT-value</td> <td data-sheets-value='{"1":2,"2":"g-value"}' style="overflow:hidden;padding:0px 3px 0px 3px;vertical-align:bottom;font-weight:bold;text-align:center;">g-value</td> <td data-sheets-value='{"1":2,"2":"Rw-value "}' style="overflow:hidden;padding:0px 3px 0px 3px;vertical-align:bottom;font-weight:bold;text-align:center;">Rw-value </td> </tr> <tr style="height:20px;"> <td style="overflow:hidden;padding:0px 3px 0px 3px;vertical-align:bottom;"></td> <td style="overflow:hidden;padding:0px 3px 0px 3px;vertical-align:bottom;"></td> <td style="overflow:hidden;padding:0px 3px 0px 3px;vertical-align:bottom;"></td> <td data-sheets-numberformat='{"1":2,"2":"0.00","3":1}' data-sheets-value='{"1":2,"2":"EN 1873 : 2014"}' style="overflow:hidden;padding:0px 3px 0px 3px;vertical-align:bottom;text-align:center;">EN 1873 : 2014</td> <td data-sheets-numberformat='{"1":2,"2":"0","3":1}' data-sheets-value='{"1":2,"2":"EN ISO 13468 EN 16153 EN 410"}' style="overflow:hidden;padding:0px 3px 0px 3px;vertical-align:bottom;text-align:center;">EN ISO 13468 EN 16153 EN 410</td> <td data-sheets-numberformat='{"1":2,"2":"0","3":1}' data-sheets-value='{"1":2,"2":"EN 410"}' style="overflow:hidden;padding:0px 3px 0px 3px;vertical-align:bottom;text-align:center;">EN 410</td> <td data-sheets-value='{"1":2,"2":"EN ISO 140-3\t\t"}' style="overflow:hidden;padding:0px 3px 0px 3px;vertical-align:bottom;text-align:center;">EN ISO 140-3 </td> </tr> <tr style="height:20px;"> <td data-sheets-value='{"1":2,"2":"Material"}' style="border-bottom:1px solid #000000;overflow:hidden;padding:0px 3px 0px 3px;vertical-align:bottom;background-color:#000000;font-weight:bold;color:#ffffff;">Material</td> <td data-sheets-value='{"1":2,"2":"Walls"}' style="border-bottom:1px solid #000000;overflow:hidden;padding:0px 3px 0px 3px;vertical-align:bottom;background-color:#000000;font-weight:bold;color:#ffffff;">Walls</td> <td data-sheets-value='{"1":2,"2":"Shells"}' style="border-bottom:1px solid #000000;overflow:hidden;padding:0px 3px 0px 3px;vertical-align:bottom;background-color:#000000;font-weight:bold;color:#ffffff;">Shells</td> <td data-sheets-numberformat='{"1":2,"2":"0.00","3":1}' data-sheets-value='{"1":2,"2":"(W/m²K)\t"}' style="border-bottom:1px solid #000000;overflow:hidden;padding:0px 3px 0px 3px;vertical-align:bottom;background-color:#000000;font-weight:bold;color:#ffffff;text-align:center;">(W/m²K) </td> <td data-sheets-numberformat='{"1":2,"2":"0","3":1}' data-sheets-value='{"1":2,"2":"(%)"}' style="border-bottom:1px solid #000000;overflow:hidden;padding:0px 3px 0px 3px;vertical-align:bottom;background-color:#000000;font-weight:bold;color:#ffffff;text-align:center;">(%)</td> <td data-sheets-numberformat='{"1":2,"2":"0","3":1}' data-sheets-value='{"1":2,"2":"(%)"}' style="border-bottom:1px solid #000000;overflow:hidden;padding:0px 3px 0px 3px;vertical-align:bottom;background-color:#000000;font-weight:bold;color:#ffffff;text-align:center;">(%)</td> <td data-sheets-value='{"1":2,"2":"(dB)"}' style="border-bottom:1px solid #000000;overflow:hidden;padding:0px 3px 0px 3px;vertical-align:bottom;background-color:#000000;font-weight:bold;color:#ffffff;text-align:center;">(dB)</td> </tr> <tr style="height:20px;"> <td data-sheets-value='{"1":2,"2":"Acrylic"}' style="border-left:1px solid #000000;overflow:hidden;padding:0px 3px 0px 3px;vertical-align:bottom;">Acrylic</td> <td data-sheets-value='{"1":2,"2":"EW"}' style="overflow:hidden;padding:0px 3px 0px 3px;vertical-align:bottom;">EW</td> <td data-sheets-value='{"1":2,"2":"Clear (H)"}' style="overflow:hidden;padding:0px 3px 0px 3px;vertical-align:bottom;">Clear (H)</td> <td data-sheets-numberformat='{"1":2,"2":"0.00","3":1}' data-sheets-value='{"1":3,"3":1.19}' style="overflow:hidden;padding:0px 3px 0px 3px;vertical-align:bottom;text-align:center;">1.19</td> <td data-sheets-numberformat='{"1":2,"2":"0","3":1}' data-sheets-value='{"1":3,"3":36.9}' style="overflow:hidden;padding:0px 3px 0px 3px;vertical-align:bottom;text-align:center;">37</td> <td data-sheets-numberformat='{"1":2,"2":"0","3":1}' data-sheets-value='{"1":3,"3":57.42}' style="overflow:hidden;padding:0px 3px 0px 3px;vertical-align:bottom;text-align:center;">57</td> <td data-sheets-value='{"1":3,"3":24}' style="border-right:1px solid #000000;overflow:hidden;padding:0px 3px 0px 3px;vertical-align:bottom;text-align:center;">24</td> </tr> <tr style="height:20px;"> <td data-sheets-value='{"1":2,"2":"PMMA"}' style="border-left:1px solid #000000;overflow:hidden;padding:0px 3px 0px 3px;vertical-align:bottom;">PMMA</td> <td style="overflow:hidden;padding:0px 3px 0px 3px;vertical-align:bottom;"></td> <td data-sheets-value='{"1":2,"2":"Opal (O)"}' style="overflow:hidden;padding:0px 3px 0px 3px;vertical-align:bottom;">Opal (O)</td> <td data-sheets-numberformat='{"1":2,"2":"0.00","3":1}' data-sheets-value='{"1":3,"3":1.19}' style="overflow:hidden;padding:0px 3px 0px 3px;vertical-align:bottom;text-align:center;">1.19</td> <td data-sheets-numberformat='{"1":2,"2":"0","3":1}' data-sheets-value='{"1":3,"3":34.03}' style="overflow:hidden;padding:0px 3px 0px 3px;vertical-align:bottom;text-align:center;">34</td> <td data-sheets-numberformat='{"1":2,"2":"0","3":1}' data-sheets-value='{"1":3,"3":50.160000000000004}' style="overflow:hidden;padding:0px 3px 0px 3px;vertical-align:bottom;text-align:center;">50</td> <td data-sheets-value='{"1":3,"3":24}' style="border-right:1px solid #000000;overflow:hidden;padding:0px 3px 0px 3px;vertical-align:bottom;text-align:center;">24</td> </tr> <tr style="height:20px;"> <td style="border-left:1px solid #000000;overflow:hidden;padding:0px 3px 0px 3px;vertical-align:bottom;"></td> <td data-sheets-value='{"1":2,"2":"DW"}' style="overflow:hidden;padding:0px 3px 0px 3px;vertical-align:bottom;">DW</td> <td data-sheets-value='{"1":2,"2":"Clear (H/H)"}' style="overflow:hidden;padding:0px 3px 0px 3px;vertical-align:bottom;">Clear (H/H)</td> <td data-sheets-numberformat='{"1":2,"2":"0.00","3":1}' data-sheets-value='{"1":3,"3":0.98}' style="overflow:hidden;padding:0px 3px 0px 3px;vertical-align:bottom;text-align:center;">0.98</td> <td data-sheets-numberformat='{"1":2,"2":"0","3":1}' data-sheets-value='{"1":3,"3":33.21}' style="overflow:hidden;padding:0px 3px 0px 3px;vertical-align:bottom;text-align:center;">33</td> <td data-sheets-numberformat='{"1":2,"2":"0","3":1}' data-sheets-value='{"1":3,"3":49.5}' style="overflow:hidden;padding:0px 3px 0px 3px;vertical-align:bottom;text-align:center;">50</td> <td data-sheets-value='{"1":3,"3":26}' style="border-right:1px solid #000000;overflow:hidden;padding:0px 3px 0px 3px;vertical-align:bottom;text-align:center;">26</td> </tr> <tr style="height:20px;"> <td style="border-bottom:1px solid #000000;border-left:1px solid #000000;overflow:hidden;padding:0px 3px 0px 3px;vertical-align:bottom;"></td> <td style="border-bottom:1px solid #000000;overflow:hidden;padding:0px 3px 0px 3px;vertical-align:bottom;"></td> <td data-sheets-value='{"1":2,"2":"Opal (O/O)"}' style="border-bottom:1px solid #000000;overflow:hidden;padding:0px 3px 0px 3px;vertical-align:bottom;">Opal (O/O)</td> <td data-sheets-numberformat='{"1":2,"2":"0.00","3":1}' data-sheets-value='{"1":3,"3":0.98}' style="border-bottom:1px solid #000000;overflow:hidden;padding:0px 3px 0px 3px;vertical-align:bottom;text-align:center;">0.98</td> <td data-sheets-numberformat='{"1":2,"2":"0","3":1}' data-sheets-value='{"1":3,"3":28.29}' style="border-bottom:1px solid #000000;overflow:hidden;padding:0px 3px 0px 3px;vertical-align:bottom;text-align:center;">28</td> <td data-sheets-numberformat='{"1":2,"2":"0","3":1}' data-sheets-value='{"1":3,"3":38.28}' style="border-bottom:1px solid #000000;overflow:hidden;padding:0px 3px 0px 3px;vertical-align:bottom;text-align:center;">38</td> <td data-sheets-value='{"1":3,"3":26}' style="border-right:1px solid #000000;border-bottom:1px solid #000000;overflow:hidden;padding:0px 3px 0px 3px;vertical-align:bottom;text-align:center;">26</td> </tr> <tr style="height:20px;"> <td data-sheets-value='{"1":2,"2":"Polycarbonate "}' style="border-left:1px solid #000000;overflow:hidden;padding:0px 3px 0px 3px;vertical-align:bottom;">Polycarbonate </td> <td data-sheets-value='{"1":2,"2":"EW"}' style="overflow:hidden;padding:0px 3px 0px 3px;vertical-align:bottom;">EW</td> <td data-sheets-value='{"1":2,"2":"Clear (A)"}' style="overflow:hidden;padding:0px 3px 0px 3px;vertical-align:bottom;">Clear (A)</td> <td data-sheets-numberformat='{"1":2,"2":"0.00","3":1}' data-sheets-value='{"1":3,"3":1.19}' style="overflow:hidden;padding:0px 3px 0px 3px;vertical-align:bottom;text-align:center;">1.19</td> <td data-sheets-numberformat='{"1":2,"2":"0","3":1}' data-sheets-value='{"1":3,"3":36.08}' style="overflow:hidden;padding:0px 3px 0px 3px;vertical-align:bottom;text-align:center;">36</td> <td data-sheets-numberformat='{"1":2,"2":"0","3":1}' data-sheets-value='{"1":3,"3":54.78}' style="overflow:hidden;padding:0px 3px 0px 3px;vertical-align:bottom;text-align:center;">55</td> <td data-sheets-value='{"1":3,"3":24}' style="border-right:1px solid #000000;overflow:hidden;padding:0px 3px 0px 3px;vertical-align:bottom;text-align:center;">24</td> </tr> <tr style="height:20px;"> <td data-sheets-value='{"1":2,"2":"PC"}' style="border-left:1px solid #000000;overflow:hidden;padding:0px 3px 0px 3px;vertical-align:bottom;">PC</td> <td style="overflow:hidden;padding:0px 3px 0px 3px;vertical-align:bottom;"></td> <td data-sheets-value='{"1":2,"2":"Opal (D)"}' style="overflow:hidden;padding:0px 3px 0px 3px;vertical-align:bottom;">Opal (D)</td> <td data-sheets-numberformat='{"1":2,"2":"0.00","3":1}' data-sheets-value='{"1":3,"3":1.19}' style="overflow:hidden;padding:0px 3px 0px 3px;vertical-align:bottom;text-align:center;">1.19</td> <td data-sheets-numberformat='{"1":2,"2":"0","3":1}' data-sheets-value='{"1":3,"3":23.779999999999998}' style="overflow:hidden;padding:0px 3px 0px 3px;vertical-align:bottom;text-align:center;">24</td> <td data-sheets-numberformat='{"1":2,"2":"0","3":1}' data-sheets-value='{"1":3,"3":39.6}' style="overflow:hidden;padding:0px 3px 0px 3px;vertical-align:bottom;text-align:center;">40</td> <td data-sheets-value='{"1":3,"3":24}' style="border-right:1px solid #000000;overflow:hidden;padding:0px 3px 0px 3px;vertical-align:bottom;text-align:center;">24</td> </tr> <tr style="height:20px;"> <td style="border-left:1px solid #000000;overflow:hidden;padding:0px 3px 0px 3px;vertical-align:bottom;"></td> <td data-sheets-value='{"1":2,"2":"DW"}' style="overflow:hidden;padding:0px 3px 0px 3px;vertical-align:bottom;">DW</td> <td data-sheets-value='{"1":2,"2":"Clear (A/H)"}' style="overflow:hidden;padding:0px 3px 0px 3px;vertical-align:bottom;">Clear (A/H)</td> <td data-sheets-numberformat='{"1":2,"2":"0.00","3":1}' data-sheets-value='{"1":3,"3":0.98}' style="overflow:hidden;padding:0px 3px 0px 3px;vertical-align:bottom;text-align:center;">0.98</td> <td data-sheets-numberformat='{"1":2,"2":"0","3":1}' data-sheets-value='{"1":3,"3":32.39}' style="overflow:hidden;padding:0px 3px 0px 3px;vertical-align:bottom;text-align:center;">32</td> <td data-sheets-numberformat='{"1":2,"2":"0","3":1}' data-sheets-value='{"1":3,"3":47.52}' style="overflow:hidden;padding:0px 3px 0px 3px;vertical-align:bottom;text-align:center;">48</td> <td data-sheets-value='{"1":3,"3":26}' style="border-right:1px solid #000000;overflow:hidden;padding:0px 3px 0px 3px;vertical-align:bottom;text-align:center;">26</td> </tr> <tr style="height:20px;"> <td style="border-left:1px solid #000000;overflow:hidden;padding:0px 3px 0px 3px;vertical-align:bottom;"></td> <td style="overflow:hidden;padding:0px 3px 0px 3px;vertical-align:bottom;"></td> <td data-sheets-value='{"1":2,"2":"Clear (A/A)"}' style="overflow:hidden;padding:0px 3px 0px 3px;vertical-align:bottom;">Clear (A/A)</td> <td data-sheets-numberformat='{"1":2,"2":"0.00","3":1}' data-sheets-value='{"1":3,"3":0.98}' style="overflow:hidden;padding:0px 3px 0px 3px;vertical-align:bottom;text-align:center;">0.98</td> <td data-sheets-numberformat='{"1":2,"2":"0","3":1}' data-sheets-value='{"1":3,"3":31.569999999999997}' style="overflow:hidden;padding:0px 3px 0px 3px;vertical-align:bottom;text-align:center;">32</td> <td data-sheets-numberformat='{"1":2,"2":"0","3":1}' data-sheets-value='{"1":3,"3":45.54}' style="overflow:hidden;padding:0px 3px 0px 3px;vertical-align:bottom;text-align:center;">46</td> <td data-sheets-value='{"1":3,"3":26}' style="border-right:1px solid #000000;overflow:hidden;padding:0px 3px 0px 3px;vertical-align:bottom;text-align:center;">26</td> </tr> <tr style="height:20px;"> <td style="border-left:1px solid #000000;overflow:hidden;padding:0px 3px 0px 3px;vertical-align:bottom;"></td> <td style="overflow:hidden;padding:0px 3px 0px 3px;vertical-align:bottom;"></td> <td data-sheets-value='{"1":2,"2":"Opal (A/O)"}' style="overflow:hidden;padding:0px 3px 0px 3px;vertical-align:bottom;">Opal (A/O)</td> <td data-sheets-numberformat='{"1":2,"2":"0.00","3":1}' data-sheets-value='{"1":3,"3":0.98}' style="overflow:hidden;padding:0px 3px 0px 3px;vertical-align:bottom;text-align:center;">0.98</td> <td data-sheets-numberformat='{"1":2,"2":"0","3":1}' data-sheets-value='{"1":3,"3":29.93}' style="overflow:hidden;padding:0px 3px 0px 3px;vertical-align:bottom;text-align:center;">30</td> <td data-sheets-numberformat='{"1":2,"2":"0","3":1}' data-sheets-value='{"1":3,"3":41.580000000000005}' style="overflow:hidden;padding:0px 3px 0px 3px;vertical-align:bottom;text-align:center;">42</td> <td data-sheets-value='{"1":3,"3":26}' style="border-right:1px solid #000000;overflow:hidden;padding:0px 3px 0px 3px;vertical-align:bottom;text-align:center;">26</td> </tr> <tr style="height:20px;"> <td style="border-bottom:1px solid #000000;border-left:1px solid #000000;overflow:hidden;padding:0px 3px 0px 3px;vertical-align:bottom;"></td> <td style="border-bottom:1px solid #000000;overflow:hidden;padding:0px 3px 0px 3px;vertical-align:bottom;"></td> <td data-sheets-value='{"1":2,"2":"Opal (A/D)"}' style="border-bottom:1px solid #000000;overflow:hidden;padding:0px 3px 0px 3px;vertical-align:bottom;">Opal (A/D)</td> <td data-sheets-numberformat='{"1":2,"2":"0.00","3":1}' data-sheets-value='{"1":3,"3":0.98}' style="border-bottom:1px solid #000000;overflow:hidden;padding:0px 3px 0px 3px;vertical-align:bottom;text-align:center;">0.98</td> <td data-sheets-numberformat='{"1":2,"2":"0","3":1}' data-sheets-value='{"1":3,"3":20.91}' style="border-bottom:1px solid #000000;overflow:hidden;padding:0px 3px 0px 3px;vertical-align:bottom;text-align:center;">21</td> <td data-sheets-numberformat='{"1":2,"2":"0","3":1}' data-sheets-value='{"1":3,"3":33}' style="border-bottom:1px solid #000000;overflow:hidden;padding:0px 3px 0px 3px;vertical-align:bottom;text-align:center;">33</td> <td data-sheets-value='{"1":3,"3":26}' style="border-right:1px solid #000000;border-bottom:1px solid #000000;overflow:hidden;padding:0px 3px 0px 3px;vertical-align:bottom;text-align:center;">26</td> </tr> <tr style="height:20px;"> <td data-sheets-value='{"1":2,"2":"Polycarbonate"}' style="border-left:1px solid #000000;overflow:hidden;padding:0px 3px 0px 3px;vertical-align:bottom;">Polycarbonate</td> <td data-sheets-value='{"1":2,"2":"EW"}' style="overflow:hidden;padding:0px 3px 0px 3px;vertical-align:bottom;">EW</td> <td data-sheets-value='{"1":2,"2":"Heatstop Opal (T)"}' style="overflow:hidden;padding:0px 3px 0px 3px;vertical-align:bottom;">Heatstop Opal (T)</td> <td data-sheets-numberformat='{"1":2,"2":"0.00","3":1}' data-sheets-value='{"1":3,"3":1.19}' style="overflow:hidden;padding:0px 3px 0px 3px;vertical-align:bottom;text-align:center;">1.19</td> <td data-sheets-numberformat='{"1":2,"2":"0","3":1}' data-sheets-value='{"1":3,"3":20.09}' style="overflow:hidden;padding:0px 3px 0px 3px;vertical-align:bottom;text-align:center;">20</td> <td data-sheets-numberformat='{"1":2,"2":"0","3":1}' data-sheets-value='{"1":3,"3":38.940000000000005}' style="overflow:hidden;padding:0px 3px 0px 3px;vertical-align:bottom;text-align:center;">39</td> <td data-sheets-value='{"1":3,"3":24}' style="border-right:1px solid #000000;overflow:hidden;padding:0px 3px 0px 3px;vertical-align:bottom;text-align:center;">24</td> </tr> <tr style="height:20px;"> <td data-sheets-value='{"1":2,"2":"Heatstop PC"}' style="border-left:1px solid #000000;overflow:hidden;padding:0px 3px 0px 3px;vertical-align:bottom;">Heatstop PC</td> <td data-sheets-value='{"1":2,"2":"DW"}' style="overflow:hidden;padding:0px 3px 0px 3px;vertical-align:bottom;">DW</td> <td data-sheets-value='{"1":2,"2":"Clear (T/H)"}' style="overflow:hidden;padding:0px 3px 0px 3px;vertical-align:bottom;">Clear (T/H)</td> <td data-sheets-numberformat='{"1":2,"2":"0.00","3":1}' data-sheets-value='{"1":3,"3":0.98}' style="overflow:hidden;padding:0px 3px 0px 3px;vertical-align:bottom;text-align:center;">0.98</td> <td data-sheets-numberformat='{"1":2,"2":"0","3":1}' data-sheets-value='{"1":3,"3":18.04}' style="overflow:hidden;padding:0px 3px 0px 3px;vertical-align:bottom;text-align:center;">18</td> <td data-sheets-numberformat='{"1":2,"2":"0","3":1}' data-sheets-value='{"1":3,"3":33.660000000000004}' style="overflow:hidden;padding:0px 3px 0px 3px;vertical-align:bottom;text-align:center;">34</td> <td data-sheets-value='{"1":3,"3":26}' style="border-right:1px solid #000000;overflow:hidden;padding:0px 3px 0px 3px;vertical-align:bottom;text-align:center;">26</td> </tr> <tr style="height:20px;"> <td style="border-bottom:1px solid #000000;border-left:1px solid #000000;overflow:hidden;padding:0px 3px 0px 3px;vertical-align:bottom;"></td> <td style="border-bottom:1px solid #000000;overflow:hidden;padding:0px 3px 0px 3px;vertical-align:bottom;"></td> <td data-sheets-value='{"1":2,"2":"Opal (T/O)"}' style="border-bottom:1px solid #000000;overflow:hidden;padding:0px 3px 0px 3px;vertical-align:bottom;">Opal (T/O)</td> <td data-sheets-numberformat='{"1":2,"2":"0.00","3":1}' data-sheets-value='{"1":3,"3":0.98}' style="border-bottom:1px solid #000000;overflow:hidden;padding:0px 3px 0px 3px;vertical-align:bottom;text-align:center;">0.98</td> <td data-sheets-numberformat='{"1":2,"2":"0","3":1}' data-sheets-value='{"1":3,"3":16.81}' style="border-bottom:1px solid #000000;overflow:hidden;padding:0px 3px 0px 3px;vertical-align:bottom;text-align:center;">17</td> <td data-sheets-numberformat='{"1":2,"2":"0","3":1}' data-sheets-value='{"1":3,"3":29.700000000000003}' style="border-bottom:1px solid #000000;overflow:hidden;padding:0px 3px 0px 3px;vertical-align:bottom;text-align:center;">30</td> <td data-sheets-value='{"1":3,"3":26}' style="border-right:1px solid #000000;border-bottom:1px solid #000000;overflow:hidden;padding:0px 3px 0px 3px;vertical-align:bottom;text-align:center;">26</td> </tr> </tbody></table> | skylux-160-ce-met-koepel-en-pvc-opstand-35-30-met-lm-motor-pvc-raam-type-ep25-en-windvang-0750-x-1250-mm | 8586049716557 | 46872388829517
Smoke and heat exhaust (SHEV) | SHE system | Skylux | Skylux 160° CE with skylight and PVC curb 35/30 with LM-actuator, PVC frame type EP25 and spoiler 0800 x 1100 mm |  | 50617 | 5412970506171 | 4705.7 | Yes | 30-45 | 72.41 | 800 x 1100 mm | 1100 | 800 |  | PVC 35/30 (35 cm high & roof opening = 30 cm larger than daylight size) | Rectangular | 1.19 W/m²K - 0.98 W/m²K | 57% - 30% | 37% - 17% | 24dB - 26dB | 160° CE (for industry) | PVC frame EP25 | with spoiler | E | Single actuator | Maximum double-walled skylight possible for this product | Ut-value LT-value g-value Rw-value EN 1873 : 2014 EN ISO 13468 EN 16153 EN 410 EN 410 EN ISO 140-3 Material Walls Shells (W/m²K) (%) (%) (dB) Acrylic EW Clear (H) 1.19 37 57 24 PMMA Opal (O) 1.19 34 50 24 DW Clear (H/H) 0.98 33 50 26 Opal (O/O) 0.98 28 38 26 Polycarbonate EW Clear (A) 1.19 36 55 24 PC Opal (D) 1.19 24 40 24 DW Clear (A/H) 0.98 32 48 26 Clear (A/A) 0.98 32 46 26 Opal (A/O) 0.98 30 42 26 Opal (A/D) 0.98 21 33 26 Polycarbonate EW Heatstop Opal (T) 1.19 20 39 24 Heatstop PC DW Clear (T/H) 0.98 18 34 26 Opal (T/O) 0.98 17 30 26 | https://skylux.eu/en/products/skylux-160-ce-met-koepel-en-pvc-opstand-35-30-met-lm-motor-pvc-raam-type-ep25-en-windvang-0800-x-1100-mm | https://skylux.eu/cdn/shop/files/Skylux-160deg-CE-met-koepel-en-pvc-opstand-3530-met-LM-motor-pvc-raam-type-EP25-en-windvang-0800-x-1100-mm-RWA-systeem.jpg?v=1702982398&width=1600 | https://skylux.eu/cdn/shop/files/e5a82811-1bb0-48e4-a776-cacb59c7c092_b94f6fc2-ed32-424f-ad5e-e4c62a6687a2.jpg?v=1688551609&width=1600 | //skylux.eu/cdn/shop/files/E_MH_Mounting_instructions_Skylux_160_CE_LM.pdf?v=12406716259046007223 | //skylux.eu/cdn/shop/files/E_TD_Technical_File_Skylux_Skylux_160_CE_Electric.pdf?v=3667116872303399239 | <style type="text/css" id="isPasted"><!--td {border: 1px solid #cccccc;}br {mso-data-placement:same-cell;}--></style><table border="1" cellpadding="0" cellspacing="0" dir="ltr" style="table-layout:fixed;font-size:10pt;font-family:Arial;border-collapse:collapse;border:none;"><tbody> <tr style="height:20px;"> <td style="overflow:hidden;padding:0px 3px 0px 3px;vertical-align:bottom;"></td> <td style="overflow:hidden;padding:0px 3px 0px 3px;vertical-align:bottom;"></td> <td style="overflow:hidden;padding:0px 3px 0px 3px;vertical-align:bottom;"></td> <td data-sheets-value='{"1":2,"2":"Ut-value"}' style="overflow:hidden;padding:0px 3px 0px 3px;vertical-align:bottom;font-weight:bold;text-align:center;">Ut-value</td> <td data-sheets-value='{"1":2,"2":"LT-value"}' style="overflow:hidden;padding:0px 3px 0px 3px;vertical-align:bottom;font-weight:bold;text-align:center;">LT-value</td> <td data-sheets-value='{"1":2,"2":"g-value"}' style="overflow:hidden;padding:0px 3px 0px 3px;vertical-align:bottom;font-weight:bold;text-align:center;">g-value</td> <td data-sheets-value='{"1":2,"2":"Rw-value "}' style="overflow:hidden;padding:0px 3px 0px 3px;vertical-align:bottom;font-weight:bold;text-align:center;">Rw-value </td> </tr> <tr style="height:20px;"> <td style="overflow:hidden;padding:0px 3px 0px 3px;vertical-align:bottom;"></td> <td style="overflow:hidden;padding:0px 3px 0px 3px;vertical-align:bottom;"></td> <td style="overflow:hidden;padding:0px 3px 0px 3px;vertical-align:bottom;"></td> <td data-sheets-numberformat='{"1":2,"2":"0.00","3":1}' data-sheets-value='{"1":2,"2":"EN 1873 : 2014"}' style="overflow:hidden;padding:0px 3px 0px 3px;vertical-align:bottom;text-align:center;">EN 1873 : 2014</td> <td data-sheets-numberformat='{"1":2,"2":"0","3":1}' data-sheets-value='{"1":2,"2":"EN ISO 13468 EN 16153 EN 410"}' style="overflow:hidden;padding:0px 3px 0px 3px;vertical-align:bottom;text-align:center;">EN ISO 13468 EN 16153 EN 410</td> <td data-sheets-numberformat='{"1":2,"2":"0","3":1}' data-sheets-value='{"1":2,"2":"EN 410"}' style="overflow:hidden;padding:0px 3px 0px 3px;vertical-align:bottom;text-align:center;">EN 410</td> <td data-sheets-value='{"1":2,"2":"EN ISO 140-3\t\t"}' style="overflow:hidden;padding:0px 3px 0px 3px;vertical-align:bottom;text-align:center;">EN ISO 140-3 </td> </tr> <tr style="height:20px;"> <td data-sheets-value='{"1":2,"2":"Material"}' style="border-bottom:1px solid #000000;overflow:hidden;padding:0px 3px 0px 3px;vertical-align:bottom;background-color:#000000;font-weight:bold;color:#ffffff;">Material</td> <td data-sheets-value='{"1":2,"2":"Walls"}' style="border-bottom:1px solid #000000;overflow:hidden;padding:0px 3px 0px 3px;vertical-align:bottom;background-color:#000000;font-weight:bold;color:#ffffff;">Walls</td> <td data-sheets-value='{"1":2,"2":"Shells"}' style="border-bottom:1px solid #000000;overflow:hidden;padding:0px 3px 0px 3px;vertical-align:bottom;background-color:#000000;font-weight:bold;color:#ffffff;">Shells</td> <td data-sheets-numberformat='{"1":2,"2":"0.00","3":1}' data-sheets-value='{"1":2,"2":"(W/m²K)\t"}' style="border-bottom:1px solid #000000;overflow:hidden;padding:0px 3px 0px 3px;vertical-align:bottom;background-color:#000000;font-weight:bold;color:#ffffff;text-align:center;">(W/m²K) </td> <td data-sheets-numberformat='{"1":2,"2":"0","3":1}' data-sheets-value='{"1":2,"2":"(%)"}' style="border-bottom:1px solid #000000;overflow:hidden;padding:0px 3px 0px 3px;vertical-align:bottom;background-color:#000000;font-weight:bold;color:#ffffff;text-align:center;">(%)</td> <td data-sheets-numberformat='{"1":2,"2":"0","3":1}' data-sheets-value='{"1":2,"2":"(%)"}' style="border-bottom:1px solid #000000;overflow:hidden;padding:0px 3px 0px 3px;vertical-align:bottom;background-color:#000000;font-weight:bold;color:#ffffff;text-align:center;">(%)</td> <td data-sheets-value='{"1":2,"2":"(dB)"}' style="border-bottom:1px solid #000000;overflow:hidden;padding:0px 3px 0px 3px;vertical-align:bottom;background-color:#000000;font-weight:bold;color:#ffffff;text-align:center;">(dB)</td> </tr> <tr style="height:20px;"> <td data-sheets-value='{"1":2,"2":"Acrylic"}' style="border-left:1px solid #000000;overflow:hidden;padding:0px 3px 0px 3px;vertical-align:bottom;">Acrylic</td> <td data-sheets-value='{"1":2,"2":"EW"}' style="overflow:hidden;padding:0px 3px 0px 3px;vertical-align:bottom;">EW</td> <td data-sheets-value='{"1":2,"2":"Clear (H)"}' style="overflow:hidden;padding:0px 3px 0px 3px;vertical-align:bottom;">Clear (H)</td> <td data-sheets-numberformat='{"1":2,"2":"0.00","3":1}' data-sheets-value='{"1":3,"3":1.19}' style="overflow:hidden;padding:0px 3px 0px 3px;vertical-align:bottom;text-align:center;">1.19</td> <td data-sheets-numberformat='{"1":2,"2":"0","3":1}' data-sheets-value='{"1":3,"3":36.9}' style="overflow:hidden;padding:0px 3px 0px 3px;vertical-align:bottom;text-align:center;">37</td> <td data-sheets-numberformat='{"1":2,"2":"0","3":1}' data-sheets-value='{"1":3,"3":57.42}' style="overflow:hidden;padding:0px 3px 0px 3px;vertical-align:bottom;text-align:center;">57</td> <td data-sheets-value='{"1":3,"3":24}' style="border-right:1px solid #000000;overflow:hidden;padding:0px 3px 0px 3px;vertical-align:bottom;text-align:center;">24</td> </tr> <tr style="height:20px;"> <td data-sheets-value='{"1":2,"2":"PMMA"}' style="border-left:1px solid #000000;overflow:hidden;padding:0px 3px 0px 3px;vertical-align:bottom;">PMMA</td> <td style="overflow:hidden;padding:0px 3px 0px 3px;vertical-align:bottom;"></td> <td data-sheets-value='{"1":2,"2":"Opal (O)"}' style="overflow:hidden;padding:0px 3px 0px 3px;vertical-align:bottom;">Opal (O)</td> <td data-sheets-numberformat='{"1":2,"2":"0.00","3":1}' data-sheets-value='{"1":3,"3":1.19}' style="overflow:hidden;padding:0px 3px 0px 3px;vertical-align:bottom;text-align:center;">1.19</td> <td data-sheets-numberformat='{"1":2,"2":"0","3":1}' data-sheets-value='{"1":3,"3":34.03}' style="overflow:hidden;padding:0px 3px 0px 3px;vertical-align:bottom;text-align:center;">34</td> <td data-sheets-numberformat='{"1":2,"2":"0","3":1}' data-sheets-value='{"1":3,"3":50.160000000000004}' style="overflow:hidden;padding:0px 3px 0px 3px;vertical-align:bottom;text-align:center;">50</td> <td data-sheets-value='{"1":3,"3":24}' style="border-right:1px solid #000000;overflow:hidden;padding:0px 3px 0px 3px;vertical-align:bottom;text-align:center;">24</td> </tr> <tr style="height:20px;"> <td style="border-left:1px solid #000000;overflow:hidden;padding:0px 3px 0px 3px;vertical-align:bottom;"></td> <td data-sheets-value='{"1":2,"2":"DW"}' style="overflow:hidden;padding:0px 3px 0px 3px;vertical-align:bottom;">DW</td> <td data-sheets-value='{"1":2,"2":"Clear (H/H)"}' style="overflow:hidden;padding:0px 3px 0px 3px;vertical-align:bottom;">Clear (H/H)</td> <td data-sheets-numberformat='{"1":2,"2":"0.00","3":1}' data-sheets-value='{"1":3,"3":0.98}' style="overflow:hidden;padding:0px 3px 0px 3px;vertical-align:bottom;text-align:center;">0.98</td> <td data-sheets-numberformat='{"1":2,"2":"0","3":1}' data-sheets-value='{"1":3,"3":33.21}' style="overflow:hidden;padding:0px 3px 0px 3px;vertical-align:bottom;text-align:center;">33</td> <td data-sheets-numberformat='{"1":2,"2":"0","3":1}' data-sheets-value='{"1":3,"3":49.5}' style="overflow:hidden;padding:0px 3px 0px 3px;vertical-align:bottom;text-align:center;">50</td> <td data-sheets-value='{"1":3,"3":26}' style="border-right:1px solid #000000;overflow:hidden;padding:0px 3px 0px 3px;vertical-align:bottom;text-align:center;">26</td> </tr> <tr style="height:20px;"> <td style="border-bottom:1px solid #000000;border-left:1px solid #000000;overflow:hidden;padding:0px 3px 0px 3px;vertical-align:bottom;"></td> <td style="border-bottom:1px solid #000000;overflow:hidden;padding:0px 3px 0px 3px;vertical-align:bottom;"></td> <td data-sheets-value='{"1":2,"2":"Opal (O/O)"}' style="border-bottom:1px solid #000000;overflow:hidden;padding:0px 3px 0px 3px;vertical-align:bottom;">Opal (O/O)</td> <td data-sheets-numberformat='{"1":2,"2":"0.00","3":1}' data-sheets-value='{"1":3,"3":0.98}' style="border-bottom:1px solid #000000;overflow:hidden;padding:0px 3px 0px 3px;vertical-align:bottom;text-align:center;">0.98</td> <td data-sheets-numberformat='{"1":2,"2":"0","3":1}' data-sheets-value='{"1":3,"3":28.29}' style="border-bottom:1px solid #000000;overflow:hidden;padding:0px 3px 0px 3px;vertical-align:bottom;text-align:center;">28</td> <td data-sheets-numberformat='{"1":2,"2":"0","3":1}' data-sheets-value='{"1":3,"3":38.28}' style="border-bottom:1px solid #000000;overflow:hidden;padding:0px 3px 0px 3px;vertical-align:bottom;text-align:center;">38</td> <td data-sheets-value='{"1":3,"3":26}' style="border-right:1px solid #000000;border-bottom:1px solid #000000;overflow:hidden;padding:0px 3px 0px 3px;vertical-align:bottom;text-align:center;">26</td> </tr> <tr style="height:20px;"> <td data-sheets-value='{"1":2,"2":"Polycarbonate "}' style="border-left:1px solid #000000;overflow:hidden;padding:0px 3px 0px 3px;vertical-align:bottom;">Polycarbonate </td> <td data-sheets-value='{"1":2,"2":"EW"}' style="overflow:hidden;padding:0px 3px 0px 3px;vertical-align:bottom;">EW</td> <td data-sheets-value='{"1":2,"2":"Clear (A)"}' style="overflow:hidden;padding:0px 3px 0px 3px;vertical-align:bottom;">Clear (A)</td> <td data-sheets-numberformat='{"1":2,"2":"0.00","3":1}' data-sheets-value='{"1":3,"3":1.19}' style="overflow:hidden;padding:0px 3px 0px 3px;vertical-align:bottom;text-align:center;">1.19</td> <td data-sheets-numberformat='{"1":2,"2":"0","3":1}' data-sheets-value='{"1":3,"3":36.08}' style="overflow:hidden;padding:0px 3px 0px 3px;vertical-align:bottom;text-align:center;">36</td> <td data-sheets-numberformat='{"1":2,"2":"0","3":1}' data-sheets-value='{"1":3,"3":54.78}' style="overflow:hidden;padding:0px 3px 0px 3px;vertical-align:bottom;text-align:center;">55</td> <td data-sheets-value='{"1":3,"3":24}' style="border-right:1px solid #000000;overflow:hidden;padding:0px 3px 0px 3px;vertical-align:bottom;text-align:center;">24</td> </tr> <tr style="height:20px;"> <td data-sheets-value='{"1":2,"2":"PC"}' style="border-left:1px solid #000000;overflow:hidden;padding:0px 3px 0px 3px;vertical-align:bottom;">PC</td> <td style="overflow:hidden;padding:0px 3px 0px 3px;vertical-align:bottom;"></td> <td data-sheets-value='{"1":2,"2":"Opal (D)"}' style="overflow:hidden;padding:0px 3px 0px 3px;vertical-align:bottom;">Opal (D)</td> <td data-sheets-numberformat='{"1":2,"2":"0.00","3":1}' data-sheets-value='{"1":3,"3":1.19}' style="overflow:hidden;padding:0px 3px 0px 3px;vertical-align:bottom;text-align:center;">1.19</td> <td data-sheets-numberformat='{"1":2,"2":"0","3":1}' data-sheets-value='{"1":3,"3":23.779999999999998}' style="overflow:hidden;padding:0px 3px 0px 3px;vertical-align:bottom;text-align:center;">24</td> <td data-sheets-numberformat='{"1":2,"2":"0","3":1}' data-sheets-value='{"1":3,"3":39.6}' style="overflow:hidden;padding:0px 3px 0px 3px;vertical-align:bottom;text-align:center;">40</td> <td data-sheets-value='{"1":3,"3":24}' style="border-right:1px solid #000000;overflow:hidden;padding:0px 3px 0px 3px;vertical-align:bottom;text-align:center;">24</td> </tr> <tr style="height:20px;"> <td style="border-left:1px solid #000000;overflow:hidden;padding:0px 3px 0px 3px;vertical-align:bottom;"></td> <td data-sheets-value='{"1":2,"2":"DW"}' style="overflow:hidden;padding:0px 3px 0px 3px;vertical-align:bottom;">DW</td> <td data-sheets-value='{"1":2,"2":"Clear (A/H)"}' style="overflow:hidden;padding:0px 3px 0px 3px;vertical-align:bottom;">Clear (A/H)</td> <td data-sheets-numberformat='{"1":2,"2":"0.00","3":1}' data-sheets-value='{"1":3,"3":0.98}' style="overflow:hidden;padding:0px 3px 0px 3px;vertical-align:bottom;text-align:center;">0.98</td> <td data-sheets-numberformat='{"1":2,"2":"0","3":1}' data-sheets-value='{"1":3,"3":32.39}' style="overflow:hidden;padding:0px 3px 0px 3px;vertical-align:bottom;text-align:center;">32</td> <td data-sheets-numberformat='{"1":2,"2":"0","3":1}' data-sheets-value='{"1":3,"3":47.52}' style="overflow:hidden;padding:0px 3px 0px 3px;vertical-align:bottom;text-align:center;">48</td> <td data-sheets-value='{"1":3,"3":26}' style="border-right:1px solid #000000;overflow:hidden;padding:0px 3px 0px 3px;vertical-align:bottom;text-align:center;">26</td> </tr> <tr style="height:20px;"> <td style="border-left:1px solid #000000;overflow:hidden;padding:0px 3px 0px 3px;vertical-align:bottom;"></td> <td style="overflow:hidden;padding:0px 3px 0px 3px;vertical-align:bottom;"></td> <td data-sheets-value='{"1":2,"2":"Clear (A/A)"}' style="overflow:hidden;padding:0px 3px 0px 3px;vertical-align:bottom;">Clear (A/A)</td> <td data-sheets-numberformat='{"1":2,"2":"0.00","3":1}' data-sheets-value='{"1":3,"3":0.98}' style="overflow:hidden;padding:0px 3px 0px 3px;vertical-align:bottom;text-align:center;">0.98</td> <td data-sheets-numberformat='{"1":2,"2":"0","3":1}' data-sheets-value='{"1":3,"3":31.569999999999997}' style="overflow:hidden;padding:0px 3px 0px 3px;vertical-align:bottom;text-align:center;">32</td> <td data-sheets-numberformat='{"1":2,"2":"0","3":1}' data-sheets-value='{"1":3,"3":45.54}' style="overflow:hidden;padding:0px 3px 0px 3px;vertical-align:bottom;text-align:center;">46</td> <td data-sheets-value='{"1":3,"3":26}' style="border-right:1px solid #000000;overflow:hidden;padding:0px 3px 0px 3px;vertical-align:bottom;text-align:center;">26</td> </tr> <tr style="height:20px;"> <td style="border-left:1px solid #000000;overflow:hidden;padding:0px 3px 0px 3px;vertical-align:bottom;"></td> <td style="overflow:hidden;padding:0px 3px 0px 3px;vertical-align:bottom;"></td> <td data-sheets-value='{"1":2,"2":"Opal (A/O)"}' style="overflow:hidden;padding:0px 3px 0px 3px;vertical-align:bottom;">Opal (A/O)</td> <td data-sheets-numberformat='{"1":2,"2":"0.00","3":1}' data-sheets-value='{"1":3,"3":0.98}' style="overflow:hidden;padding:0px 3px 0px 3px;vertical-align:bottom;text-align:center;">0.98</td> <td data-sheets-numberformat='{"1":2,"2":"0","3":1}' data-sheets-value='{"1":3,"3":29.93}' style="overflow:hidden;padding:0px 3px 0px 3px;vertical-align:bottom;text-align:center;">30</td> <td data-sheets-numberformat='{"1":2,"2":"0","3":1}' data-sheets-value='{"1":3,"3":41.580000000000005}' style="overflow:hidden;padding:0px 3px 0px 3px;vertical-align:bottom;text-align:center;">42</td> <td data-sheets-value='{"1":3,"3":26}' style="border-right:1px solid #000000;overflow:hidden;padding:0px 3px 0px 3px;vertical-align:bottom;text-align:center;">26</td> </tr> <tr style="height:20px;"> <td style="border-bottom:1px solid #000000;border-left:1px solid #000000;overflow:hidden;padding:0px 3px 0px 3px;vertical-align:bottom;"></td> <td style="border-bottom:1px solid #000000;overflow:hidden;padding:0px 3px 0px 3px;vertical-align:bottom;"></td> <td data-sheets-value='{"1":2,"2":"Opal (A/D)"}' style="border-bottom:1px solid #000000;overflow:hidden;padding:0px 3px 0px 3px;vertical-align:bottom;">Opal (A/D)</td> <td data-sheets-numberformat='{"1":2,"2":"0.00","3":1}' data-sheets-value='{"1":3,"3":0.98}' style="border-bottom:1px solid #000000;overflow:hidden;padding:0px 3px 0px 3px;vertical-align:bottom;text-align:center;">0.98</td> <td data-sheets-numberformat='{"1":2,"2":"0","3":1}' data-sheets-value='{"1":3,"3":20.91}' style="border-bottom:1px solid #000000;overflow:hidden;padding:0px 3px 0px 3px;vertical-align:bottom;text-align:center;">21</td> <td data-sheets-numberformat='{"1":2,"2":"0","3":1}' data-sheets-value='{"1":3,"3":33}' style="border-bottom:1px solid #000000;overflow:hidden;padding:0px 3px 0px 3px;vertical-align:bottom;text-align:center;">33</td> <td data-sheets-value='{"1":3,"3":26}' style="border-right:1px solid #000000;border-bottom:1px solid #000000;overflow:hidden;padding:0px 3px 0px 3px;vertical-align:bottom;text-align:center;">26</td> </tr> <tr style="height:20px;"> <td data-sheets-value='{"1":2,"2":"Polycarbonate"}' style="border-left:1px solid #000000;overflow:hidden;padding:0px 3px 0px 3px;vertical-align:bottom;">Polycarbonate</td> <td data-sheets-value='{"1":2,"2":"EW"}' style="overflow:hidden;padding:0px 3px 0px 3px;vertical-align:bottom;">EW</td> <td data-sheets-value='{"1":2,"2":"Heatstop Opal (T)"}' style="overflow:hidden;padding:0px 3px 0px 3px;vertical-align:bottom;">Heatstop Opal (T)</td> <td data-sheets-numberformat='{"1":2,"2":"0.00","3":1}' data-sheets-value='{"1":3,"3":1.19}' style="overflow:hidden;padding:0px 3px 0px 3px;vertical-align:bottom;text-align:center;">1.19</td> <td data-sheets-numberformat='{"1":2,"2":"0","3":1}' data-sheets-value='{"1":3,"3":20.09}' style="overflow:hidden;padding:0px 3px 0px 3px;vertical-align:bottom;text-align:center;">20</td> <td data-sheets-numberformat='{"1":2,"2":"0","3":1}' data-sheets-value='{"1":3,"3":38.940000000000005}' style="overflow:hidden;padding:0px 3px 0px 3px;vertical-align:bottom;text-align:center;">39</td> <td data-sheets-value='{"1":3,"3":24}' style="border-right:1px solid #000000;overflow:hidden;padding:0px 3px 0px 3px;vertical-align:bottom;text-align:center;">24</td> </tr> <tr style="height:20px;"> <td data-sheets-value='{"1":2,"2":"Heatstop PC"}' style="border-left:1px solid #000000;overflow:hidden;padding:0px 3px 0px 3px;vertical-align:bottom;">Heatstop PC</td> <td data-sheets-value='{"1":2,"2":"DW"}' style="overflow:hidden;padding:0px 3px 0px 3px;vertical-align:bottom;">DW</td> <td data-sheets-value='{"1":2,"2":"Clear (T/H)"}' style="overflow:hidden;padding:0px 3px 0px 3px;vertical-align:bottom;">Clear (T/H)</td> <td data-sheets-numberformat='{"1":2,"2":"0.00","3":1}' data-sheets-value='{"1":3,"3":0.98}' style="overflow:hidden;padding:0px 3px 0px 3px;vertical-align:bottom;text-align:center;">0.98</td> <td data-sheets-numberformat='{"1":2,"2":"0","3":1}' data-sheets-value='{"1":3,"3":18.04}' style="overflow:hidden;padding:0px 3px 0px 3px;vertical-align:bottom;text-align:center;">18</td> <td data-sheets-numberformat='{"1":2,"2":"0","3":1}' data-sheets-value='{"1":3,"3":33.660000000000004}' style="overflow:hidden;padding:0px 3px 0px 3px;vertical-align:bottom;text-align:center;">34</td> <td data-sheets-value='{"1":3,"3":26}' style="border-right:1px solid #000000;overflow:hidden;padding:0px 3px 0px 3px;vertical-align:bottom;text-align:center;">26</td> </tr> <tr style="height:20px;"> <td style="border-bottom:1px solid #000000;border-left:1px solid #000000;overflow:hidden;padding:0px 3px 0px 3px;vertical-align:bottom;"></td> <td style="border-bottom:1px solid #000000;overflow:hidden;padding:0px 3px 0px 3px;vertical-align:bottom;"></td> <td data-sheets-value='{"1":2,"2":"Opal (T/O)"}' style="border-bottom:1px solid #000000;overflow:hidden;padding:0px 3px 0px 3px;vertical-align:bottom;">Opal (T/O)</td> <td data-sheets-numberformat='{"1":2,"2":"0.00","3":1}' data-sheets-value='{"1":3,"3":0.98}' style="border-bottom:1px solid #000000;overflow:hidden;padding:0px 3px 0px 3px;vertical-align:bottom;text-align:center;">0.98</td> <td data-sheets-numberformat='{"1":2,"2":"0","3":1}' data-sheets-value='{"1":3,"3":16.81}' style="border-bottom:1px solid #000000;overflow:hidden;padding:0px 3px 0px 3px;vertical-align:bottom;text-align:center;">17</td> <td data-sheets-numberformat='{"1":2,"2":"0","3":1}' data-sheets-value='{"1":3,"3":29.700000000000003}' style="border-bottom:1px solid #000000;overflow:hidden;padding:0px 3px 0px 3px;vertical-align:bottom;text-align:center;">30</td> <td data-sheets-value='{"1":3,"3":26}' style="border-right:1px solid #000000;border-bottom:1px solid #000000;overflow:hidden;padding:0px 3px 0px 3px;vertical-align:bottom;text-align:center;">26</td> </tr> </tbody></table> | skylux-160-ce-met-koepel-en-pvc-opstand-35-30-met-lm-motor-pvc-raam-type-ep25-en-windvang-0800-x-1100-mm | 8586049782093 | 46872388895053
Smoke and heat exhaust (SHEV) | SHE system | Skylux | Skylux 160° CE with skylight and PVC curb 35/30 with LM-actuator, PVC frame type EP25 and spoiler 0800 x 1300 mm |  | 50618 | 5412970506188 | 4846.05 | Yes | 30-45 | 76.34 | 800 x 1300 mm | 1300 | 800 |  | PVC 35/30 (35 cm high & roof opening = 30 cm larger than daylight size) | Rectangular | 1.19 W/m²K - 0.98 W/m²K | 57% - 30% | 37% - 17% | 24dB - 26dB | 160° CE (for industry) | PVC frame EP25 | with spoiler | E | Single actuator | Maximum double-walled skylight possible for this product | Ut-value LT-value g-value Rw-value EN 1873 : 2014 EN ISO 13468 EN 16153 EN 410 EN 410 EN ISO 140-3 Material Walls Shells (W/m²K) (%) (%) (dB) Acrylic EW Clear (H) 1.19 37 57 24 PMMA Opal (O) 1.19 34 50 24 DW Clear (H/H) 0.98 33 50 26 Opal (O/O) 0.98 28 38 26 Polycarbonate EW Clear (A) 1.19 36 55 24 PC Opal (D) 1.19 24 40 24 DW Clear (A/H) 0.98 32 48 26 Clear (A/A) 0.98 32 46 26 Opal (A/O) 0.98 30 42 26 Opal (A/D) 0.98 21 33 26 Polycarbonate EW Heatstop Opal (T) 1.19 20 39 24 Heatstop PC DW Clear (T/H) 0.98 18 34 26 Opal (T/O) 0.98 17 30 26 | https://skylux.eu/en/products/skylux-160-ce-met-koepel-en-pvc-opstand-35-30-met-lm-motor-pvc-raam-type-ep25-en-windvang-0800-x-1300-mm | https://skylux.eu/cdn/shop/files/Skylux-160deg-CE-met-koepel-en-pvc-opstand-3530-met-LM-motor-pvc-raam-type-EP25-en-windvang-0800-x-1300-mm-RWA-systeem.jpg?v=1702982404&width=1600 | https://skylux.eu/cdn/shop/files/e5a82811-1bb0-48e4-a776-cacb59c7c092_91bb8228-eccb-4a3e-affc-7c348d52e819.jpg?v=1688551610&width=1600 | //skylux.eu/cdn/shop/files/E_MH_Mounting_instructions_Skylux_160_CE_LM.pdf?v=12406716259046007223 | //skylux.eu/cdn/shop/files/E_TD_Technical_File_Skylux_Skylux_160_CE_Electric.pdf?v=3667116872303399239 | <style type="text/css" id="isPasted"><!--td {border: 1px solid #cccccc;}br {mso-data-placement:same-cell;}--></style><table border="1" cellpadding="0" cellspacing="0" dir="ltr" style="table-layout:fixed;font-size:10pt;font-family:Arial;border-collapse:collapse;border:none;"><tbody> <tr style="height:20px;"> <td style="overflow:hidden;padding:0px 3px 0px 3px;vertical-align:bottom;"></td> <td style="overflow:hidden;padding:0px 3px 0px 3px;vertical-align:bottom;"></td> <td style="overflow:hidden;padding:0px 3px 0px 3px;vertical-align:bottom;"></td> <td data-sheets-value='{"1":2,"2":"Ut-value"}' style="overflow:hidden;padding:0px 3px 0px 3px;vertical-align:bottom;font-weight:bold;text-align:center;">Ut-value</td> <td data-sheets-value='{"1":2,"2":"LT-value"}' style="overflow:hidden;padding:0px 3px 0px 3px;vertical-align:bottom;font-weight:bold;text-align:center;">LT-value</td> <td data-sheets-value='{"1":2,"2":"g-value"}' style="overflow:hidden;padding:0px 3px 0px 3px;vertical-align:bottom;font-weight:bold;text-align:center;">g-value</td> <td data-sheets-value='{"1":2,"2":"Rw-value "}' style="overflow:hidden;padding:0px 3px 0px 3px;vertical-align:bottom;font-weight:bold;text-align:center;">Rw-value </td> </tr> <tr style="height:20px;"> <td style="overflow:hidden;padding:0px 3px 0px 3px;vertical-align:bottom;"></td> <td style="overflow:hidden;padding:0px 3px 0px 3px;vertical-align:bottom;"></td> <td style="overflow:hidden;padding:0px 3px 0px 3px;vertical-align:bottom;"></td> <td data-sheets-numberformat='{"1":2,"2":"0.00","3":1}' data-sheets-value='{"1":2,"2":"EN 1873 : 2014"}' style="overflow:hidden;padding:0px 3px 0px 3px;vertical-align:bottom;text-align:center;">EN 1873 : 2014</td> <td data-sheets-numberformat='{"1":2,"2":"0","3":1}' data-sheets-value='{"1":2,"2":"EN ISO 13468 EN 16153 EN 410"}' style="overflow:hidden;padding:0px 3px 0px 3px;vertical-align:bottom;text-align:center;">EN ISO 13468 EN 16153 EN 410</td> <td data-sheets-numberformat='{"1":2,"2":"0","3":1}' data-sheets-value='{"1":2,"2":"EN 410"}' style="overflow:hidden;padding:0px 3px 0px 3px;vertical-align:bottom;text-align:center;">EN 410</td> <td data-sheets-value='{"1":2,"2":"EN ISO 140-3\t\t"}' style="overflow:hidden;padding:0px 3px 0px 3px;vertical-align:bottom;text-align:center;">EN ISO 140-3 </td> </tr> <tr style="height:20px;"> <td data-sheets-value='{"1":2,"2":"Material"}' style="border-bottom:1px solid #000000;overflow:hidden;padding:0px 3px 0px 3px;vertical-align:bottom;background-color:#000000;font-weight:bold;color:#ffffff;">Material</td> <td data-sheets-value='{"1":2,"2":"Walls"}' style="border-bottom:1px solid #000000;overflow:hidden;padding:0px 3px 0px 3px;vertical-align:bottom;background-color:#000000;font-weight:bold;color:#ffffff;">Walls</td> <td data-sheets-value='{"1":2,"2":"Shells"}' style="border-bottom:1px solid #000000;overflow:hidden;padding:0px 3px 0px 3px;vertical-align:bottom;background-color:#000000;font-weight:bold;color:#ffffff;">Shells</td> <td data-sheets-numberformat='{"1":2,"2":"0.00","3":1}' data-sheets-value='{"1":2,"2":"(W/m²K)\t"}' style="border-bottom:1px solid #000000;overflow:hidden;padding:0px 3px 0px 3px;vertical-align:bottom;background-color:#000000;font-weight:bold;color:#ffffff;text-align:center;">(W/m²K) </td> <td data-sheets-numberformat='{"1":2,"2":"0","3":1}' data-sheets-value='{"1":2,"2":"(%)"}' style="border-bottom:1px solid #000000;overflow:hidden;padding:0px 3px 0px 3px;vertical-align:bottom;background-color:#000000;font-weight:bold;color:#ffffff;text-align:center;">(%)</td> <td data-sheets-numberformat='{"1":2,"2":"0","3":1}' data-sheets-value='{"1":2,"2":"(%)"}' style="border-bottom:1px solid #000000;overflow:hidden;padding:0px 3px 0px 3px;vertical-align:bottom;background-color:#000000;font-weight:bold;color:#ffffff;text-align:center;">(%)</td> <td data-sheets-value='{"1":2,"2":"(dB)"}' style="border-bottom:1px solid #000000;overflow:hidden;padding:0px 3px 0px 3px;vertical-align:bottom;background-color:#000000;font-weight:bold;color:#ffffff;text-align:center;">(dB)</td> </tr> <tr style="height:20px;"> <td data-sheets-value='{"1":2,"2":"Acrylic"}' style="border-left:1px solid #000000;overflow:hidden;padding:0px 3px 0px 3px;vertical-align:bottom;">Acrylic</td> <td data-sheets-value='{"1":2,"2":"EW"}' style="overflow:hidden;padding:0px 3px 0px 3px;vertical-align:bottom;">EW</td> <td data-sheets-value='{"1":2,"2":"Clear (H)"}' style="overflow:hidden;padding:0px 3px 0px 3px;vertical-align:bottom;">Clear (H)</td> <td data-sheets-numberformat='{"1":2,"2":"0.00","3":1}' data-sheets-value='{"1":3,"3":1.19}' style="overflow:hidden;padding:0px 3px 0px 3px;vertical-align:bottom;text-align:center;">1.19</td> <td data-sheets-numberformat='{"1":2,"2":"0","3":1}' data-sheets-value='{"1":3,"3":36.9}' style="overflow:hidden;padding:0px 3px 0px 3px;vertical-align:bottom;text-align:center;">37</td> <td data-sheets-numberformat='{"1":2,"2":"0","3":1}' data-sheets-value='{"1":3,"3":57.42}' style="overflow:hidden;padding:0px 3px 0px 3px;vertical-align:bottom;text-align:center;">57</td> <td data-sheets-value='{"1":3,"3":24}' style="border-right:1px solid #000000;overflow:hidden;padding:0px 3px 0px 3px;vertical-align:bottom;text-align:center;">24</td> </tr> <tr style="height:20px;"> <td data-sheets-value='{"1":2,"2":"PMMA"}' style="border-left:1px solid #000000;overflow:hidden;padding:0px 3px 0px 3px;vertical-align:bottom;">PMMA</td> <td style="overflow:hidden;padding:0px 3px 0px 3px;vertical-align:bottom;"></td> <td data-sheets-value='{"1":2,"2":"Opal (O)"}' style="overflow:hidden;padding:0px 3px 0px 3px;vertical-align:bottom;">Opal (O)</td> <td data-sheets-numberformat='{"1":2,"2":"0.00","3":1}' data-sheets-value='{"1":3,"3":1.19}' style="overflow:hidden;padding:0px 3px 0px 3px;vertical-align:bottom;text-align:center;">1.19</td> <td data-sheets-numberformat='{"1":2,"2":"0","3":1}' data-sheets-value='{"1":3,"3":34.03}' style="overflow:hidden;padding:0px 3px 0px 3px;vertical-align:bottom;text-align:center;">34</td> <td data-sheets-numberformat='{"1":2,"2":"0","3":1}' data-sheets-value='{"1":3,"3":50.160000000000004}' style="overflow:hidden;padding:0px 3px 0px 3px;vertical-align:bottom;text-align:center;">50</td> <td data-sheets-value='{"1":3,"3":24}' style="border-right:1px solid #000000;overflow:hidden;padding:0px 3px 0px 3px;vertical-align:bottom;text-align:center;">24</td> </tr> <tr style="height:20px;"> <td style="border-left:1px solid #000000;overflow:hidden;padding:0px 3px 0px 3px;vertical-align:bottom;"></td> <td data-sheets-value='{"1":2,"2":"DW"}' style="overflow:hidden;padding:0px 3px 0px 3px;vertical-align:bottom;">DW</td> <td data-sheets-value='{"1":2,"2":"Clear (H/H)"}' style="overflow:hidden;padding:0px 3px 0px 3px;vertical-align:bottom;">Clear (H/H)</td> <td data-sheets-numberformat='{"1":2,"2":"0.00","3":1}' data-sheets-value='{"1":3,"3":0.98}' style="overflow:hidden;padding:0px 3px 0px 3px;vertical-align:bottom;text-align:center;">0.98</td> <td data-sheets-numberformat='{"1":2,"2":"0","3":1}' data-sheets-value='{"1":3,"3":33.21}' style="overflow:hidden;padding:0px 3px 0px 3px;vertical-align:bottom;text-align:center;">33</td> <td data-sheets-numberformat='{"1":2,"2":"0","3":1}' data-sheets-value='{"1":3,"3":49.5}' style="overflow:hidden;padding:0px 3px 0px 3px;vertical-align:bottom;text-align:center;">50</td> <td data-sheets-value='{"1":3,"3":26}' style="border-right:1px solid #000000;overflow:hidden;padding:0px 3px 0px 3px;vertical-align:bottom;text-align:center;">26</td> </tr> <tr style="height:20px;"> <td style="border-bottom:1px solid #000000;border-left:1px solid #000000;overflow:hidden;padding:0px 3px 0px 3px;vertical-align:bottom;"></td> <td style="border-bottom:1px solid #000000;overflow:hidden;padding:0px 3px 0px 3px;vertical-align:bottom;"></td> <td data-sheets-value='{"1":2,"2":"Opal (O/O)"}' style="border-bottom:1px solid #000000;overflow:hidden;padding:0px 3px 0px 3px;vertical-align:bottom;">Opal (O/O)</td> <td data-sheets-numberformat='{"1":2,"2":"0.00","3":1}' data-sheets-value='{"1":3,"3":0.98}' style="border-bottom:1px solid #000000;overflow:hidden;padding:0px 3px 0px 3px;vertical-align:bottom;text-align:center;">0.98</td> <td data-sheets-numberformat='{"1":2,"2":"0","3":1}' data-sheets-value='{"1":3,"3":28.29}' style="border-bottom:1px solid #000000;overflow:hidden;padding:0px 3px 0px 3px;vertical-align:bottom;text-align:center;">28</td> <td data-sheets-numberformat='{"1":2,"2":"0","3":1}' data-sheets-value='{"1":3,"3":38.28}' style="border-bottom:1px solid #000000;overflow:hidden;padding:0px 3px 0px 3px;vertical-align:bottom;text-align:center;">38</td> <td data-sheets-value='{"1":3,"3":26}' style="border-right:1px solid #000000;border-bottom:1px solid #000000;overflow:hidden;padding:0px 3px 0px 3px;vertical-align:bottom;text-align:center;">26</td> </tr> <tr style="height:20px;"> <td data-sheets-value='{"1":2,"2":"Polycarbonate "}' style="border-left:1px solid #000000;overflow:hidden;padding:0px 3px 0px 3px;vertical-align:bottom;">Polycarbonate </td> <td data-sheets-value='{"1":2,"2":"EW"}' style="overflow:hidden;padding:0px 3px 0px 3px;vertical-align:bottom;">EW</td> <td data-sheets-value='{"1":2,"2":"Clear (A)"}' style="overflow:hidden;padding:0px 3px 0px 3px;vertical-align:bottom;">Clear (A)</td> <td data-sheets-numberformat='{"1":2,"2":"0.00","3":1}' data-sheets-value='{"1":3,"3":1.19}' style="overflow:hidden;padding:0px 3px 0px 3px;vertical-align:bottom;text-align:center;">1.19</td> <td data-sheets-numberformat='{"1":2,"2":"0","3":1}' data-sheets-value='{"1":3,"3":36.08}' style="overflow:hidden;padding:0px 3px 0px 3px;vertical-align:bottom;text-align:center;">36</td> <td data-sheets-numberformat='{"1":2,"2":"0","3":1}' data-sheets-value='{"1":3,"3":54.78}' style="overflow:hidden;padding:0px 3px 0px 3px;vertical-align:bottom;text-align:center;">55</td> <td data-sheets-value='{"1":3,"3":24}' style="border-right:1px solid #000000;overflow:hidden;padding:0px 3px 0px 3px;vertical-align:bottom;text-align:center;">24</td> </tr> <tr style="height:20px;"> <td data-sheets-value='{"1":2,"2":"PC"}' style="border-left:1px solid #000000;overflow:hidden;padding:0px 3px 0px 3px;vertical-align:bottom;">PC</td> <td style="overflow:hidden;padding:0px 3px 0px 3px;vertical-align:bottom;"></td> <td data-sheets-value='{"1":2,"2":"Opal (D)"}' style="overflow:hidden;padding:0px 3px 0px 3px;vertical-align:bottom;">Opal (D)</td> <td data-sheets-numberformat='{"1":2,"2":"0.00","3":1}' data-sheets-value='{"1":3,"3":1.19}' style="overflow:hidden;padding:0px 3px 0px 3px;vertical-align:bottom;text-align:center;">1.19</td> <td data-sheets-numberformat='{"1":2,"2":"0","3":1}' data-sheets-value='{"1":3,"3":23.779999999999998}' style="overflow:hidden;padding:0px 3px 0px 3px;vertical-align:bottom;text-align:center;">24</td> <td data-sheets-numberformat='{"1":2,"2":"0","3":1}' data-sheets-value='{"1":3,"3":39.6}' style="overflow:hidden;padding:0px 3px 0px 3px;vertical-align:bottom;text-align:center;">40</td> <td data-sheets-value='{"1":3,"3":24}' style="border-right:1px solid #000000;overflow:hidden;padding:0px 3px 0px 3px;vertical-align:bottom;text-align:center;">24</td> </tr> <tr style="height:20px;"> <td style="border-left:1px solid #000000;overflow:hidden;padding:0px 3px 0px 3px;vertical-align:bottom;"></td> <td data-sheets-value='{"1":2,"2":"DW"}' style="overflow:hidden;padding:0px 3px 0px 3px;vertical-align:bottom;">DW</td> <td data-sheets-value='{"1":2,"2":"Clear (A/H)"}' style="overflow:hidden;padding:0px 3px 0px 3px;vertical-align:bottom;">Clear (A/H)</td> <td data-sheets-numberformat='{"1":2,"2":"0.00","3":1}' data-sheets-value='{"1":3,"3":0.98}' style="overflow:hidden;padding:0px 3px 0px 3px;vertical-align:bottom;text-align:center;">0.98</td> <td data-sheets-numberformat='{"1":2,"2":"0","3":1}' data-sheets-value='{"1":3,"3":32.39}' style="overflow:hidden;padding:0px 3px 0px 3px;vertical-align:bottom;text-align:center;">32</td> <td data-sheets-numberformat='{"1":2,"2":"0","3":1}' data-sheets-value='{"1":3,"3":47.52}' style="overflow:hidden;padding:0px 3px 0px 3px;vertical-align:bottom;text-align:center;">48</td> <td data-sheets-value='{"1":3,"3":26}' style="border-right:1px solid #000000;overflow:hidden;padding:0px 3px 0px 3px;vertical-align:bottom;text-align:center;">26</td> </tr> <tr style="height:20px;"> <td style="border-left:1px solid #000000;overflow:hidden;padding:0px 3px 0px 3px;vertical-align:bottom;"></td> <td style="overflow:hidden;padding:0px 3px 0px 3px;vertical-align:bottom;"></td> <td data-sheets-value='{"1":2,"2":"Clear (A/A)"}' style="overflow:hidden;padding:0px 3px 0px 3px;vertical-align:bottom;">Clear (A/A)</td> <td data-sheets-numberformat='{"1":2,"2":"0.00","3":1}' data-sheets-value='{"1":3,"3":0.98}' style="overflow:hidden;padding:0px 3px 0px 3px;vertical-align:bottom;text-align:center;">0.98</td> <td data-sheets-numberformat='{"1":2,"2":"0","3":1}' data-sheets-value='{"1":3,"3":31.569999999999997}' style="overflow:hidden;padding:0px 3px 0px 3px;vertical-align:bottom;text-align:center;">32</td> <td data-sheets-numberformat='{"1":2,"2":"0","3":1}' data-sheets-value='{"1":3,"3":45.54}' style="overflow:hidden;padding:0px 3px 0px 3px;vertical-align:bottom;text-align:center;">46</td> <td data-sheets-value='{"1":3,"3":26}' style="border-right:1px solid #000000;overflow:hidden;padding:0px 3px 0px 3px;vertical-align:bottom;text-align:center;">26</td> </tr> <tr style="height:20px;"> <td style="border-left:1px solid #000000;overflow:hidden;padding:0px 3px 0px 3px;vertical-align:bottom;"></td> <td style="overflow:hidden;padding:0px 3px 0px 3px;vertical-align:bottom;"></td> <td data-sheets-value='{"1":2,"2":"Opal (A/O)"}' style="overflow:hidden;padding:0px 3px 0px 3px;vertical-align:bottom;">Opal (A/O)</td> <td data-sheets-numberformat='{"1":2,"2":"0.00","3":1}' data-sheets-value='{"1":3,"3":0.98}' style="overflow:hidden;padding:0px 3px 0px 3px;vertical-align:bottom;text-align:center;">0.98</td> <td data-sheets-numberformat='{"1":2,"2":"0","3":1}' data-sheets-value='{"1":3,"3":29.93}' style="overflow:hidden;padding:0px 3px 0px 3px;vertical-align:bottom;text-align:center;">30</td> <td data-sheets-numberformat='{"1":2,"2":"0","3":1}' data-sheets-value='{"1":3,"3":41.580000000000005}' style="overflow:hidden;padding:0px 3px 0px 3px;vertical-align:bottom;text-align:center;">42</td> <td data-sheets-value='{"1":3,"3":26}' style="border-right:1px solid #000000;overflow:hidden;padding:0px 3px 0px 3px;vertical-align:bottom;text-align:center;">26</td> </tr> <tr style="height:20px;"> <td style="border-bottom:1px solid #000000;border-left:1px solid #000000;overflow:hidden;padding:0px 3px 0px 3px;vertical-align:bottom;"></td> <td style="border-bottom:1px solid #000000;overflow:hidden;padding:0px 3px 0px 3px;vertical-align:bottom;"></td> <td data-sheets-value='{"1":2,"2":"Opal (A/D)"}' style="border-bottom:1px solid #000000;overflow:hidden;padding:0px 3px 0px 3px;vertical-align:bottom;">Opal (A/D)</td> <td data-sheets-numberformat='{"1":2,"2":"0.00","3":1}' data-sheets-value='{"1":3,"3":0.98}' style="border-bottom:1px solid #000000;overflow:hidden;padding:0px 3px 0px 3px;vertical-align:bottom;text-align:center;">0.98</td> <td data-sheets-numberformat='{"1":2,"2":"0","3":1}' data-sheets-value='{"1":3,"3":20.91}' style="border-bottom:1px solid #000000;overflow:hidden;padding:0px 3px 0px 3px;vertical-align:bottom;text-align:center;">21</td> <td data-sheets-numberformat='{"1":2,"2":"0","3":1}' data-sheets-value='{"1":3,"3":33}' style="border-bottom:1px solid #000000;overflow:hidden;padding:0px 3px 0px 3px;vertical-align:bottom;text-align:center;">33</td> <td data-sheets-value='{"1":3,"3":26}' style="border-right:1px solid #000000;border-bottom:1px solid #000000;overflow:hidden;padding:0px 3px 0px 3px;vertical-align:bottom;text-align:center;">26</td> </tr> <tr style="height:20px;"> <td data-sheets-value='{"1":2,"2":"Polycarbonate"}' style="border-left:1px solid #000000;overflow:hidden;padding:0px 3px 0px 3px;vertical-align:bottom;">Polycarbonate</td> <td data-sheets-value='{"1":2,"2":"EW"}' style="overflow:hidden;padding:0px 3px 0px 3px;vertical-align:bottom;">EW</td> <td data-sheets-value='{"1":2,"2":"Heatstop Opal (T)"}' style="overflow:hidden;padding:0px 3px 0px 3px;vertical-align:bottom;">Heatstop Opal (T)</td> <td data-sheets-numberformat='{"1":2,"2":"0.00","3":1}' data-sheets-value='{"1":3,"3":1.19}' style="overflow:hidden;padding:0px 3px 0px 3px;vertical-align:bottom;text-align:center;">1.19</td> <td data-sheets-numberformat='{"1":2,"2":"0","3":1}' data-sheets-value='{"1":3,"3":20.09}' style="overflow:hidden;padding:0px 3px 0px 3px;vertical-align:bottom;text-align:center;">20</td> <td data-sheets-numberformat='{"1":2,"2":"0","3":1}' data-sheets-value='{"1":3,"3":38.940000000000005}' style="overflow:hidden;padding:0px 3px 0px 3px;vertical-align:bottom;text-align:center;">39</td> <td data-sheets-value='{"1":3,"3":24}' style="border-right:1px solid #000000;overflow:hidden;padding:0px 3px 0px 3px;vertical-align:bottom;text-align:center;">24</td> </tr> <tr style="height:20px;"> <td data-sheets-value='{"1":2,"2":"Heatstop PC"}' style="border-left:1px solid #000000;overflow:hidden;padding:0px 3px 0px 3px;vertical-align:bottom;">Heatstop PC</td> <td data-sheets-value='{"1":2,"2":"DW"}' style="overflow:hidden;padding:0px 3px 0px 3px;vertical-align:bottom;">DW</td> <td data-sheets-value='{"1":2,"2":"Clear (T/H)"}' style="overflow:hidden;padding:0px 3px 0px 3px;vertical-align:bottom;">Clear (T/H)</td> <td data-sheets-numberformat='{"1":2,"2":"0.00","3":1}' data-sheets-value='{"1":3,"3":0.98}' style="overflow:hidden;padding:0px 3px 0px 3px;vertical-align:bottom;text-align:center;">0.98</td> <td data-sheets-numberformat='{"1":2,"2":"0","3":1}' data-sheets-value='{"1":3,"3":18.04}' style="overflow:hidden;padding:0px 3px 0px 3px;vertical-align:bottom;text-align:center;">18</td> <td data-sheets-numberformat='{"1":2,"2":"0","3":1}' data-sheets-value='{"1":3,"3":33.660000000000004}' style="overflow:hidden;padding:0px 3px 0px 3px;vertical-align:bottom;text-align:center;">34</td> <td data-sheets-value='{"1":3,"3":26}' style="border-right:1px solid #000000;overflow:hidden;padding:0px 3px 0px 3px;vertical-align:bottom;text-align:center;">26</td> </tr> <tr style="height:20px;"> <td style="border-bottom:1px solid #000000;border-left:1px solid #000000;overflow:hidden;padding:0px 3px 0px 3px;vertical-align:bottom;"></td> <td style="border-bottom:1px solid #000000;overflow:hidden;padding:0px 3px 0px 3px;vertical-align:bottom;"></td> <td data-sheets-value='{"1":2,"2":"Opal (T/O)"}' style="border-bottom:1px solid #000000;overflow:hidden;padding:0px 3px 0px 3px;vertical-align:bottom;">Opal (T/O)</td> <td data-sheets-numberformat='{"1":2,"2":"0.00","3":1}' data-sheets-value='{"1":3,"3":0.98}' style="border-bottom:1px solid #000000;overflow:hidden;padding:0px 3px 0px 3px;vertical-align:bottom;text-align:center;">0.98</td> <td data-sheets-numberformat='{"1":2,"2":"0","3":1}' data-sheets-value='{"1":3,"3":16.81}' style="border-bottom:1px solid #000000;overflow:hidden;padding:0px 3px 0px 3px;vertical-align:bottom;text-align:center;">17</td> <td data-sheets-numberformat='{"1":2,"2":"0","3":1}' data-sheets-value='{"1":3,"3":29.700000000000003}' style="border-bottom:1px solid #000000;overflow:hidden;padding:0px 3px 0px 3px;vertical-align:bottom;text-align:center;">30</td> <td data-sheets-value='{"1":3,"3":26}' style="border-right:1px solid #000000;border-bottom:1px solid #000000;overflow:hidden;padding:0px 3px 0px 3px;vertical-align:bottom;text-align:center;">26</td> </tr> </tbody></table> | skylux-160-ce-met-koepel-en-pvc-opstand-35-30-met-lm-motor-pvc-raam-type-ep25-en-windvang-0800-x-1300-mm | 8586049847629 | 46872388993357
Smoke and heat exhaust (SHEV) | SHE system | Skylux | Skylux 160° CE with skylight and PVC curb 35/30 with LM-actuator, PVC frame type EP25 and spoiler 0800 x 1400 mm |  | 50619 | 5412970506195 | 5025.15 | Yes | 30-45 | 75.62 | 800 x 1400 mm | 1400 | 800 |  | PVC 35/30 (35 cm high & roof opening = 30 cm larger than daylight size) | Rectangular | 1.19 W/m²K - 0.98 W/m²K | 57% - 30% | 37% - 17% | 24dB - 26dB | 160° CE (for industry) | PVC frame EP25 | with spoiler | E | Single actuator | Maximum double-walled skylight possible for this product | Ut-value LT-value g-value Rw-value EN 1873 : 2014 EN ISO 13468 EN 16153 EN 410 EN 410 EN ISO 140-3 Material Walls Shells (W/m²K) (%) (%) (dB) Acrylic EW Clear (H) 1.19 37 57 24 PMMA Opal (O) 1.19 34 50 24 DW Clear (H/H) 0.98 33 50 26 Opal (O/O) 0.98 28 38 26 Polycarbonate EW Clear (A) 1.19 36 55 24 PC Opal (D) 1.19 24 40 24 DW Clear (A/H) 0.98 32 48 26 Clear (A/A) 0.98 32 46 26 Opal (A/O) 0.98 30 42 26 Opal (A/D) 0.98 21 33 26 Polycarbonate EW Heatstop Opal (T) 1.19 20 39 24 Heatstop PC DW Clear (T/H) 0.98 18 34 26 Opal (T/O) 0.98 17 30 26 | https://skylux.eu/en/products/skylux-160-ce-met-koepel-en-pvc-opstand-35-30-met-lm-motor-pvc-raam-type-ep25-en-windvang-0800-x-1400-mm | https://skylux.eu/cdn/shop/files/Skylux-160deg-CE-met-koepel-en-pvc-opstand-3530-met-LM-motor-pvc-raam-type-EP25-en-windvang-0800-x-1400-mm-RWA-systeem.jpg?v=1702982410&width=1600 | https://skylux.eu/cdn/shop/files/e5a82811-1bb0-48e4-a776-cacb59c7c092_424f2906-ad03-4539-9f20-25731e5ee80a.jpg?v=1688551611&width=1600 | //skylux.eu/cdn/shop/files/E_MH_Mounting_instructions_Skylux_160_CE_LM.pdf?v=12406716259046007223 | //skylux.eu/cdn/shop/files/E_TD_Technical_File_Skylux_Skylux_160_CE_Electric.pdf?v=3667116872303399239 | <style type="text/css" id="isPasted"><!--td {border: 1px solid #cccccc;}br {mso-data-placement:same-cell;}--></style><table border="1" cellpadding="0" cellspacing="0" dir="ltr" style="table-layout:fixed;font-size:10pt;font-family:Arial;border-collapse:collapse;border:none;"><tbody> <tr style="height:20px;"> <td style="overflow:hidden;padding:0px 3px 0px 3px;vertical-align:bottom;"></td> <td style="overflow:hidden;padding:0px 3px 0px 3px;vertical-align:bottom;"></td> <td style="overflow:hidden;padding:0px 3px 0px 3px;vertical-align:bottom;"></td> <td data-sheets-value='{"1":2,"2":"Ut-value"}' style="overflow:hidden;padding:0px 3px 0px 3px;vertical-align:bottom;font-weight:bold;text-align:center;">Ut-value</td> <td data-sheets-value='{"1":2,"2":"LT-value"}' style="overflow:hidden;padding:0px 3px 0px 3px;vertical-align:bottom;font-weight:bold;text-align:center;">LT-value</td> <td data-sheets-value='{"1":2,"2":"g-value"}' style="overflow:hidden;padding:0px 3px 0px 3px;vertical-align:bottom;font-weight:bold;text-align:center;">g-value</td> <td data-sheets-value='{"1":2,"2":"Rw-value "}' style="overflow:hidden;padding:0px 3px 0px 3px;vertical-align:bottom;font-weight:bold;text-align:center;">Rw-value </td> </tr> <tr style="height:20px;"> <td style="overflow:hidden;padding:0px 3px 0px 3px;vertical-align:bottom;"></td> <td style="overflow:hidden;padding:0px 3px 0px 3px;vertical-align:bottom;"></td> <td style="overflow:hidden;padding:0px 3px 0px 3px;vertical-align:bottom;"></td> <td data-sheets-numberformat='{"1":2,"2":"0.00","3":1}' data-sheets-value='{"1":2,"2":"EN 1873 : 2014"}' style="overflow:hidden;padding:0px 3px 0px 3px;vertical-align:bottom;text-align:center;">EN 1873 : 2014</td> <td data-sheets-numberformat='{"1":2,"2":"0","3":1}' data-sheets-value='{"1":2,"2":"EN ISO 13468 EN 16153 EN 410"}' style="overflow:hidden;padding:0px 3px 0px 3px;vertical-align:bottom;text-align:center;">EN ISO 13468 EN 16153 EN 410</td> <td data-sheets-numberformat='{"1":2,"2":"0","3":1}' data-sheets-value='{"1":2,"2":"EN 410"}' style="overflow:hidden;padding:0px 3px 0px 3px;vertical-align:bottom;text-align:center;">EN 410</td> <td data-sheets-value='{"1":2,"2":"EN ISO 140-3\t\t"}' style="overflow:hidden;padding:0px 3px 0px 3px;vertical-align:bottom;text-align:center;">EN ISO 140-3 </td> </tr> <tr style="height:20px;"> <td data-sheets-value='{"1":2,"2":"Material"}' style="border-bottom:1px solid #000000;overflow:hidden;padding:0px 3px 0px 3px;vertical-align:bottom;background-color:#000000;font-weight:bold;color:#ffffff;">Material</td> <td data-sheets-value='{"1":2,"2":"Walls"}' style="border-bottom:1px solid #000000;overflow:hidden;padding:0px 3px 0px 3px;vertical-align:bottom;background-color:#000000;font-weight:bold;color:#ffffff;">Walls</td> <td data-sheets-value='{"1":2,"2":"Shells"}' style="border-bottom:1px solid #000000;overflow:hidden;padding:0px 3px 0px 3px;vertical-align:bottom;background-color:#000000;font-weight:bold;color:#ffffff;">Shells</td> <td data-sheets-numberformat='{"1":2,"2":"0.00","3":1}' data-sheets-value='{"1":2,"2":"(W/m²K)\t"}' style="border-bottom:1px solid #000000;overflow:hidden;padding:0px 3px 0px 3px;vertical-align:bottom;background-color:#000000;font-weight:bold;color:#ffffff;text-align:center;">(W/m²K) </td> <td data-sheets-numberformat='{"1":2,"2":"0","3":1}' data-sheets-value='{"1":2,"2":"(%)"}' style="border-bottom:1px solid #000000;overflow:hidden;padding:0px 3px 0px 3px;vertical-align:bottom;background-color:#000000;font-weight:bold;color:#ffffff;text-align:center;">(%)</td> <td data-sheets-numberformat='{"1":2,"2":"0","3":1}' data-sheets-value='{"1":2,"2":"(%)"}' style="border-bottom:1px solid #000000;overflow:hidden;padding:0px 3px 0px 3px;vertical-align:bottom;background-color:#000000;font-weight:bold;color:#ffffff;text-align:center;">(%)</td> <td data-sheets-value='{"1":2,"2":"(dB)"}' style="border-bottom:1px solid #000000;overflow:hidden;padding:0px 3px 0px 3px;vertical-align:bottom;background-color:#000000;font-weight:bold;color:#ffffff;text-align:center;">(dB)</td> </tr> <tr style="height:20px;"> <td data-sheets-value='{"1":2,"2":"Acrylic"}' style="border-left:1px solid #000000;overflow:hidden;padding:0px 3px 0px 3px;vertical-align:bottom;">Acrylic</td> <td data-sheets-value='{"1":2,"2":"EW"}' style="overflow:hidden;padding:0px 3px 0px 3px;vertical-align:bottom;">EW</td> <td data-sheets-value='{"1":2,"2":"Clear (H)"}' style="overflow:hidden;padding:0px 3px 0px 3px;vertical-align:bottom;">Clear (H)</td> <td data-sheets-numberformat='{"1":2,"2":"0.00","3":1}' data-sheets-value='{"1":3,"3":1.19}' style="overflow:hidden;padding:0px 3px 0px 3px;vertical-align:bottom;text-align:center;">1.19</td> <td data-sheets-numberformat='{"1":2,"2":"0","3":1}' data-sheets-value='{"1":3,"3":36.9}' style="overflow:hidden;padding:0px 3px 0px 3px;vertical-align:bottom;text-align:center;">37</td> <td data-sheets-numberformat='{"1":2,"2":"0","3":1}' data-sheets-value='{"1":3,"3":57.42}' style="overflow:hidden;padding:0px 3px 0px 3px;vertical-align:bottom;text-align:center;">57</td> <td data-sheets-value='{"1":3,"3":24}' style="border-right:1px solid #000000;overflow:hidden;padding:0px 3px 0px 3px;vertical-align:bottom;text-align:center;">24</td> </tr> <tr style="height:20px;"> <td data-sheets-value='{"1":2,"2":"PMMA"}' style="border-left:1px solid #000000;overflow:hidden;padding:0px 3px 0px 3px;vertical-align:bottom;">PMMA</td> <td style="overflow:hidden;padding:0px 3px 0px 3px;vertical-align:bottom;"></td> <td data-sheets-value='{"1":2,"2":"Opal (O)"}' style="overflow:hidden;padding:0px 3px 0px 3px;vertical-align:bottom;">Opal (O)</td> <td data-sheets-numberformat='{"1":2,"2":"0.00","3":1}' data-sheets-value='{"1":3,"3":1.19}' style="overflow:hidden;padding:0px 3px 0px 3px;vertical-align:bottom;text-align:center;">1.19</td> <td data-sheets-numberformat='{"1":2,"2":"0","3":1}' data-sheets-value='{"1":3,"3":34.03}' style="overflow:hidden;padding:0px 3px 0px 3px;vertical-align:bottom;text-align:center;">34</td> <td data-sheets-numberformat='{"1":2,"2":"0","3":1}' data-sheets-value='{"1":3,"3":50.160000000000004}' style="overflow:hidden;padding:0px 3px 0px 3px;vertical-align:bottom;text-align:center;">50</td> <td data-sheets-value='{"1":3,"3":24}' style="border-right:1px solid #000000;overflow:hidden;padding:0px 3px 0px 3px;vertical-align:bottom;text-align:center;">24</td> </tr> <tr style="height:20px;"> <td style="border-left:1px solid #000000;overflow:hidden;padding:0px 3px 0px 3px;vertical-align:bottom;"></td> <td data-sheets-value='{"1":2,"2":"DW"}' style="overflow:hidden;padding:0px 3px 0px 3px;vertical-align:bottom;">DW</td> <td data-sheets-value='{"1":2,"2":"Clear (H/H)"}' style="overflow:hidden;padding:0px 3px 0px 3px;vertical-align:bottom;">Clear (H/H)</td> <td data-sheets-numberformat='{"1":2,"2":"0.00","3":1}' data-sheets-value='{"1":3,"3":0.98}' style="overflow:hidden;padding:0px 3px 0px 3px;vertical-align:bottom;text-align:center;">0.98</td> <td data-sheets-numberformat='{"1":2,"2":"0","3":1}' data-sheets-value='{"1":3,"3":33.21}' style="overflow:hidden;padding:0px 3px 0px 3px;vertical-align:bottom;text-align:center;">33</td> <td data-sheets-numberformat='{"1":2,"2":"0","3":1}' data-sheets-value='{"1":3,"3":49.5}' style="overflow:hidden;padding:0px 3px 0px 3px;vertical-align:bottom;text-align:center;">50</td> <td data-sheets-value='{"1":3,"3":26}' style="border-right:1px solid #000000;overflow:hidden;padding:0px 3px 0px 3px;vertical-align:bottom;text-align:center;">26</td> </tr> <tr style="height:20px;"> <td style="border-bottom:1px solid #000000;border-left:1px solid #000000;overflow:hidden;padding:0px 3px 0px 3px;vertical-align:bottom;"></td> <td style="border-bottom:1px solid #000000;overflow:hidden;padding:0px 3px 0px 3px;vertical-align:bottom;"></td> <td data-sheets-value='{"1":2,"2":"Opal (O/O)"}' style="border-bottom:1px solid #000000;overflow:hidden;padding:0px 3px 0px 3px;vertical-align:bottom;">Opal (O/O)</td> <td data-sheets-numberformat='{"1":2,"2":"0.00","3":1}' data-sheets-value='{"1":3,"3":0.98}' style="border-bottom:1px solid #000000;overflow:hidden;padding:0px 3px 0px 3px;vertical-align:bottom;text-align:center;">0.98</td> <td data-sheets-numberformat='{"1":2,"2":"0","3":1}' data-sheets-value='{"1":3,"3":28.29}' style="border-bottom:1px solid #000000;overflow:hidden;padding:0px 3px 0px 3px;vertical-align:bottom;text-align:center;">28</td> <td data-sheets-numberformat='{"1":2,"2":"0","3":1}' data-sheets-value='{"1":3,"3":38.28}' style="border-bottom:1px solid #000000;overflow:hidden;padding:0px 3px 0px 3px;vertical-align:bottom;text-align:center;">38</td> <td data-sheets-value='{"1":3,"3":26}' style="border-right:1px solid #000000;border-bottom:1px solid #000000;overflow:hidden;padding:0px 3px 0px 3px;vertical-align:bottom;text-align:center;">26</td> </tr> <tr style="height:20px;"> <td data-sheets-value='{"1":2,"2":"Polycarbonate "}' style="border-left:1px solid #000000;overflow:hidden;padding:0px 3px 0px 3px;vertical-align:bottom;">Polycarbonate </td> <td data-sheets-value='{"1":2,"2":"EW"}' style="overflow:hidden;padding:0px 3px 0px 3px;vertical-align:bottom;">EW</td> <td data-sheets-value='{"1":2,"2":"Clear (A)"}' style="overflow:hidden;padding:0px 3px 0px 3px;vertical-align:bottom;">Clear (A)</td> <td data-sheets-numberformat='{"1":2,"2":"0.00","3":1}' data-sheets-value='{"1":3,"3":1.19}' style="overflow:hidden;padding:0px 3px 0px 3px;vertical-align:bottom;text-align:center;">1.19</td> <td data-sheets-numberformat='{"1":2,"2":"0","3":1}' data-sheets-value='{"1":3,"3":36.08}' style="overflow:hidden;padding:0px 3px 0px 3px;vertical-align:bottom;text-align:center;">36</td> <td data-sheets-numberformat='{"1":2,"2":"0","3":1}' data-sheets-value='{"1":3,"3":54.78}' style="overflow:hidden;padding:0px 3px 0px 3px;vertical-align:bottom;text-align:center;">55</td> <td data-sheets-value='{"1":3,"3":24}' style="border-right:1px solid #000000;overflow:hidden;padding:0px 3px 0px 3px;vertical-align:bottom;text-align:center;">24</td> </tr> <tr style="height:20px;"> <td data-sheets-value='{"1":2,"2":"PC"}' style="border-left:1px solid #000000;overflow:hidden;padding:0px 3px 0px 3px;vertical-align:bottom;">PC</td> <td style="overflow:hidden;padding:0px 3px 0px 3px;vertical-align:bottom;"></td> <td data-sheets-value='{"1":2,"2":"Opal (D)"}' style="overflow:hidden;padding:0px 3px 0px 3px;vertical-align:bottom;">Opal (D)</td> <td data-sheets-numberformat='{"1":2,"2":"0.00","3":1}' data-sheets-value='{"1":3,"3":1.19}' style="overflow:hidden;padding:0px 3px 0px 3px;vertical-align:bottom;text-align:center;">1.19</td> <td data-sheets-numberformat='{"1":2,"2":"0","3":1}' data-sheets-value='{"1":3,"3":23.779999999999998}' style="overflow:hidden;padding:0px 3px 0px 3px;vertical-align:bottom;text-align:center;">24</td> <td data-sheets-numberformat='{"1":2,"2":"0","3":1}' data-sheets-value='{"1":3,"3":39.6}' style="overflow:hidden;padding:0px 3px 0px 3px;vertical-align:bottom;text-align:center;">40</td> <td data-sheets-value='{"1":3,"3":24}' style="border-right:1px solid #000000;overflow:hidden;padding:0px 3px 0px 3px;vertical-align:bottom;text-align:center;">24</td> </tr> <tr style="height:20px;"> <td style="border-left:1px solid #000000;overflow:hidden;padding:0px 3px 0px 3px;vertical-align:bottom;"></td> <td data-sheets-value='{"1":2,"2":"DW"}' style="overflow:hidden;padding:0px 3px 0px 3px;vertical-align:bottom;">DW</td> <td data-sheets-value='{"1":2,"2":"Clear (A/H)"}' style="overflow:hidden;padding:0px 3px 0px 3px;vertical-align:bottom;">Clear (A/H)</td> <td data-sheets-numberformat='{"1":2,"2":"0.00","3":1}' data-sheets-value='{"1":3,"3":0.98}' style="overflow:hidden;padding:0px 3px 0px 3px;vertical-align:bottom;text-align:center;">0.98</td> <td data-sheets-numberformat='{"1":2,"2":"0","3":1}' data-sheets-value='{"1":3,"3":32.39}' style="overflow:hidden;padding:0px 3px 0px 3px;vertical-align:bottom;text-align:center;">32</td> <td data-sheets-numberformat='{"1":2,"2":"0","3":1}' data-sheets-value='{"1":3,"3":47.52}' style="overflow:hidden;padding:0px 3px 0px 3px;vertical-align:bottom;text-align:center;">48</td> <td data-sheets-value='{"1":3,"3":26}' style="border-right:1px solid #000000;overflow:hidden;padding:0px 3px 0px 3px;vertical-align:bottom;text-align:center;">26</td> </tr> <tr style="height:20px;"> <td style="border-left:1px solid #000000;overflow:hidden;padding:0px 3px 0px 3px;vertical-align:bottom;"></td> <td style="overflow:hidden;padding:0px 3px 0px 3px;vertical-align:bottom;"></td> <td data-sheets-value='{"1":2,"2":"Clear (A/A)"}' style="overflow:hidden;padding:0px 3px 0px 3px;vertical-align:bottom;">Clear (A/A)</td> <td data-sheets-numberformat='{"1":2,"2":"0.00","3":1}' data-sheets-value='{"1":3,"3":0.98}' style="overflow:hidden;padding:0px 3px 0px 3px;vertical-align:bottom;text-align:center;">0.98</td> <td data-sheets-numberformat='{"1":2,"2":"0","3":1}' data-sheets-value='{"1":3,"3":31.569999999999997}' style="overflow:hidden;padding:0px 3px 0px 3px;vertical-align:bottom;text-align:center;">32</td> <td data-sheets-numberformat='{"1":2,"2":"0","3":1}' data-sheets-value='{"1":3,"3":45.54}' style="overflow:hidden;padding:0px 3px 0px 3px;vertical-align:bottom;text-align:center;">46</td> <td data-sheets-value='{"1":3,"3":26}' style="border-right:1px solid #000000;overflow:hidden;padding:0px 3px 0px 3px;vertical-align:bottom;text-align:center;">26</td> </tr> <tr style="height:20px;"> <td style="border-left:1px solid #000000;overflow:hidden;padding:0px 3px 0px 3px;vertical-align:bottom;"></td> <td style="overflow:hidden;padding:0px 3px 0px 3px;vertical-align:bottom;"></td> <td data-sheets-value='{"1":2,"2":"Opal (A/O)"}' style="overflow:hidden;padding:0px 3px 0px 3px;vertical-align:bottom;">Opal (A/O)</td> <td data-sheets-numberformat='{"1":2,"2":"0.00","3":1}' data-sheets-value='{"1":3,"3":0.98}' style="overflow:hidden;padding:0px 3px 0px 3px;vertical-align:bottom;text-align:center;">0.98</td> <td data-sheets-numberformat='{"1":2,"2":"0","3":1}' data-sheets-value='{"1":3,"3":29.93}' style="overflow:hidden;padding:0px 3px 0px 3px;vertical-align:bottom;text-align:center;">30</td> <td data-sheets-numberformat='{"1":2,"2":"0","3":1}' data-sheets-value='{"1":3,"3":41.580000000000005}' style="overflow:hidden;padding:0px 3px 0px 3px;vertical-align:bottom;text-align:center;">42</td> <td data-sheets-value='{"1":3,"3":26}' style="border-right:1px solid #000000;overflow:hidden;padding:0px 3px 0px 3px;vertical-align:bottom;text-align:center;">26</td> </tr> <tr style="height:20px;"> <td style="border-bottom:1px solid #000000;border-left:1px solid #000000;overflow:hidden;padding:0px 3px 0px 3px;vertical-align:bottom;"></td> <td style="border-bottom:1px solid #000000;overflow:hidden;padding:0px 3px 0px 3px;vertical-align:bottom;"></td> <td data-sheets-value='{"1":2,"2":"Opal (A/D)"}' style="border-bottom:1px solid #000000;overflow:hidden;padding:0px 3px 0px 3px;vertical-align:bottom;">Opal (A/D)</td> <td data-sheets-numberformat='{"1":2,"2":"0.00","3":1}' data-sheets-value='{"1":3,"3":0.98}' style="border-bottom:1px solid #000000;overflow:hidden;padding:0px 3px 0px 3px;vertical-align:bottom;text-align:center;">0.98</td> <td data-sheets-numberformat='{"1":2,"2":"0","3":1}' data-sheets-value='{"1":3,"3":20.91}' style="border-bottom:1px solid #000000;overflow:hidden;padding:0px 3px 0px 3px;vertical-align:bottom;text-align:center;">21</td> <td data-sheets-numberformat='{"1":2,"2":"0","3":1}' data-sheets-value='{"1":3,"3":33}' style="border-bottom:1px solid #000000;overflow:hidden;padding:0px 3px 0px 3px;vertical-align:bottom;text-align:center;">33</td> <td data-sheets-value='{"1":3,"3":26}' style="border-right:1px solid #000000;border-bottom:1px solid #000000;overflow:hidden;padding:0px 3px 0px 3px;vertical-align:bottom;text-align:center;">26</td> </tr> <tr style="height:20px;"> <td data-sheets-value='{"1":2,"2":"Polycarbonate"}' style="border-left:1px solid #000000;overflow:hidden;padding:0px 3px 0px 3px;vertical-align:bottom;">Polycarbonate</td> <td data-sheets-value='{"1":2,"2":"EW"}' style="overflow:hidden;padding:0px 3px 0px 3px;vertical-align:bottom;">EW</td> <td data-sheets-value='{"1":2,"2":"Heatstop Opal (T)"}' style="overflow:hidden;padding:0px 3px 0px 3px;vertical-align:bottom;">Heatstop Opal (T)</td> <td data-sheets-numberformat='{"1":2,"2":"0.00","3":1}' data-sheets-value='{"1":3,"3":1.19}' style="overflow:hidden;padding:0px 3px 0px 3px;vertical-align:bottom;text-align:center;">1.19</td> <td data-sheets-numberformat='{"1":2,"2":"0","3":1}' data-sheets-value='{"1":3,"3":20.09}' style="overflow:hidden;padding:0px 3px 0px 3px;vertical-align:bottom;text-align:center;">20</td> <td data-sheets-numberformat='{"1":2,"2":"0","3":1}' data-sheets-value='{"1":3,"3":38.940000000000005}' style="overflow:hidden;padding:0px 3px 0px 3px;vertical-align:bottom;text-align:center;">39</td> <td data-sheets-value='{"1":3,"3":24}' style="border-right:1px solid #000000;overflow:hidden;padding:0px 3px 0px 3px;vertical-align:bottom;text-align:center;">24</td> </tr> <tr style="height:20px;"> <td data-sheets-value='{"1":2,"2":"Heatstop PC"}' style="border-left:1px solid #000000;overflow:hidden;padding:0px 3px 0px 3px;vertical-align:bottom;">Heatstop PC</td> <td data-sheets-value='{"1":2,"2":"DW"}' style="overflow:hidden;padding:0px 3px 0px 3px;vertical-align:bottom;">DW</td> <td data-sheets-value='{"1":2,"2":"Clear (T/H)"}' style="overflow:hidden;padding:0px 3px 0px 3px;vertical-align:bottom;">Clear (T/H)</td> <td data-sheets-numberformat='{"1":2,"2":"0.00","3":1}' data-sheets-value='{"1":3,"3":0.98}' style="overflow:hidden;padding:0px 3px 0px 3px;vertical-align:bottom;text-align:center;">0.98</td> <td data-sheets-numberformat='{"1":2,"2":"0","3":1}' data-sheets-value='{"1":3,"3":18.04}' style="overflow:hidden;padding:0px 3px 0px 3px;vertical-align:bottom;text-align:center;">18</td> <td data-sheets-numberformat='{"1":2,"2":"0","3":1}' data-sheets-value='{"1":3,"3":33.660000000000004}' style="overflow:hidden;padding:0px 3px 0px 3px;vertical-align:bottom;text-align:center;">34</td> <td data-sheets-value='{"1":3,"3":26}' style="border-right:1px solid #000000;overflow:hidden;padding:0px 3px 0px 3px;vertical-align:bottom;text-align:center;">26</td> </tr> <tr style="height:20px;"> <td style="border-bottom:1px solid #000000;border-left:1px solid #000000;overflow:hidden;padding:0px 3px 0px 3px;vertical-align:bottom;"></td> <td style="border-bottom:1px solid #000000;overflow:hidden;padding:0px 3px 0px 3px;vertical-align:bottom;"></td> <td data-sheets-value='{"1":2,"2":"Opal (T/O)"}' style="border-bottom:1px solid #000000;overflow:hidden;padding:0px 3px 0px 3px;vertical-align:bottom;">Opal (T/O)</td> <td data-sheets-numberformat='{"1":2,"2":"0.00","3":1}' data-sheets-value='{"1":3,"3":0.98}' style="border-bottom:1px solid #000000;overflow:hidden;padding:0px 3px 0px 3px;vertical-align:bottom;text-align:center;">0.98</td> <td data-sheets-numberformat='{"1":2,"2":"0","3":1}' data-sheets-value='{"1":3,"3":16.81}' style="border-bottom:1px solid #000000;overflow:hidden;padding:0px 3px 0px 3px;vertical-align:bottom;text-align:center;">17</td> <td data-sheets-numberformat='{"1":2,"2":"0","3":1}' data-sheets-value='{"1":3,"3":29.700000000000003}' style="border-bottom:1px solid #000000;overflow:hidden;padding:0px 3px 0px 3px;vertical-align:bottom;text-align:center;">30</td> <td data-sheets-value='{"1":3,"3":26}' style="border-right:1px solid #000000;border-bottom:1px solid #000000;overflow:hidden;padding:0px 3px 0px 3px;vertical-align:bottom;text-align:center;">26</td> </tr> </tbody></table> | skylux-160-ce-met-koepel-en-pvc-opstand-35-30-met-lm-motor-pvc-raam-type-ep25-en-windvang-0800-x-1400-mm | 8586049913165 | 46872389058893
Smoke and heat exhaust (SHEV) | SHE system | Skylux | Skylux 160° CE with skylight and PVC curb 35/30 with LM-actuator, PVC frame type EP25 and spoiler 0900 x 1200 mm |  | 50620 | 5412970506201 | 4870.25 | Yes | 30-45 | 75.93 | 900 x 1200 mm | 1200 | 900 |  | PVC 35/30 (35 cm high & roof opening = 30 cm larger than daylight size) | Rectangular | 1.19 W/m²K - 0.98 W/m²K | 57% - 30% | 37% - 17% | 24dB - 26dB | 160° CE (for industry) | PVC frame EP25 | with spoiler | E | Single actuator | Maximum double-walled skylight possible for this product | Ut-value LT-value g-value Rw-value EN 1873 : 2014 EN ISO 13468 EN 16153 EN 410 EN 410 EN ISO 140-3 Material Walls Shells (W/m²K) (%) (%) (dB) Acrylic EW Clear (H) 1.19 37 57 24 PMMA Opal (O) 1.19 34 50 24 DW Clear (H/H) 0.98 33 50 26 Opal (O/O) 0.98 28 38 26 Polycarbonate EW Clear (A) 1.19 36 55 24 PC Opal (D) 1.19 24 40 24 DW Clear (A/H) 0.98 32 48 26 Clear (A/A) 0.98 32 46 26 Opal (A/O) 0.98 30 42 26 Opal (A/D) 0.98 21 33 26 Polycarbonate EW Heatstop Opal (T) 1.19 20 39 24 Heatstop PC DW Clear (T/H) 0.98 18 34 26 Opal (T/O) 0.98 17 30 26 | https://skylux.eu/en/products/skylux-160-ce-met-koepel-en-pvc-opstand-35-30-met-lm-motor-pvc-raam-type-ep25-en-windvang-0900-x-1200-mm | https://skylux.eu/cdn/shop/files/Skylux-160deg-CE-met-koepel-en-pvc-opstand-3530-met-LM-motor-pvc-raam-type-EP25-en-windvang-0900-x-1200-mm-RWA-systeem.jpg?v=1702982415&width=1600 | https://skylux.eu/cdn/shop/files/e5a82811-1bb0-48e4-a776-cacb59c7c092_cdfce68b-b9e6-42f5-8d7d-3d9a3c73c5c4.jpg?v=1688551612&width=1600 | //skylux.eu/cdn/shop/files/E_MH_Mounting_instructions_Skylux_160_CE_LM.pdf?v=12406716259046007223 | //skylux.eu/cdn/shop/files/E_TD_Technical_File_Skylux_Skylux_160_CE_Electric.pdf?v=3667116872303399239 | <style type="text/css" id="isPasted"><!--td {border: 1px solid #cccccc;}br {mso-data-placement:same-cell;}--></style><table border="1" cellpadding="0" cellspacing="0" dir="ltr" style="table-layout:fixed;font-size:10pt;font-family:Arial;border-collapse:collapse;border:none;"><tbody> <tr style="height:20px;"> <td style="overflow:hidden;padding:0px 3px 0px 3px;vertical-align:bottom;"></td> <td style="overflow:hidden;padding:0px 3px 0px 3px;vertical-align:bottom;"></td> <td style="overflow:hidden;padding:0px 3px 0px 3px;vertical-align:bottom;"></td> <td data-sheets-value='{"1":2,"2":"Ut-value"}' style="overflow:hidden;padding:0px 3px 0px 3px;vertical-align:bottom;font-weight:bold;text-align:center;">Ut-value</td> <td data-sheets-value='{"1":2,"2":"LT-value"}' style="overflow:hidden;padding:0px 3px 0px 3px;vertical-align:bottom;font-weight:bold;text-align:center;">LT-value</td> <td data-sheets-value='{"1":2,"2":"g-value"}' style="overflow:hidden;padding:0px 3px 0px 3px;vertical-align:bottom;font-weight:bold;text-align:center;">g-value</td> <td data-sheets-value='{"1":2,"2":"Rw-value "}' style="overflow:hidden;padding:0px 3px 0px 3px;vertical-align:bottom;font-weight:bold;text-align:center;">Rw-value </td> </tr> <tr style="height:20px;"> <td style="overflow:hidden;padding:0px 3px 0px 3px;vertical-align:bottom;"></td> <td style="overflow:hidden;padding:0px 3px 0px 3px;vertical-align:bottom;"></td> <td style="overflow:hidden;padding:0px 3px 0px 3px;vertical-align:bottom;"></td> <td data-sheets-numberformat='{"1":2,"2":"0.00","3":1}' data-sheets-value='{"1":2,"2":"EN 1873 : 2014"}' style="overflow:hidden;padding:0px 3px 0px 3px;vertical-align:bottom;text-align:center;">EN 1873 : 2014</td> <td data-sheets-numberformat='{"1":2,"2":"0","3":1}' data-sheets-value='{"1":2,"2":"EN ISO 13468 EN 16153 EN 410"}' style="overflow:hidden;padding:0px 3px 0px 3px;vertical-align:bottom;text-align:center;">EN ISO 13468 EN 16153 EN 410</td> <td data-sheets-numberformat='{"1":2,"2":"0","3":1}' data-sheets-value='{"1":2,"2":"EN 410"}' style="overflow:hidden;padding:0px 3px 0px 3px;vertical-align:bottom;text-align:center;">EN 410</td> <td data-sheets-value='{"1":2,"2":"EN ISO 140-3\t\t"}' style="overflow:hidden;padding:0px 3px 0px 3px;vertical-align:bottom;text-align:center;">EN ISO 140-3 </td> </tr> <tr style="height:20px;"> <td data-sheets-value='{"1":2,"2":"Material"}' style="border-bottom:1px solid #000000;overflow:hidden;padding:0px 3px 0px 3px;vertical-align:bottom;background-color:#000000;font-weight:bold;color:#ffffff;">Material</td> <td data-sheets-value='{"1":2,"2":"Walls"}' style="border-bottom:1px solid #000000;overflow:hidden;padding:0px 3px 0px 3px;vertical-align:bottom;background-color:#000000;font-weight:bold;color:#ffffff;">Walls</td> <td data-sheets-value='{"1":2,"2":"Shells"}' style="border-bottom:1px solid #000000;overflow:hidden;padding:0px 3px 0px 3px;vertical-align:bottom;background-color:#000000;font-weight:bold;color:#ffffff;">Shells</td> <td data-sheets-numberformat='{"1":2,"2":"0.00","3":1}' data-sheets-value='{"1":2,"2":"(W/m²K)\t"}' style="border-bottom:1px solid #000000;overflow:hidden;padding:0px 3px 0px 3px;vertical-align:bottom;background-color:#000000;font-weight:bold;color:#ffffff;text-align:center;">(W/m²K) </td> <td data-sheets-numberformat='{"1":2,"2":"0","3":1}' data-sheets-value='{"1":2,"2":"(%)"}' style="border-bottom:1px solid #000000;overflow:hidden;padding:0px 3px 0px 3px;vertical-align:bottom;background-color:#000000;font-weight:bold;color:#ffffff;text-align:center;">(%)</td> <td data-sheets-numberformat='{"1":2,"2":"0","3":1}' data-sheets-value='{"1":2,"2":"(%)"}' style="border-bottom:1px solid #000000;overflow:hidden;padding:0px 3px 0px 3px;vertical-align:bottom;background-color:#000000;font-weight:bold;color:#ffffff;text-align:center;">(%)</td> <td data-sheets-value='{"1":2,"2":"(dB)"}' style="border-bottom:1px solid #000000;overflow:hidden;padding:0px 3px 0px 3px;vertical-align:bottom;background-color:#000000;font-weight:bold;color:#ffffff;text-align:center;">(dB)</td> </tr> <tr style="height:20px;"> <td data-sheets-value='{"1":2,"2":"Acrylic"}' style="border-left:1px solid #000000;overflow:hidden;padding:0px 3px 0px 3px;vertical-align:bottom;">Acrylic</td> <td data-sheets-value='{"1":2,"2":"EW"}' style="overflow:hidden;padding:0px 3px 0px 3px;vertical-align:bottom;">EW</td> <td data-sheets-value='{"1":2,"2":"Clear (H)"}' style="overflow:hidden;padding:0px 3px 0px 3px;vertical-align:bottom;">Clear (H)</td> <td data-sheets-numberformat='{"1":2,"2":"0.00","3":1}' data-sheets-value='{"1":3,"3":1.19}' style="overflow:hidden;padding:0px 3px 0px 3px;vertical-align:bottom;text-align:center;">1.19</td> <td data-sheets-numberformat='{"1":2,"2":"0","3":1}' data-sheets-value='{"1":3,"3":36.9}' style="overflow:hidden;padding:0px 3px 0px 3px;vertical-align:bottom;text-align:center;">37</td> <td data-sheets-numberformat='{"1":2,"2":"0","3":1}' data-sheets-value='{"1":3,"3":57.42}' style="overflow:hidden;padding:0px 3px 0px 3px;vertical-align:bottom;text-align:center;">57</td> <td data-sheets-value='{"1":3,"3":24}' style="border-right:1px solid #000000;overflow:hidden;padding:0px 3px 0px 3px;vertical-align:bottom;text-align:center;">24</td> </tr> <tr style="height:20px;"> <td data-sheets-value='{"1":2,"2":"PMMA"}' style="border-left:1px solid #000000;overflow:hidden;padding:0px 3px 0px 3px;vertical-align:bottom;">PMMA</td> <td style="overflow:hidden;padding:0px 3px 0px 3px;vertical-align:bottom;"></td> <td data-sheets-value='{"1":2,"2":"Opal (O)"}' style="overflow:hidden;padding:0px 3px 0px 3px;vertical-align:bottom;">Opal (O)</td> <td data-sheets-numberformat='{"1":2,"2":"0.00","3":1}' data-sheets-value='{"1":3,"3":1.19}' style="overflow:hidden;padding:0px 3px 0px 3px;vertical-align:bottom;text-align:center;">1.19</td> <td data-sheets-numberformat='{"1":2,"2":"0","3":1}' data-sheets-value='{"1":3,"3":34.03}' style="overflow:hidden;padding:0px 3px 0px 3px;vertical-align:bottom;text-align:center;">34</td> <td data-sheets-numberformat='{"1":2,"2":"0","3":1}' data-sheets-value='{"1":3,"3":50.160000000000004}' style="overflow:hidden;padding:0px 3px 0px 3px;vertical-align:bottom;text-align:center;">50</td> <td data-sheets-value='{"1":3,"3":24}' style="border-right:1px solid #000000;overflow:hidden;padding:0px 3px 0px 3px;vertical-align:bottom;text-align:center;">24</td> </tr> <tr style="height:20px;"> <td style="border-left:1px solid #000000;overflow:hidden;padding:0px 3px 0px 3px;vertical-align:bottom;"></td> <td data-sheets-value='{"1":2,"2":"DW"}' style="overflow:hidden;padding:0px 3px 0px 3px;vertical-align:bottom;">DW</td> <td data-sheets-value='{"1":2,"2":"Clear (H/H)"}' style="overflow:hidden;padding:0px 3px 0px 3px;vertical-align:bottom;">Clear (H/H)</td> <td data-sheets-numberformat='{"1":2,"2":"0.00","3":1}' data-sheets-value='{"1":3,"3":0.98}' style="overflow:hidden;padding:0px 3px 0px 3px;vertical-align:bottom;text-align:center;">0.98</td> <td data-sheets-numberformat='{"1":2,"2":"0","3":1}' data-sheets-value='{"1":3,"3":33.21}' style="overflow:hidden;padding:0px 3px 0px 3px;vertical-align:bottom;text-align:center;">33</td> <td data-sheets-numberformat='{"1":2,"2":"0","3":1}' data-sheets-value='{"1":3,"3":49.5}' style="overflow:hidden;padding:0px 3px 0px 3px;vertical-align:bottom;text-align:center;">50</td> <td data-sheets-value='{"1":3,"3":26}' style="border-right:1px solid #000000;overflow:hidden;padding:0px 3px 0px 3px;vertical-align:bottom;text-align:center;">26</td> </tr> <tr style="height:20px;"> <td style="border-bottom:1px solid #000000;border-left:1px solid #000000;overflow:hidden;padding:0px 3px 0px 3px;vertical-align:bottom;"></td> <td style="border-bottom:1px solid #000000;overflow:hidden;padding:0px 3px 0px 3px;vertical-align:bottom;"></td> <td data-sheets-value='{"1":2,"2":"Opal (O/O)"}' style="border-bottom:1px solid #000000;overflow:hidden;padding:0px 3px 0px 3px;vertical-align:bottom;">Opal (O/O)</td> <td data-sheets-numberformat='{"1":2,"2":"0.00","3":1}' data-sheets-value='{"1":3,"3":0.98}' style="border-bottom:1px solid #000000;overflow:hidden;padding:0px 3px 0px 3px;vertical-align:bottom;text-align:center;">0.98</td> <td data-sheets-numberformat='{"1":2,"2":"0","3":1}' data-sheets-value='{"1":3,"3":28.29}' style="border-bottom:1px solid #000000;overflow:hidden;padding:0px 3px 0px 3px;vertical-align:bottom;text-align:center;">28</td> <td data-sheets-numberformat='{"1":2,"2":"0","3":1}' data-sheets-value='{"1":3,"3":38.28}' style="border-bottom:1px solid #000000;overflow:hidden;padding:0px 3px 0px 3px;vertical-align:bottom;text-align:center;">38</td> <td data-sheets-value='{"1":3,"3":26}' style="border-right:1px solid #000000;border-bottom:1px solid #000000;overflow:hidden;padding:0px 3px 0px 3px;vertical-align:bottom;text-align:center;">26</td> </tr> <tr style="height:20px;"> <td data-sheets-value='{"1":2,"2":"Polycarbonate "}' style="border-left:1px solid #000000;overflow:hidden;padding:0px 3px 0px 3px;vertical-align:bottom;">Polycarbonate </td> <td data-sheets-value='{"1":2,"2":"EW"}' style="overflow:hidden;padding:0px 3px 0px 3px;vertical-align:bottom;">EW</td> <td data-sheets-value='{"1":2,"2":"Clear (A)"}' style="overflow:hidden;padding:0px 3px 0px 3px;vertical-align:bottom;">Clear (A)</td> <td data-sheets-numberformat='{"1":2,"2":"0.00","3":1}' data-sheets-value='{"1":3,"3":1.19}' style="overflow:hidden;padding:0px 3px 0px 3px;vertical-align:bottom;text-align:center;">1.19</td> <td data-sheets-numberformat='{"1":2,"2":"0","3":1}' data-sheets-value='{"1":3,"3":36.08}' style="overflow:hidden;padding:0px 3px 0px 3px;vertical-align:bottom;text-align:center;">36</td> <td data-sheets-numberformat='{"1":2,"2":"0","3":1}' data-sheets-value='{"1":3,"3":54.78}' style="overflow:hidden;padding:0px 3px 0px 3px;vertical-align:bottom;text-align:center;">55</td> <td data-sheets-value='{"1":3,"3":24}' style="border-right:1px solid #000000;overflow:hidden;padding:0px 3px 0px 3px;vertical-align:bottom;text-align:center;">24</td> </tr> <tr style="height:20px;"> <td data-sheets-value='{"1":2,"2":"PC"}' style="border-left:1px solid #000000;overflow:hidden;padding:0px 3px 0px 3px;vertical-align:bottom;">PC</td> <td style="overflow:hidden;padding:0px 3px 0px 3px;vertical-align:bottom;"></td> <td data-sheets-value='{"1":2,"2":"Opal (D)"}' style="overflow:hidden;padding:0px 3px 0px 3px;vertical-align:bottom;">Opal (D)</td> <td data-sheets-numberformat='{"1":2,"2":"0.00","3":1}' data-sheets-value='{"1":3,"3":1.19}' style="overflow:hidden;padding:0px 3px 0px 3px;vertical-align:bottom;text-align:center;">1.19</td> <td data-sheets-numberformat='{"1":2,"2":"0","3":1}' data-sheets-value='{"1":3,"3":23.779999999999998}' style="overflow:hidden;padding:0px 3px 0px 3px;vertical-align:bottom;text-align:center;">24</td> <td data-sheets-numberformat='{"1":2,"2":"0","3":1}' data-sheets-value='{"1":3,"3":39.6}' style="overflow:hidden;padding:0px 3px 0px 3px;vertical-align:bottom;text-align:center;">40</td> <td data-sheets-value='{"1":3,"3":24}' style="border-right:1px solid #000000;overflow:hidden;padding:0px 3px 0px 3px;vertical-align:bottom;text-align:center;">24</td> </tr> <tr style="height:20px;"> <td style="border-left:1px solid #000000;overflow:hidden;padding:0px 3px 0px 3px;vertical-align:bottom;"></td> <td data-sheets-value='{"1":2,"2":"DW"}' style="overflow:hidden;padding:0px 3px 0px 3px;vertical-align:bottom;">DW</td> <td data-sheets-value='{"1":2,"2":"Clear (A/H)"}' style="overflow:hidden;padding:0px 3px 0px 3px;vertical-align:bottom;">Clear (A/H)</td> <td data-sheets-numberformat='{"1":2,"2":"0.00","3":1}' data-sheets-value='{"1":3,"3":0.98}' style="overflow:hidden;padding:0px 3px 0px 3px;vertical-align:bottom;text-align:center;">0.98</td> <td data-sheets-numberformat='{"1":2,"2":"0","3":1}' data-sheets-value='{"1":3,"3":32.39}' style="overflow:hidden;padding:0px 3px 0px 3px;vertical-align:bottom;text-align:center;">32</td> <td data-sheets-numberformat='{"1":2,"2":"0","3":1}' data-sheets-value='{"1":3,"3":47.52}' style="overflow:hidden;padding:0px 3px 0px 3px;vertical-align:bottom;text-align:center;">48</td> <td data-sheets-value='{"1":3,"3":26}' style="border-right:1px solid #000000;overflow:hidden;padding:0px 3px 0px 3px;vertical-align:bottom;text-align:center;">26</td> </tr> <tr style="height:20px;"> <td style="border-left:1px solid #000000;overflow:hidden;padding:0px 3px 0px 3px;vertical-align:bottom;"></td> <td style="overflow:hidden;padding:0px 3px 0px 3px;vertical-align:bottom;"></td> <td data-sheets-value='{"1":2,"2":"Clear (A/A)"}' style="overflow:hidden;padding:0px 3px 0px 3px;vertical-align:bottom;">Clear (A/A)</td> <td data-sheets-numberformat='{"1":2,"2":"0.00","3":1}' data-sheets-value='{"1":3,"3":0.98}' style="overflow:hidden;padding:0px 3px 0px 3px;vertical-align:bottom;text-align:center;">0.98</td> <td data-sheets-numberformat='{"1":2,"2":"0","3":1}' data-sheets-value='{"1":3,"3":31.569999999999997}' style="overflow:hidden;padding:0px 3px 0px 3px;vertical-align:bottom;text-align:center;">32</td> <td data-sheets-numberformat='{"1":2,"2":"0","3":1}' data-sheets-value='{"1":3,"3":45.54}' style="overflow:hidden;padding:0px 3px 0px 3px;vertical-align:bottom;text-align:center;">46</td> <td data-sheets-value='{"1":3,"3":26}' style="border-right:1px solid #000000;overflow:hidden;padding:0px 3px 0px 3px;vertical-align:bottom;text-align:center;">26</td> </tr> <tr style="height:20px;"> <td style="border-left:1px solid #000000;overflow:hidden;padding:0px 3px 0px 3px;vertical-align:bottom;"></td> <td style="overflow:hidden;padding:0px 3px 0px 3px;vertical-align:bottom;"></td> <td data-sheets-value='{"1":2,"2":"Opal (A/O)"}' style="overflow:hidden;padding:0px 3px 0px 3px;vertical-align:bottom;">Opal (A/O)</td> <td data-sheets-numberformat='{"1":2,"2":"0.00","3":1}' data-sheets-value='{"1":3,"3":0.98}' style="overflow:hidden;padding:0px 3px 0px 3px;vertical-align:bottom;text-align:center;">0.98</td> <td data-sheets-numberformat='{"1":2,"2":"0","3":1}' data-sheets-value='{"1":3,"3":29.93}' style="overflow:hidden;padding:0px 3px 0px 3px;vertical-align:bottom;text-align:center;">30</td> <td data-sheets-numberformat='{"1":2,"2":"0","3":1}' data-sheets-value='{"1":3,"3":41.580000000000005}' style="overflow:hidden;padding:0px 3px 0px 3px;vertical-align:bottom;text-align:center;">42</td> <td data-sheets-value='{"1":3,"3":26}' style="border-right:1px solid #000000;overflow:hidden;padding:0px 3px 0px 3px;vertical-align:bottom;text-align:center;">26</td> </tr> <tr style="height:20px;"> <td style="border-bottom:1px solid #000000;border-left:1px solid #000000;overflow:hidden;padding:0px 3px 0px 3px;vertical-align:bottom;"></td> <td style="border-bottom:1px solid #000000;overflow:hidden;padding:0px 3px 0px 3px;vertical-align:bottom;"></td> <td data-sheets-value='{"1":2,"2":"Opal (A/D)"}' style="border-bottom:1px solid #000000;overflow:hidden;padding:0px 3px 0px 3px;vertical-align:bottom;">Opal (A/D)</td> <td data-sheets-numberformat='{"1":2,"2":"0.00","3":1}' data-sheets-value='{"1":3,"3":0.98}' style="border-bottom:1px solid #000000;overflow:hidden;padding:0px 3px 0px 3px;vertical-align:bottom;text-align:center;">0.98</td> <td data-sheets-numberformat='{"1":2,"2":"0","3":1}' data-sheets-value='{"1":3,"3":20.91}' style="border-bottom:1px solid #000000;overflow:hidden;padding:0px 3px 0px 3px;vertical-align:bottom;text-align:center;">21</td> <td data-sheets-numberformat='{"1":2,"2":"0","3":1}' data-sheets-value='{"1":3,"3":33}' style="border-bottom:1px solid #000000;overflow:hidden;padding:0px 3px 0px 3px;vertical-align:bottom;text-align:center;">33</td> <td data-sheets-value='{"1":3,"3":26}' style="border-right:1px solid #000000;border-bottom:1px solid #000000;overflow:hidden;padding:0px 3px 0px 3px;vertical-align:bottom;text-align:center;">26</td> </tr> <tr style="height:20px;"> <td data-sheets-value='{"1":2,"2":"Polycarbonate"}' style="border-left:1px solid #000000;overflow:hidden;padding:0px 3px 0px 3px;vertical-align:bottom;">Polycarbonate</td> <td data-sheets-value='{"1":2,"2":"EW"}' style="overflow:hidden;padding:0px 3px 0px 3px;vertical-align:bottom;">EW</td> <td data-sheets-value='{"1":2,"2":"Heatstop Opal (T)"}' style="overflow:hidden;padding:0px 3px 0px 3px;vertical-align:bottom;">Heatstop Opal (T)</td> <td data-sheets-numberformat='{"1":2,"2":"0.00","3":1}' data-sheets-value='{"1":3,"3":1.19}' style="overflow:hidden;padding:0px 3px 0px 3px;vertical-align:bottom;text-align:center;">1.19</td> <td data-sheets-numberformat='{"1":2,"2":"0","3":1}' data-sheets-value='{"1":3,"3":20.09}' style="overflow:hidden;padding:0px 3px 0px 3px;vertical-align:bottom;text-align:center;">20</td> <td data-sheets-numberformat='{"1":2,"2":"0","3":1}' data-sheets-value='{"1":3,"3":38.940000000000005}' style="overflow:hidden;padding:0px 3px 0px 3px;vertical-align:bottom;text-align:center;">39</td> <td data-sheets-value='{"1":3,"3":24}' style="border-right:1px solid #000000;overflow:hidden;padding:0px 3px 0px 3px;vertical-align:bottom;text-align:center;">24</td> </tr> <tr style="height:20px;"> <td data-sheets-value='{"1":2,"2":"Heatstop PC"}' style="border-left:1px solid #000000;overflow:hidden;padding:0px 3px 0px 3px;vertical-align:bottom;">Heatstop PC</td> <td data-sheets-value='{"1":2,"2":"DW"}' style="overflow:hidden;padding:0px 3px 0px 3px;vertical-align:bottom;">DW</td> <td data-sheets-value='{"1":2,"2":"Clear (T/H)"}' style="overflow:hidden;padding:0px 3px 0px 3px;vertical-align:bottom;">Clear (T/H)</td> <td data-sheets-numberformat='{"1":2,"2":"0.00","3":1}' data-sheets-value='{"1":3,"3":0.98}' style="overflow:hidden;padding:0px 3px 0px 3px;vertical-align:bottom;text-align:center;">0.98</td> <td data-sheets-numberformat='{"1":2,"2":"0","3":1}' data-sheets-value='{"1":3,"3":18.04}' style="overflow:hidden;padding:0px 3px 0px 3px;vertical-align:bottom;text-align:center;">18</td> <td data-sheets-numberformat='{"1":2,"2":"0","3":1}' data-sheets-value='{"1":3,"3":33.660000000000004}' style="overflow:hidden;padding:0px 3px 0px 3px;vertical-align:bottom;text-align:center;">34</td> <td data-sheets-value='{"1":3,"3":26}' style="border-right:1px solid #000000;overflow:hidden;padding:0px 3px 0px 3px;vertical-align:bottom;text-align:center;">26</td> </tr> <tr style="height:20px;"> <td style="border-bottom:1px solid #000000;border-left:1px solid #000000;overflow:hidden;padding:0px 3px 0px 3px;vertical-align:bottom;"></td> <td style="border-bottom:1px solid #000000;overflow:hidden;padding:0px 3px 0px 3px;vertical-align:bottom;"></td> <td data-sheets-value='{"1":2,"2":"Opal (T/O)"}' style="border-bottom:1px solid #000000;overflow:hidden;padding:0px 3px 0px 3px;vertical-align:bottom;">Opal (T/O)</td> <td data-sheets-numberformat='{"1":2,"2":"0.00","3":1}' data-sheets-value='{"1":3,"3":0.98}' style="border-bottom:1px solid #000000;overflow:hidden;padding:0px 3px 0px 3px;vertical-align:bottom;text-align:center;">0.98</td> <td data-sheets-numberformat='{"1":2,"2":"0","3":1}' data-sheets-value='{"1":3,"3":16.81}' style="border-bottom:1px solid #000000;overflow:hidden;padding:0px 3px 0px 3px;vertical-align:bottom;text-align:center;">17</td> <td data-sheets-numberformat='{"1":2,"2":"0","3":1}' data-sheets-value='{"1":3,"3":29.700000000000003}' style="border-bottom:1px solid #000000;overflow:hidden;padding:0px 3px 0px 3px;vertical-align:bottom;text-align:center;">30</td> <td data-sheets-value='{"1":3,"3":26}' style="border-right:1px solid #000000;border-bottom:1px solid #000000;overflow:hidden;padding:0px 3px 0px 3px;vertical-align:bottom;text-align:center;">26</td> </tr> </tbody></table> | skylux-160-ce-met-koepel-en-pvc-opstand-35-30-met-lm-motor-pvc-raam-type-ep25-en-windvang-0900-x-1200-mm | 8586049978701 | 46872389157197
Smoke and heat exhaust (SHEV) | SHE system | Skylux | Skylux 160° CE with skylight and PVC curb 35/30 with LM-actuator, PVC frame type EP25 and spoiler 0900 x 1500 mm |  | 50621 | 5412970506218 | 5130.4 | Yes | 30-45 | 82.64 | 900 x 1500 mm | 1500 | 900 |  | PVC 35/30 (35 cm high & roof opening = 30 cm larger than daylight size) | Rectangular | 1.19 W/m²K - 0.98 W/m²K | 57% - 30% | 37% - 17% | 24dB - 26dB | 160° CE (for industry) | PVC frame EP25 | with spoiler | E | Single actuator | Maximum double-walled skylight possible for this product | Ut-value LT-value g-value Rw-value EN 1873 : 2014 EN ISO 13468 EN 16153 EN 410 EN 410 EN ISO 140-3 Material Walls Shells (W/m²K) (%) (%) (dB) Acrylic EW Clear (H) 1.19 37 57 24 PMMA Opal (O) 1.19 34 50 24 DW Clear (H/H) 0.98 33 50 26 Opal (O/O) 0.98 28 38 26 Polycarbonate EW Clear (A) 1.19 36 55 24 PC Opal (D) 1.19 24 40 24 DW Clear (A/H) 0.98 32 48 26 Clear (A/A) 0.98 32 46 26 Opal (A/O) 0.98 30 42 26 Opal (A/D) 0.98 21 33 26 Polycarbonate EW Heatstop Opal (T) 1.19 20 39 24 Heatstop PC DW Clear (T/H) 0.98 18 34 26 Opal (T/O) 0.98 17 30 26 | https://skylux.eu/en/products/skylux-160-ce-met-koepel-en-pvc-opstand-35-30-met-lm-motor-pvc-raam-type-ep25-en-windvang-0900-x-1500-mm | https://skylux.eu/cdn/shop/files/Skylux-160deg-CE-met-koepel-en-pvc-opstand-3530-met-LM-motor-pvc-raam-type-EP25-en-windvang-0900-x-1500-mm-RWA-systeem.jpg?v=1702982420&width=1600 | https://skylux.eu/cdn/shop/files/e5a82811-1bb0-48e4-a776-cacb59c7c092_278f39bb-d330-4b88-991d-4852299c00f3.jpg?v=1688551613&width=1600 | //skylux.eu/cdn/shop/files/E_MH_Mounting_instructions_Skylux_160_CE_LM.pdf?v=12406716259046007223 | //skylux.eu/cdn/shop/files/E_TD_Technical_File_Skylux_Skylux_160_CE_Electric.pdf?v=3667116872303399239 | <style type="text/css" id="isPasted"><!--td {border: 1px solid #cccccc;}br {mso-data-placement:same-cell;}--></style><table border="1" cellpadding="0" cellspacing="0" dir="ltr" style="table-layout:fixed;font-size:10pt;font-family:Arial;border-collapse:collapse;border:none;"><tbody> <tr style="height:20px;"> <td style="overflow:hidden;padding:0px 3px 0px 3px;vertical-align:bottom;"></td> <td style="overflow:hidden;padding:0px 3px 0px 3px;vertical-align:bottom;"></td> <td style="overflow:hidden;padding:0px 3px 0px 3px;vertical-align:bottom;"></td> <td data-sheets-value='{"1":2,"2":"Ut-value"}' style="overflow:hidden;padding:0px 3px 0px 3px;vertical-align:bottom;font-weight:bold;text-align:center;">Ut-value</td> <td data-sheets-value='{"1":2,"2":"LT-value"}' style="overflow:hidden;padding:0px 3px 0px 3px;vertical-align:bottom;font-weight:bold;text-align:center;">LT-value</td> <td data-sheets-value='{"1":2,"2":"g-value"}' style="overflow:hidden;padding:0px 3px 0px 3px;vertical-align:bottom;font-weight:bold;text-align:center;">g-value</td> <td data-sheets-value='{"1":2,"2":"Rw-value "}' style="overflow:hidden;padding:0px 3px 0px 3px;vertical-align:bottom;font-weight:bold;text-align:center;">Rw-value </td> </tr> <tr style="height:20px;"> <td style="overflow:hidden;padding:0px 3px 0px 3px;vertical-align:bottom;"></td> <td style="overflow:hidden;padding:0px 3px 0px 3px;vertical-align:bottom;"></td> <td style="overflow:hidden;padding:0px 3px 0px 3px;vertical-align:bottom;"></td> <td data-sheets-numberformat='{"1":2,"2":"0.00","3":1}' data-sheets-value='{"1":2,"2":"EN 1873 : 2014"}' style="overflow:hidden;padding:0px 3px 0px 3px;vertical-align:bottom;text-align:center;">EN 1873 : 2014</td> <td data-sheets-numberformat='{"1":2,"2":"0","3":1}' data-sheets-value='{"1":2,"2":"EN ISO 13468 EN 16153 EN 410"}' style="overflow:hidden;padding:0px 3px 0px 3px;vertical-align:bottom;text-align:center;">EN ISO 13468 EN 16153 EN 410</td> <td data-sheets-numberformat='{"1":2,"2":"0","3":1}' data-sheets-value='{"1":2,"2":"EN 410"}' style="overflow:hidden;padding:0px 3px 0px 3px;vertical-align:bottom;text-align:center;">EN 410</td> <td data-sheets-value='{"1":2,"2":"EN ISO 140-3\t\t"}' style="overflow:hidden;padding:0px 3px 0px 3px;vertical-align:bottom;text-align:center;">EN ISO 140-3 </td> </tr> <tr style="height:20px;"> <td data-sheets-value='{"1":2,"2":"Material"}' style="border-bottom:1px solid #000000;overflow:hidden;padding:0px 3px 0px 3px;vertical-align:bottom;background-color:#000000;font-weight:bold;color:#ffffff;">Material</td> <td data-sheets-value='{"1":2,"2":"Walls"}' style="border-bottom:1px solid #000000;overflow:hidden;padding:0px 3px 0px 3px;vertical-align:bottom;background-color:#000000;font-weight:bold;color:#ffffff;">Walls</td> <td data-sheets-value='{"1":2,"2":"Shells"}' style="border-bottom:1px solid #000000;overflow:hidden;padding:0px 3px 0px 3px;vertical-align:bottom;background-color:#000000;font-weight:bold;color:#ffffff;">Shells</td> <td data-sheets-numberformat='{"1":2,"2":"0.00","3":1}' data-sheets-value='{"1":2,"2":"(W/m²K)\t"}' style="border-bottom:1px solid #000000;overflow:hidden;padding:0px 3px 0px 3px;vertical-align:bottom;background-color:#000000;font-weight:bold;color:#ffffff;text-align:center;">(W/m²K) </td> <td data-sheets-numberformat='{"1":2,"2":"0","3":1}' data-sheets-value='{"1":2,"2":"(%)"}' style="border-bottom:1px solid #000000;overflow:hidden;padding:0px 3px 0px 3px;vertical-align:bottom;background-color:#000000;font-weight:bold;color:#ffffff;text-align:center;">(%)</td> <td data-sheets-numberformat='{"1":2,"2":"0","3":1}' data-sheets-value='{"1":2,"2":"(%)"}' style="border-bottom:1px solid #000000;overflow:hidden;padding:0px 3px 0px 3px;vertical-align:bottom;background-color:#000000;font-weight:bold;color:#ffffff;text-align:center;">(%)</td> <td data-sheets-value='{"1":2,"2":"(dB)"}' style="border-bottom:1px solid #000000;overflow:hidden;padding:0px 3px 0px 3px;vertical-align:bottom;background-color:#000000;font-weight:bold;color:#ffffff;text-align:center;">(dB)</td> </tr> <tr style="height:20px;"> <td data-sheets-value='{"1":2,"2":"Acrylic"}' style="border-left:1px solid #000000;overflow:hidden;padding:0px 3px 0px 3px;vertical-align:bottom;">Acrylic</td> <td data-sheets-value='{"1":2,"2":"EW"}' style="overflow:hidden;padding:0px 3px 0px 3px;vertical-align:bottom;">EW</td> <td data-sheets-value='{"1":2,"2":"Clear (H)"}' style="overflow:hidden;padding:0px 3px 0px 3px;vertical-align:bottom;">Clear (H)</td> <td data-sheets-numberformat='{"1":2,"2":"0.00","3":1}' data-sheets-value='{"1":3,"3":1.19}' style="overflow:hidden;padding:0px 3px 0px 3px;vertical-align:bottom;text-align:center;">1.19</td> <td data-sheets-numberformat='{"1":2,"2":"0","3":1}' data-sheets-value='{"1":3,"3":36.9}' style="overflow:hidden;padding:0px 3px 0px 3px;vertical-align:bottom;text-align:center;">37</td> <td data-sheets-numberformat='{"1":2,"2":"0","3":1}' data-sheets-value='{"1":3,"3":57.42}' style="overflow:hidden;padding:0px 3px 0px 3px;vertical-align:bottom;text-align:center;">57</td> <td data-sheets-value='{"1":3,"3":24}' style="border-right:1px solid #000000;overflow:hidden;padding:0px 3px 0px 3px;vertical-align:bottom;text-align:center;">24</td> </tr> <tr style="height:20px;"> <td data-sheets-value='{"1":2,"2":"PMMA"}' style="border-left:1px solid #000000;overflow:hidden;padding:0px 3px 0px 3px;vertical-align:bottom;">PMMA</td> <td style="overflow:hidden;padding:0px 3px 0px 3px;vertical-align:bottom;"></td> <td data-sheets-value='{"1":2,"2":"Opal (O)"}' style="overflow:hidden;padding:0px 3px 0px 3px;vertical-align:bottom;">Opal (O)</td> <td data-sheets-numberformat='{"1":2,"2":"0.00","3":1}' data-sheets-value='{"1":3,"3":1.19}' style="overflow:hidden;padding:0px 3px 0px 3px;vertical-align:bottom;text-align:center;">1.19</td> <td data-sheets-numberformat='{"1":2,"2":"0","3":1}' data-sheets-value='{"1":3,"3":34.03}' style="overflow:hidden;padding:0px 3px 0px 3px;vertical-align:bottom;text-align:center;">34</td> <td data-sheets-numberformat='{"1":2,"2":"0","3":1}' data-sheets-value='{"1":3,"3":50.160000000000004}' style="overflow:hidden;padding:0px 3px 0px 3px;vertical-align:bottom;text-align:center;">50</td> <td data-sheets-value='{"1":3,"3":24}' style="border-right:1px solid #000000;overflow:hidden;padding:0px 3px 0px 3px;vertical-align:bottom;text-align:center;">24</td> </tr> <tr style="height:20px;"> <td style="border-left:1px solid #000000;overflow:hidden;padding:0px 3px 0px 3px;vertical-align:bottom;"></td> <td data-sheets-value='{"1":2,"2":"DW"}' style="overflow:hidden;padding:0px 3px 0px 3px;vertical-align:bottom;">DW</td> <td data-sheets-value='{"1":2,"2":"Clear (H/H)"}' style="overflow:hidden;padding:0px 3px 0px 3px;vertical-align:bottom;">Clear (H/H)</td> <td data-sheets-numberformat='{"1":2,"2":"0.00","3":1}' data-sheets-value='{"1":3,"3":0.98}' style="overflow:hidden;padding:0px 3px 0px 3px;vertical-align:bottom;text-align:center;">0.98</td> <td data-sheets-numberformat='{"1":2,"2":"0","3":1}' data-sheets-value='{"1":3,"3":33.21}' style="overflow:hidden;padding:0px 3px 0px 3px;vertical-align:bottom;text-align:center;">33</td> <td data-sheets-numberformat='{"1":2,"2":"0","3":1}' data-sheets-value='{"1":3,"3":49.5}' style="overflow:hidden;padding:0px 3px 0px 3px;vertical-align:bottom;text-align:center;">50</td> <td data-sheets-value='{"1":3,"3":26}' style="border-right:1px solid #000000;overflow:hidden;padding:0px 3px 0px 3px;vertical-align:bottom;text-align:center;">26</td> </tr> <tr style="height:20px;"> <td style="border-bottom:1px solid #000000;border-left:1px solid #000000;overflow:hidden;padding:0px 3px 0px 3px;vertical-align:bottom;"></td> <td style="border-bottom:1px solid #000000;overflow:hidden;padding:0px 3px 0px 3px;vertical-align:bottom;"></td> <td data-sheets-value='{"1":2,"2":"Opal (O/O)"}' style="border-bottom:1px solid #000000;overflow:hidden;padding:0px 3px 0px 3px;vertical-align:bottom;">Opal (O/O)</td> <td data-sheets-numberformat='{"1":2,"2":"0.00","3":1}' data-sheets-value='{"1":3,"3":0.98}' style="border-bottom:1px solid #000000;overflow:hidden;padding:0px 3px 0px 3px;vertical-align:bottom;text-align:center;">0.98</td> <td data-sheets-numberformat='{"1":2,"2":"0","3":1}' data-sheets-value='{"1":3,"3":28.29}' style="border-bottom:1px solid #000000;overflow:hidden;padding:0px 3px 0px 3px;vertical-align:bottom;text-align:center;">28</td> <td data-sheets-numberformat='{"1":2,"2":"0","3":1}' data-sheets-value='{"1":3,"3":38.28}' style="border-bottom:1px solid #000000;overflow:hidden;padding:0px 3px 0px 3px;vertical-align:bottom;text-align:center;">38</td> <td data-sheets-value='{"1":3,"3":26}' style="border-right:1px solid #000000;border-bottom:1px solid #000000;overflow:hidden;padding:0px 3px 0px 3px;vertical-align:bottom;text-align:center;">26</td> </tr> <tr style="height:20px;"> <td data-sheets-value='{"1":2,"2":"Polycarbonate "}' style="border-left:1px solid #000000;overflow:hidden;padding:0px 3px 0px 3px;vertical-align:bottom;">Polycarbonate </td> <td data-sheets-value='{"1":2,"2":"EW"}' style="overflow:hidden;padding:0px 3px 0px 3px;vertical-align:bottom;">EW</td> <td data-sheets-value='{"1":2,"2":"Clear (A)"}' style="overflow:hidden;padding:0px 3px 0px 3px;vertical-align:bottom;">Clear (A)</td> <td data-sheets-numberformat='{"1":2,"2":"0.00","3":1}' data-sheets-value='{"1":3,"3":1.19}' style="overflow:hidden;padding:0px 3px 0px 3px;vertical-align:bottom;text-align:center;">1.19</td> <td data-sheets-numberformat='{"1":2,"2":"0","3":1}' data-sheets-value='{"1":3,"3":36.08}' style="overflow:hidden;padding:0px 3px 0px 3px;vertical-align:bottom;text-align:center;">36</td> <td data-sheets-numberformat='{"1":2,"2":"0","3":1}' data-sheets-value='{"1":3,"3":54.78}' style="overflow:hidden;padding:0px 3px 0px 3px;vertical-align:bottom;text-align:center;">55</td> <td data-sheets-value='{"1":3,"3":24}' style="border-right:1px solid #000000;overflow:hidden;padding:0px 3px 0px 3px;vertical-align:bottom;text-align:center;">24</td> </tr> <tr style="height:20px;"> <td data-sheets-value='{"1":2,"2":"PC"}' style="border-left:1px solid #000000;overflow:hidden;padding:0px 3px 0px 3px;vertical-align:bottom;">PC</td> <td style="overflow:hidden;padding:0px 3px 0px 3px;vertical-align:bottom;"></td> <td data-sheets-value='{"1":2,"2":"Opal (D)"}' style="overflow:hidden;padding:0px 3px 0px 3px;vertical-align:bottom;">Opal (D)</td> <td data-sheets-numberformat='{"1":2,"2":"0.00","3":1}' data-sheets-value='{"1":3,"3":1.19}' style="overflow:hidden;padding:0px 3px 0px 3px;vertical-align:bottom;text-align:center;">1.19</td> <td data-sheets-numberformat='{"1":2,"2":"0","3":1}' data-sheets-value='{"1":3,"3":23.779999999999998}' style="overflow:hidden;padding:0px 3px 0px 3px;vertical-align:bottom;text-align:center;">24</td> <td data-sheets-numberformat='{"1":2,"2":"0","3":1}' data-sheets-value='{"1":3,"3":39.6}' style="overflow:hidden;padding:0px 3px 0px 3px;vertical-align:bottom;text-align:center;">40</td> <td data-sheets-value='{"1":3,"3":24}' style="border-right:1px solid #000000;overflow:hidden;padding:0px 3px 0px 3px;vertical-align:bottom;text-align:center;">24</td> </tr> <tr style="height:20px;"> <td style="border-left:1px solid #000000;overflow:hidden;padding:0px 3px 0px 3px;vertical-align:bottom;"></td> <td data-sheets-value='{"1":2,"2":"DW"}' style="overflow:hidden;padding:0px 3px 0px 3px;vertical-align:bottom;">DW</td> <td data-sheets-value='{"1":2,"2":"Clear (A/H)"}' style="overflow:hidden;padding:0px 3px 0px 3px;vertical-align:bottom;">Clear (A/H)</td> <td data-sheets-numberformat='{"1":2,"2":"0.00","3":1}' data-sheets-value='{"1":3,"3":0.98}' style="overflow:hidden;padding:0px 3px 0px 3px;vertical-align:bottom;text-align:center;">0.98</td> <td data-sheets-numberformat='{"1":2,"2":"0","3":1}' data-sheets-value='{"1":3,"3":32.39}' style="overflow:hidden;padding:0px 3px 0px 3px;vertical-align:bottom;text-align:center;">32</td> <td data-sheets-numberformat='{"1":2,"2":"0","3":1}' data-sheets-value='{"1":3,"3":47.52}' style="overflow:hidden;padding:0px 3px 0px 3px;vertical-align:bottom;text-align:center;">48</td> <td data-sheets-value='{"1":3,"3":26}' style="border-right:1px solid #000000;overflow:hidden;padding:0px 3px 0px 3px;vertical-align:bottom;text-align:center;">26</td> </tr> <tr style="height:20px;"> <td style="border-left:1px solid #000000;overflow:hidden;padding:0px 3px 0px 3px;vertical-align:bottom;"></td> <td style="overflow:hidden;padding:0px 3px 0px 3px;vertical-align:bottom;"></td> <td data-sheets-value='{"1":2,"2":"Clear (A/A)"}' style="overflow:hidden;padding:0px 3px 0px 3px;vertical-align:bottom;">Clear (A/A)</td> <td data-sheets-numberformat='{"1":2,"2":"0.00","3":1}' data-sheets-value='{"1":3,"3":0.98}' style="overflow:hidden;padding:0px 3px 0px 3px;vertical-align:bottom;text-align:center;">0.98</td> <td data-sheets-numberformat='{"1":2,"2":"0","3":1}' data-sheets-value='{"1":3,"3":31.569999999999997}' style="overflow:hidden;padding:0px 3px 0px 3px;vertical-align:bottom;text-align:center;">32</td> <td data-sheets-numberformat='{"1":2,"2":"0","3":1}' data-sheets-value='{"1":3,"3":45.54}' style="overflow:hidden;padding:0px 3px 0px 3px;vertical-align:bottom;text-align:center;">46</td> <td data-sheets-value='{"1":3,"3":26}' style="border-right:1px solid #000000;overflow:hidden;padding:0px 3px 0px 3px;vertical-align:bottom;text-align:center;">26</td> </tr> <tr style="height:20px;"> <td style="border-left:1px solid #000000;overflow:hidden;padding:0px 3px 0px 3px;vertical-align:bottom;"></td> <td style="overflow:hidden;padding:0px 3px 0px 3px;vertical-align:bottom;"></td> <td data-sheets-value='{"1":2,"2":"Opal (A/O)"}' style="overflow:hidden;padding:0px 3px 0px 3px;vertical-align:bottom;">Opal (A/O)</td> <td data-sheets-numberformat='{"1":2,"2":"0.00","3":1}' data-sheets-value='{"1":3,"3":0.98}' style="overflow:hidden;padding:0px 3px 0px 3px;vertical-align:bottom;text-align:center;">0.98</td> <td data-sheets-numberformat='{"1":2,"2":"0","3":1}' data-sheets-value='{"1":3,"3":29.93}' style="overflow:hidden;padding:0px 3px 0px 3px;vertical-align:bottom;text-align:center;">30</td> <td data-sheets-numberformat='{"1":2,"2":"0","3":1}' data-sheets-value='{"1":3,"3":41.580000000000005}' style="overflow:hidden;padding:0px 3px 0px 3px;vertical-align:bottom;text-align:center;">42</td> <td data-sheets-value='{"1":3,"3":26}' style="border-right:1px solid #000000;overflow:hidden;padding:0px 3px 0px 3px;vertical-align:bottom;text-align:center;">26</td> </tr> <tr style="height:20px;"> <td style="border-bottom:1px solid #000000;border-left:1px solid #000000;overflow:hidden;padding:0px 3px 0px 3px;vertical-align:bottom;"></td> <td style="border-bottom:1px solid #000000;overflow:hidden;padding:0px 3px 0px 3px;vertical-align:bottom;"></td> <td data-sheets-value='{"1":2,"2":"Opal (A/D)"}' style="border-bottom:1px solid #000000;overflow:hidden;padding:0px 3px 0px 3px;vertical-align:bottom;">Opal (A/D)</td> <td data-sheets-numberformat='{"1":2,"2":"0.00","3":1}' data-sheets-value='{"1":3,"3":0.98}' style="border-bottom:1px solid #000000;overflow:hidden;padding:0px 3px 0px 3px;vertical-align:bottom;text-align:center;">0.98</td> <td data-sheets-numberformat='{"1":2,"2":"0","3":1}' data-sheets-value='{"1":3,"3":20.91}' style="border-bottom:1px solid #000000;overflow:hidden;padding:0px 3px 0px 3px;vertical-align:bottom;text-align:center;">21</td> <td data-sheets-numberformat='{"1":2,"2":"0","3":1}' data-sheets-value='{"1":3,"3":33}' style="border-bottom:1px solid #000000;overflow:hidden;padding:0px 3px 0px 3px;vertical-align:bottom;text-align:center;">33</td> <td data-sheets-value='{"1":3,"3":26}' style="border-right:1px solid #000000;border-bottom:1px solid #000000;overflow:hidden;padding:0px 3px 0px 3px;vertical-align:bottom;text-align:center;">26</td> </tr> <tr style="height:20px;"> <td data-sheets-value='{"1":2,"2":"Polycarbonate"}' style="border-left:1px solid #000000;overflow:hidden;padding:0px 3px 0px 3px;vertical-align:bottom;">Polycarbonate</td> <td data-sheets-value='{"1":2,"2":"EW"}' style="overflow:hidden;padding:0px 3px 0px 3px;vertical-align:bottom;">EW</td> <td data-sheets-value='{"1":2,"2":"Heatstop Opal (T)"}' style="overflow:hidden;padding:0px 3px 0px 3px;vertical-align:bottom;">Heatstop Opal (T)</td> <td data-sheets-numberformat='{"1":2,"2":"0.00","3":1}' data-sheets-value='{"1":3,"3":1.19}' style="overflow:hidden;padding:0px 3px 0px 3px;vertical-align:bottom;text-align:center;">1.19</td> <td data-sheets-numberformat='{"1":2,"2":"0","3":1}' data-sheets-value='{"1":3,"3":20.09}' style="overflow:hidden;padding:0px 3px 0px 3px;vertical-align:bottom;text-align:center;">20</td> <td data-sheets-numberformat='{"1":2,"2":"0","3":1}' data-sheets-value='{"1":3,"3":38.940000000000005}' style="overflow:hidden;padding:0px 3px 0px 3px;vertical-align:bottom;text-align:center;">39</td> <td data-sheets-value='{"1":3,"3":24}' style="border-right:1px solid #000000;overflow:hidden;padding:0px 3px 0px 3px;vertical-align:bottom;text-align:center;">24</td> </tr> <tr style="height:20px;"> <td data-sheets-value='{"1":2,"2":"Heatstop PC"}' style="border-left:1px solid #000000;overflow:hidden;padding:0px 3px 0px 3px;vertical-align:bottom;">Heatstop PC</td> <td data-sheets-value='{"1":2,"2":"DW"}' style="overflow:hidden;padding:0px 3px 0px 3px;vertical-align:bottom;">DW</td> <td data-sheets-value='{"1":2,"2":"Clear (T/H)"}' style="overflow:hidden;padding:0px 3px 0px 3px;vertical-align:bottom;">Clear (T/H)</td> <td data-sheets-numberformat='{"1":2,"2":"0.00","3":1}' data-sheets-value='{"1":3,"3":0.98}' style="overflow:hidden;padding:0px 3px 0px 3px;vertical-align:bottom;text-align:center;">0.98</td> <td data-sheets-numberformat='{"1":2,"2":"0","3":1}' data-sheets-value='{"1":3,"3":18.04}' style="overflow:hidden;padding:0px 3px 0px 3px;vertical-align:bottom;text-align:center;">18</td> <td data-sheets-numberformat='{"1":2,"2":"0","3":1}' data-sheets-value='{"1":3,"3":33.660000000000004}' style="overflow:hidden;padding:0px 3px 0px 3px;vertical-align:bottom;text-align:center;">34</td> <td data-sheets-value='{"1":3,"3":26}' style="border-right:1px solid #000000;overflow:hidden;padding:0px 3px 0px 3px;vertical-align:bottom;text-align:center;">26</td> </tr> <tr style="height:20px;"> <td style="border-bottom:1px solid #000000;border-left:1px solid #000000;overflow:hidden;padding:0px 3px 0px 3px;vertical-align:bottom;"></td> <td style="border-bottom:1px solid #000000;overflow:hidden;padding:0px 3px 0px 3px;vertical-align:bottom;"></td> <td data-sheets-value='{"1":2,"2":"Opal (T/O)"}' style="border-bottom:1px solid #000000;overflow:hidden;padding:0px 3px 0px 3px;vertical-align:bottom;">Opal (T/O)</td> <td data-sheets-numberformat='{"1":2,"2":"0.00","3":1}' data-sheets-value='{"1":3,"3":0.98}' style="border-bottom:1px solid #000000;overflow:hidden;padding:0px 3px 0px 3px;vertical-align:bottom;text-align:center;">0.98</td> <td data-sheets-numberformat='{"1":2,"2":"0","3":1}' data-sheets-value='{"1":3,"3":16.81}' style="border-bottom:1px solid #000000;overflow:hidden;padding:0px 3px 0px 3px;vertical-align:bottom;text-align:center;">17</td> <td data-sheets-numberformat='{"1":2,"2":"0","3":1}' data-sheets-value='{"1":3,"3":29.700000000000003}' style="border-bottom:1px solid #000000;overflow:hidden;padding:0px 3px 0px 3px;vertical-align:bottom;text-align:center;">30</td> <td data-sheets-value='{"1":3,"3":26}' style="border-right:1px solid #000000;border-bottom:1px solid #000000;overflow:hidden;padding:0px 3px 0px 3px;vertical-align:bottom;text-align:center;">26</td> </tr> </tbody></table> | skylux-160-ce-met-koepel-en-pvc-opstand-35-30-met-lm-motor-pvc-raam-type-ep25-en-windvang-0900-x-1500-mm | 8586050011469 | 46872389255501
Smoke and heat exhaust (SHEV) | SHE system | Skylux | Skylux 160° CE with skylight and PVC curb 35/30 with LM-actuator, PVC frame type EP25 and spoiler 1000 x 1000 mm |  | 50622 | 5412970506225 | 4740.8 | Yes | 30-45 | 74.06 | 1000 x 1000 mm | 1000 | 1000 |  | PVC 35/30 (35 cm high & roof opening = 30 cm larger than daylight size) | Square | 1.19 W/m²K - 0.98 W/m²K | 57% - 30% | 37% - 17% | 24dB - 26dB | 160° CE (for industry) | PVC frame EP25 | with spoiler | E | Single actuator | Maximum double-walled skylight possible for this product | Ut-value LT-value g-value Rw-value EN 1873 : 2014 EN ISO 13468 EN 16153 EN 410 EN 410 EN ISO 140-3 Material Walls Shells (W/m²K) (%) (%) (dB) Acrylic EW Clear (H) 1.19 37 57 24 PMMA Opal (O) 1.19 34 50 24 DW Clear (H/H) 0.98 33 50 26 Opal (O/O) 0.98 28 38 26 Polycarbonate EW Clear (A) 1.19 36 55 24 PC Opal (D) 1.19 24 40 24 DW Clear (A/H) 0.98 32 48 26 Clear (A/A) 0.98 32 46 26 Opal (A/O) 0.98 30 42 26 Opal (A/D) 0.98 21 33 26 Polycarbonate EW Heatstop Opal (T) 1.19 20 39 24 Heatstop PC DW Clear (T/H) 0.98 18 34 26 Opal (T/O) 0.98 17 30 26 | https://skylux.eu/en/products/skylux-160-ce-met-koepel-en-pvc-opstand-35-30-met-lm-motor-pvc-raam-type-ep25-en-windvang-1000-x-1000-mm | https://skylux.eu/cdn/shop/files/Skylux-160deg-CE-met-koepel-en-pvc-opstand-3530-met-LM-motor-pvc-raam-type-EP25-en-windvang-1000-x-1000-mm-RWA-systeem.jpg?v=1702982426&width=1600 |  | //skylux.eu/cdn/shop/files/E_MH_Mounting_instructions_Skylux_160_CE_LM.pdf?v=12406716259046007223 | //skylux.eu/cdn/shop/files/E_TD_Technical_File_Skylux_Skylux_160_CE_Electric.pdf?v=3667116872303399239 | <style type="text/css" id="isPasted"><!--td {border: 1px solid #cccccc;}br {mso-data-placement:same-cell;}--></style><table border="1" cellpadding="0" cellspacing="0" dir="ltr" style="table-layout:fixed;font-size:10pt;font-family:Arial;border-collapse:collapse;border:none;"><tbody> <tr style="height:20px;"> <td style="overflow:hidden;padding:0px 3px 0px 3px;vertical-align:bottom;"></td> <td style="overflow:hidden;padding:0px 3px 0px 3px;vertical-align:bottom;"></td> <td style="overflow:hidden;padding:0px 3px 0px 3px;vertical-align:bottom;"></td> <td data-sheets-value='{"1":2,"2":"Ut-value"}' style="overflow:hidden;padding:0px 3px 0px 3px;vertical-align:bottom;font-weight:bold;text-align:center;">Ut-value</td> <td data-sheets-value='{"1":2,"2":"LT-value"}' style="overflow:hidden;padding:0px 3px 0px 3px;vertical-align:bottom;font-weight:bold;text-align:center;">LT-value</td> <td data-sheets-value='{"1":2,"2":"g-value"}' style="overflow:hidden;padding:0px 3px 0px 3px;vertical-align:bottom;font-weight:bold;text-align:center;">g-value</td> <td data-sheets-value='{"1":2,"2":"Rw-value "}' style="overflow:hidden;padding:0px 3px 0px 3px;vertical-align:bottom;font-weight:bold;text-align:center;">Rw-value </td> </tr> <tr style="height:20px;"> <td style="overflow:hidden;padding:0px 3px 0px 3px;vertical-align:bottom;"></td> <td style="overflow:hidden;padding:0px 3px 0px 3px;vertical-align:bottom;"></td> <td style="overflow:hidden;padding:0px 3px 0px 3px;vertical-align:bottom;"></td> <td data-sheets-numberformat='{"1":2,"2":"0.00","3":1}' data-sheets-value='{"1":2,"2":"EN 1873 : 2014"}' style="overflow:hidden;padding:0px 3px 0px 3px;vertical-align:bottom;text-align:center;">EN 1873 : 2014</td> <td data-sheets-numberformat='{"1":2,"2":"0","3":1}' data-sheets-value='{"1":2,"2":"EN ISO 13468 EN 16153 EN 410"}' style="overflow:hidden;padding:0px 3px 0px 3px;vertical-align:bottom;text-align:center;">EN ISO 13468 EN 16153 EN 410</td> <td data-sheets-numberformat='{"1":2,"2":"0","3":1}' data-sheets-value='{"1":2,"2":"EN 410"}' style="overflow:hidden;padding:0px 3px 0px 3px;vertical-align:bottom;text-align:center;">EN 410</td> <td data-sheets-value='{"1":2,"2":"EN ISO 140-3\t\t"}' style="overflow:hidden;padding:0px 3px 0px 3px;vertical-align:bottom;text-align:center;">EN ISO 140-3 </td> </tr> <tr style="height:20px;"> <td data-sheets-value='{"1":2,"2":"Material"}' style="border-bottom:1px solid #000000;overflow:hidden;padding:0px 3px 0px 3px;vertical-align:bottom;background-color:#000000;font-weight:bold;color:#ffffff;">Material</td> <td data-sheets-value='{"1":2,"2":"Walls"}' style="border-bottom:1px solid #000000;overflow:hidden;padding:0px 3px 0px 3px;vertical-align:bottom;background-color:#000000;font-weight:bold;color:#ffffff;">Walls</td> <td data-sheets-value='{"1":2,"2":"Shells"}' style="border-bottom:1px solid #000000;overflow:hidden;padding:0px 3px 0px 3px;vertical-align:bottom;background-color:#000000;font-weight:bold;color:#ffffff;">Shells</td> <td data-sheets-numberformat='{"1":2,"2":"0.00","3":1}' data-sheets-value='{"1":2,"2":"(W/m²K)\t"}' style="border-bottom:1px solid #000000;overflow:hidden;padding:0px 3px 0px 3px;vertical-align:bottom;background-color:#000000;font-weight:bold;color:#ffffff;text-align:center;">(W/m²K) </td> <td data-sheets-numberformat='{"1":2,"2":"0","3":1}' data-sheets-value='{"1":2,"2":"(%)"}' style="border-bottom:1px solid #000000;overflow:hidden;padding:0px 3px 0px 3px;vertical-align:bottom;background-color:#000000;font-weight:bold;color:#ffffff;text-align:center;">(%)</td> <td data-sheets-numberformat='{"1":2,"2":"0","3":1}' data-sheets-value='{"1":2,"2":"(%)"}' style="border-bottom:1px solid #000000;overflow:hidden;padding:0px 3px 0px 3px;vertical-align:bottom;background-color:#000000;font-weight:bold;color:#ffffff;text-align:center;">(%)</td> <td data-sheets-value='{"1":2,"2":"(dB)"}' style="border-bottom:1px solid #000000;overflow:hidden;padding:0px 3px 0px 3px;vertical-align:bottom;background-color:#000000;font-weight:bold;color:#ffffff;text-align:center;">(dB)</td> </tr> <tr style="height:20px;"> <td data-sheets-value='{"1":2,"2":"Acrylic"}' style="border-left:1px solid #000000;overflow:hidden;padding:0px 3px 0px 3px;vertical-align:bottom;">Acrylic</td> <td data-sheets-value='{"1":2,"2":"EW"}' style="overflow:hidden;padding:0px 3px 0px 3px;vertical-align:bottom;">EW</td> <td data-sheets-value='{"1":2,"2":"Clear (H)"}' style="overflow:hidden;padding:0px 3px 0px 3px;vertical-align:bottom;">Clear (H)</td> <td data-sheets-numberformat='{"1":2,"2":"0.00","3":1}' data-sheets-value='{"1":3,"3":1.19}' style="overflow:hidden;padding:0px 3px 0px 3px;vertical-align:bottom;text-align:center;">1.19</td> <td data-sheets-numberformat='{"1":2,"2":"0","3":1}' data-sheets-value='{"1":3,"3":36.9}' style="overflow:hidden;padding:0px 3px 0px 3px;vertical-align:bottom;text-align:center;">37</td> <td data-sheets-numberformat='{"1":2,"2":"0","3":1}' data-sheets-value='{"1":3,"3":57.42}' style="overflow:hidden;padding:0px 3px 0px 3px;vertical-align:bottom;text-align:center;">57</td> <td data-sheets-value='{"1":3,"3":24}' style="border-right:1px solid #000000;overflow:hidden;padding:0px 3px 0px 3px;vertical-align:bottom;text-align:center;">24</td> </tr> <tr style="height:20px;"> <td data-sheets-value='{"1":2,"2":"PMMA"}' style="border-left:1px solid #000000;overflow:hidden;padding:0px 3px 0px 3px;vertical-align:bottom;">PMMA</td> <td style="overflow:hidden;padding:0px 3px 0px 3px;vertical-align:bottom;"></td> <td data-sheets-value='{"1":2,"2":"Opal (O)"}' style="overflow:hidden;padding:0px 3px 0px 3px;vertical-align:bottom;">Opal (O)</td> <td data-sheets-numberformat='{"1":2,"2":"0.00","3":1}' data-sheets-value='{"1":3,"3":1.19}' style="overflow:hidden;padding:0px 3px 0px 3px;vertical-align:bottom;text-align:center;">1.19</td> <td data-sheets-numberformat='{"1":2,"2":"0","3":1}' data-sheets-value='{"1":3,"3":34.03}' style="overflow:hidden;padding:0px 3px 0px 3px;vertical-align:bottom;text-align:center;">34</td> <td data-sheets-numberformat='{"1":2,"2":"0","3":1}' data-sheets-value='{"1":3,"3":50.160000000000004}' style="overflow:hidden;padding:0px 3px 0px 3px;vertical-align:bottom;text-align:center;">50</td> <td data-sheets-value='{"1":3,"3":24}' style="border-right:1px solid #000000;overflow:hidden;padding:0px 3px 0px 3px;vertical-align:bottom;text-align:center;">24</td> </tr> <tr style="height:20px;"> <td style="border-left:1px solid #000000;overflow:hidden;padding:0px 3px 0px 3px;vertical-align:bottom;"></td> <td data-sheets-value='{"1":2,"2":"DW"}' style="overflow:hidden;padding:0px 3px 0px 3px;vertical-align:bottom;">DW</td> <td data-sheets-value='{"1":2,"2":"Clear (H/H)"}' style="overflow:hidden;padding:0px 3px 0px 3px;vertical-align:bottom;">Clear (H/H)</td> <td data-sheets-numberformat='{"1":2,"2":"0.00","3":1}' data-sheets-value='{"1":3,"3":0.98}' style="overflow:hidden;padding:0px 3px 0px 3px;vertical-align:bottom;text-align:center;">0.98</td> <td data-sheets-numberformat='{"1":2,"2":"0","3":1}' data-sheets-value='{"1":3,"3":33.21}' style="overflow:hidden;padding:0px 3px 0px 3px;vertical-align:bottom;text-align:center;">33</td> <td data-sheets-numberformat='{"1":2,"2":"0","3":1}' data-sheets-value='{"1":3,"3":49.5}' style="overflow:hidden;padding:0px 3px 0px 3px;vertical-align:bottom;text-align:center;">50</td> <td data-sheets-value='{"1":3,"3":26}' style="border-right:1px solid #000000;overflow:hidden;padding:0px 3px 0px 3px;vertical-align:bottom;text-align:center;">26</td> </tr> <tr style="height:20px;"> <td style="border-bottom:1px solid #000000;border-left:1px solid #000000;overflow:hidden;padding:0px 3px 0px 3px;vertical-align:bottom;"></td> <td style="border-bottom:1px solid #000000;overflow:hidden;padding:0px 3px 0px 3px;vertical-align:bottom;"></td> <td data-sheets-value='{"1":2,"2":"Opal (O/O)"}' style="border-bottom:1px solid #000000;overflow:hidden;padding:0px 3px 0px 3px;vertical-align:bottom;">Opal (O/O)</td> <td data-sheets-numberformat='{"1":2,"2":"0.00","3":1}' data-sheets-value='{"1":3,"3":0.98}' style="border-bottom:1px solid #000000;overflow:hidden;padding:0px 3px 0px 3px;vertical-align:bottom;text-align:center;">0.98</td> <td data-sheets-numberformat='{"1":2,"2":"0","3":1}' data-sheets-value='{"1":3,"3":28.29}' style="border-bottom:1px solid #000000;overflow:hidden;padding:0px 3px 0px 3px;vertical-align:bottom;text-align:center;">28</td> <td data-sheets-numberformat='{"1":2,"2":"0","3":1}' data-sheets-value='{"1":3,"3":38.28}' style="border-bottom:1px solid #000000;overflow:hidden;padding:0px 3px 0px 3px;vertical-align:bottom;text-align:center;">38</td> <td data-sheets-value='{"1":3,"3":26}' style="border-right:1px solid #000000;border-bottom:1px solid #000000;overflow:hidden;padding:0px 3px 0px 3px;vertical-align:bottom;text-align:center;">26</td> </tr> <tr style="height:20px;"> <td data-sheets-value='{"1":2,"2":"Polycarbonate "}' style="border-left:1px solid #000000;overflow:hidden;padding:0px 3px 0px 3px;vertical-align:bottom;">Polycarbonate </td> <td data-sheets-value='{"1":2,"2":"EW"}' style="overflow:hidden;padding:0px 3px 0px 3px;vertical-align:bottom;">EW</td> <td data-sheets-value='{"1":2,"2":"Clear (A)"}' style="overflow:hidden;padding:0px 3px 0px 3px;vertical-align:bottom;">Clear (A)</td> <td data-sheets-numberformat='{"1":2,"2":"0.00","3":1}' data-sheets-value='{"1":3,"3":1.19}' style="overflow:hidden;padding:0px 3px 0px 3px;vertical-align:bottom;text-align:center;">1.19</td> <td data-sheets-numberformat='{"1":2,"2":"0","3":1}' data-sheets-value='{"1":3,"3":36.08}' style="overflow:hidden;padding:0px 3px 0px 3px;vertical-align:bottom;text-align:center;">36</td> <td data-sheets-numberformat='{"1":2,"2":"0","3":1}' data-sheets-value='{"1":3,"3":54.78}' style="overflow:hidden;padding:0px 3px 0px 3px;vertical-align:bottom;text-align:center;">55</td> <td data-sheets-value='{"1":3,"3":24}' style="border-right:1px solid #000000;overflow:hidden;padding:0px 3px 0px 3px;vertical-align:bottom;text-align:center;">24</td> </tr> <tr style="height:20px;"> <td data-sheets-value='{"1":2,"2":"PC"}' style="border-left:1px solid #000000;overflow:hidden;padding:0px 3px 0px 3px;vertical-align:bottom;">PC</td> <td style="overflow:hidden;padding:0px 3px 0px 3px;vertical-align:bottom;"></td> <td data-sheets-value='{"1":2,"2":"Opal (D)"}' style="overflow:hidden;padding:0px 3px 0px 3px;vertical-align:bottom;">Opal (D)</td> <td data-sheets-numberformat='{"1":2,"2":"0.00","3":1}' data-sheets-value='{"1":3,"3":1.19}' style="overflow:hidden;padding:0px 3px 0px 3px;vertical-align:bottom;text-align:center;">1.19</td> <td data-sheets-numberformat='{"1":2,"2":"0","3":1}' data-sheets-value='{"1":3,"3":23.779999999999998}' style="overflow:hidden;padding:0px 3px 0px 3px;vertical-align:bottom;text-align:center;">24</td> <td data-sheets-numberformat='{"1":2,"2":"0","3":1}' data-sheets-value='{"1":3,"3":39.6}' style="overflow:hidden;padding:0px 3px 0px 3px;vertical-align:bottom;text-align:center;">40</td> <td data-sheets-value='{"1":3,"3":24}' style="border-right:1px solid #000000;overflow:hidden;padding:0px 3px 0px 3px;vertical-align:bottom;text-align:center;">24</td> </tr> <tr style="height:20px;"> <td style="border-left:1px solid #000000;overflow:hidden;padding:0px 3px 0px 3px;vertical-align:bottom;"></td> <td data-sheets-value='{"1":2,"2":"DW"}' style="overflow:hidden;padding:0px 3px 0px 3px;vertical-align:bottom;">DW</td> <td data-sheets-value='{"1":2,"2":"Clear (A/H)"}' style="overflow:hidden;padding:0px 3px 0px 3px;vertical-align:bottom;">Clear (A/H)</td> <td data-sheets-numberformat='{"1":2,"2":"0.00","3":1}' data-sheets-value='{"1":3,"3":0.98}' style="overflow:hidden;padding:0px 3px 0px 3px;vertical-align:bottom;text-align:center;">0.98</td> <td data-sheets-numberformat='{"1":2,"2":"0","3":1}' data-sheets-value='{"1":3,"3":32.39}' style="overflow:hidden;padding:0px 3px 0px 3px;vertical-align:bottom;text-align:center;">32</td> <td data-sheets-numberformat='{"1":2,"2":"0","3":1}' data-sheets-value='{"1":3,"3":47.52}' style="overflow:hidden;padding:0px 3px 0px 3px;vertical-align:bottom;text-align:center;">48</td> <td data-sheets-value='{"1":3,"3":26}' style="border-right:1px solid #000000;overflow:hidden;padding:0px 3px 0px 3px;vertical-align:bottom;text-align:center;">26</td> </tr> <tr style="height:20px;"> <td style="border-left:1px solid #000000;overflow:hidden;padding:0px 3px 0px 3px;vertical-align:bottom;"></td> <td style="overflow:hidden;padding:0px 3px 0px 3px;vertical-align:bottom;"></td> <td data-sheets-value='{"1":2,"2":"Clear (A/A)"}' style="overflow:hidden;padding:0px 3px 0px 3px;vertical-align:bottom;">Clear (A/A)</td> <td data-sheets-numberformat='{"1":2,"2":"0.00","3":1}' data-sheets-value='{"1":3,"3":0.98}' style="overflow:hidden;padding:0px 3px 0px 3px;vertical-align:bottom;text-align:center;">0.98</td> <td data-sheets-numberformat='{"1":2,"2":"0","3":1}' data-sheets-value='{"1":3,"3":31.569999999999997}' style="overflow:hidden;padding:0px 3px 0px 3px;vertical-align:bottom;text-align:center;">32</td> <td data-sheets-numberformat='{"1":2,"2":"0","3":1}' data-sheets-value='{"1":3,"3":45.54}' style="overflow:hidden;padding:0px 3px 0px 3px;vertical-align:bottom;text-align:center;">46</td> <td data-sheets-value='{"1":3,"3":26}' style="border-right:1px solid #000000;overflow:hidden;padding:0px 3px 0px 3px;vertical-align:bottom;text-align:center;">26</td> </tr> <tr style="height:20px;"> <td style="border-left:1px solid #000000;overflow:hidden;padding:0px 3px 0px 3px;vertical-align:bottom;"></td> <td style="overflow:hidden;padding:0px 3px 0px 3px;vertical-align:bottom;"></td> <td data-sheets-value='{"1":2,"2":"Opal (A/O)"}' style="overflow:hidden;padding:0px 3px 0px 3px;vertical-align:bottom;">Opal (A/O)</td> <td data-sheets-numberformat='{"1":2,"2":"0.00","3":1}' data-sheets-value='{"1":3,"3":0.98}' style="overflow:hidden;padding:0px 3px 0px 3px;vertical-align:bottom;text-align:center;">0.98</td> <td data-sheets-numberformat='{"1":2,"2":"0","3":1}' data-sheets-value='{"1":3,"3":29.93}' style="overflow:hidden;padding:0px 3px 0px 3px;vertical-align:bottom;text-align:center;">30</td> <td data-sheets-numberformat='{"1":2,"2":"0","3":1}' data-sheets-value='{"1":3,"3":41.580000000000005}' style="overflow:hidden;padding:0px 3px 0px 3px;vertical-align:bottom;text-align:center;">42</td> <td data-sheets-value='{"1":3,"3":26}' style="border-right:1px solid #000000;overflow:hidden;padding:0px 3px 0px 3px;vertical-align:bottom;text-align:center;">26</td> </tr> <tr style="height:20px;"> <td style="border-bottom:1px solid #000000;border-left:1px solid #000000;overflow:hidden;padding:0px 3px 0px 3px;vertical-align:bottom;"></td> <td style="border-bottom:1px solid #000000;overflow:hidden;padding:0px 3px 0px 3px;vertical-align:bottom;"></td> <td data-sheets-value='{"1":2,"2":"Opal (A/D)"}' style="border-bottom:1px solid #000000;overflow:hidden;padding:0px 3px 0px 3px;vertical-align:bottom;">Opal (A/D)</td> <td data-sheets-numberformat='{"1":2,"2":"0.00","3":1}' data-sheets-value='{"1":3,"3":0.98}' style="border-bottom:1px solid #000000;overflow:hidden;padding:0px 3px 0px 3px;vertical-align:bottom;text-align:center;">0.98</td> <td data-sheets-numberformat='{"1":2,"2":"0","3":1}' data-sheets-value='{"1":3,"3":20.91}' style="border-bottom:1px solid #000000;overflow:hidden;padding:0px 3px 0px 3px;vertical-align:bottom;text-align:center;">21</td> <td data-sheets-numberformat='{"1":2,"2":"0","3":1}' data-sheets-value='{"1":3,"3":33}' style="border-bottom:1px solid #000000;overflow:hidden;padding:0px 3px 0px 3px;vertical-align:bottom;text-align:center;">33</td> <td data-sheets-value='{"1":3,"3":26}' style="border-right:1px solid #000000;border-bottom:1px solid #000000;overflow:hidden;padding:0px 3px 0px 3px;vertical-align:bottom;text-align:center;">26</td> </tr> <tr style="height:20px;"> <td data-sheets-value='{"1":2,"2":"Polycarbonate"}' style="border-left:1px solid #000000;overflow:hidden;padding:0px 3px 0px 3px;vertical-align:bottom;">Polycarbonate</td> <td data-sheets-value='{"1":2,"2":"EW"}' style="overflow:hidden;padding:0px 3px 0px 3px;vertical-align:bottom;">EW</td> <td data-sheets-value='{"1":2,"2":"Heatstop Opal (T)"}' style="overflow:hidden;padding:0px 3px 0px 3px;vertical-align:bottom;">Heatstop Opal (T)</td> <td data-sheets-numberformat='{"1":2,"2":"0.00","3":1}' data-sheets-value='{"1":3,"3":1.19}' style="overflow:hidden;padding:0px 3px 0px 3px;vertical-align:bottom;text-align:center;">1.19</td> <td data-sheets-numberformat='{"1":2,"2":"0","3":1}' data-sheets-value='{"1":3,"3":20.09}' style="overflow:hidden;padding:0px 3px 0px 3px;vertical-align:bottom;text-align:center;">20</td> <td data-sheets-numberformat='{"1":2,"2":"0","3":1}' data-sheets-value='{"1":3,"3":38.940000000000005}' style="overflow:hidden;padding:0px 3px 0px 3px;vertical-align:bottom;text-align:center;">39</td> <td data-sheets-value='{"1":3,"3":24}' style="border-right:1px solid #000000;overflow:hidden;padding:0px 3px 0px 3px;vertical-align:bottom;text-align:center;">24</td> </tr> <tr style="height:20px;"> <td data-sheets-value='{"1":2,"2":"Heatstop PC"}' style="border-left:1px solid #000000;overflow:hidden;padding:0px 3px 0px 3px;vertical-align:bottom;">Heatstop PC</td> <td data-sheets-value='{"1":2,"2":"DW"}' style="overflow:hidden;padding:0px 3px 0px 3px;vertical-align:bottom;">DW</td> <td data-sheets-value='{"1":2,"2":"Clear (T/H)"}' style="overflow:hidden;padding:0px 3px 0px 3px;vertical-align:bottom;">Clear (T/H)</td> <td data-sheets-numberformat='{"1":2,"2":"0.00","3":1}' data-sheets-value='{"1":3,"3":0.98}' style="overflow:hidden;padding:0px 3px 0px 3px;vertical-align:bottom;text-align:center;">0.98</td> <td data-sheets-numberformat='{"1":2,"2":"0","3":1}' data-sheets-value='{"1":3,"3":18.04}' style="overflow:hidden;padding:0px 3px 0px 3px;vertical-align:bottom;text-align:center;">18</td> <td data-sheets-numberformat='{"1":2,"2":"0","3":1}' data-sheets-value='{"1":3,"3":33.660000000000004}' style="overflow:hidden;padding:0px 3px 0px 3px;vertical-align:bottom;text-align:center;">34</td> <td data-sheets-value='{"1":3,"3":26}' style="border-right:1px solid #000000;overflow:hidden;padding:0px 3px 0px 3px;vertical-align:bottom;text-align:center;">26</td> </tr> <tr style="height:20px;"> <td style="border-bottom:1px solid #000000;border-left:1px solid #000000;overflow:hidden;padding:0px 3px 0px 3px;vertical-align:bottom;"></td> <td style="border-bottom:1px solid #000000;overflow:hidden;padding:0px 3px 0px 3px;vertical-align:bottom;"></td> <td data-sheets-value='{"1":2,"2":"Opal (T/O)"}' style="border-bottom:1px solid #000000;overflow:hidden;padding:0px 3px 0px 3px;vertical-align:bottom;">Opal (T/O)</td> <td data-sheets-numberformat='{"1":2,"2":"0.00","3":1}' data-sheets-value='{"1":3,"3":0.98}' style="border-bottom:1px solid #000000;overflow:hidden;padding:0px 3px 0px 3px;vertical-align:bottom;text-align:center;">0.98</td> <td data-sheets-numberformat='{"1":2,"2":"0","3":1}' data-sheets-value='{"1":3,"3":16.81}' style="border-bottom:1px solid #000000;overflow:hidden;padding:0px 3px 0px 3px;vertical-align:bottom;text-align:center;">17</td> <td data-sheets-numberformat='{"1":2,"2":"0","3":1}' data-sheets-value='{"1":3,"3":29.700000000000003}' style="border-bottom:1px solid #000000;overflow:hidden;padding:0px 3px 0px 3px;vertical-align:bottom;text-align:center;">30</td> <td data-sheets-value='{"1":3,"3":26}' style="border-right:1px solid #000000;border-bottom:1px solid #000000;overflow:hidden;padding:0px 3px 0px 3px;vertical-align:bottom;text-align:center;">26</td> </tr> </tbody></table> | skylux-160-ce-met-koepel-en-pvc-opstand-35-30-met-lm-motor-pvc-raam-type-ep25-en-windvang-1000-x-1000-mm | 8586050044237 | 46872389288269
Smoke and heat exhaust (SHEV) | SHE system | Skylux | Skylux 160° CE with skylight and PVC curb 35/30 with LM-actuator, PVC frame type EP25 and spoiler 1000 x 1300 mm |  | 50623 | 5412970506232 | 5031.2 | Yes | 30-45 | 81.42 | 1000 x 1300 mm | 1300 | 1000 |  | PVC 35/30 (35 cm high & roof opening = 30 cm larger than daylight size) | Rectangular | 1.19 W/m²K - 0.98 W/m²K | 57% - 30% | 37% - 17% | 24dB - 26dB | 160° CE (for industry) | PVC frame EP25 | with spoiler | E | Single actuator | Maximum double-walled skylight possible for this product | Ut-value LT-value g-value Rw-value EN 1873 : 2014 EN ISO 13468 EN 16153 EN 410 EN 410 EN ISO 140-3 Material Walls Shells (W/m²K) (%) (%) (dB) Acrylic EW Clear (H) 1.19 37 57 24 PMMA Opal (O) 1.19 34 50 24 DW Clear (H/H) 0.98 33 50 26 Opal (O/O) 0.98 28 38 26 Polycarbonate EW Clear (A) 1.19 36 55 24 PC Opal (D) 1.19 24 40 24 DW Clear (A/H) 0.98 32 48 26 Clear (A/A) 0.98 32 46 26 Opal (A/O) 0.98 30 42 26 Opal (A/D) 0.98 21 33 26 Polycarbonate EW Heatstop Opal (T) 1.19 20 39 24 Heatstop PC DW Clear (T/H) 0.98 18 34 26 Opal (T/O) 0.98 17 30 26 | https://skylux.eu/en/products/skylux-160-ce-met-koepel-en-pvc-opstand-35-30-met-lm-motor-pvc-raam-type-ep25-en-windvang-1000-x-1300-mm | https://skylux.eu/cdn/shop/files/Skylux-160deg-CE-met-koepel-en-pvc-opstand-3530-met-LM-motor-pvc-raam-type-EP25-en-windvang-1000-x-1300-mm-RWA-systeem.jpg?v=1702982431&width=1600 | https://skylux.eu/cdn/shop/files/e5a82811-1bb0-48e4-a776-cacb59c7c092_fd6ede70-6f57-4ab8-8291-c52e4c21582a.jpg?v=1688551615&width=1600 | //skylux.eu/cdn/shop/files/E_MH_Mounting_instructions_Skylux_160_CE_LM.pdf?v=12406716259046007223 | //skylux.eu/cdn/shop/files/E_TD_Technical_File_Skylux_Skylux_160_CE_Electric.pdf?v=3667116872303399239 | <style type="text/css" id="isPasted"><!--td {border: 1px solid #cccccc;}br {mso-data-placement:same-cell;}--></style><table border="1" cellpadding="0" cellspacing="0" dir="ltr" style="table-layout:fixed;font-size:10pt;font-family:Arial;border-collapse:collapse;border:none;"><tbody> <tr style="height:20px;"> <td style="overflow:hidden;padding:0px 3px 0px 3px;vertical-align:bottom;"></td> <td style="overflow:hidden;padding:0px 3px 0px 3px;vertical-align:bottom;"></td> <td style="overflow:hidden;padding:0px 3px 0px 3px;vertical-align:bottom;"></td> <td data-sheets-value='{"1":2,"2":"Ut-value"}' style="overflow:hidden;padding:0px 3px 0px 3px;vertical-align:bottom;font-weight:bold;text-align:center;">Ut-value</td> <td data-sheets-value='{"1":2,"2":"LT-value"}' style="overflow:hidden;padding:0px 3px 0px 3px;vertical-align:bottom;font-weight:bold;text-align:center;">LT-value</td> <td data-sheets-value='{"1":2,"2":"g-value"}' style="overflow:hidden;padding:0px 3px 0px 3px;vertical-align:bottom;font-weight:bold;text-align:center;">g-value</td> <td data-sheets-value='{"1":2,"2":"Rw-value "}' style="overflow:hidden;padding:0px 3px 0px 3px;vertical-align:bottom;font-weight:bold;text-align:center;">Rw-value </td> </tr> <tr style="height:20px;"> <td style="overflow:hidden;padding:0px 3px 0px 3px;vertical-align:bottom;"></td> <td style="overflow:hidden;padding:0px 3px 0px 3px;vertical-align:bottom;"></td> <td style="overflow:hidden;padding:0px 3px 0px 3px;vertical-align:bottom;"></td> <td data-sheets-numberformat='{"1":2,"2":"0.00","3":1}' data-sheets-value='{"1":2,"2":"EN 1873 : 2014"}' style="overflow:hidden;padding:0px 3px 0px 3px;vertical-align:bottom;text-align:center;">EN 1873 : 2014</td> <td data-sheets-numberformat='{"1":2,"2":"0","3":1}' data-sheets-value='{"1":2,"2":"EN ISO 13468 EN 16153 EN 410"}' style="overflow:hidden;padding:0px 3px 0px 3px;vertical-align:bottom;text-align:center;">EN ISO 13468 EN 16153 EN 410</td> <td data-sheets-numberformat='{"1":2,"2":"0","3":1}' data-sheets-value='{"1":2,"2":"EN 410"}' style="overflow:hidden;padding:0px 3px 0px 3px;vertical-align:bottom;text-align:center;">EN 410</td> <td data-sheets-value='{"1":2,"2":"EN ISO 140-3\t\t"}' style="overflow:hidden;padding:0px 3px 0px 3px;vertical-align:bottom;text-align:center;">EN ISO 140-3 </td> </tr> <tr style="height:20px;"> <td data-sheets-value='{"1":2,"2":"Material"}' style="border-bottom:1px solid #000000;overflow:hidden;padding:0px 3px 0px 3px;vertical-align:bottom;background-color:#000000;font-weight:bold;color:#ffffff;">Material</td> <td data-sheets-value='{"1":2,"2":"Walls"}' style="border-bottom:1px solid #000000;overflow:hidden;padding:0px 3px 0px 3px;vertical-align:bottom;background-color:#000000;font-weight:bold;color:#ffffff;">Walls</td> <td data-sheets-value='{"1":2,"2":"Shells"}' style="border-bottom:1px solid #000000;overflow:hidden;padding:0px 3px 0px 3px;vertical-align:bottom;background-color:#000000;font-weight:bold;color:#ffffff;">Shells</td> <td data-sheets-numberformat='{"1":2,"2":"0.00","3":1}' data-sheets-value='{"1":2,"2":"(W/m²K)\t"}' style="border-bottom:1px solid #000000;overflow:hidden;padding:0px 3px 0px 3px;vertical-align:bottom;background-color:#000000;font-weight:bold;color:#ffffff;text-align:center;">(W/m²K) </td> <td data-sheets-numberformat='{"1":2,"2":"0","3":1}' data-sheets-value='{"1":2,"2":"(%)"}' style="border-bottom:1px solid #000000;overflow:hidden;padding:0px 3px 0px 3px;vertical-align:bottom;background-color:#000000;font-weight:bold;color:#ffffff;text-align:center;">(%)</td> <td data-sheets-numberformat='{"1":2,"2":"0","3":1}' data-sheets-value='{"1":2,"2":"(%)"}' style="border-bottom:1px solid #000000;overflow:hidden;padding:0px 3px 0px 3px;vertical-align:bottom;background-color:#000000;font-weight:bold;color:#ffffff;text-align:center;">(%)</td> <td data-sheets-value='{"1":2,"2":"(dB)"}' style="border-bottom:1px solid #000000;overflow:hidden;padding:0px 3px 0px 3px;vertical-align:bottom;background-color:#000000;font-weight:bold;color:#ffffff;text-align:center;">(dB)</td> </tr> <tr style="height:20px;"> <td data-sheets-value='{"1":2,"2":"Acrylic"}' style="border-left:1px solid #000000;overflow:hidden;padding:0px 3px 0px 3px;vertical-align:bottom;">Acrylic</td> <td data-sheets-value='{"1":2,"2":"EW"}' style="overflow:hidden;padding:0px 3px 0px 3px;vertical-align:bottom;">EW</td> <td data-sheets-value='{"1":2,"2":"Clear (H)"}' style="overflow:hidden;padding:0px 3px 0px 3px;vertical-align:bottom;">Clear (H)</td> <td data-sheets-numberformat='{"1":2,"2":"0.00","3":1}' data-sheets-value='{"1":3,"3":1.19}' style="overflow:hidden;padding:0px 3px 0px 3px;vertical-align:bottom;text-align:center;">1.19</td> <td data-sheets-numberformat='{"1":2,"2":"0","3":1}' data-sheets-value='{"1":3,"3":36.9}' style="overflow:hidden;padding:0px 3px 0px 3px;vertical-align:bottom;text-align:center;">37</td> <td data-sheets-numberformat='{"1":2,"2":"0","3":1}' data-sheets-value='{"1":3,"3":57.42}' style="overflow:hidden;padding:0px 3px 0px 3px;vertical-align:bottom;text-align:center;">57</td> <td data-sheets-value='{"1":3,"3":24}' style="border-right:1px solid #000000;overflow:hidden;padding:0px 3px 0px 3px;vertical-align:bottom;text-align:center;">24</td> </tr> <tr style="height:20px;"> <td data-sheets-value='{"1":2,"2":"PMMA"}' style="border-left:1px solid #000000;overflow:hidden;padding:0px 3px 0px 3px;vertical-align:bottom;">PMMA</td> <td style="overflow:hidden;padding:0px 3px 0px 3px;vertical-align:bottom;"></td> <td data-sheets-value='{"1":2,"2":"Opal (O)"}' style="overflow:hidden;padding:0px 3px 0px 3px;vertical-align:bottom;">Opal (O)</td> <td data-sheets-numberformat='{"1":2,"2":"0.00","3":1}' data-sheets-value='{"1":3,"3":1.19}' style="overflow:hidden;padding:0px 3px 0px 3px;vertical-align:bottom;text-align:center;">1.19</td> <td data-sheets-numberformat='{"1":2,"2":"0","3":1}' data-sheets-value='{"1":3,"3":34.03}' style="overflow:hidden;padding:0px 3px 0px 3px;vertical-align:bottom;text-align:center;">34</td> <td data-sheets-numberformat='{"1":2,"2":"0","3":1}' data-sheets-value='{"1":3,"3":50.160000000000004}' style="overflow:hidden;padding:0px 3px 0px 3px;vertical-align:bottom;text-align:center;">50</td> <td data-sheets-value='{"1":3,"3":24}' style="border-right:1px solid #000000;overflow:hidden;padding:0px 3px 0px 3px;vertical-align:bottom;text-align:center;">24</td> </tr> <tr style="height:20px;"> <td style="border-left:1px solid #000000;overflow:hidden;padding:0px 3px 0px 3px;vertical-align:bottom;"></td> <td data-sheets-value='{"1":2,"2":"DW"}' style="overflow:hidden;padding:0px 3px 0px 3px;vertical-align:bottom;">DW</td> <td data-sheets-value='{"1":2,"2":"Clear (H/H)"}' style="overflow:hidden;padding:0px 3px 0px 3px;vertical-align:bottom;">Clear (H/H)</td> <td data-sheets-numberformat='{"1":2,"2":"0.00","3":1}' data-sheets-value='{"1":3,"3":0.98}' style="overflow:hidden;padding:0px 3px 0px 3px;vertical-align:bottom;text-align:center;">0.98</td> <td data-sheets-numberformat='{"1":2,"2":"0","3":1}' data-sheets-value='{"1":3,"3":33.21}' style="overflow:hidden;padding:0px 3px 0px 3px;vertical-align:bottom;text-align:center;">33</td> <td data-sheets-numberformat='{"1":2,"2":"0","3":1}' data-sheets-value='{"1":3,"3":49.5}' style="overflow:hidden;padding:0px 3px 0px 3px;vertical-align:bottom;text-align:center;">50</td> <td data-sheets-value='{"1":3,"3":26}' style="border-right:1px solid #000000;overflow:hidden;padding:0px 3px 0px 3px;vertical-align:bottom;text-align:center;">26</td> </tr> <tr style="height:20px;"> <td style="border-bottom:1px solid #000000;border-left:1px solid #000000;overflow:hidden;padding:0px 3px 0px 3px;vertical-align:bottom;"></td> <td style="border-bottom:1px solid #000000;overflow:hidden;padding:0px 3px 0px 3px;vertical-align:bottom;"></td> <td data-sheets-value='{"1":2,"2":"Opal (O/O)"}' style="border-bottom:1px solid #000000;overflow:hidden;padding:0px 3px 0px 3px;vertical-align:bottom;">Opal (O/O)</td> <td data-sheets-numberformat='{"1":2,"2":"0.00","3":1}' data-sheets-value='{"1":3,"3":0.98}' style="border-bottom:1px solid #000000;overflow:hidden;padding:0px 3px 0px 3px;vertical-align:bottom;text-align:center;">0.98</td> <td data-sheets-numberformat='{"1":2,"2":"0","3":1}' data-sheets-value='{"1":3,"3":28.29}' style="border-bottom:1px solid #000000;overflow:hidden;padding:0px 3px 0px 3px;vertical-align:bottom;text-align:center;">28</td> <td data-sheets-numberformat='{"1":2,"2":"0","3":1}' data-sheets-value='{"1":3,"3":38.28}' style="border-bottom:1px solid #000000;overflow:hidden;padding:0px 3px 0px 3px;vertical-align:bottom;text-align:center;">38</td> <td data-sheets-value='{"1":3,"3":26}' style="border-right:1px solid #000000;border-bottom:1px solid #000000;overflow:hidden;padding:0px 3px 0px 3px;vertical-align:bottom;text-align:center;">26</td> </tr> <tr style="height:20px;"> <td data-sheets-value='{"1":2,"2":"Polycarbonate "}' style="border-left:1px solid #000000;overflow:hidden;padding:0px 3px 0px 3px;vertical-align:bottom;">Polycarbonate </td> <td data-sheets-value='{"1":2,"2":"EW"}' style="overflow:hidden;padding:0px 3px 0px 3px;vertical-align:bottom;">EW</td> <td data-sheets-value='{"1":2,"2":"Clear (A)"}' style="overflow:hidden;padding:0px 3px 0px 3px;vertical-align:bottom;">Clear (A)</td> <td data-sheets-numberformat='{"1":2,"2":"0.00","3":1}' data-sheets-value='{"1":3,"3":1.19}' style="overflow:hidden;padding:0px 3px 0px 3px;vertical-align:bottom;text-align:center;">1.19</td> <td data-sheets-numberformat='{"1":2,"2":"0","3":1}' data-sheets-value='{"1":3,"3":36.08}' style="overflow:hidden;padding:0px 3px 0px 3px;vertical-align:bottom;text-align:center;">36</td> <td data-sheets-numberformat='{"1":2,"2":"0","3":1}' data-sheets-value='{"1":3,"3":54.78}' style="overflow:hidden;padding:0px 3px 0px 3px;vertical-align:bottom;text-align:center;">55</td> <td data-sheets-value='{"1":3,"3":24}' style="border-right:1px solid #000000;overflow:hidden;padding:0px 3px 0px 3px;vertical-align:bottom;text-align:center;">24</td> </tr> <tr style="height:20px;"> <td data-sheets-value='{"1":2,"2":"PC"}' style="border-left:1px solid #000000;overflow:hidden;padding:0px 3px 0px 3px;vertical-align:bottom;">PC</td> <td style="overflow:hidden;padding:0px 3px 0px 3px;vertical-align:bottom;"></td> <td data-sheets-value='{"1":2,"2":"Opal (D)"}' style="overflow:hidden;padding:0px 3px 0px 3px;vertical-align:bottom;">Opal (D)</td> <td data-sheets-numberformat='{"1":2,"2":"0.00","3":1}' data-sheets-value='{"1":3,"3":1.19}' style="overflow:hidden;padding:0px 3px 0px 3px;vertical-align:bottom;text-align:center;">1.19</td> <td data-sheets-numberformat='{"1":2,"2":"0","3":1}' data-sheets-value='{"1":3,"3":23.779999999999998}' style="overflow:hidden;padding:0px 3px 0px 3px;vertical-align:bottom;text-align:center;">24</td> <td data-sheets-numberformat='{"1":2,"2":"0","3":1}' data-sheets-value='{"1":3,"3":39.6}' style="overflow:hidden;padding:0px 3px 0px 3px;vertical-align:bottom;text-align:center;">40</td> <td data-sheets-value='{"1":3,"3":24}' style="border-right:1px solid #000000;overflow:hidden;padding:0px 3px 0px 3px;vertical-align:bottom;text-align:center;">24</td> </tr> <tr style="height:20px;"> <td style="border-left:1px solid #000000;overflow:hidden;padding:0px 3px 0px 3px;vertical-align:bottom;"></td> <td data-sheets-value='{"1":2,"2":"DW"}' style="overflow:hidden;padding:0px 3px 0px 3px;vertical-align:bottom;">DW</td> <td data-sheets-value='{"1":2,"2":"Clear (A/H)"}' style="overflow:hidden;padding:0px 3px 0px 3px;vertical-align:bottom;">Clear (A/H)</td> <td data-sheets-numberformat='{"1":2,"2":"0.00","3":1}' data-sheets-value='{"1":3,"3":0.98}' style="overflow:hidden;padding:0px 3px 0px 3px;vertical-align:bottom;text-align:center;">0.98</td> <td data-sheets-numberformat='{"1":2,"2":"0","3":1}' data-sheets-value='{"1":3,"3":32.39}' style="overflow:hidden;padding:0px 3px 0px 3px;vertical-align:bottom;text-align:center;">32</td> <td data-sheets-numberformat='{"1":2,"2":"0","3":1}' data-sheets-value='{"1":3,"3":47.52}' style="overflow:hidden;padding:0px 3px 0px 3px;vertical-align:bottom;text-align:center;">48</td> <td data-sheets-value='{"1":3,"3":26}' style="border-right:1px solid #000000;overflow:hidden;padding:0px 3px 0px 3px;vertical-align:bottom;text-align:center;">26</td> </tr> <tr style="height:20px;"> <td style="border-left:1px solid #000000;overflow:hidden;padding:0px 3px 0px 3px;vertical-align:bottom;"></td> <td style="overflow:hidden;padding:0px 3px 0px 3px;vertical-align:bottom;"></td> <td data-sheets-value='{"1":2,"2":"Clear (A/A)"}' style="overflow:hidden;padding:0px 3px 0px 3px;vertical-align:bottom;">Clear (A/A)</td> <td data-sheets-numberformat='{"1":2,"2":"0.00","3":1}' data-sheets-value='{"1":3,"3":0.98}' style="overflow:hidden;padding:0px 3px 0px 3px;vertical-align:bottom;text-align:center;">0.98</td> <td data-sheets-numberformat='{"1":2,"2":"0","3":1}' data-sheets-value='{"1":3,"3":31.569999999999997}' style="overflow:hidden;padding:0px 3px 0px 3px;vertical-align:bottom;text-align:center;">32</td> <td data-sheets-numberformat='{"1":2,"2":"0","3":1}' data-sheets-value='{"1":3,"3":45.54}' style="overflow:hidden;padding:0px 3px 0px 3px;vertical-align:bottom;text-align:center;">46</td> <td data-sheets-value='{"1":3,"3":26}' style="border-right:1px solid #000000;overflow:hidden;padding:0px 3px 0px 3px;vertical-align:bottom;text-align:center;">26</td> </tr> <tr style="height:20px;"> <td style="border-left:1px solid #000000;overflow:hidden;padding:0px 3px 0px 3px;vertical-align:bottom;"></td> <td style="overflow:hidden;padding:0px 3px 0px 3px;vertical-align:bottom;"></td> <td data-sheets-value='{"1":2,"2":"Opal (A/O)"}' style="overflow:hidden;padding:0px 3px 0px 3px;vertical-align:bottom;">Opal (A/O)</td> <td data-sheets-numberformat='{"1":2,"2":"0.00","3":1}' data-sheets-value='{"1":3,"3":0.98}' style="overflow:hidden;padding:0px 3px 0px 3px;vertical-align:bottom;text-align:center;">0.98</td> <td data-sheets-numberformat='{"1":2,"2":"0","3":1}' data-sheets-value='{"1":3,"3":29.93}' style="overflow:hidden;padding:0px 3px 0px 3px;vertical-align:bottom;text-align:center;">30</td> <td data-sheets-numberformat='{"1":2,"2":"0","3":1}' data-sheets-value='{"1":3,"3":41.580000000000005}' style="overflow:hidden;padding:0px 3px 0px 3px;vertical-align:bottom;text-align:center;">42</td> <td data-sheets-value='{"1":3,"3":26}' style="border-right:1px solid #000000;overflow:hidden;padding:0px 3px 0px 3px;vertical-align:bottom;text-align:center;">26</td> </tr> <tr style="height:20px;"> <td style="border-bottom:1px solid #000000;border-left:1px solid #000000;overflow:hidden;padding:0px 3px 0px 3px;vertical-align:bottom;"></td> <td style="border-bottom:1px solid #000000;overflow:hidden;padding:0px 3px 0px 3px;vertical-align:bottom;"></td> <td data-sheets-value='{"1":2,"2":"Opal (A/D)"}' style="border-bottom:1px solid #000000;overflow:hidden;padding:0px 3px 0px 3px;vertical-align:bottom;">Opal (A/D)</td> <td data-sheets-numberformat='{"1":2,"2":"0.00","3":1}' data-sheets-value='{"1":3,"3":0.98}' style="border-bottom:1px solid #000000;overflow:hidden;padding:0px 3px 0px 3px;vertical-align:bottom;text-align:center;">0.98</td> <td data-sheets-numberformat='{"1":2,"2":"0","3":1}' data-sheets-value='{"1":3,"3":20.91}' style="border-bottom:1px solid #000000;overflow:hidden;padding:0px 3px 0px 3px;vertical-align:bottom;text-align:center;">21</td> <td data-sheets-numberformat='{"1":2,"2":"0","3":1}' data-sheets-value='{"1":3,"3":33}' style="border-bottom:1px solid #000000;overflow:hidden;padding:0px 3px 0px 3px;vertical-align:bottom;text-align:center;">33</td> <td data-sheets-value='{"1":3,"3":26}' style="border-right:1px solid #000000;border-bottom:1px solid #000000;overflow:hidden;padding:0px 3px 0px 3px;vertical-align:bottom;text-align:center;">26</td> </tr> <tr style="height:20px;"> <td data-sheets-value='{"1":2,"2":"Polycarbonate"}' style="border-left:1px solid #000000;overflow:hidden;padding:0px 3px 0px 3px;vertical-align:bottom;">Polycarbonate</td> <td data-sheets-value='{"1":2,"2":"EW"}' style="overflow:hidden;padding:0px 3px 0px 3px;vertical-align:bottom;">EW</td> <td data-sheets-value='{"1":2,"2":"Heatstop Opal (T)"}' style="overflow:hidden;padding:0px 3px 0px 3px;vertical-align:bottom;">Heatstop Opal (T)</td> <td data-sheets-numberformat='{"1":2,"2":"0.00","3":1}' data-sheets-value='{"1":3,"3":1.19}' style="overflow:hidden;padding:0px 3px 0px 3px;vertical-align:bottom;text-align:center;">1.19</td> <td data-sheets-numberformat='{"1":2,"2":"0","3":1}' data-sheets-value='{"1":3,"3":20.09}' style="overflow:hidden;padding:0px 3px 0px 3px;vertical-align:bottom;text-align:center;">20</td> <td data-sheets-numberformat='{"1":2,"2":"0","3":1}' data-sheets-value='{"1":3,"3":38.940000000000005}' style="overflow:hidden;padding:0px 3px 0px 3px;vertical-align:bottom;text-align:center;">39</td> <td data-sheets-value='{"1":3,"3":24}' style="border-right:1px solid #000000;overflow:hidden;padding:0px 3px 0px 3px;vertical-align:bottom;text-align:center;">24</td> </tr> <tr style="height:20px;"> <td data-sheets-value='{"1":2,"2":"Heatstop PC"}' style="border-left:1px solid #000000;overflow:hidden;padding:0px 3px 0px 3px;vertical-align:bottom;">Heatstop PC</td> <td data-sheets-value='{"1":2,"2":"DW"}' style="overflow:hidden;padding:0px 3px 0px 3px;vertical-align:bottom;">DW</td> <td data-sheets-value='{"1":2,"2":"Clear (T/H)"}' style="overflow:hidden;padding:0px 3px 0px 3px;vertical-align:bottom;">Clear (T/H)</td> <td data-sheets-numberformat='{"1":2,"2":"0.00","3":1}' data-sheets-value='{"1":3,"3":0.98}' style="overflow:hidden;padding:0px 3px 0px 3px;vertical-align:bottom;text-align:center;">0.98</td> <td data-sheets-numberformat='{"1":2,"2":"0","3":1}' data-sheets-value='{"1":3,"3":18.04}' style="overflow:hidden;padding:0px 3px 0px 3px;vertical-align:bottom;text-align:center;">18</td> <td data-sheets-numberformat='{"1":2,"2":"0","3":1}' data-sheets-value='{"1":3,"3":33.660000000000004}' style="overflow:hidden;padding:0px 3px 0px 3px;vertical-align:bottom;text-align:center;">34</td> <td data-sheets-value='{"1":3,"3":26}' style="border-right:1px solid #000000;overflow:hidden;padding:0px 3px 0px 3px;vertical-align:bottom;text-align:center;">26</td> </tr> <tr style="height:20px;"> <td style="border-bottom:1px solid #000000;border-left:1px solid #000000;overflow:hidden;padding:0px 3px 0px 3px;vertical-align:bottom;"></td> <td style="border-bottom:1px solid #000000;overflow:hidden;padding:0px 3px 0px 3px;vertical-align:bottom;"></td> <td data-sheets-value='{"1":2,"2":"Opal (T/O)"}' style="border-bottom:1px solid #000000;overflow:hidden;padding:0px 3px 0px 3px;vertical-align:bottom;">Opal (T/O)</td> <td data-sheets-numberformat='{"1":2,"2":"0.00","3":1}' data-sheets-value='{"1":3,"3":0.98}' style="border-bottom:1px solid #000000;overflow:hidden;padding:0px 3px 0px 3px;vertical-align:bottom;text-align:center;">0.98</td> <td data-sheets-numberformat='{"1":2,"2":"0","3":1}' data-sheets-value='{"1":3,"3":16.81}' style="border-bottom:1px solid #000000;overflow:hidden;padding:0px 3px 0px 3px;vertical-align:bottom;text-align:center;">17</td> <td data-sheets-numberformat='{"1":2,"2":"0","3":1}' data-sheets-value='{"1":3,"3":29.700000000000003}' style="border-bottom:1px solid #000000;overflow:hidden;padding:0px 3px 0px 3px;vertical-align:bottom;text-align:center;">30</td> <td data-sheets-value='{"1":3,"3":26}' style="border-right:1px solid #000000;border-bottom:1px solid #000000;overflow:hidden;padding:0px 3px 0px 3px;vertical-align:bottom;text-align:center;">26</td> </tr> </tbody></table> | skylux-160-ce-met-koepel-en-pvc-opstand-35-30-met-lm-motor-pvc-raam-type-ep25-en-windvang-1000-x-1300-mm | 8586050077005 | 46872389353805
Smoke and heat exhaust (SHEV) | SHE system | Skylux | Skylux 160° CE with skylight and PVC curb 35/30 with LM-actuator, PVC frame type EP25 and spoiler 1000 x 1500 mm |  | 50624 | 5412970506249 | 5223.6 | Yes | 30-45 | 85.98 | 1000 x 1500 mm | 1500 | 1000 |  | PVC 35/30 (35 cm high & roof opening = 30 cm larger than daylight size) | Rectangular | 1.19 W/m²K - 0.98 W/m²K | 57% - 30% | 37% - 17% | 24dB - 26dB | 160° CE (for industry) | PVC frame EP25 | with spoiler | E | Single actuator | Maximum double-walled skylight possible for this product | Ut-value LT-value g-value Rw-value EN 1873 : 2014 EN ISO 13468 EN 16153 EN 410 EN 410 EN ISO 140-3 Material Walls Shells (W/m²K) (%) (%) (dB) Acrylic EW Clear (H) 1.19 37 57 24 PMMA Opal (O) 1.19 34 50 24 DW Clear (H/H) 0.98 33 50 26 Opal (O/O) 0.98 28 38 26 Polycarbonate EW Clear (A) 1.19 36 55 24 PC Opal (D) 1.19 24 40 24 DW Clear (A/H) 0.98 32 48 26 Clear (A/A) 0.98 32 46 26 Opal (A/O) 0.98 30 42 26 Opal (A/D) 0.98 21 33 26 Polycarbonate EW Heatstop Opal (T) 1.19 20 39 24 Heatstop PC DW Clear (T/H) 0.98 18 34 26 Opal (T/O) 0.98 17 30 26 | https://skylux.eu/en/products/skylux-160-ce-met-koepel-en-pvc-opstand-35-30-met-lm-motor-pvc-raam-type-ep25-en-windvang-1000-x-1500-mm | https://skylux.eu/cdn/shop/files/Skylux-160deg-CE-met-koepel-en-pvc-opstand-3530-met-LM-motor-pvc-raam-type-EP25-en-windvang-1000-x-1500-mm-RWA-systeem.jpg?v=1702982437&width=1600 | https://skylux.eu/cdn/shop/files/e5a82811-1bb0-48e4-a776-cacb59c7c092_bc37bce4-8c3d-4d1c-ad7e-9022bf75d9fe.jpg?v=1688551616&width=1600 | //skylux.eu/cdn/shop/files/E_MH_Mounting_instructions_Skylux_160_CE_LM.pdf?v=12406716259046007223 | //skylux.eu/cdn/shop/files/E_TD_Technical_File_Skylux_Skylux_160_CE_Electric.pdf?v=3667116872303399239 | <style type="text/css" id="isPasted"><!--td {border: 1px solid #cccccc;}br {mso-data-placement:same-cell;}--></style><table border="1" cellpadding="0" cellspacing="0" dir="ltr" style="table-layout:fixed;font-size:10pt;font-family:Arial;border-collapse:collapse;border:none;"><tbody> <tr style="height:20px;"> <td style="overflow:hidden;padding:0px 3px 0px 3px;vertical-align:bottom;"></td> <td style="overflow:hidden;padding:0px 3px 0px 3px;vertical-align:bottom;"></td> <td style="overflow:hidden;padding:0px 3px 0px 3px;vertical-align:bottom;"></td> <td data-sheets-value='{"1":2,"2":"Ut-value"}' style="overflow:hidden;padding:0px 3px 0px 3px;vertical-align:bottom;font-weight:bold;text-align:center;">Ut-value</td> <td data-sheets-value='{"1":2,"2":"LT-value"}' style="overflow:hidden;padding:0px 3px 0px 3px;vertical-align:bottom;font-weight:bold;text-align:center;">LT-value</td> <td data-sheets-value='{"1":2,"2":"g-value"}' style="overflow:hidden;padding:0px 3px 0px 3px;vertical-align:bottom;font-weight:bold;text-align:center;">g-value</td> <td data-sheets-value='{"1":2,"2":"Rw-value "}' style="overflow:hidden;padding:0px 3px 0px 3px;vertical-align:bottom;font-weight:bold;text-align:center;">Rw-value </td> </tr> <tr style="height:20px;"> <td style="overflow:hidden;padding:0px 3px 0px 3px;vertical-align:bottom;"></td> <td style="overflow:hidden;padding:0px 3px 0px 3px;vertical-align:bottom;"></td> <td style="overflow:hidden;padding:0px 3px 0px 3px;vertical-align:bottom;"></td> <td data-sheets-numberformat='{"1":2,"2":"0.00","3":1}' data-sheets-value='{"1":2,"2":"EN 1873 : 2014"}' style="overflow:hidden;padding:0px 3px 0px 3px;vertical-align:bottom;text-align:center;">EN 1873 : 2014</td> <td data-sheets-numberformat='{"1":2,"2":"0","3":1}' data-sheets-value='{"1":2,"2":"EN ISO 13468 EN 16153 EN 410"}' style="overflow:hidden;padding:0px 3px 0px 3px;vertical-align:bottom;text-align:center;">EN ISO 13468 EN 16153 EN 410</td> <td data-sheets-numberformat='{"1":2,"2":"0","3":1}' data-sheets-value='{"1":2,"2":"EN 410"}' style="overflow:hidden;padding:0px 3px 0px 3px;vertical-align:bottom;text-align:center;">EN 410</td> <td data-sheets-value='{"1":2,"2":"EN ISO 140-3\t\t"}' style="overflow:hidden;padding:0px 3px 0px 3px;vertical-align:bottom;text-align:center;">EN ISO 140-3 </td> </tr> <tr style="height:20px;"> <td data-sheets-value='{"1":2,"2":"Material"}' style="border-bottom:1px solid #000000;overflow:hidden;padding:0px 3px 0px 3px;vertical-align:bottom;background-color:#000000;font-weight:bold;color:#ffffff;">Material</td> <td data-sheets-value='{"1":2,"2":"Walls"}' style="border-bottom:1px solid #000000;overflow:hidden;padding:0px 3px 0px 3px;vertical-align:bottom;background-color:#000000;font-weight:bold;color:#ffffff;">Walls</td> <td data-sheets-value='{"1":2,"2":"Shells"}' style="border-bottom:1px solid #000000;overflow:hidden;padding:0px 3px 0px 3px;vertical-align:bottom;background-color:#000000;font-weight:bold;color:#ffffff;">Shells</td> <td data-sheets-numberformat='{"1":2,"2":"0.00","3":1}' data-sheets-value='{"1":2,"2":"(W/m²K)\t"}' style="border-bottom:1px solid #000000;overflow:hidden;padding:0px 3px 0px 3px;vertical-align:bottom;background-color:#000000;font-weight:bold;color:#ffffff;text-align:center;">(W/m²K) </td> <td data-sheets-numberformat='{"1":2,"2":"0","3":1}' data-sheets-value='{"1":2,"2":"(%)"}' style="border-bottom:1px solid #000000;overflow:hidden;padding:0px 3px 0px 3px;vertical-align:bottom;background-color:#000000;font-weight:bold;color:#ffffff;text-align:center;">(%)</td> <td data-sheets-numberformat='{"1":2,"2":"0","3":1}' data-sheets-value='{"1":2,"2":"(%)"}' style="border-bottom:1px solid #000000;overflow:hidden;padding:0px 3px 0px 3px;vertical-align:bottom;background-color:#000000;font-weight:bold;color:#ffffff;text-align:center;">(%)</td> <td data-sheets-value='{"1":2,"2":"(dB)"}' style="border-bottom:1px solid #000000;overflow:hidden;padding:0px 3px 0px 3px;vertical-align:bottom;background-color:#000000;font-weight:bold;color:#ffffff;text-align:center;">(dB)</td> </tr> <tr style="height:20px;"> <td data-sheets-value='{"1":2,"2":"Acrylic"}' style="border-left:1px solid #000000;overflow:hidden;padding:0px 3px 0px 3px;vertical-align:bottom;">Acrylic</td> <td data-sheets-value='{"1":2,"2":"EW"}' style="overflow:hidden;padding:0px 3px 0px 3px;vertical-align:bottom;">EW</td> <td data-sheets-value='{"1":2,"2":"Clear (H)"}' style="overflow:hidden;padding:0px 3px 0px 3px;vertical-align:bottom;">Clear (H)</td> <td data-sheets-numberformat='{"1":2,"2":"0.00","3":1}' data-sheets-value='{"1":3,"3":1.19}' style="overflow:hidden;padding:0px 3px 0px 3px;vertical-align:bottom;text-align:center;">1.19</td> <td data-sheets-numberformat='{"1":2,"2":"0","3":1}' data-sheets-value='{"1":3,"3":36.9}' style="overflow:hidden;padding:0px 3px 0px 3px;vertical-align:bottom;text-align:center;">37</td> <td data-sheets-numberformat='{"1":2,"2":"0","3":1}' data-sheets-value='{"1":3,"3":57.42}' style="overflow:hidden;padding:0px 3px 0px 3px;vertical-align:bottom;text-align:center;">57</td> <td data-sheets-value='{"1":3,"3":24}' style="border-right:1px solid #000000;overflow:hidden;padding:0px 3px 0px 3px;vertical-align:bottom;text-align:center;">24</td> </tr> <tr style="height:20px;"> <td data-sheets-value='{"1":2,"2":"PMMA"}' style="border-left:1px solid #000000;overflow:hidden;padding:0px 3px 0px 3px;vertical-align:bottom;">PMMA</td> <td style="overflow:hidden;padding:0px 3px 0px 3px;vertical-align:bottom;"></td> <td data-sheets-value='{"1":2,"2":"Opal (O)"}' style="overflow:hidden;padding:0px 3px 0px 3px;vertical-align:bottom;">Opal (O)</td> <td data-sheets-numberformat='{"1":2,"2":"0.00","3":1}' data-sheets-value='{"1":3,"3":1.19}' style="overflow:hidden;padding:0px 3px 0px 3px;vertical-align:bottom;text-align:center;">1.19</td> <td data-sheets-numberformat='{"1":2,"2":"0","3":1}' data-sheets-value='{"1":3,"3":34.03}' style="overflow:hidden;padding:0px 3px 0px 3px;vertical-align:bottom;text-align:center;">34</td> <td data-sheets-numberformat='{"1":2,"2":"0","3":1}' data-sheets-value='{"1":3,"3":50.160000000000004}' style="overflow:hidden;padding:0px 3px 0px 3px;vertical-align:bottom;text-align:center;">50</td> <td data-sheets-value='{"1":3,"3":24}' style="border-right:1px solid #000000;overflow:hidden;padding:0px 3px 0px 3px;vertical-align:bottom;text-align:center;">24</td> </tr> <tr style="height:20px;"> <td style="border-left:1px solid #000000;overflow:hidden;padding:0px 3px 0px 3px;vertical-align:bottom;"></td> <td data-sheets-value='{"1":2,"2":"DW"}' style="overflow:hidden;padding:0px 3px 0px 3px;vertical-align:bottom;">DW</td> <td data-sheets-value='{"1":2,"2":"Clear (H/H)"}' style="overflow:hidden;padding:0px 3px 0px 3px;vertical-align:bottom;">Clear (H/H)</td> <td data-sheets-numberformat='{"1":2,"2":"0.00","3":1}' data-sheets-value='{"1":3,"3":0.98}' style="overflow:hidden;padding:0px 3px 0px 3px;vertical-align:bottom;text-align:center;">0.98</td> <td data-sheets-numberformat='{"1":2,"2":"0","3":1}' data-sheets-value='{"1":3,"3":33.21}' style="overflow:hidden;padding:0px 3px 0px 3px;vertical-align:bottom;text-align:center;">33</td> <td data-sheets-numberformat='{"1":2,"2":"0","3":1}' data-sheets-value='{"1":3,"3":49.5}' style="overflow:hidden;padding:0px 3px 0px 3px;vertical-align:bottom;text-align:center;">50</td> <td data-sheets-value='{"1":3,"3":26}' style="border-right:1px solid #000000;overflow:hidden;padding:0px 3px 0px 3px;vertical-align:bottom;text-align:center;">26</td> </tr> <tr style="height:20px;"> <td style="border-bottom:1px solid #000000;border-left:1px solid #000000;overflow:hidden;padding:0px 3px 0px 3px;vertical-align:bottom;"></td> <td style="border-bottom:1px solid #000000;overflow:hidden;padding:0px 3px 0px 3px;vertical-align:bottom;"></td> <td data-sheets-value='{"1":2,"2":"Opal (O/O)"}' style="border-bottom:1px solid #000000;overflow:hidden;padding:0px 3px 0px 3px;vertical-align:bottom;">Opal (O/O)</td> <td data-sheets-numberformat='{"1":2,"2":"0.00","3":1}' data-sheets-value='{"1":3,"3":0.98}' style="border-bottom:1px solid #000000;overflow:hidden;padding:0px 3px 0px 3px;vertical-align:bottom;text-align:center;">0.98</td> <td data-sheets-numberformat='{"1":2,"2":"0","3":1}' data-sheets-value='{"1":3,"3":28.29}' style="border-bottom:1px solid #000000;overflow:hidden;padding:0px 3px 0px 3px;vertical-align:bottom;text-align:center;">28</td> <td data-sheets-numberformat='{"1":2,"2":"0","3":1}' data-sheets-value='{"1":3,"3":38.28}' style="border-bottom:1px solid #000000;overflow:hidden;padding:0px 3px 0px 3px;vertical-align:bottom;text-align:center;">38</td> <td data-sheets-value='{"1":3,"3":26}' style="border-right:1px solid #000000;border-bottom:1px solid #000000;overflow:hidden;padding:0px 3px 0px 3px;vertical-align:bottom;text-align:center;">26</td> </tr> <tr style="height:20px;"> <td data-sheets-value='{"1":2,"2":"Polycarbonate "}' style="border-left:1px solid #000000;overflow:hidden;padding:0px 3px 0px 3px;vertical-align:bottom;">Polycarbonate </td> <td data-sheets-value='{"1":2,"2":"EW"}' style="overflow:hidden;padding:0px 3px 0px 3px;vertical-align:bottom;">EW</td> <td data-sheets-value='{"1":2,"2":"Clear (A)"}' style="overflow:hidden;padding:0px 3px 0px 3px;vertical-align:bottom;">Clear (A)</td> <td data-sheets-numberformat='{"1":2,"2":"0.00","3":1}' data-sheets-value='{"1":3,"3":1.19}' style="overflow:hidden;padding:0px 3px 0px 3px;vertical-align:bottom;text-align:center;">1.19</td> <td data-sheets-numberformat='{"1":2,"2":"0","3":1}' data-sheets-value='{"1":3,"3":36.08}' style="overflow:hidden;padding:0px 3px 0px 3px;vertical-align:bottom;text-align:center;">36</td> <td data-sheets-numberformat='{"1":2,"2":"0","3":1}' data-sheets-value='{"1":3,"3":54.78}' style="overflow:hidden;padding:0px 3px 0px 3px;vertical-align:bottom;text-align:center;">55</td> <td data-sheets-value='{"1":3,"3":24}' style="border-right:1px solid #000000;overflow:hidden;padding:0px 3px 0px 3px;vertical-align:bottom;text-align:center;">24</td> </tr> <tr style="height:20px;"> <td data-sheets-value='{"1":2,"2":"PC"}' style="border-left:1px solid #000000;overflow:hidden;padding:0px 3px 0px 3px;vertical-align:bottom;">PC</td> <td style="overflow:hidden;padding:0px 3px 0px 3px;vertical-align:bottom;"></td> <td data-sheets-value='{"1":2,"2":"Opal (D)"}' style="overflow:hidden;padding:0px 3px 0px 3px;vertical-align:bottom;">Opal (D)</td> <td data-sheets-numberformat='{"1":2,"2":"0.00","3":1}' data-sheets-value='{"1":3,"3":1.19}' style="overflow:hidden;padding:0px 3px 0px 3px;vertical-align:bottom;text-align:center;">1.19</td> <td data-sheets-numberformat='{"1":2,"2":"0","3":1}' data-sheets-value='{"1":3,"3":23.779999999999998}' style="overflow:hidden;padding:0px 3px 0px 3px;vertical-align:bottom;text-align:center;">24</td> <td data-sheets-numberformat='{"1":2,"2":"0","3":1}' data-sheets-value='{"1":3,"3":39.6}' style="overflow:hidden;padding:0px 3px 0px 3px;vertical-align:bottom;text-align:center;">40</td> <td data-sheets-value='{"1":3,"3":24}' style="border-right:1px solid #000000;overflow:hidden;padding:0px 3px 0px 3px;vertical-align:bottom;text-align:center;">24</td> </tr> <tr style="height:20px;"> <td style="border-left:1px solid #000000;overflow:hidden;padding:0px 3px 0px 3px;vertical-align:bottom;"></td> <td data-sheets-value='{"1":2,"2":"DW"}' style="overflow:hidden;padding:0px 3px 0px 3px;vertical-align:bottom;">DW</td> <td data-sheets-value='{"1":2,"2":"Clear (A/H)"}' style="overflow:hidden;padding:0px 3px 0px 3px;vertical-align:bottom;">Clear (A/H)</td> <td data-sheets-numberformat='{"1":2,"2":"0.00","3":1}' data-sheets-value='{"1":3,"3":0.98}' style="overflow:hidden;padding:0px 3px 0px 3px;vertical-align:bottom;text-align:center;">0.98</td> <td data-sheets-numberformat='{"1":2,"2":"0","3":1}' data-sheets-value='{"1":3,"3":32.39}' style="overflow:hidden;padding:0px 3px 0px 3px;vertical-align:bottom;text-align:center;">32</td> <td data-sheets-numberformat='{"1":2,"2":"0","3":1}' data-sheets-value='{"1":3,"3":47.52}' style="overflow:hidden;padding:0px 3px 0px 3px;vertical-align:bottom;text-align:center;">48</td> <td data-sheets-value='{"1":3,"3":26}' style="border-right:1px solid #000000;overflow:hidden;padding:0px 3px 0px 3px;vertical-align:bottom;text-align:center;">26</td> </tr> <tr style="height:20px;"> <td style="border-left:1px solid #000000;overflow:hidden;padding:0px 3px 0px 3px;vertical-align:bottom;"></td> <td style="overflow:hidden;padding:0px 3px 0px 3px;vertical-align:bottom;"></td> <td data-sheets-value='{"1":2,"2":"Clear (A/A)"}' style="overflow:hidden;padding:0px 3px 0px 3px;vertical-align:bottom;">Clear (A/A)</td> <td data-sheets-numberformat='{"1":2,"2":"0.00","3":1}' data-sheets-value='{"1":3,"3":0.98}' style="overflow:hidden;padding:0px 3px 0px 3px;vertical-align:bottom;text-align:center;">0.98</td> <td data-sheets-numberformat='{"1":2,"2":"0","3":1}' data-sheets-value='{"1":3,"3":31.569999999999997}' style="overflow:hidden;padding:0px 3px 0px 3px;vertical-align:bottom;text-align:center;">32</td> <td data-sheets-numberformat='{"1":2,"2":"0","3":1}' data-sheets-value='{"1":3,"3":45.54}' style="overflow:hidden;padding:0px 3px 0px 3px;vertical-align:bottom;text-align:center;">46</td> <td data-sheets-value='{"1":3,"3":26}' style="border-right:1px solid #000000;overflow:hidden;padding:0px 3px 0px 3px;vertical-align:bottom;text-align:center;">26</td> </tr> <tr style="height:20px;"> <td style="border-left:1px solid #000000;overflow:hidden;padding:0px 3px 0px 3px;vertical-align:bottom;"></td> <td style="overflow:hidden;padding:0px 3px 0px 3px;vertical-align:bottom;"></td> <td data-sheets-value='{"1":2,"2":"Opal (A/O)"}' style="overflow:hidden;padding:0px 3px 0px 3px;vertical-align:bottom;">Opal (A/O)</td> <td data-sheets-numberformat='{"1":2,"2":"0.00","3":1}' data-sheets-value='{"1":3,"3":0.98}' style="overflow:hidden;padding:0px 3px 0px 3px;vertical-align:bottom;text-align:center;">0.98</td> <td data-sheets-numberformat='{"1":2,"2":"0","3":1}' data-sheets-value='{"1":3,"3":29.93}' style="overflow:hidden;padding:0px 3px 0px 3px;vertical-align:bottom;text-align:center;">30</td> <td data-sheets-numberformat='{"1":2,"2":"0","3":1}' data-sheets-value='{"1":3,"3":41.580000000000005}' style="overflow:hidden;padding:0px 3px 0px 3px;vertical-align:bottom;text-align:center;">42</td> <td data-sheets-value='{"1":3,"3":26}' style="border-right:1px solid #000000;overflow:hidden;padding:0px 3px 0px 3px;vertical-align:bottom;text-align:center;">26</td> </tr> <tr style="height:20px;"> <td style="border-bottom:1px solid #000000;border-left:1px solid #000000;overflow:hidden;padding:0px 3px 0px 3px;vertical-align:bottom;"></td> <td style="border-bottom:1px solid #000000;overflow:hidden;padding:0px 3px 0px 3px;vertical-align:bottom;"></td> <td data-sheets-value='{"1":2,"2":"Opal (A/D)"}' style="border-bottom:1px solid #000000;overflow:hidden;padding:0px 3px 0px 3px;vertical-align:bottom;">Opal (A/D)</td> <td data-sheets-numberformat='{"1":2,"2":"0.00","3":1}' data-sheets-value='{"1":3,"3":0.98}' style="border-bottom:1px solid #000000;overflow:hidden;padding:0px 3px 0px 3px;vertical-align:bottom;text-align:center;">0.98</td> <td data-sheets-numberformat='{"1":2,"2":"0","3":1}' data-sheets-value='{"1":3,"3":20.91}' style="border-bottom:1px solid #000000;overflow:hidden;padding:0px 3px 0px 3px;vertical-align:bottom;text-align:center;">21</td> <td data-sheets-numberformat='{"1":2,"2":"0","3":1}' data-sheets-value='{"1":3,"3":33}' style="border-bottom:1px solid #000000;overflow:hidden;padding:0px 3px 0px 3px;vertical-align:bottom;text-align:center;">33</td> <td data-sheets-value='{"1":3,"3":26}' style="border-right:1px solid #000000;border-bottom:1px solid #000000;overflow:hidden;padding:0px 3px 0px 3px;vertical-align:bottom;text-align:center;">26</td> </tr> <tr style="height:20px;"> <td data-sheets-value='{"1":2,"2":"Polycarbonate"}' style="border-left:1px solid #000000;overflow:hidden;padding:0px 3px 0px 3px;vertical-align:bottom;">Polycarbonate</td> <td data-sheets-value='{"1":2,"2":"EW"}' style="overflow:hidden;padding:0px 3px 0px 3px;vertical-align:bottom;">EW</td> <td data-sheets-value='{"1":2,"2":"Heatstop Opal (T)"}' style="overflow:hidden;padding:0px 3px 0px 3px;vertical-align:bottom;">Heatstop Opal (T)</td> <td data-sheets-numberformat='{"1":2,"2":"0.00","3":1}' data-sheets-value='{"1":3,"3":1.19}' style="overflow:hidden;padding:0px 3px 0px 3px;vertical-align:bottom;text-align:center;">1.19</td> <td data-sheets-numberformat='{"1":2,"2":"0","3":1}' data-sheets-value='{"1":3,"3":20.09}' style="overflow:hidden;padding:0px 3px 0px 3px;vertical-align:bottom;text-align:center;">20</td> <td data-sheets-numberformat='{"1":2,"2":"0","3":1}' data-sheets-value='{"1":3,"3":38.940000000000005}' style="overflow:hidden;padding:0px 3px 0px 3px;vertical-align:bottom;text-align:center;">39</td> <td data-sheets-value='{"1":3,"3":24}' style="border-right:1px solid #000000;overflow:hidden;padding:0px 3px 0px 3px;vertical-align:bottom;text-align:center;">24</td> </tr> <tr style="height:20px;"> <td data-sheets-value='{"1":2,"2":"Heatstop PC"}' style="border-left:1px solid #000000;overflow:hidden;padding:0px 3px 0px 3px;vertical-align:bottom;">Heatstop PC</td> <td data-sheets-value='{"1":2,"2":"DW"}' style="overflow:hidden;padding:0px 3px 0px 3px;vertical-align:bottom;">DW</td> <td data-sheets-value='{"1":2,"2":"Clear (T/H)"}' style="overflow:hidden;padding:0px 3px 0px 3px;vertical-align:bottom;">Clear (T/H)</td> <td data-sheets-numberformat='{"1":2,"2":"0.00","3":1}' data-sheets-value='{"1":3,"3":0.98}' style="overflow:hidden;padding:0px 3px 0px 3px;vertical-align:bottom;text-align:center;">0.98</td> <td data-sheets-numberformat='{"1":2,"2":"0","3":1}' data-sheets-value='{"1":3,"3":18.04}' style="overflow:hidden;padding:0px 3px 0px 3px;vertical-align:bottom;text-align:center;">18</td> <td data-sheets-numberformat='{"1":2,"2":"0","3":1}' data-sheets-value='{"1":3,"3":33.660000000000004}' style="overflow:hidden;padding:0px 3px 0px 3px;vertical-align:bottom;text-align:center;">34</td> <td data-sheets-value='{"1":3,"3":26}' style="border-right:1px solid #000000;overflow:hidden;padding:0px 3px 0px 3px;vertical-align:bottom;text-align:center;">26</td> </tr> <tr style="height:20px;"> <td style="border-bottom:1px solid #000000;border-left:1px solid #000000;overflow:hidden;padding:0px 3px 0px 3px;vertical-align:bottom;"></td> <td style="border-bottom:1px solid #000000;overflow:hidden;padding:0px 3px 0px 3px;vertical-align:bottom;"></td> <td data-sheets-value='{"1":2,"2":"Opal (T/O)"}' style="border-bottom:1px solid #000000;overflow:hidden;padding:0px 3px 0px 3px;vertical-align:bottom;">Opal (T/O)</td> <td data-sheets-numberformat='{"1":2,"2":"0.00","3":1}' data-sheets-value='{"1":3,"3":0.98}' style="border-bottom:1px solid #000000;overflow:hidden;padding:0px 3px 0px 3px;vertical-align:bottom;text-align:center;">0.98</td> <td data-sheets-numberformat='{"1":2,"2":"0","3":1}' data-sheets-value='{"1":3,"3":16.81}' style="border-bottom:1px solid #000000;overflow:hidden;padding:0px 3px 0px 3px;vertical-align:bottom;text-align:center;">17</td> <td data-sheets-numberformat='{"1":2,"2":"0","3":1}' data-sheets-value='{"1":3,"3":29.700000000000003}' style="border-bottom:1px solid #000000;overflow:hidden;padding:0px 3px 0px 3px;vertical-align:bottom;text-align:center;">30</td> <td data-sheets-value='{"1":3,"3":26}' style="border-right:1px solid #000000;border-bottom:1px solid #000000;overflow:hidden;padding:0px 3px 0px 3px;vertical-align:bottom;text-align:center;">26</td> </tr> </tbody></table> | skylux-160-ce-met-koepel-en-pvc-opstand-35-30-met-lm-motor-pvc-raam-type-ep25-en-windvang-1000-x-1500-mm | 8586050142541 | 46872389484877
Smoke and heat exhaust (SHEV) | SHE system | Skylux | Skylux 160° CE with skylight and PVC curb 35/30 with LM-actuator, PVC frame type EP25 and spoiler 1000 x 1600 mm |  | 50625 | 5412970506256 | 5530.95 | Yes | 30-45 | 87.13 | 1000 x 1600 mm | 1600 | 1000 |  | PVC 35/30 (35 cm high & roof opening = 30 cm larger than daylight size) | Rectangular | 1.19 W/m²K - 0.98 W/m²K | 57% - 30% | 37% - 17% | 24dB - 26dB | 160° CE (for industry) | PVC frame EP25 | with spoiler | E | Single actuator | Maximum double-walled skylight possible for this product | Ut-value LT-value g-value Rw-value EN 1873 : 2014 EN ISO 13468 EN 16153 EN 410 EN 410 EN ISO 140-3 Material Walls Shells (W/m²K) (%) (%) (dB) Acrylic EW Clear (H) 1.19 37 57 24 PMMA Opal (O) 1.19 34 50 24 DW Clear (H/H) 0.98 33 50 26 Opal (O/O) 0.98 28 38 26 Polycarbonate EW Clear (A) 1.19 36 55 24 PC Opal (D) 1.19 24 40 24 DW Clear (A/H) 0.98 32 48 26 Clear (A/A) 0.98 32 46 26 Opal (A/O) 0.98 30 42 26 Opal (A/D) 0.98 21 33 26 Polycarbonate EW Heatstop Opal (T) 1.19 20 39 24 Heatstop PC DW Clear (T/H) 0.98 18 34 26 Opal (T/O) 0.98 17 30 26 | https://skylux.eu/en/products/skylux-160-ce-met-koepel-en-pvc-opstand-35-30-met-lm-motor-pvc-raam-type-ep25-en-windvang-1000-x-1600-mm | https://skylux.eu/cdn/shop/files/Skylux-160deg-CE-met-koepel-en-pvc-opstand-3530-met-LM-motor-pvc-raam-type-EP25-en-windvang-1000-x-1600-mm-RWA-systeem.jpg?v=1702982442&width=1600 | https://skylux.eu/cdn/shop/files/e5a82811-1bb0-48e4-a776-cacb59c7c092_959a6252-a418-45e6-b3ea-3cd6bd0ed053.jpg?v=1688551617&width=1600 | //skylux.eu/cdn/shop/files/E_MH_Mounting_instructions_Skylux_160_CE_LM.pdf?v=12406716259046007223 | //skylux.eu/cdn/shop/files/E_TD_Technical_File_Skylux_Skylux_160_CE_Electric.pdf?v=3667116872303399239 | <style type="text/css" id="isPasted"><!--td {border: 1px solid #cccccc;}br {mso-data-placement:same-cell;}--></style><table border="1" cellpadding="0" cellspacing="0" dir="ltr" style="table-layout:fixed;font-size:10pt;font-family:Arial;border-collapse:collapse;border:none;"><tbody> <tr style="height:20px;"> <td style="overflow:hidden;padding:0px 3px 0px 3px;vertical-align:bottom;"></td> <td style="overflow:hidden;padding:0px 3px 0px 3px;vertical-align:bottom;"></td> <td style="overflow:hidden;padding:0px 3px 0px 3px;vertical-align:bottom;"></td> <td data-sheets-value='{"1":2,"2":"Ut-value"}' style="overflow:hidden;padding:0px 3px 0px 3px;vertical-align:bottom;font-weight:bold;text-align:center;">Ut-value</td> <td data-sheets-value='{"1":2,"2":"LT-value"}' style="overflow:hidden;padding:0px 3px 0px 3px;vertical-align:bottom;font-weight:bold;text-align:center;">LT-value</td> <td data-sheets-value='{"1":2,"2":"g-value"}' style="overflow:hidden;padding:0px 3px 0px 3px;vertical-align:bottom;font-weight:bold;text-align:center;">g-value</td> <td data-sheets-value='{"1":2,"2":"Rw-value "}' style="overflow:hidden;padding:0px 3px 0px 3px;vertical-align:bottom;font-weight:bold;text-align:center;">Rw-value </td> </tr> <tr style="height:20px;"> <td style="overflow:hidden;padding:0px 3px 0px 3px;vertical-align:bottom;"></td> <td style="overflow:hidden;padding:0px 3px 0px 3px;vertical-align:bottom;"></td> <td style="overflow:hidden;padding:0px 3px 0px 3px;vertical-align:bottom;"></td> <td data-sheets-numberformat='{"1":2,"2":"0.00","3":1}' data-sheets-value='{"1":2,"2":"EN 1873 : 2014"}' style="overflow:hidden;padding:0px 3px 0px 3px;vertical-align:bottom;text-align:center;">EN 1873 : 2014</td> <td data-sheets-numberformat='{"1":2,"2":"0","3":1}' data-sheets-value='{"1":2,"2":"EN ISO 13468 EN 16153 EN 410"}' style="overflow:hidden;padding:0px 3px 0px 3px;vertical-align:bottom;text-align:center;">EN ISO 13468 EN 16153 EN 410</td> <td data-sheets-numberformat='{"1":2,"2":"0","3":1}' data-sheets-value='{"1":2,"2":"EN 410"}' style="overflow:hidden;padding:0px 3px 0px 3px;vertical-align:bottom;text-align:center;">EN 410</td> <td data-sheets-value='{"1":2,"2":"EN ISO 140-3\t\t"}' style="overflow:hidden;padding:0px 3px 0px 3px;vertical-align:bottom;text-align:center;">EN ISO 140-3 </td> </tr> <tr style="height:20px;"> <td data-sheets-value='{"1":2,"2":"Material"}' style="border-bottom:1px solid #000000;overflow:hidden;padding:0px 3px 0px 3px;vertical-align:bottom;background-color:#000000;font-weight:bold;color:#ffffff;">Material</td> <td data-sheets-value='{"1":2,"2":"Walls"}' style="border-bottom:1px solid #000000;overflow:hidden;padding:0px 3px 0px 3px;vertical-align:bottom;background-color:#000000;font-weight:bold;color:#ffffff;">Walls</td> <td data-sheets-value='{"1":2,"2":"Shells"}' style="border-bottom:1px solid #000000;overflow:hidden;padding:0px 3px 0px 3px;vertical-align:bottom;background-color:#000000;font-weight:bold;color:#ffffff;">Shells</td> <td data-sheets-numberformat='{"1":2,"2":"0.00","3":1}' data-sheets-value='{"1":2,"2":"(W/m²K)\t"}' style="border-bottom:1px solid #000000;overflow:hidden;padding:0px 3px 0px 3px;vertical-align:bottom;background-color:#000000;font-weight:bold;color:#ffffff;text-align:center;">(W/m²K) </td> <td data-sheets-numberformat='{"1":2,"2":"0","3":1}' data-sheets-value='{"1":2,"2":"(%)"}' style="border-bottom:1px solid #000000;overflow:hidden;padding:0px 3px 0px 3px;vertical-align:bottom;background-color:#000000;font-weight:bold;color:#ffffff;text-align:center;">(%)</td> <td data-sheets-numberformat='{"1":2,"2":"0","3":1}' data-sheets-value='{"1":2,"2":"(%)"}' style="border-bottom:1px solid #000000;overflow:hidden;padding:0px 3px 0px 3px;vertical-align:bottom;background-color:#000000;font-weight:bold;color:#ffffff;text-align:center;">(%)</td> <td data-sheets-value='{"1":2,"2":"(dB)"}' style="border-bottom:1px solid #000000;overflow:hidden;padding:0px 3px 0px 3px;vertical-align:bottom;background-color:#000000;font-weight:bold;color:#ffffff;text-align:center;">(dB)</td> </tr> <tr style="height:20px;"> <td data-sheets-value='{"1":2,"2":"Acrylic"}' style="border-left:1px solid #000000;overflow:hidden;padding:0px 3px 0px 3px;vertical-align:bottom;">Acrylic</td> <td data-sheets-value='{"1":2,"2":"EW"}' style="overflow:hidden;padding:0px 3px 0px 3px;vertical-align:bottom;">EW</td> <td data-sheets-value='{"1":2,"2":"Clear (H)"}' style="overflow:hidden;padding:0px 3px 0px 3px;vertical-align:bottom;">Clear (H)</td> <td data-sheets-numberformat='{"1":2,"2":"0.00","3":1}' data-sheets-value='{"1":3,"3":1.19}' style="overflow:hidden;padding:0px 3px 0px 3px;vertical-align:bottom;text-align:center;">1.19</td> <td data-sheets-numberformat='{"1":2,"2":"0","3":1}' data-sheets-value='{"1":3,"3":36.9}' style="overflow:hidden;padding:0px 3px 0px 3px;vertical-align:bottom;text-align:center;">37</td> <td data-sheets-numberformat='{"1":2,"2":"0","3":1}' data-sheets-value='{"1":3,"3":57.42}' style="overflow:hidden;padding:0px 3px 0px 3px;vertical-align:bottom;text-align:center;">57</td> <td data-sheets-value='{"1":3,"3":24}' style="border-right:1px solid #000000;overflow:hidden;padding:0px 3px 0px 3px;vertical-align:bottom;text-align:center;">24</td> </tr> <tr style="height:20px;"> <td data-sheets-value='{"1":2,"2":"PMMA"}' style="border-left:1px solid #000000;overflow:hidden;padding:0px 3px 0px 3px;vertical-align:bottom;">PMMA</td> <td style="overflow:hidden;padding:0px 3px 0px 3px;vertical-align:bottom;"></td> <td data-sheets-value='{"1":2,"2":"Opal (O)"}' style="overflow:hidden;padding:0px 3px 0px 3px;vertical-align:bottom;">Opal (O)</td> <td data-sheets-numberformat='{"1":2,"2":"0.00","3":1}' data-sheets-value='{"1":3,"3":1.19}' style="overflow:hidden;padding:0px 3px 0px 3px;vertical-align:bottom;text-align:center;">1.19</td> <td data-sheets-numberformat='{"1":2,"2":"0","3":1}' data-sheets-value='{"1":3,"3":34.03}' style="overflow:hidden;padding:0px 3px 0px 3px;vertical-align:bottom;text-align:center;">34</td> <td data-sheets-numberformat='{"1":2,"2":"0","3":1}' data-sheets-value='{"1":3,"3":50.160000000000004}' style="overflow:hidden;padding:0px 3px 0px 3px;vertical-align:bottom;text-align:center;">50</td> <td data-sheets-value='{"1":3,"3":24}' style="border-right:1px solid #000000;overflow:hidden;padding:0px 3px 0px 3px;vertical-align:bottom;text-align:center;">24</td> </tr> <tr style="height:20px;"> <td style="border-left:1px solid #000000;overflow:hidden;padding:0px 3px 0px 3px;vertical-align:bottom;"></td> <td data-sheets-value='{"1":2,"2":"DW"}' style="overflow:hidden;padding:0px 3px 0px 3px;vertical-align:bottom;">DW</td> <td data-sheets-value='{"1":2,"2":"Clear (H/H)"}' style="overflow:hidden;padding:0px 3px 0px 3px;vertical-align:bottom;">Clear (H/H)</td> <td data-sheets-numberformat='{"1":2,"2":"0.00","3":1}' data-sheets-value='{"1":3,"3":0.98}' style="overflow:hidden;padding:0px 3px 0px 3px;vertical-align:bottom;text-align:center;">0.98</td> <td data-sheets-numberformat='{"1":2,"2":"0","3":1}' data-sheets-value='{"1":3,"3":33.21}' style="overflow:hidden;padding:0px 3px 0px 3px;vertical-align:bottom;text-align:center;">33</td> <td data-sheets-numberformat='{"1":2,"2":"0","3":1}' data-sheets-value='{"1":3,"3":49.5}' style="overflow:hidden;padding:0px 3px 0px 3px;vertical-align:bottom;text-align:center;">50</td> <td data-sheets-value='{"1":3,"3":26}' style="border-right:1px solid #000000;overflow:hidden;padding:0px 3px 0px 3px;vertical-align:bottom;text-align:center;">26</td> </tr> <tr style="height:20px;"> <td style="border-bottom:1px solid #000000;border-left:1px solid #000000;overflow:hidden;padding:0px 3px 0px 3px;vertical-align:bottom;"></td> <td style="border-bottom:1px solid #000000;overflow:hidden;padding:0px 3px 0px 3px;vertical-align:bottom;"></td> <td data-sheets-value='{"1":2,"2":"Opal (O/O)"}' style="border-bottom:1px solid #000000;overflow:hidden;padding:0px 3px 0px 3px;vertical-align:bottom;">Opal (O/O)</td> <td data-sheets-numberformat='{"1":2,"2":"0.00","3":1}' data-sheets-value='{"1":3,"3":0.98}' style="border-bottom:1px solid #000000;overflow:hidden;padding:0px 3px 0px 3px;vertical-align:bottom;text-align:center;">0.98</td> <td data-sheets-numberformat='{"1":2,"2":"0","3":1}' data-sheets-value='{"1":3,"3":28.29}' style="border-bottom:1px solid #000000;overflow:hidden;padding:0px 3px 0px 3px;vertical-align:bottom;text-align:center;">28</td> <td data-sheets-numberformat='{"1":2,"2":"0","3":1}' data-sheets-value='{"1":3,"3":38.28}' style="border-bottom:1px solid #000000;overflow:hidden;padding:0px 3px 0px 3px;vertical-align:bottom;text-align:center;">38</td> <td data-sheets-value='{"1":3,"3":26}' style="border-right:1px solid #000000;border-bottom:1px solid #000000;overflow:hidden;padding:0px 3px 0px 3px;vertical-align:bottom;text-align:center;">26</td> </tr> <tr style="height:20px;"> <td data-sheets-value='{"1":2,"2":"Polycarbonate "}' style="border-left:1px solid #000000;overflow:hidden;padding:0px 3px 0px 3px;vertical-align:bottom;">Polycarbonate </td> <td data-sheets-value='{"1":2,"2":"EW"}' style="overflow:hidden;padding:0px 3px 0px 3px;vertical-align:bottom;">EW</td> <td data-sheets-value='{"1":2,"2":"Clear (A)"}' style="overflow:hidden;padding:0px 3px 0px 3px;vertical-align:bottom;">Clear (A)</td> <td data-sheets-numberformat='{"1":2,"2":"0.00","3":1}' data-sheets-value='{"1":3,"3":1.19}' style="overflow:hidden;padding:0px 3px 0px 3px;vertical-align:bottom;text-align:center;">1.19</td> <td data-sheets-numberformat='{"1":2,"2":"0","3":1}' data-sheets-value='{"1":3,"3":36.08}' style="overflow:hidden;padding:0px 3px 0px 3px;vertical-align:bottom;text-align:center;">36</td> <td data-sheets-numberformat='{"1":2,"2":"0","3":1}' data-sheets-value='{"1":3,"3":54.78}' style="overflow:hidden;padding:0px 3px 0px 3px;vertical-align:bottom;text-align:center;">55</td> <td data-sheets-value='{"1":3,"3":24}' style="border-right:1px solid #000000;overflow:hidden;padding:0px 3px 0px 3px;vertical-align:bottom;text-align:center;">24</td> </tr> <tr style="height:20px;"> <td data-sheets-value='{"1":2,"2":"PC"}' style="border-left:1px solid #000000;overflow:hidden;padding:0px 3px 0px 3px;vertical-align:bottom;">PC</td> <td style="overflow:hidden;padding:0px 3px 0px 3px;vertical-align:bottom;"></td> <td data-sheets-value='{"1":2,"2":"Opal (D)"}' style="overflow:hidden;padding:0px 3px 0px 3px;vertical-align:bottom;">Opal (D)</td> <td data-sheets-numberformat='{"1":2,"2":"0.00","3":1}' data-sheets-value='{"1":3,"3":1.19}' style="overflow:hidden;padding:0px 3px 0px 3px;vertical-align:bottom;text-align:center;">1.19</td> <td data-sheets-numberformat='{"1":2,"2":"0","3":1}' data-sheets-value='{"1":3,"3":23.779999999999998}' style="overflow:hidden;padding:0px 3px 0px 3px;vertical-align:bottom;text-align:center;">24</td> <td data-sheets-numberformat='{"1":2,"2":"0","3":1}' data-sheets-value='{"1":3,"3":39.6}' style="overflow:hidden;padding:0px 3px 0px 3px;vertical-align:bottom;text-align:center;">40</td> <td data-sheets-value='{"1":3,"3":24}' style="border-right:1px solid #000000;overflow:hidden;padding:0px 3px 0px 3px;vertical-align:bottom;text-align:center;">24</td> </tr> <tr style="height:20px;"> <td style="border-left:1px solid #000000;overflow:hidden;padding:0px 3px 0px 3px;vertical-align:bottom;"></td> <td data-sheets-value='{"1":2,"2":"DW"}' style="overflow:hidden;padding:0px 3px 0px 3px;vertical-align:bottom;">DW</td> <td data-sheets-value='{"1":2,"2":"Clear (A/H)"}' style="overflow:hidden;padding:0px 3px 0px 3px;vertical-align:bottom;">Clear (A/H)</td> <td data-sheets-numberformat='{"1":2,"2":"0.00","3":1}' data-sheets-value='{"1":3,"3":0.98}' style="overflow:hidden;padding:0px 3px 0px 3px;vertical-align:bottom;text-align:center;">0.98</td> <td data-sheets-numberformat='{"1":2,"2":"0","3":1}' data-sheets-value='{"1":3,"3":32.39}' style="overflow:hidden;padding:0px 3px 0px 3px;vertical-align:bottom;text-align:center;">32</td> <td data-sheets-numberformat='{"1":2,"2":"0","3":1}' data-sheets-value='{"1":3,"3":47.52}' style="overflow:hidden;padding:0px 3px 0px 3px;vertical-align:bottom;text-align:center;">48</td> <td data-sheets-value='{"1":3,"3":26}' style="border-right:1px solid #000000;overflow:hidden;padding:0px 3px 0px 3px;vertical-align:bottom;text-align:center;">26</td> </tr> <tr style="height:20px;"> <td style="border-left:1px solid #000000;overflow:hidden;padding:0px 3px 0px 3px;vertical-align:bottom;"></td> <td style="overflow:hidden;padding:0px 3px 0px 3px;vertical-align:bottom;"></td> <td data-sheets-value='{"1":2,"2":"Clear (A/A)"}' style="overflow:hidden;padding:0px 3px 0px 3px;vertical-align:bottom;">Clear (A/A)</td> <td data-sheets-numberformat='{"1":2,"2":"0.00","3":1}' data-sheets-value='{"1":3,"3":0.98}' style="overflow:hidden;padding:0px 3px 0px 3px;vertical-align:bottom;text-align:center;">0.98</td> <td data-sheets-numberformat='{"1":2,"2":"0","3":1}' data-sheets-value='{"1":3,"3":31.569999999999997}' style="overflow:hidden;padding:0px 3px 0px 3px;vertical-align:bottom;text-align:center;">32</td> <td data-sheets-numberformat='{"1":2,"2":"0","3":1}' data-sheets-value='{"1":3,"3":45.54}' style="overflow:hidden;padding:0px 3px 0px 3px;vertical-align:bottom;text-align:center;">46</td> <td data-sheets-value='{"1":3,"3":26}' style="border-right:1px solid #000000;overflow:hidden;padding:0px 3px 0px 3px;vertical-align:bottom;text-align:center;">26</td> </tr> <tr style="height:20px;"> <td style="border-left:1px solid #000000;overflow:hidden;padding:0px 3px 0px 3px;vertical-align:bottom;"></td> <td style="overflow:hidden;padding:0px 3px 0px 3px;vertical-align:bottom;"></td> <td data-sheets-value='{"1":2,"2":"Opal (A/O)"}' style="overflow:hidden;padding:0px 3px 0px 3px;vertical-align:bottom;">Opal (A/O)</td> <td data-sheets-numberformat='{"1":2,"2":"0.00","3":1}' data-sheets-value='{"1":3,"3":0.98}' style="overflow:hidden;padding:0px 3px 0px 3px;vertical-align:bottom;text-align:center;">0.98</td> <td data-sheets-numberformat='{"1":2,"2":"0","3":1}' data-sheets-value='{"1":3,"3":29.93}' style="overflow:hidden;padding:0px 3px 0px 3px;vertical-align:bottom;text-align:center;">30</td> <td data-sheets-numberformat='{"1":2,"2":"0","3":1}' data-sheets-value='{"1":3,"3":41.580000000000005}' style="overflow:hidden;padding:0px 3px 0px 3px;vertical-align:bottom;text-align:center;">42</td> <td data-sheets-value='{"1":3,"3":26}' style="border-right:1px solid #000000;overflow:hidden;padding:0px 3px 0px 3px;vertical-align:bottom;text-align:center;">26</td> </tr> <tr style="height:20px;"> <td style="border-bottom:1px solid #000000;border-left:1px solid #000000;overflow:hidden;padding:0px 3px 0px 3px;vertical-align:bottom;"></td> <td style="border-bottom:1px solid #000000;overflow:hidden;padding:0px 3px 0px 3px;vertical-align:bottom;"></td> <td data-sheets-value='{"1":2,"2":"Opal (A/D)"}' style="border-bottom:1px solid #000000;overflow:hidden;padding:0px 3px 0px 3px;vertical-align:bottom;">Opal (A/D)</td> <td data-sheets-numberformat='{"1":2,"2":"0.00","3":1}' data-sheets-value='{"1":3,"3":0.98}' style="border-bottom:1px solid #000000;overflow:hidden;padding:0px 3px 0px 3px;vertical-align:bottom;text-align:center;">0.98</td> <td data-sheets-numberformat='{"1":2,"2":"0","3":1}' data-sheets-value='{"1":3,"3":20.91}' style="border-bottom:1px solid #000000;overflow:hidden;padding:0px 3px 0px 3px;vertical-align:bottom;text-align:center;">21</td> <td data-sheets-numberformat='{"1":2,"2":"0","3":1}' data-sheets-value='{"1":3,"3":33}' style="border-bottom:1px solid #000000;overflow:hidden;padding:0px 3px 0px 3px;vertical-align:bottom;text-align:center;">33</td> <td data-sheets-value='{"1":3,"3":26}' style="border-right:1px solid #000000;border-bottom:1px solid #000000;overflow:hidden;padding:0px 3px 0px 3px;vertical-align:bottom;text-align:center;">26</td> </tr> <tr style="height:20px;"> <td data-sheets-value='{"1":2,"2":"Polycarbonate"}' style="border-left:1px solid #000000;overflow:hidden;padding:0px 3px 0px 3px;vertical-align:bottom;">Polycarbonate</td> <td data-sheets-value='{"1":2,"2":"EW"}' style="overflow:hidden;padding:0px 3px 0px 3px;vertical-align:bottom;">EW</td> <td data-sheets-value='{"1":2,"2":"Heatstop Opal (T)"}' style="overflow:hidden;padding:0px 3px 0px 3px;vertical-align:bottom;">Heatstop Opal (T)</td> <td data-sheets-numberformat='{"1":2,"2":"0.00","3":1}' data-sheets-value='{"1":3,"3":1.19}' style="overflow:hidden;padding:0px 3px 0px 3px;vertical-align:bottom;text-align:center;">1.19</td> <td data-sheets-numberformat='{"1":2,"2":"0","3":1}' data-sheets-value='{"1":3,"3":20.09}' style="overflow:hidden;padding:0px 3px 0px 3px;vertical-align:bottom;text-align:center;">20</td> <td data-sheets-numberformat='{"1":2,"2":"0","3":1}' data-sheets-value='{"1":3,"3":38.940000000000005}' style="overflow:hidden;padding:0px 3px 0px 3px;vertical-align:bottom;text-align:center;">39</td> <td data-sheets-value='{"1":3,"3":24}' style="border-right:1px solid #000000;overflow:hidden;padding:0px 3px 0px 3px;vertical-align:bottom;text-align:center;">24</td> </tr> <tr style="height:20px;"> <td data-sheets-value='{"1":2,"2":"Heatstop PC"}' style="border-left:1px solid #000000;overflow:hidden;padding:0px 3px 0px 3px;vertical-align:bottom;">Heatstop PC</td> <td data-sheets-value='{"1":2,"2":"DW"}' style="overflow:hidden;padding:0px 3px 0px 3px;vertical-align:bottom;">DW</td> <td data-sheets-value='{"1":2,"2":"Clear (T/H)"}' style="overflow:hidden;padding:0px 3px 0px 3px;vertical-align:bottom;">Clear (T/H)</td> <td data-sheets-numberformat='{"1":2,"2":"0.00","3":1}' data-sheets-value='{"1":3,"3":0.98}' style="overflow:hidden;padding:0px 3px 0px 3px;vertical-align:bottom;text-align:center;">0.98</td> <td data-sheets-numberformat='{"1":2,"2":"0","3":1}' data-sheets-value='{"1":3,"3":18.04}' style="overflow:hidden;padding:0px 3px 0px 3px;vertical-align:bottom;text-align:center;">18</td> <td data-sheets-numberformat='{"1":2,"2":"0","3":1}' data-sheets-value='{"1":3,"3":33.660000000000004}' style="overflow:hidden;padding:0px 3px 0px 3px;vertical-align:bottom;text-align:center;">34</td> <td data-sheets-value='{"1":3,"3":26}' style="border-right:1px solid #000000;overflow:hidden;padding:0px 3px 0px 3px;vertical-align:bottom;text-align:center;">26</td> </tr> <tr style="height:20px;"> <td style="border-bottom:1px solid #000000;border-left:1px solid #000000;overflow:hidden;padding:0px 3px 0px 3px;vertical-align:bottom;"></td> <td style="border-bottom:1px solid #000000;overflow:hidden;padding:0px 3px 0px 3px;vertical-align:bottom;"></td> <td data-sheets-value='{"1":2,"2":"Opal (T/O)"}' style="border-bottom:1px solid #000000;overflow:hidden;padding:0px 3px 0px 3px;vertical-align:bottom;">Opal (T/O)</td> <td data-sheets-numberformat='{"1":2,"2":"0.00","3":1}' data-sheets-value='{"1":3,"3":0.98}' style="border-bottom:1px solid #000000;overflow:hidden;padding:0px 3px 0px 3px;vertical-align:bottom;text-align:center;">0.98</td> <td data-sheets-numberformat='{"1":2,"2":"0","3":1}' data-sheets-value='{"1":3,"3":16.81}' style="border-bottom:1px solid #000000;overflow:hidden;padding:0px 3px 0px 3px;vertical-align:bottom;text-align:center;">17</td> <td data-sheets-numberformat='{"1":2,"2":"0","3":1}' data-sheets-value='{"1":3,"3":29.700000000000003}' style="border-bottom:1px solid #000000;overflow:hidden;padding:0px 3px 0px 3px;vertical-align:bottom;text-align:center;">30</td> <td data-sheets-value='{"1":3,"3":26}' style="border-right:1px solid #000000;border-bottom:1px solid #000000;overflow:hidden;padding:0px 3px 0px 3px;vertical-align:bottom;text-align:center;">26</td> </tr> </tbody></table> | skylux-160-ce-met-koepel-en-pvc-opstand-35-30-met-lm-motor-pvc-raam-type-ep25-en-windvang-1000-x-1600-mm | 8586050273613 | 46872389615949
Smoke and heat exhaust (SHEV) | SHE system | Skylux | Skylux 160° CE with skylight and PVC curb 35/30 with LM-actuator, PVC frame type EP25 and spoiler 1000 x 1900 mm |  | 50626 | 5412970506263 | 5964.1 | Yes | 30-45 | 102.27 | 1000 x 1900 mm | 1900 | 1000 |  | PVC 35/30 (35 cm high & roof opening = 30 cm larger than daylight size) | Rectangular | 1.19 W/m²K - 0.98 W/m²K | 57% - 30% | 37% - 17% | 24dB - 26dB | 160° CE (for industry) | PVC frame EP25 | with spoiler | E | Single actuator | Maximum double-walled skylight possible for this product | Ut-value LT-value g-value Rw-value EN 1873 : 2014 EN ISO 13468 EN 16153 EN 410 EN 410 EN ISO 140-3 Material Walls Shells (W/m²K) (%) (%) (dB) Acrylic EW Clear (H) 1.19 37 57 24 PMMA Opal (O) 1.19 34 50 24 DW Clear (H/H) 0.98 33 50 26 Opal (O/O) 0.98 28 38 26 Polycarbonate EW Clear (A) 1.19 36 55 24 PC Opal (D) 1.19 24 40 24 DW Clear (A/H) 0.98 32 48 26 Clear (A/A) 0.98 32 46 26 Opal (A/O) 0.98 30 42 26 Opal (A/D) 0.98 21 33 26 Polycarbonate EW Heatstop Opal (T) 1.19 20 39 24 Heatstop PC DW Clear (T/H) 0.98 18 34 26 Opal (T/O) 0.98 17 30 26 | https://skylux.eu/en/products/skylux-160-ce-met-koepel-en-pvc-opstand-35-30-met-lm-motor-pvc-raam-type-ep25-en-windvang-1000-x-1900-mm | https://skylux.eu/cdn/shop/files/Skylux-160deg-CE-met-koepel-en-pvc-opstand-3530-met-LM-motor-pvc-raam-type-EP25-en-windvang-1000-x-1900-mm-RWA-systeem.jpg?v=1702982447&width=1600 | https://skylux.eu/cdn/shop/files/e5a82811-1bb0-48e4-a776-cacb59c7c092_d9b6062f-01b3-4374-a954-a4731ad0ceda.jpg?v=1688551618&width=1600 | //skylux.eu/cdn/shop/files/E_MH_Mounting_instructions_Skylux_160_CE_LM.pdf?v=12406716259046007223 | //skylux.eu/cdn/shop/files/E_TD_Technical_File_Skylux_Skylux_160_CE_Electric.pdf?v=3667116872303399239 | <style type="text/css" id="isPasted"><!--td {border: 1px solid #cccccc;}br {mso-data-placement:same-cell;}--></style><table border="1" cellpadding="0" cellspacing="0" dir="ltr" style="table-layout:fixed;font-size:10pt;font-family:Arial;border-collapse:collapse;border:none;"><tbody> <tr style="height:20px;"> <td style="overflow:hidden;padding:0px 3px 0px 3px;vertical-align:bottom;"></td> <td style="overflow:hidden;padding:0px 3px 0px 3px;vertical-align:bottom;"></td> <td style="overflow:hidden;padding:0px 3px 0px 3px;vertical-align:bottom;"></td> <td data-sheets-value='{"1":2,"2":"Ut-value"}' style="overflow:hidden;padding:0px 3px 0px 3px;vertical-align:bottom;font-weight:bold;text-align:center;">Ut-value</td> <td data-sheets-value='{"1":2,"2":"LT-value"}' style="overflow:hidden;padding:0px 3px 0px 3px;vertical-align:bottom;font-weight:bold;text-align:center;">LT-value</td> <td data-sheets-value='{"1":2,"2":"g-value"}' style="overflow:hidden;padding:0px 3px 0px 3px;vertical-align:bottom;font-weight:bold;text-align:center;">g-value</td> <td data-sheets-value='{"1":2,"2":"Rw-value "}' style="overflow:hidden;padding:0px 3px 0px 3px;vertical-align:bottom;font-weight:bold;text-align:center;">Rw-value </td> </tr> <tr style="height:20px;"> <td style="overflow:hidden;padding:0px 3px 0px 3px;vertical-align:bottom;"></td> <td style="overflow:hidden;padding:0px 3px 0px 3px;vertical-align:bottom;"></td> <td style="overflow:hidden;padding:0px 3px 0px 3px;vertical-align:bottom;"></td> <td data-sheets-numberformat='{"1":2,"2":"0.00","3":1}' data-sheets-value='{"1":2,"2":"EN 1873 : 2014"}' style="overflow:hidden;padding:0px 3px 0px 3px;vertical-align:bottom;text-align:center;">EN 1873 : 2014</td> <td data-sheets-numberformat='{"1":2,"2":"0","3":1}' data-sheets-value='{"1":2,"2":"EN ISO 13468 EN 16153 EN 410"}' style="overflow:hidden;padding:0px 3px 0px 3px;vertical-align:bottom;text-align:center;">EN ISO 13468 EN 16153 EN 410</td> <td data-sheets-numberformat='{"1":2,"2":"0","3":1}' data-sheets-value='{"1":2,"2":"EN 410"}' style="overflow:hidden;padding:0px 3px 0px 3px;vertical-align:bottom;text-align:center;">EN 410</td> <td data-sheets-value='{"1":2,"2":"EN ISO 140-3\t\t"}' style="overflow:hidden;padding:0px 3px 0px 3px;vertical-align:bottom;text-align:center;">EN ISO 140-3 </td> </tr> <tr style="height:20px;"> <td data-sheets-value='{"1":2,"2":"Material"}' style="border-bottom:1px solid #000000;overflow:hidden;padding:0px 3px 0px 3px;vertical-align:bottom;background-color:#000000;font-weight:bold;color:#ffffff;">Material</td> <td data-sheets-value='{"1":2,"2":"Walls"}' style="border-bottom:1px solid #000000;overflow:hidden;padding:0px 3px 0px 3px;vertical-align:bottom;background-color:#000000;font-weight:bold;color:#ffffff;">Walls</td> <td data-sheets-value='{"1":2,"2":"Shells"}' style="border-bottom:1px solid #000000;overflow:hidden;padding:0px 3px 0px 3px;vertical-align:bottom;background-color:#000000;font-weight:bold;color:#ffffff;">Shells</td> <td data-sheets-numberformat='{"1":2,"2":"0.00","3":1}' data-sheets-value='{"1":2,"2":"(W/m²K)\t"}' style="border-bottom:1px solid #000000;overflow:hidden;padding:0px 3px 0px 3px;vertical-align:bottom;background-color:#000000;font-weight:bold;color:#ffffff;text-align:center;">(W/m²K) </td> <td data-sheets-numberformat='{"1":2,"2":"0","3":1}' data-sheets-value='{"1":2,"2":"(%)"}' style="border-bottom:1px solid #000000;overflow:hidden;padding:0px 3px 0px 3px;vertical-align:bottom;background-color:#000000;font-weight:bold;color:#ffffff;text-align:center;">(%)</td> <td data-sheets-numberformat='{"1":2,"2":"0","3":1}' data-sheets-value='{"1":2,"2":"(%)"}' style="border-bottom:1px solid #000000;overflow:hidden;padding:0px 3px 0px 3px;vertical-align:bottom;background-color:#000000;font-weight:bold;color:#ffffff;text-align:center;">(%)</td> <td data-sheets-value='{"1":2,"2":"(dB)"}' style="border-bottom:1px solid #000000;overflow:hidden;padding:0px 3px 0px 3px;vertical-align:bottom;background-color:#000000;font-weight:bold;color:#ffffff;text-align:center;">(dB)</td> </tr> <tr style="height:20px;"> <td data-sheets-value='{"1":2,"2":"Acrylic"}' style="border-left:1px solid #000000;overflow:hidden;padding:0px 3px 0px 3px;vertical-align:bottom;">Acrylic</td> <td data-sheets-value='{"1":2,"2":"EW"}' style="overflow:hidden;padding:0px 3px 0px 3px;vertical-align:bottom;">EW</td> <td data-sheets-value='{"1":2,"2":"Clear (H)"}' style="overflow:hidden;padding:0px 3px 0px 3px;vertical-align:bottom;">Clear (H)</td> <td data-sheets-numberformat='{"1":2,"2":"0.00","3":1}' data-sheets-value='{"1":3,"3":1.19}' style="overflow:hidden;padding:0px 3px 0px 3px;vertical-align:bottom;text-align:center;">1.19</td> <td data-sheets-numberformat='{"1":2,"2":"0","3":1}' data-sheets-value='{"1":3,"3":36.9}' style="overflow:hidden;padding:0px 3px 0px 3px;vertical-align:bottom;text-align:center;">37</td> <td data-sheets-numberformat='{"1":2,"2":"0","3":1}' data-sheets-value='{"1":3,"3":57.42}' style="overflow:hidden;padding:0px 3px 0px 3px;vertical-align:bottom;text-align:center;">57</td> <td data-sheets-value='{"1":3,"3":24}' style="border-right:1px solid #000000;overflow:hidden;padding:0px 3px 0px 3px;vertical-align:bottom;text-align:center;">24</td> </tr> <tr style="height:20px;"> <td data-sheets-value='{"1":2,"2":"PMMA"}' style="border-left:1px solid #000000;overflow:hidden;padding:0px 3px 0px 3px;vertical-align:bottom;">PMMA</td> <td style="overflow:hidden;padding:0px 3px 0px 3px;vertical-align:bottom;"></td> <td data-sheets-value='{"1":2,"2":"Opal (O)"}' style="overflow:hidden;padding:0px 3px 0px 3px;vertical-align:bottom;">Opal (O)</td> <td data-sheets-numberformat='{"1":2,"2":"0.00","3":1}' data-sheets-value='{"1":3,"3":1.19}' style="overflow:hidden;padding:0px 3px 0px 3px;vertical-align:bottom;text-align:center;">1.19</td> <td data-sheets-numberformat='{"1":2,"2":"0","3":1}' data-sheets-value='{"1":3,"3":34.03}' style="overflow:hidden;padding:0px 3px 0px 3px;vertical-align:bottom;text-align:center;">34</td> <td data-sheets-numberformat='{"1":2,"2":"0","3":1}' data-sheets-value='{"1":3,"3":50.160000000000004}' style="overflow:hidden;padding:0px 3px 0px 3px;vertical-align:bottom;text-align:center;">50</td> <td data-sheets-value='{"1":3,"3":24}' style="border-right:1px solid #000000;overflow:hidden;padding:0px 3px 0px 3px;vertical-align:bottom;text-align:center;">24</td> </tr> <tr style="height:20px;"> <td style="border-left:1px solid #000000;overflow:hidden;padding:0px 3px 0px 3px;vertical-align:bottom;"></td> <td data-sheets-value='{"1":2,"2":"DW"}' style="overflow:hidden;padding:0px 3px 0px 3px;vertical-align:bottom;">DW</td> <td data-sheets-value='{"1":2,"2":"Clear (H/H)"}' style="overflow:hidden;padding:0px 3px 0px 3px;vertical-align:bottom;">Clear (H/H)</td> <td data-sheets-numberformat='{"1":2,"2":"0.00","3":1}' data-sheets-value='{"1":3,"3":0.98}' style="overflow:hidden;padding:0px 3px 0px 3px;vertical-align:bottom;text-align:center;">0.98</td> <td data-sheets-numberformat='{"1":2,"2":"0","3":1}' data-sheets-value='{"1":3,"3":33.21}' style="overflow:hidden;padding:0px 3px 0px 3px;vertical-align:bottom;text-align:center;">33</td> <td data-sheets-numberformat='{"1":2,"2":"0","3":1}' data-sheets-value='{"1":3,"3":49.5}' style="overflow:hidden;padding:0px 3px 0px 3px;vertical-align:bottom;text-align:center;">50</td> <td data-sheets-value='{"1":3,"3":26}' style="border-right:1px solid #000000;overflow:hidden;padding:0px 3px 0px 3px;vertical-align:bottom;text-align:center;">26</td> </tr> <tr style="height:20px;"> <td style="border-bottom:1px solid #000000;border-left:1px solid #000000;overflow:hidden;padding:0px 3px 0px 3px;vertical-align:bottom;"></td> <td style="border-bottom:1px solid #000000;overflow:hidden;padding:0px 3px 0px 3px;vertical-align:bottom;"></td> <td data-sheets-value='{"1":2,"2":"Opal (O/O)"}' style="border-bottom:1px solid #000000;overflow:hidden;padding:0px 3px 0px 3px;vertical-align:bottom;">Opal (O/O)</td> <td data-sheets-numberformat='{"1":2,"2":"0.00","3":1}' data-sheets-value='{"1":3,"3":0.98}' style="border-bottom:1px solid #000000;overflow:hidden;padding:0px 3px 0px 3px;vertical-align:bottom;text-align:center;">0.98</td> <td data-sheets-numberformat='{"1":2,"2":"0","3":1}' data-sheets-value='{"1":3,"3":28.29}' style="border-bottom:1px solid #000000;overflow:hidden;padding:0px 3px 0px 3px;vertical-align:bottom;text-align:center;">28</td> <td data-sheets-numberformat='{"1":2,"2":"0","3":1}' data-sheets-value='{"1":3,"3":38.28}' style="border-bottom:1px solid #000000;overflow:hidden;padding:0px 3px 0px 3px;vertical-align:bottom;text-align:center;">38</td> <td data-sheets-value='{"1":3,"3":26}' style="border-right:1px solid #000000;border-bottom:1px solid #000000;overflow:hidden;padding:0px 3px 0px 3px;vertical-align:bottom;text-align:center;">26</td> </tr> <tr style="height:20px;"> <td data-sheets-value='{"1":2,"2":"Polycarbonate "}' style="border-left:1px solid #000000;overflow:hidden;padding:0px 3px 0px 3px;vertical-align:bottom;">Polycarbonate </td> <td data-sheets-value='{"1":2,"2":"EW"}' style="overflow:hidden;padding:0px 3px 0px 3px;vertical-align:bottom;">EW</td> <td data-sheets-value='{"1":2,"2":"Clear (A)"}' style="overflow:hidden;padding:0px 3px 0px 3px;vertical-align:bottom;">Clear (A)</td> <td data-sheets-numberformat='{"1":2,"2":"0.00","3":1}' data-sheets-value='{"1":3,"3":1.19}' style="overflow:hidden;padding:0px 3px 0px 3px;vertical-align:bottom;text-align:center;">1.19</td> <td data-sheets-numberformat='{"1":2,"2":"0","3":1}' data-sheets-value='{"1":3,"3":36.08}' style="overflow:hidden;padding:0px 3px 0px 3px;vertical-align:bottom;text-align:center;">36</td> <td data-sheets-numberformat='{"1":2,"2":"0","3":1}' data-sheets-value='{"1":3,"3":54.78}' style="overflow:hidden;padding:0px 3px 0px 3px;vertical-align:bottom;text-align:center;">55</td> <td data-sheets-value='{"1":3,"3":24}' style="border-right:1px solid #000000;overflow:hidden;padding:0px 3px 0px 3px;vertical-align:bottom;text-align:center;">24</td> </tr> <tr style="height:20px;"> <td data-sheets-value='{"1":2,"2":"PC"}' style="border-left:1px solid #000000;overflow:hidden;padding:0px 3px 0px 3px;vertical-align:bottom;">PC</td> <td style="overflow:hidden;padding:0px 3px 0px 3px;vertical-align:bottom;"></td> <td data-sheets-value='{"1":2,"2":"Opal (D)"}' style="overflow:hidden;padding:0px 3px 0px 3px;vertical-align:bottom;">Opal (D)</td> <td data-sheets-numberformat='{"1":2,"2":"0.00","3":1}' data-sheets-value='{"1":3,"3":1.19}' style="overflow:hidden;padding:0px 3px 0px 3px;vertical-align:bottom;text-align:center;">1.19</td> <td data-sheets-numberformat='{"1":2,"2":"0","3":1}' data-sheets-value='{"1":3,"3":23.779999999999998}' style="overflow:hidden;padding:0px 3px 0px 3px;vertical-align:bottom;text-align:center;">24</td> <td data-sheets-numberformat='{"1":2,"2":"0","3":1}' data-sheets-value='{"1":3,"3":39.6}' style="overflow:hidden;padding:0px 3px 0px 3px;vertical-align:bottom;text-align:center;">40</td> <td data-sheets-value='{"1":3,"3":24}' style="border-right:1px solid #000000;overflow:hidden;padding:0px 3px 0px 3px;vertical-align:bottom;text-align:center;">24</td> </tr> <tr style="height:20px;"> <td style="border-left:1px solid #000000;overflow:hidden;padding:0px 3px 0px 3px;vertical-align:bottom;"></td> <td data-sheets-value='{"1":2,"2":"DW"}' style="overflow:hidden;padding:0px 3px 0px 3px;vertical-align:bottom;">DW</td> <td data-sheets-value='{"1":2,"2":"Clear (A/H)"}' style="overflow:hidden;padding:0px 3px 0px 3px;vertical-align:bottom;">Clear (A/H)</td> <td data-sheets-numberformat='{"1":2,"2":"0.00","3":1}' data-sheets-value='{"1":3,"3":0.98}' style="overflow:hidden;padding:0px 3px 0px 3px;vertical-align:bottom;text-align:center;">0.98</td> <td data-sheets-numberformat='{"1":2,"2":"0","3":1}' data-sheets-value='{"1":3,"3":32.39}' style="overflow:hidden;padding:0px 3px 0px 3px;vertical-align:bottom;text-align:center;">32</td> <td data-sheets-numberformat='{"1":2,"2":"0","3":1}' data-sheets-value='{"1":3,"3":47.52}' style="overflow:hidden;padding:0px 3px 0px 3px;vertical-align:bottom;text-align:center;">48</td> <td data-sheets-value='{"1":3,"3":26}' style="border-right:1px solid #000000;overflow:hidden;padding:0px 3px 0px 3px;vertical-align:bottom;text-align:center;">26</td> </tr> <tr style="height:20px;"> <td style="border-left:1px solid #000000;overflow:hidden;padding:0px 3px 0px 3px;vertical-align:bottom;"></td> <td style="overflow:hidden;padding:0px 3px 0px 3px;vertical-align:bottom;"></td> <td data-sheets-value='{"1":2,"2":"Clear (A/A)"}' style="overflow:hidden;padding:0px 3px 0px 3px;vertical-align:bottom;">Clear (A/A)</td> <td data-sheets-numberformat='{"1":2,"2":"0.00","3":1}' data-sheets-value='{"1":3,"3":0.98}' style="overflow:hidden;padding:0px 3px 0px 3px;vertical-align:bottom;text-align:center;">0.98</td> <td data-sheets-numberformat='{"1":2,"2":"0","3":1}' data-sheets-value='{"1":3,"3":31.569999999999997}' style="overflow:hidden;padding:0px 3px 0px 3px;vertical-align:bottom;text-align:center;">32</td> <td data-sheets-numberformat='{"1":2,"2":"0","3":1}' data-sheets-value='{"1":3,"3":45.54}' style="overflow:hidden;padding:0px 3px 0px 3px;vertical-align:bottom;text-align:center;">46</td> <td data-sheets-value='{"1":3,"3":26}' style="border-right:1px solid #000000;overflow:hidden;padding:0px 3px 0px 3px;vertical-align:bottom;text-align:center;">26</td> </tr> <tr style="height:20px;"> <td style="border-left:1px solid #000000;overflow:hidden;padding:0px 3px 0px 3px;vertical-align:bottom;"></td> <td style="overflow:hidden;padding:0px 3px 0px 3px;vertical-align:bottom;"></td> <td data-sheets-value='{"1":2,"2":"Opal (A/O)"}' style="overflow:hidden;padding:0px 3px 0px 3px;vertical-align:bottom;">Opal (A/O)</td> <td data-sheets-numberformat='{"1":2,"2":"0.00","3":1}' data-sheets-value='{"1":3,"3":0.98}' style="overflow:hidden;padding:0px 3px 0px 3px;vertical-align:bottom;text-align:center;">0.98</td> <td data-sheets-numberformat='{"1":2,"2":"0","3":1}' data-sheets-value='{"1":3,"3":29.93}' style="overflow:hidden;padding:0px 3px 0px 3px;vertical-align:bottom;text-align:center;">30</td> <td data-sheets-numberformat='{"1":2,"2":"0","3":1}' data-sheets-value='{"1":3,"3":41.580000000000005}' style="overflow:hidden;padding:0px 3px 0px 3px;vertical-align:bottom;text-align:center;">42</td> <td data-sheets-value='{"1":3,"3":26}' style="border-right:1px solid #000000;overflow:hidden;padding:0px 3px 0px 3px;vertical-align:bottom;text-align:center;">26</td> </tr> <tr style="height:20px;"> <td style="border-bottom:1px solid #000000;border-left:1px solid #000000;overflow:hidden;padding:0px 3px 0px 3px;vertical-align:bottom;"></td> <td style="border-bottom:1px solid #000000;overflow:hidden;padding:0px 3px 0px 3px;vertical-align:bottom;"></td> <td data-sheets-value='{"1":2,"2":"Opal (A/D)"}' style="border-bottom:1px solid #000000;overflow:hidden;padding:0px 3px 0px 3px;vertical-align:bottom;">Opal (A/D)</td> <td data-sheets-numberformat='{"1":2,"2":"0.00","3":1}' data-sheets-value='{"1":3,"3":0.98}' style="border-bottom:1px solid #000000;overflow:hidden;padding:0px 3px 0px 3px;vertical-align:bottom;text-align:center;">0.98</td> <td data-sheets-numberformat='{"1":2,"2":"0","3":1}' data-sheets-value='{"1":3,"3":20.91}' style="border-bottom:1px solid #000000;overflow:hidden;padding:0px 3px 0px 3px;vertical-align:bottom;text-align:center;">21</td> <td data-sheets-numberformat='{"1":2,"2":"0","3":1}' data-sheets-value='{"1":3,"3":33}' style="border-bottom:1px solid #000000;overflow:hidden;padding:0px 3px 0px 3px;vertical-align:bottom;text-align:center;">33</td> <td data-sheets-value='{"1":3,"3":26}' style="border-right:1px solid #000000;border-bottom:1px solid #000000;overflow:hidden;padding:0px 3px 0px 3px;vertical-align:bottom;text-align:center;">26</td> </tr> <tr style="height:20px;"> <td data-sheets-value='{"1":2,"2":"Polycarbonate"}' style="border-left:1px solid #000000;overflow:hidden;padding:0px 3px 0px 3px;vertical-align:bottom;">Polycarbonate</td> <td data-sheets-value='{"1":2,"2":"EW"}' style="overflow:hidden;padding:0px 3px 0px 3px;vertical-align:bottom;">EW</td> <td data-sheets-value='{"1":2,"2":"Heatstop Opal (T)"}' style="overflow:hidden;padding:0px 3px 0px 3px;vertical-align:bottom;">Heatstop Opal (T)</td> <td data-sheets-numberformat='{"1":2,"2":"0.00","3":1}' data-sheets-value='{"1":3,"3":1.19}' style="overflow:hidden;padding:0px 3px 0px 3px;vertical-align:bottom;text-align:center;">1.19</td> <td data-sheets-numberformat='{"1":2,"2":"0","3":1}' data-sheets-value='{"1":3,"3":20.09}' style="overflow:hidden;padding:0px 3px 0px 3px;vertical-align:bottom;text-align:center;">20</td> <td data-sheets-numberformat='{"1":2,"2":"0","3":1}' data-sheets-value='{"1":3,"3":38.940000000000005}' style="overflow:hidden;padding:0px 3px 0px 3px;vertical-align:bottom;text-align:center;">39</td> <td data-sheets-value='{"1":3,"3":24}' style="border-right:1px solid #000000;overflow:hidden;padding:0px 3px 0px 3px;vertical-align:bottom;text-align:center;">24</td> </tr> <tr style="height:20px;"> <td data-sheets-value='{"1":2,"2":"Heatstop PC"}' style="border-left:1px solid #000000;overflow:hidden;padding:0px 3px 0px 3px;vertical-align:bottom;">Heatstop PC</td> <td data-sheets-value='{"1":2,"2":"DW"}' style="overflow:hidden;padding:0px 3px 0px 3px;vertical-align:bottom;">DW</td> <td data-sheets-value='{"1":2,"2":"Clear (T/H)"}' style="overflow:hidden;padding:0px 3px 0px 3px;vertical-align:bottom;">Clear (T/H)</td> <td data-sheets-numberformat='{"1":2,"2":"0.00","3":1}' data-sheets-value='{"1":3,"3":0.98}' style="overflow:hidden;padding:0px 3px 0px 3px;vertical-align:bottom;text-align:center;">0.98</td> <td data-sheets-numberformat='{"1":2,"2":"0","3":1}' data-sheets-value='{"1":3,"3":18.04}' style="overflow:hidden;padding:0px 3px 0px 3px;vertical-align:bottom;text-align:center;">18</td> <td data-sheets-numberformat='{"1":2,"2":"0","3":1}' data-sheets-value='{"1":3,"3":33.660000000000004}' style="overflow:hidden;padding:0px 3px 0px 3px;vertical-align:bottom;text-align:center;">34</td> <td data-sheets-value='{"1":3,"3":26}' style="border-right:1px solid #000000;overflow:hidden;padding:0px 3px 0px 3px;vertical-align:bottom;text-align:center;">26</td> </tr> <tr style="height:20px;"> <td style="border-bottom:1px solid #000000;border-left:1px solid #000000;overflow:hidden;padding:0px 3px 0px 3px;vertical-align:bottom;"></td> <td style="border-bottom:1px solid #000000;overflow:hidden;padding:0px 3px 0px 3px;vertical-align:bottom;"></td> <td data-sheets-value='{"1":2,"2":"Opal (T/O)"}' style="border-bottom:1px solid #000000;overflow:hidden;padding:0px 3px 0px 3px;vertical-align:bottom;">Opal (T/O)</td> <td data-sheets-numberformat='{"1":2,"2":"0.00","3":1}' data-sheets-value='{"1":3,"3":0.98}' style="border-bottom:1px solid #000000;overflow:hidden;padding:0px 3px 0px 3px;vertical-align:bottom;text-align:center;">0.98</td> <td data-sheets-numberformat='{"1":2,"2":"0","3":1}' data-sheets-value='{"1":3,"3":16.81}' style="border-bottom:1px solid #000000;overflow:hidden;padding:0px 3px 0px 3px;vertical-align:bottom;text-align:center;">17</td> <td data-sheets-numberformat='{"1":2,"2":"0","3":1}' data-sheets-value='{"1":3,"3":29.700000000000003}' style="border-bottom:1px solid #000000;overflow:hidden;padding:0px 3px 0px 3px;vertical-align:bottom;text-align:center;">30</td> <td data-sheets-value='{"1":3,"3":26}' style="border-right:1px solid #000000;border-bottom:1px solid #000000;overflow:hidden;padding:0px 3px 0px 3px;vertical-align:bottom;text-align:center;">26</td> </tr> </tbody></table> | skylux-160-ce-met-koepel-en-pvc-opstand-35-30-met-lm-motor-pvc-raam-type-ep25-en-windvang-1000-x-1900-mm | 8586050306381 | 46872389681485
Smoke and heat exhaust (SHEV) | SHE system | Skylux | Skylux 160° CE with skylight and PVC curb 35/30 with LM-actuator, PVC frame type EP25 and spoiler 1000 x 2000 mm |  | 50627 | 5412970506270 | 6014.95 | Yes | 30-45 | 105.67 | 1000 x 2000 mm | 2000 | 1000 |  | PVC 35/30 (35 cm high & roof opening = 30 cm larger than daylight size) | Rectangular | 1.19 W/m²K - 0.98 W/m²K | 57% - 30% | 37% - 17% | 24dB - 26dB | 160° CE (for industry) | PVC frame EP25 | with spoiler | E | Single actuator | Maximum double-walled skylight possible for this product | Ut-value LT-value g-value Rw-value EN 1873 : 2014 EN ISO 13468 EN 16153 EN 410 EN 410 EN ISO 140-3 Material Walls Shells (W/m²K) (%) (%) (dB) Acrylic EW Clear (H) 1.19 37 57 24 PMMA Opal (O) 1.19 34 50 24 DW Clear (H/H) 0.98 33 50 26 Opal (O/O) 0.98 28 38 26 Polycarbonate EW Clear (A) 1.19 36 55 24 PC Opal (D) 1.19 24 40 24 DW Clear (A/H) 0.98 32 48 26 Clear (A/A) 0.98 32 46 26 Opal (A/O) 0.98 30 42 26 Opal (A/D) 0.98 21 33 26 Polycarbonate EW Heatstop Opal (T) 1.19 20 39 24 Heatstop PC DW Clear (T/H) 0.98 18 34 26 Opal (T/O) 0.98 17 30 26 | https://skylux.eu/en/products/skylux-160-ce-met-koepel-en-pvc-opstand-35-30-met-lm-motor-pvc-raam-type-ep25-en-windvang-1000-x-2000-mm | https://skylux.eu/cdn/shop/files/Skylux-160deg-CE-met-koepel-en-pvc-opstand-3530-met-LM-motor-pvc-raam-type-EP25-en-windvang-1000-x-2000-mm-RWA-systeem.jpg?v=1702982453&width=1600 | https://skylux.eu/cdn/shop/files/e5a82811-1bb0-48e4-a776-cacb59c7c092_3d251746-7490-466b-85b0-279de75b1c94.jpg?v=1688551619&width=1600 | //skylux.eu/cdn/shop/files/E_MH_Mounting_instructions_Skylux_160_CE_LM.pdf?v=12406716259046007223 | //skylux.eu/cdn/shop/files/E_TD_Technical_File_Skylux_Skylux_160_CE_Electric.pdf?v=3667116872303399239 | <style type="text/css" id="isPasted"><!--td {border: 1px solid #cccccc;}br {mso-data-placement:same-cell;}--></style><table border="1" cellpadding="0" cellspacing="0" dir="ltr" style="table-layout:fixed;font-size:10pt;font-family:Arial;border-collapse:collapse;border:none;"><tbody> <tr style="height:20px;"> <td style="overflow:hidden;padding:0px 3px 0px 3px;vertical-align:bottom;"></td> <td style="overflow:hidden;padding:0px 3px 0px 3px;vertical-align:bottom;"></td> <td style="overflow:hidden;padding:0px 3px 0px 3px;vertical-align:bottom;"></td> <td data-sheets-value='{"1":2,"2":"Ut-value"}' style="overflow:hidden;padding:0px 3px 0px 3px;vertical-align:bottom;font-weight:bold;text-align:center;">Ut-value</td> <td data-sheets-value='{"1":2,"2":"LT-value"}' style="overflow:hidden;padding:0px 3px 0px 3px;vertical-align:bottom;font-weight:bold;text-align:center;">LT-value</td> <td data-sheets-value='{"1":2,"2":"g-value"}' style="overflow:hidden;padding:0px 3px 0px 3px;vertical-align:bottom;font-weight:bold;text-align:center;">g-value</td> <td data-sheets-value='{"1":2,"2":"Rw-value "}' style="overflow:hidden;padding:0px 3px 0px 3px;vertical-align:bottom;font-weight:bold;text-align:center;">Rw-value </td> </tr> <tr style="height:20px;"> <td style="overflow:hidden;padding:0px 3px 0px 3px;vertical-align:bottom;"></td> <td style="overflow:hidden;padding:0px 3px 0px 3px;vertical-align:bottom;"></td> <td style="overflow:hidden;padding:0px 3px 0px 3px;vertical-align:bottom;"></td> <td data-sheets-numberformat='{"1":2,"2":"0.00","3":1}' data-sheets-value='{"1":2,"2":"EN 1873 : 2014"}' style="overflow:hidden;padding:0px 3px 0px 3px;vertical-align:bottom;text-align:center;">EN 1873 : 2014</td> <td data-sheets-numberformat='{"1":2,"2":"0","3":1}' data-sheets-value='{"1":2,"2":"EN ISO 13468 EN 16153 EN 410"}' style="overflow:hidden;padding:0px 3px 0px 3px;vertical-align:bottom;text-align:center;">EN ISO 13468 EN 16153 EN 410</td> <td data-sheets-numberformat='{"1":2,"2":"0","3":1}' data-sheets-value='{"1":2,"2":"EN 410"}' style="overflow:hidden;padding:0px 3px 0px 3px;vertical-align:bottom;text-align:center;">EN 410</td> <td data-sheets-value='{"1":2,"2":"EN ISO 140-3\t\t"}' style="overflow:hidden;padding:0px 3px 0px 3px;vertical-align:bottom;text-align:center;">EN ISO 140-3 </td> </tr> <tr style="height:20px;"> <td data-sheets-value='{"1":2,"2":"Material"}' style="border-bottom:1px solid #000000;overflow:hidden;padding:0px 3px 0px 3px;vertical-align:bottom;background-color:#000000;font-weight:bold;color:#ffffff;">Material</td> <td data-sheets-value='{"1":2,"2":"Walls"}' style="border-bottom:1px solid #000000;overflow:hidden;padding:0px 3px 0px 3px;vertical-align:bottom;background-color:#000000;font-weight:bold;color:#ffffff;">Walls</td> <td data-sheets-value='{"1":2,"2":"Shells"}' style="border-bottom:1px solid #000000;overflow:hidden;padding:0px 3px 0px 3px;vertical-align:bottom;background-color:#000000;font-weight:bold;color:#ffffff;">Shells</td> <td data-sheets-numberformat='{"1":2,"2":"0.00","3":1}' data-sheets-value='{"1":2,"2":"(W/m²K)\t"}' style="border-bottom:1px solid #000000;overflow:hidden;padding:0px 3px 0px 3px;vertical-align:bottom;background-color:#000000;font-weight:bold;color:#ffffff;text-align:center;">(W/m²K) </td> <td data-sheets-numberformat='{"1":2,"2":"0","3":1}' data-sheets-value='{"1":2,"2":"(%)"}' style="border-bottom:1px solid #000000;overflow:hidden;padding:0px 3px 0px 3px;vertical-align:bottom;background-color:#000000;font-weight:bold;color:#ffffff;text-align:center;">(%)</td> <td data-sheets-numberformat='{"1":2,"2":"0","3":1}' data-sheets-value='{"1":2,"2":"(%)"}' style="border-bottom:1px solid #000000;overflow:hidden;padding:0px 3px 0px 3px;vertical-align:bottom;background-color:#000000;font-weight:bold;color:#ffffff;text-align:center;">(%)</td> <td data-sheets-value='{"1":2,"2":"(dB)"}' style="border-bottom:1px solid #000000;overflow:hidden;padding:0px 3px 0px 3px;vertical-align:bottom;background-color:#000000;font-weight:bold;color:#ffffff;text-align:center;">(dB)</td> </tr> <tr style="height:20px;"> <td data-sheets-value='{"1":2,"2":"Acrylic"}' style="border-left:1px solid #000000;overflow:hidden;padding:0px 3px 0px 3px;vertical-align:bottom;">Acrylic</td> <td data-sheets-value='{"1":2,"2":"EW"}' style="overflow:hidden;padding:0px 3px 0px 3px;vertical-align:bottom;">EW</td> <td data-sheets-value='{"1":2,"2":"Clear (H)"}' style="overflow:hidden;padding:0px 3px 0px 3px;vertical-align:bottom;">Clear (H)</td> <td data-sheets-numberformat='{"1":2,"2":"0.00","3":1}' data-sheets-value='{"1":3,"3":1.19}' style="overflow:hidden;padding:0px 3px 0px 3px;vertical-align:bottom;text-align:center;">1.19</td> <td data-sheets-numberformat='{"1":2,"2":"0","3":1}' data-sheets-value='{"1":3,"3":36.9}' style="overflow:hidden;padding:0px 3px 0px 3px;vertical-align:bottom;text-align:center;">37</td> <td data-sheets-numberformat='{"1":2,"2":"0","3":1}' data-sheets-value='{"1":3,"3":57.42}' style="overflow:hidden;padding:0px 3px 0px 3px;vertical-align:bottom;text-align:center;">57</td> <td data-sheets-value='{"1":3,"3":24}' style="border-right:1px solid #000000;overflow:hidden;padding:0px 3px 0px 3px;vertical-align:bottom;text-align:center;">24</td> </tr> <tr style="height:20px;"> <td data-sheets-value='{"1":2,"2":"PMMA"}' style="border-left:1px solid #000000;overflow:hidden;padding:0px 3px 0px 3px;vertical-align:bottom;">PMMA</td> <td style="overflow:hidden;padding:0px 3px 0px 3px;vertical-align:bottom;"></td> <td data-sheets-value='{"1":2,"2":"Opal (O)"}' style="overflow:hidden;padding:0px 3px 0px 3px;vertical-align:bottom;">Opal (O)</td> <td data-sheets-numberformat='{"1":2,"2":"0.00","3":1}' data-sheets-value='{"1":3,"3":1.19}' style="overflow:hidden;padding:0px 3px 0px 3px;vertical-align:bottom;text-align:center;">1.19</td> <td data-sheets-numberformat='{"1":2,"2":"0","3":1}' data-sheets-value='{"1":3,"3":34.03}' style="overflow:hidden;padding:0px 3px 0px 3px;vertical-align:bottom;text-align:center;">34</td> <td data-sheets-numberformat='{"1":2,"2":"0","3":1}' data-sheets-value='{"1":3,"3":50.160000000000004}' style="overflow:hidden;padding:0px 3px 0px 3px;vertical-align:bottom;text-align:center;">50</td> <td data-sheets-value='{"1":3,"3":24}' style="border-right:1px solid #000000;overflow:hidden;padding:0px 3px 0px 3px;vertical-align:bottom;text-align:center;">24</td> </tr> <tr style="height:20px;"> <td style="border-left:1px solid #000000;overflow:hidden;padding:0px 3px 0px 3px;vertical-align:bottom;"></td> <td data-sheets-value='{"1":2,"2":"DW"}' style="overflow:hidden;padding:0px 3px 0px 3px;vertical-align:bottom;">DW</td> <td data-sheets-value='{"1":2,"2":"Clear (H/H)"}' style="overflow:hidden;padding:0px 3px 0px 3px;vertical-align:bottom;">Clear (H/H)</td> <td data-sheets-numberformat='{"1":2,"2":"0.00","3":1}' data-sheets-value='{"1":3,"3":0.98}' style="overflow:hidden;padding:0px 3px 0px 3px;vertical-align:bottom;text-align:center;">0.98</td> <td data-sheets-numberformat='{"1":2,"2":"0","3":1}' data-sheets-value='{"1":3,"3":33.21}' style="overflow:hidden;padding:0px 3px 0px 3px;vertical-align:bottom;text-align:center;">33</td> <td data-sheets-numberformat='{"1":2,"2":"0","3":1}' data-sheets-value='{"1":3,"3":49.5}' style="overflow:hidden;padding:0px 3px 0px 3px;vertical-align:bottom;text-align:center;">50</td> <td data-sheets-value='{"1":3,"3":26}' style="border-right:1px solid #000000;overflow:hidden;padding:0px 3px 0px 3px;vertical-align:bottom;text-align:center;">26</td> </tr> <tr style="height:20px;"> <td style="border-bottom:1px solid #000000;border-left:1px solid #000000;overflow:hidden;padding:0px 3px 0px 3px;vertical-align:bottom;"></td> <td style="border-bottom:1px solid #000000;overflow:hidden;padding:0px 3px 0px 3px;vertical-align:bottom;"></td> <td data-sheets-value='{"1":2,"2":"Opal (O/O)"}' style="border-bottom:1px solid #000000;overflow:hidden;padding:0px 3px 0px 3px;vertical-align:bottom;">Opal (O/O)</td> <td data-sheets-numberformat='{"1":2,"2":"0.00","3":1}' data-sheets-value='{"1":3,"3":0.98}' style="border-bottom:1px solid #000000;overflow:hidden;padding:0px 3px 0px 3px;vertical-align:bottom;text-align:center;">0.98</td> <td data-sheets-numberformat='{"1":2,"2":"0","3":1}' data-sheets-value='{"1":3,"3":28.29}' style="border-bottom:1px solid #000000;overflow:hidden;padding:0px 3px 0px 3px;vertical-align:bottom;text-align:center;">28</td> <td data-sheets-numberformat='{"1":2,"2":"0","3":1}' data-sheets-value='{"1":3,"3":38.28}' style="border-bottom:1px solid #000000;overflow:hidden;padding:0px 3px 0px 3px;vertical-align:bottom;text-align:center;">38</td> <td data-sheets-value='{"1":3,"3":26}' style="border-right:1px solid #000000;border-bottom:1px solid #000000;overflow:hidden;padding:0px 3px 0px 3px;vertical-align:bottom;text-align:center;">26</td> </tr> <tr style="height:20px;"> <td data-sheets-value='{"1":2,"2":"Polycarbonate "}' style="border-left:1px solid #000000;overflow:hidden;padding:0px 3px 0px 3px;vertical-align:bottom;">Polycarbonate </td> <td data-sheets-value='{"1":2,"2":"EW"}' style="overflow:hidden;padding:0px 3px 0px 3px;vertical-align:bottom;">EW</td> <td data-sheets-value='{"1":2,"2":"Clear (A)"}' style="overflow:hidden;padding:0px 3px 0px 3px;vertical-align:bottom;">Clear (A)</td> <td data-sheets-numberformat='{"1":2,"2":"0.00","3":1}' data-sheets-value='{"1":3,"3":1.19}' style="overflow:hidden;padding:0px 3px 0px 3px;vertical-align:bottom;text-align:center;">1.19</td> <td data-sheets-numberformat='{"1":2,"2":"0","3":1}' data-sheets-value='{"1":3,"3":36.08}' style="overflow:hidden;padding:0px 3px 0px 3px;vertical-align:bottom;text-align:center;">36</td> <td data-sheets-numberformat='{"1":2,"2":"0","3":1}' data-sheets-value='{"1":3,"3":54.78}' style="overflow:hidden;padding:0px 3px 0px 3px;vertical-align:bottom;text-align:center;">55</td> <td data-sheets-value='{"1":3,"3":24}' style="border-right:1px solid #000000;overflow:hidden;padding:0px 3px 0px 3px;vertical-align:bottom;text-align:center;">24</td> </tr> <tr style="height:20px;"> <td data-sheets-value='{"1":2,"2":"PC"}' style="border-left:1px solid #000000;overflow:hidden;padding:0px 3px 0px 3px;vertical-align:bottom;">PC</td> <td style="overflow:hidden;padding:0px 3px 0px 3px;vertical-align:bottom;"></td> <td data-sheets-value='{"1":2,"2":"Opal (D)"}' style="overflow:hidden;padding:0px 3px 0px 3px;vertical-align:bottom;">Opal (D)</td> <td data-sheets-numberformat='{"1":2,"2":"0.00","3":1}' data-sheets-value='{"1":3,"3":1.19}' style="overflow:hidden;padding:0px 3px 0px 3px;vertical-align:bottom;text-align:center;">1.19</td> <td data-sheets-numberformat='{"1":2,"2":"0","3":1}' data-sheets-value='{"1":3,"3":23.779999999999998}' style="overflow:hidden;padding:0px 3px 0px 3px;vertical-align:bottom;text-align:center;">24</td> <td data-sheets-numberformat='{"1":2,"2":"0","3":1}' data-sheets-value='{"1":3,"3":39.6}' style="overflow:hidden;padding:0px 3px 0px 3px;vertical-align:bottom;text-align:center;">40</td> <td data-sheets-value='{"1":3,"3":24}' style="border-right:1px solid #000000;overflow:hidden;padding:0px 3px 0px 3px;vertical-align:bottom;text-align:center;">24</td> </tr> <tr style="height:20px;"> <td style="border-left:1px solid #000000;overflow:hidden;padding:0px 3px 0px 3px;vertical-align:bottom;"></td> <td data-sheets-value='{"1":2,"2":"DW"}' style="overflow:hidden;padding:0px 3px 0px 3px;vertical-align:bottom;">DW</td> <td data-sheets-value='{"1":2,"2":"Clear (A/H)"}' style="overflow:hidden;padding:0px 3px 0px 3px;vertical-align:bottom;">Clear (A/H)</td> <td data-sheets-numberformat='{"1":2,"2":"0.00","3":1}' data-sheets-value='{"1":3,"3":0.98}' style="overflow:hidden;padding:0px 3px 0px 3px;vertical-align:bottom;text-align:center;">0.98</td> <td data-sheets-numberformat='{"1":2,"2":"0","3":1}' data-sheets-value='{"1":3,"3":32.39}' style="overflow:hidden;padding:0px 3px 0px 3px;vertical-align:bottom;text-align:center;">32</td> <td data-sheets-numberformat='{"1":2,"2":"0","3":1}' data-sheets-value='{"1":3,"3":47.52}' style="overflow:hidden;padding:0px 3px 0px 3px;vertical-align:bottom;text-align:center;">48</td> <td data-sheets-value='{"1":3,"3":26}' style="border-right:1px solid #000000;overflow:hidden;padding:0px 3px 0px 3px;vertical-align:bottom;text-align:center;">26</td> </tr> <tr style="height:20px;"> <td style="border-left:1px solid #000000;overflow:hidden;padding:0px 3px 0px 3px;vertical-align:bottom;"></td> <td style="overflow:hidden;padding:0px 3px 0px 3px;vertical-align:bottom;"></td> <td data-sheets-value='{"1":2,"2":"Clear (A/A)"}' style="overflow:hidden;padding:0px 3px 0px 3px;vertical-align:bottom;">Clear (A/A)</td> <td data-sheets-numberformat='{"1":2,"2":"0.00","3":1}' data-sheets-value='{"1":3,"3":0.98}' style="overflow:hidden;padding:0px 3px 0px 3px;vertical-align:bottom;text-align:center;">0.98</td> <td data-sheets-numberformat='{"1":2,"2":"0","3":1}' data-sheets-value='{"1":3,"3":31.569999999999997}' style="overflow:hidden;padding:0px 3px 0px 3px;vertical-align:bottom;text-align:center;">32</td> <td data-sheets-numberformat='{"1":2,"2":"0","3":1}' data-sheets-value='{"1":3,"3":45.54}' style="overflow:hidden;padding:0px 3px 0px 3px;vertical-align:bottom;text-align:center;">46</td> <td data-sheets-value='{"1":3,"3":26}' style="border-right:1px solid #000000;overflow:hidden;padding:0px 3px 0px 3px;vertical-align:bottom;text-align:center;">26</td> </tr> <tr style="height:20px;"> <td style="border-left:1px solid #000000;overflow:hidden;padding:0px 3px 0px 3px;vertical-align:bottom;"></td> <td style="overflow:hidden;padding:0px 3px 0px 3px;vertical-align:bottom;"></td> <td data-sheets-value='{"1":2,"2":"Opal (A/O)"}' style="overflow:hidden;padding:0px 3px 0px 3px;vertical-align:bottom;">Opal (A/O)</td> <td data-sheets-numberformat='{"1":2,"2":"0.00","3":1}' data-sheets-value='{"1":3,"3":0.98}' style="overflow:hidden;padding:0px 3px 0px 3px;vertical-align:bottom;text-align:center;">0.98</td> <td data-sheets-numberformat='{"1":2,"2":"0","3":1}' data-sheets-value='{"1":3,"3":29.93}' style="overflow:hidden;padding:0px 3px 0px 3px;vertical-align:bottom;text-align:center;">30</td> <td data-sheets-numberformat='{"1":2,"2":"0","3":1}' data-sheets-value='{"1":3,"3":41.580000000000005}' style="overflow:hidden;padding:0px 3px 0px 3px;vertical-align:bottom;text-align:center;">42</td> <td data-sheets-value='{"1":3,"3":26}' style="border-right:1px solid #000000;overflow:hidden;padding:0px 3px 0px 3px;vertical-align:bottom;text-align:center;">26</td> </tr> <tr style="height:20px;"> <td style="border-bottom:1px solid #000000;border-left:1px solid #000000;overflow:hidden;padding:0px 3px 0px 3px;vertical-align:bottom;"></td> <td style="border-bottom:1px solid #000000;overflow:hidden;padding:0px 3px 0px 3px;vertical-align:bottom;"></td> <td data-sheets-value='{"1":2,"2":"Opal (A/D)"}' style="border-bottom:1px solid #000000;overflow:hidden;padding:0px 3px 0px 3px;vertical-align:bottom;">Opal (A/D)</td> <td data-sheets-numberformat='{"1":2,"2":"0.00","3":1}' data-sheets-value='{"1":3,"3":0.98}' style="border-bottom:1px solid #000000;overflow:hidden;padding:0px 3px 0px 3px;vertical-align:bottom;text-align:center;">0.98</td> <td data-sheets-numberformat='{"1":2,"2":"0","3":1}' data-sheets-value='{"1":3,"3":20.91}' style="border-bottom:1px solid #000000;overflow:hidden;padding:0px 3px 0px 3px;vertical-align:bottom;text-align:center;">21</td> <td data-sheets-numberformat='{"1":2,"2":"0","3":1}' data-sheets-value='{"1":3,"3":33}' style="border-bottom:1px solid #000000;overflow:hidden;padding:0px 3px 0px 3px;vertical-align:bottom;text-align:center;">33</td> <td data-sheets-value='{"1":3,"3":26}' style="border-right:1px solid #000000;border-bottom:1px solid #000000;overflow:hidden;padding:0px 3px 0px 3px;vertical-align:bottom;text-align:center;">26</td> </tr> <tr style="height:20px;"> <td data-sheets-value='{"1":2,"2":"Polycarbonate"}' style="border-left:1px solid #000000;overflow:hidden;padding:0px 3px 0px 3px;vertical-align:bottom;">Polycarbonate</td> <td data-sheets-value='{"1":2,"2":"EW"}' style="overflow:hidden;padding:0px 3px 0px 3px;vertical-align:bottom;">EW</td> <td data-sheets-value='{"1":2,"2":"Heatstop Opal (T)"}' style="overflow:hidden;padding:0px 3px 0px 3px;vertical-align:bottom;">Heatstop Opal (T)</td> <td data-sheets-numberformat='{"1":2,"2":"0.00","3":1}' data-sheets-value='{"1":3,"3":1.19}' style="overflow:hidden;padding:0px 3px 0px 3px;vertical-align:bottom;text-align:center;">1.19</td> <td data-sheets-numberformat='{"1":2,"2":"0","3":1}' data-sheets-value='{"1":3,"3":20.09}' style="overflow:hidden;padding:0px 3px 0px 3px;vertical-align:bottom;text-align:center;">20</td> <td data-sheets-numberformat='{"1":2,"2":"0","3":1}' data-sheets-value='{"1":3,"3":38.940000000000005}' style="overflow:hidden;padding:0px 3px 0px 3px;vertical-align:bottom;text-align:center;">39</td> <td data-sheets-value='{"1":3,"3":24}' style="border-right:1px solid #000000;overflow:hidden;padding:0px 3px 0px 3px;vertical-align:bottom;text-align:center;">24</td> </tr> <tr style="height:20px;"> <td data-sheets-value='{"1":2,"2":"Heatstop PC"}' style="border-left:1px solid #000000;overflow:hidden;padding:0px 3px 0px 3px;vertical-align:bottom;">Heatstop PC</td> <td data-sheets-value='{"1":2,"2":"DW"}' style="overflow:hidden;padding:0px 3px 0px 3px;vertical-align:bottom;">DW</td> <td data-sheets-value='{"1":2,"2":"Clear (T/H)"}' style="overflow:hidden;padding:0px 3px 0px 3px;vertical-align:bottom;">Clear (T/H)</td> <td data-sheets-numberformat='{"1":2,"2":"0.00","3":1}' data-sheets-value='{"1":3,"3":0.98}' style="overflow:hidden;padding:0px 3px 0px 3px;vertical-align:bottom;text-align:center;">0.98</td> <td data-sheets-numberformat='{"1":2,"2":"0","3":1}' data-sheets-value='{"1":3,"3":18.04}' style="overflow:hidden;padding:0px 3px 0px 3px;vertical-align:bottom;text-align:center;">18</td> <td data-sheets-numberformat='{"1":2,"2":"0","3":1}' data-sheets-value='{"1":3,"3":33.660000000000004}' style="overflow:hidden;padding:0px 3px 0px 3px;vertical-align:bottom;text-align:center;">34</td> <td data-sheets-value='{"1":3,"3":26}' style="border-right:1px solid #000000;overflow:hidden;padding:0px 3px 0px 3px;vertical-align:bottom;text-align:center;">26</td> </tr> <tr style="height:20px;"> <td style="border-bottom:1px solid #000000;border-left:1px solid #000000;overflow:hidden;padding:0px 3px 0px 3px;vertical-align:bottom;"></td> <td style="border-bottom:1px solid #000000;overflow:hidden;padding:0px 3px 0px 3px;vertical-align:bottom;"></td> <td data-sheets-value='{"1":2,"2":"Opal (T/O)"}' style="border-bottom:1px solid #000000;overflow:hidden;padding:0px 3px 0px 3px;vertical-align:bottom;">Opal (T/O)</td> <td data-sheets-numberformat='{"1":2,"2":"0.00","3":1}' data-sheets-value='{"1":3,"3":0.98}' style="border-bottom:1px solid #000000;overflow:hidden;padding:0px 3px 0px 3px;vertical-align:bottom;text-align:center;">0.98</td> <td data-sheets-numberformat='{"1":2,"2":"0","3":1}' data-sheets-value='{"1":3,"3":16.81}' style="border-bottom:1px solid #000000;overflow:hidden;padding:0px 3px 0px 3px;vertical-align:bottom;text-align:center;">17</td> <td data-sheets-numberformat='{"1":2,"2":"0","3":1}' data-sheets-value='{"1":3,"3":29.700000000000003}' style="border-bottom:1px solid #000000;overflow:hidden;padding:0px 3px 0px 3px;vertical-align:bottom;text-align:center;">30</td> <td data-sheets-value='{"1":3,"3":26}' style="border-right:1px solid #000000;border-bottom:1px solid #000000;overflow:hidden;padding:0px 3px 0px 3px;vertical-align:bottom;text-align:center;">26</td> </tr> </tbody></table> | skylux-160-ce-met-koepel-en-pvc-opstand-35-30-met-lm-motor-pvc-raam-type-ep25-en-windvang-1000-x-2000-mm | 8586050404685 | 46872389812557
Smoke and heat exhaust (SHEV) | SHE system | Skylux | Skylux 160° CE with skylight and PVC curb 35/30 with LM-actuator, PVC frame type EP25 and spoiler 1000 x 2200 mm |  | 50628 | 5412970506287 | 6263 | Yes | 30-45 | 110.97 | 1000 x 2200 mm | 2200 | 1000 |  | PVC 35/30 (35 cm high & roof opening = 30 cm larger than daylight size) | Rectangular | 1.19 W/m²K - 0.98 W/m²K | 57% - 30% | 37% - 17% | 24dB - 26dB | 160° CE (for industry) | PVC frame EP25 | with spoiler | E | Single actuator | Maximum double-walled skylight possible for this product | Ut-value LT-value g-value Rw-value EN 1873 : 2014 EN ISO 13468 EN 16153 EN 410 EN 410 EN ISO 140-3 Material Walls Shells (W/m²K) (%) (%) (dB) Acrylic EW Clear (H) 1.19 37 57 24 PMMA Opal (O) 1.19 34 50 24 DW Clear (H/H) 0.98 33 50 26 Opal (O/O) 0.98 28 38 26 Polycarbonate EW Clear (A) 1.19 36 55 24 PC Opal (D) 1.19 24 40 24 DW Clear (A/H) 0.98 32 48 26 Clear (A/A) 0.98 32 46 26 Opal (A/O) 0.98 30 42 26 Opal (A/D) 0.98 21 33 26 Polycarbonate EW Heatstop Opal (T) 1.19 20 39 24 Heatstop PC DW Clear (T/H) 0.98 18 34 26 Opal (T/O) 0.98 17 30 26 | https://skylux.eu/en/products/skylux-160-ce-met-koepel-en-pvc-opstand-35-30-met-lm-motor-pvc-raam-type-ep25-en-windvang-1000-x-2200-mm | https://skylux.eu/cdn/shop/files/Skylux-160deg-CE-met-koepel-en-pvc-opstand-3530-met-LM-motor-pvc-raam-type-EP25-en-windvang-1000-x-2200-mm-RWA-systeem.jpg?v=1702982458&width=1600 | https://skylux.eu/cdn/shop/files/e5a82811-1bb0-48e4-a776-cacb59c7c092_fc54fd87-14e1-46d3-b50c-1085dc0b0fb0.jpg?v=1688551620&width=1600 | //skylux.eu/cdn/shop/files/E_MH_Mounting_instructions_Skylux_160_CE_LM.pdf?v=12406716259046007223 | //skylux.eu/cdn/shop/files/E_TD_Technical_File_Skylux_Skylux_160_CE_Electric.pdf?v=3667116872303399239 | <style type="text/css" id="isPasted"><!--td {border: 1px solid #cccccc;}br {mso-data-placement:same-cell;}--></style><table border="1" cellpadding="0" cellspacing="0" dir="ltr" style="table-layout:fixed;font-size:10pt;font-family:Arial;border-collapse:collapse;border:none;"><tbody> <tr style="height:20px;"> <td style="overflow:hidden;padding:0px 3px 0px 3px;vertical-align:bottom;"></td> <td style="overflow:hidden;padding:0px 3px 0px 3px;vertical-align:bottom;"></td> <td style="overflow:hidden;padding:0px 3px 0px 3px;vertical-align:bottom;"></td> <td data-sheets-value='{"1":2,"2":"Ut-value"}' style="overflow:hidden;padding:0px 3px 0px 3px;vertical-align:bottom;font-weight:bold;text-align:center;">Ut-value</td> <td data-sheets-value='{"1":2,"2":"LT-value"}' style="overflow:hidden;padding:0px 3px 0px 3px;vertical-align:bottom;font-weight:bold;text-align:center;">LT-value</td> <td data-sheets-value='{"1":2,"2":"g-value"}' style="overflow:hidden;padding:0px 3px 0px 3px;vertical-align:bottom;font-weight:bold;text-align:center;">g-value</td> <td data-sheets-value='{"1":2,"2":"Rw-value "}' style="overflow:hidden;padding:0px 3px 0px 3px;vertical-align:bottom;font-weight:bold;text-align:center;">Rw-value </td> </tr> <tr style="height:20px;"> <td style="overflow:hidden;padding:0px 3px 0px 3px;vertical-align:bottom;"></td> <td style="overflow:hidden;padding:0px 3px 0px 3px;vertical-align:bottom;"></td> <td style="overflow:hidden;padding:0px 3px 0px 3px;vertical-align:bottom;"></td> <td data-sheets-numberformat='{"1":2,"2":"0.00","3":1}' data-sheets-value='{"1":2,"2":"EN 1873 : 2014"}' style="overflow:hidden;padding:0px 3px 0px 3px;vertical-align:bottom;text-align:center;">EN 1873 : 2014</td> <td data-sheets-numberformat='{"1":2,"2":"0","3":1}' data-sheets-value='{"1":2,"2":"EN ISO 13468 EN 16153 EN 410"}' style="overflow:hidden;padding:0px 3px 0px 3px;vertical-align:bottom;text-align:center;">EN ISO 13468 EN 16153 EN 410</td> <td data-sheets-numberformat='{"1":2,"2":"0","3":1}' data-sheets-value='{"1":2,"2":"EN 410"}' style="overflow:hidden;padding:0px 3px 0px 3px;vertical-align:bottom;text-align:center;">EN 410</td> <td data-sheets-value='{"1":2,"2":"EN ISO 140-3\t\t"}' style="overflow:hidden;padding:0px 3px 0px 3px;vertical-align:bottom;text-align:center;">EN ISO 140-3 </td> </tr> <tr style="height:20px;"> <td data-sheets-value='{"1":2,"2":"Material"}' style="border-bottom:1px solid #000000;overflow:hidden;padding:0px 3px 0px 3px;vertical-align:bottom;background-color:#000000;font-weight:bold;color:#ffffff;">Material</td> <td data-sheets-value='{"1":2,"2":"Walls"}' style="border-bottom:1px solid #000000;overflow:hidden;padding:0px 3px 0px 3px;vertical-align:bottom;background-color:#000000;font-weight:bold;color:#ffffff;">Walls</td> <td data-sheets-value='{"1":2,"2":"Shells"}' style="border-bottom:1px solid #000000;overflow:hidden;padding:0px 3px 0px 3px;vertical-align:bottom;background-color:#000000;font-weight:bold;color:#ffffff;">Shells</td> <td data-sheets-numberformat='{"1":2,"2":"0.00","3":1}' data-sheets-value='{"1":2,"2":"(W/m²K)\t"}' style="border-bottom:1px solid #000000;overflow:hidden;padding:0px 3px 0px 3px;vertical-align:bottom;background-color:#000000;font-weight:bold;color:#ffffff;text-align:center;">(W/m²K) </td> <td data-sheets-numberformat='{"1":2,"2":"0","3":1}' data-sheets-value='{"1":2,"2":"(%)"}' style="border-bottom:1px solid #000000;overflow:hidden;padding:0px 3px 0px 3px;vertical-align:bottom;background-color:#000000;font-weight:bold;color:#ffffff;text-align:center;">(%)</td> <td data-sheets-numberformat='{"1":2,"2":"0","3":1}' data-sheets-value='{"1":2,"2":"(%)"}' style="border-bottom:1px solid #000000;overflow:hidden;padding:0px 3px 0px 3px;vertical-align:bottom;background-color:#000000;font-weight:bold;color:#ffffff;text-align:center;">(%)</td> <td data-sheets-value='{"1":2,"2":"(dB)"}' style="border-bottom:1px solid #000000;overflow:hidden;padding:0px 3px 0px 3px;vertical-align:bottom;background-color:#000000;font-weight:bold;color:#ffffff;text-align:center;">(dB)</td> </tr> <tr style="height:20px;"> <td data-sheets-value='{"1":2,"2":"Acrylic"}' style="border-left:1px solid #000000;overflow:hidden;padding:0px 3px 0px 3px;vertical-align:bottom;">Acrylic</td> <td data-sheets-value='{"1":2,"2":"EW"}' style="overflow:hidden;padding:0px 3px 0px 3px;vertical-align:bottom;">EW</td> <td data-sheets-value='{"1":2,"2":"Clear (H)"}' style="overflow:hidden;padding:0px 3px 0px 3px;vertical-align:bottom;">Clear (H)</td> <td data-sheets-numberformat='{"1":2,"2":"0.00","3":1}' data-sheets-value='{"1":3,"3":1.19}' style="overflow:hidden;padding:0px 3px 0px 3px;vertical-align:bottom;text-align:center;">1.19</td> <td data-sheets-numberformat='{"1":2,"2":"0","3":1}' data-sheets-value='{"1":3,"3":36.9}' style="overflow:hidden;padding:0px 3px 0px 3px;vertical-align:bottom;text-align:center;">37</td> <td data-sheets-numberformat='{"1":2,"2":"0","3":1}' data-sheets-value='{"1":3,"3":57.42}' style="overflow:hidden;padding:0px 3px 0px 3px;vertical-align:bottom;text-align:center;">57</td> <td data-sheets-value='{"1":3,"3":24}' style="border-right:1px solid #000000;overflow:hidden;padding:0px 3px 0px 3px;vertical-align:bottom;text-align:center;">24</td> </tr> <tr style="height:20px;"> <td data-sheets-value='{"1":2,"2":"PMMA"}' style="border-left:1px solid #000000;overflow:hidden;padding:0px 3px 0px 3px;vertical-align:bottom;">PMMA</td> <td style="overflow:hidden;padding:0px 3px 0px 3px;vertical-align:bottom;"></td> <td data-sheets-value='{"1":2,"2":"Opal (O)"}' style="overflow:hidden;padding:0px 3px 0px 3px;vertical-align:bottom;">Opal (O)</td> <td data-sheets-numberformat='{"1":2,"2":"0.00","3":1}' data-sheets-value='{"1":3,"3":1.19}' style="overflow:hidden;padding:0px 3px 0px 3px;vertical-align:bottom;text-align:center;">1.19</td> <td data-sheets-numberformat='{"1":2,"2":"0","3":1}' data-sheets-value='{"1":3,"3":34.03}' style="overflow:hidden;padding:0px 3px 0px 3px;vertical-align:bottom;text-align:center;">34</td> <td data-sheets-numberformat='{"1":2,"2":"0","3":1}' data-sheets-value='{"1":3,"3":50.160000000000004}' style="overflow:hidden;padding:0px 3px 0px 3px;vertical-align:bottom;text-align:center;">50</td> <td data-sheets-value='{"1":3,"3":24}' style="border-right:1px solid #000000;overflow:hidden;padding:0px 3px 0px 3px;vertical-align:bottom;text-align:center;">24</td> </tr> <tr style="height:20px;"> <td style="border-left:1px solid #000000;overflow:hidden;padding:0px 3px 0px 3px;vertical-align:bottom;"></td> <td data-sheets-value='{"1":2,"2":"DW"}' style="overflow:hidden;padding:0px 3px 0px 3px;vertical-align:bottom;">DW</td> <td data-sheets-value='{"1":2,"2":"Clear (H/H)"}' style="overflow:hidden;padding:0px 3px 0px 3px;vertical-align:bottom;">Clear (H/H)</td> <td data-sheets-numberformat='{"1":2,"2":"0.00","3":1}' data-sheets-value='{"1":3,"3":0.98}' style="overflow:hidden;padding:0px 3px 0px 3px;vertical-align:bottom;text-align:center;">0.98</td> <td data-sheets-numberformat='{"1":2,"2":"0","3":1}' data-sheets-value='{"1":3,"3":33.21}' style="overflow:hidden;padding:0px 3px 0px 3px;vertical-align:bottom;text-align:center;">33</td> <td data-sheets-numberformat='{"1":2,"2":"0","3":1}' data-sheets-value='{"1":3,"3":49.5}' style="overflow:hidden;padding:0px 3px 0px 3px;vertical-align:bottom;text-align:center;">50</td> <td data-sheets-value='{"1":3,"3":26}' style="border-right:1px solid #000000;overflow:hidden;padding:0px 3px 0px 3px;vertical-align:bottom;text-align:center;">26</td> </tr> <tr style="height:20px;"> <td style="border-bottom:1px solid #000000;border-left:1px solid #000000;overflow:hidden;padding:0px 3px 0px 3px;vertical-align:bottom;"></td> <td style="border-bottom:1px solid #000000;overflow:hidden;padding:0px 3px 0px 3px;vertical-align:bottom;"></td> <td data-sheets-value='{"1":2,"2":"Opal (O/O)"}' style="border-bottom:1px solid #000000;overflow:hidden;padding:0px 3px 0px 3px;vertical-align:bottom;">Opal (O/O)</td> <td data-sheets-numberformat='{"1":2,"2":"0.00","3":1}' data-sheets-value='{"1":3,"3":0.98}' style="border-bottom:1px solid #000000;overflow:hidden;padding:0px 3px 0px 3px;vertical-align:bottom;text-align:center;">0.98</td> <td data-sheets-numberformat='{"1":2,"2":"0","3":1}' data-sheets-value='{"1":3,"3":28.29}' style="border-bottom:1px solid #000000;overflow:hidden;padding:0px 3px 0px 3px;vertical-align:bottom;text-align:center;">28</td> <td data-sheets-numberformat='{"1":2,"2":"0","3":1}' data-sheets-value='{"1":3,"3":38.28}' style="border-bottom:1px solid #000000;overflow:hidden;padding:0px 3px 0px 3px;vertical-align:bottom;text-align:center;">38</td> <td data-sheets-value='{"1":3,"3":26}' style="border-right:1px solid #000000;border-bottom:1px solid #000000;overflow:hidden;padding:0px 3px 0px 3px;vertical-align:bottom;text-align:center;">26</td> </tr> <tr style="height:20px;"> <td data-sheets-value='{"1":2,"2":"Polycarbonate "}' style="border-left:1px solid #000000;overflow:hidden;padding:0px 3px 0px 3px;vertical-align:bottom;">Polycarbonate </td> <td data-sheets-value='{"1":2,"2":"EW"}' style="overflow:hidden;padding:0px 3px 0px 3px;vertical-align:bottom;">EW</td> <td data-sheets-value='{"1":2,"2":"Clear (A)"}' style="overflow:hidden;padding:0px 3px 0px 3px;vertical-align:bottom;">Clear (A)</td> <td data-sheets-numberformat='{"1":2,"2":"0.00","3":1}' data-sheets-value='{"1":3,"3":1.19}' style="overflow:hidden;padding:0px 3px 0px 3px;vertical-align:bottom;text-align:center;">1.19</td> <td data-sheets-numberformat='{"1":2,"2":"0","3":1}' data-sheets-value='{"1":3,"3":36.08}' style="overflow:hidden;padding:0px 3px 0px 3px;vertical-align:bottom;text-align:center;">36</td> <td data-sheets-numberformat='{"1":2,"2":"0","3":1}' data-sheets-value='{"1":3,"3":54.78}' style="overflow:hidden;padding:0px 3px 0px 3px;vertical-align:bottom;text-align:center;">55</td> <td data-sheets-value='{"1":3,"3":24}' style="border-right:1px solid #000000;overflow:hidden;padding:0px 3px 0px 3px;vertical-align:bottom;text-align:center;">24</td> </tr> <tr style="height:20px;"> <td data-sheets-value='{"1":2,"2":"PC"}' style="border-left:1px solid #000000;overflow:hidden;padding:0px 3px 0px 3px;vertical-align:bottom;">PC</td> <td style="overflow:hidden;padding:0px 3px 0px 3px;vertical-align:bottom;"></td> <td data-sheets-value='{"1":2,"2":"Opal (D)"}' style="overflow:hidden;padding:0px 3px 0px 3px;vertical-align:bottom;">Opal (D)</td> <td data-sheets-numberformat='{"1":2,"2":"0.00","3":1}' data-sheets-value='{"1":3,"3":1.19}' style="overflow:hidden;padding:0px 3px 0px 3px;vertical-align:bottom;text-align:center;">1.19</td> <td data-sheets-numberformat='{"1":2,"2":"0","3":1}' data-sheets-value='{"1":3,"3":23.779999999999998}' style="overflow:hidden;padding:0px 3px 0px 3px;vertical-align:bottom;text-align:center;">24</td> <td data-sheets-numberformat='{"1":2,"2":"0","3":1}' data-sheets-value='{"1":3,"3":39.6}' style="overflow:hidden;padding:0px 3px 0px 3px;vertical-align:bottom;text-align:center;">40</td> <td data-sheets-value='{"1":3,"3":24}' style="border-right:1px solid #000000;overflow:hidden;padding:0px 3px 0px 3px;vertical-align:bottom;text-align:center;">24</td> </tr> <tr style="height:20px;"> <td style="border-left:1px solid #000000;overflow:hidden;padding:0px 3px 0px 3px;vertical-align:bottom;"></td> <td data-sheets-value='{"1":2,"2":"DW"}' style="overflow:hidden;padding:0px 3px 0px 3px;vertical-align:bottom;">DW</td> <td data-sheets-value='{"1":2,"2":"Clear (A/H)"}' style="overflow:hidden;padding:0px 3px 0px 3px;vertical-align:bottom;">Clear (A/H)</td> <td data-sheets-numberformat='{"1":2,"2":"0.00","3":1}' data-sheets-value='{"1":3,"3":0.98}' style="overflow:hidden;padding:0px 3px 0px 3px;vertical-align:bottom;text-align:center;">0.98</td> <td data-sheets-numberformat='{"1":2,"2":"0","3":1}' data-sheets-value='{"1":3,"3":32.39}' style="overflow:hidden;padding:0px 3px 0px 3px;vertical-align:bottom;text-align:center;">32</td> <td data-sheets-numberformat='{"1":2,"2":"0","3":1}' data-sheets-value='{"1":3,"3":47.52}' style="overflow:hidden;padding:0px 3px 0px 3px;vertical-align:bottom;text-align:center;">48</td> <td data-sheets-value='{"1":3,"3":26}' style="border-right:1px solid #000000;overflow:hidden;padding:0px 3px 0px 3px;vertical-align:bottom;text-align:center;">26</td> </tr> <tr style="height:20px;"> <td style="border-left:1px solid #000000;overflow:hidden;padding:0px 3px 0px 3px;vertical-align:bottom;"></td> <td style="overflow:hidden;padding:0px 3px 0px 3px;vertical-align:bottom;"></td> <td data-sheets-value='{"1":2,"2":"Clear (A/A)"}' style="overflow:hidden;padding:0px 3px 0px 3px;vertical-align:bottom;">Clear (A/A)</td> <td data-sheets-numberformat='{"1":2,"2":"0.00","3":1}' data-sheets-value='{"1":3,"3":0.98}' style="overflow:hidden;padding:0px 3px 0px 3px;vertical-align:bottom;text-align:center;">0.98</td> <td data-sheets-numberformat='{"1":2,"2":"0","3":1}' data-sheets-value='{"1":3,"3":31.569999999999997}' style="overflow:hidden;padding:0px 3px 0px 3px;vertical-align:bottom;text-align:center;">32</td> <td data-sheets-numberformat='{"1":2,"2":"0","3":1}' data-sheets-value='{"1":3,"3":45.54}' style="overflow:hidden;padding:0px 3px 0px 3px;vertical-align:bottom;text-align:center;">46</td> <td data-sheets-value='{"1":3,"3":26}' style="border-right:1px solid #000000;overflow:hidden;padding:0px 3px 0px 3px;vertical-align:bottom;text-align:center;">26</td> </tr> <tr style="height:20px;"> <td style="border-left:1px solid #000000;overflow:hidden;padding:0px 3px 0px 3px;vertical-align:bottom;"></td> <td style="overflow:hidden;padding:0px 3px 0px 3px;vertical-align:bottom;"></td> <td data-sheets-value='{"1":2,"2":"Opal (A/O)"}' style="overflow:hidden;padding:0px 3px 0px 3px;vertical-align:bottom;">Opal (A/O)</td> <td data-sheets-numberformat='{"1":2,"2":"0.00","3":1}' data-sheets-value='{"1":3,"3":0.98}' style="overflow:hidden;padding:0px 3px 0px 3px;vertical-align:bottom;text-align:center;">0.98</td> <td data-sheets-numberformat='{"1":2,"2":"0","3":1}' data-sheets-value='{"1":3,"3":29.93}' style="overflow:hidden;padding:0px 3px 0px 3px;vertical-align:bottom;text-align:center;">30</td> <td data-sheets-numberformat='{"1":2,"2":"0","3":1}' data-sheets-value='{"1":3,"3":41.580000000000005}' style="overflow:hidden;padding:0px 3px 0px 3px;vertical-align:bottom;text-align:center;">42</td> <td data-sheets-value='{"1":3,"3":26}' style="border-right:1px solid #000000;overflow:hidden;padding:0px 3px 0px 3px;vertical-align:bottom;text-align:center;">26</td> </tr> <tr style="height:20px;"> <td style="border-bottom:1px solid #000000;border-left:1px solid #000000;overflow:hidden;padding:0px 3px 0px 3px;vertical-align:bottom;"></td> <td style="border-bottom:1px solid #000000;overflow:hidden;padding:0px 3px 0px 3px;vertical-align:bottom;"></td> <td data-sheets-value='{"1":2,"2":"Opal (A/D)"}' style="border-bottom:1px solid #000000;overflow:hidden;padding:0px 3px 0px 3px;vertical-align:bottom;">Opal (A/D)</td> <td data-sheets-numberformat='{"1":2,"2":"0.00","3":1}' data-sheets-value='{"1":3,"3":0.98}' style="border-bottom:1px solid #000000;overflow:hidden;padding:0px 3px 0px 3px;vertical-align:bottom;text-align:center;">0.98</td> <td data-sheets-numberformat='{"1":2,"2":"0","3":1}' data-sheets-value='{"1":3,"3":20.91}' style="border-bottom:1px solid #000000;overflow:hidden;padding:0px 3px 0px 3px;vertical-align:bottom;text-align:center;">21</td> <td data-sheets-numberformat='{"1":2,"2":"0","3":1}' data-sheets-value='{"1":3,"3":33}' style="border-bottom:1px solid #000000;overflow:hidden;padding:0px 3px 0px 3px;vertical-align:bottom;text-align:center;">33</td> <td data-sheets-value='{"1":3,"3":26}' style="border-right:1px solid #000000;border-bottom:1px solid #000000;overflow:hidden;padding:0px 3px 0px 3px;vertical-align:bottom;text-align:center;">26</td> </tr> <tr style="height:20px;"> <td data-sheets-value='{"1":2,"2":"Polycarbonate"}' style="border-left:1px solid #000000;overflow:hidden;padding:0px 3px 0px 3px;vertical-align:bottom;">Polycarbonate</td> <td data-sheets-value='{"1":2,"2":"EW"}' style="overflow:hidden;padding:0px 3px 0px 3px;vertical-align:bottom;">EW</td> <td data-sheets-value='{"1":2,"2":"Heatstop Opal (T)"}' style="overflow:hidden;padding:0px 3px 0px 3px;vertical-align:bottom;">Heatstop Opal (T)</td> <td data-sheets-numberformat='{"1":2,"2":"0.00","3":1}' data-sheets-value='{"1":3,"3":1.19}' style="overflow:hidden;padding:0px 3px 0px 3px;vertical-align:bottom;text-align:center;">1.19</td> <td data-sheets-numberformat='{"1":2,"2":"0","3":1}' data-sheets-value='{"1":3,"3":20.09}' style="overflow:hidden;padding:0px 3px 0px 3px;vertical-align:bottom;text-align:center;">20</td> <td data-sheets-numberformat='{"1":2,"2":"0","3":1}' data-sheets-value='{"1":3,"3":38.940000000000005}' style="overflow:hidden;padding:0px 3px 0px 3px;vertical-align:bottom;text-align:center;">39</td> <td data-sheets-value='{"1":3,"3":24}' style="border-right:1px solid #000000;overflow:hidden;padding:0px 3px 0px 3px;vertical-align:bottom;text-align:center;">24</td> </tr> <tr style="height:20px;"> <td data-sheets-value='{"1":2,"2":"Heatstop PC"}' style="border-left:1px solid #000000;overflow:hidden;padding:0px 3px 0px 3px;vertical-align:bottom;">Heatstop PC</td> <td data-sheets-value='{"1":2,"2":"DW"}' style="overflow:hidden;padding:0px 3px 0px 3px;vertical-align:bottom;">DW</td> <td data-sheets-value='{"1":2,"2":"Clear (T/H)"}' style="overflow:hidden;padding:0px 3px 0px 3px;vertical-align:bottom;">Clear (T/H)</td> <td data-sheets-numberformat='{"1":2,"2":"0.00","3":1}' data-sheets-value='{"1":3,"3":0.98}' style="overflow:hidden;padding:0px 3px 0px 3px;vertical-align:bottom;text-align:center;">0.98</td> <td data-sheets-numberformat='{"1":2,"2":"0","3":1}' data-sheets-value='{"1":3,"3":18.04}' style="overflow:hidden;padding:0px 3px 0px 3px;vertical-align:bottom;text-align:center;">18</td> <td data-sheets-numberformat='{"1":2,"2":"0","3":1}' data-sheets-value='{"1":3,"3":33.660000000000004}' style="overflow:hidden;padding:0px 3px 0px 3px;vertical-align:bottom;text-align:center;">34</td> <td data-sheets-value='{"1":3,"3":26}' style="border-right:1px solid #000000;overflow:hidden;padding:0px 3px 0px 3px;vertical-align:bottom;text-align:center;">26</td> </tr> <tr style="height:20px;"> <td style="border-bottom:1px solid #000000;border-left:1px solid #000000;overflow:hidden;padding:0px 3px 0px 3px;vertical-align:bottom;"></td> <td style="border-bottom:1px solid #000000;overflow:hidden;padding:0px 3px 0px 3px;vertical-align:bottom;"></td> <td data-sheets-value='{"1":2,"2":"Opal (T/O)"}' style="border-bottom:1px solid #000000;overflow:hidden;padding:0px 3px 0px 3px;vertical-align:bottom;">Opal (T/O)</td> <td data-sheets-numberformat='{"1":2,"2":"0.00","3":1}' data-sheets-value='{"1":3,"3":0.98}' style="border-bottom:1px solid #000000;overflow:hidden;padding:0px 3px 0px 3px;vertical-align:bottom;text-align:center;">0.98</td> <td data-sheets-numberformat='{"1":2,"2":"0","3":1}' data-sheets-value='{"1":3,"3":16.81}' style="border-bottom:1px solid #000000;overflow:hidden;padding:0px 3px 0px 3px;vertical-align:bottom;text-align:center;">17</td> <td data-sheets-numberformat='{"1":2,"2":"0","3":1}' data-sheets-value='{"1":3,"3":29.700000000000003}' style="border-bottom:1px solid #000000;overflow:hidden;padding:0px 3px 0px 3px;vertical-align:bottom;text-align:center;">30</td> <td data-sheets-value='{"1":3,"3":26}' style="border-right:1px solid #000000;border-bottom:1px solid #000000;overflow:hidden;padding:0px 3px 0px 3px;vertical-align:bottom;text-align:center;">26</td> </tr> </tbody></table> | skylux-160-ce-met-koepel-en-pvc-opstand-35-30-met-lm-motor-pvc-raam-type-ep25-en-windvang-1000-x-2200-mm | 8586050470221 | 46872389878093
Smoke and heat exhaust (SHEV) | SHE system | Skylux | Skylux 160° CE with skylight and PVC curb 35/30 with LM-actuator, PVC frame type EP25 and spoiler 1000 x 2300 mm |  | 50629 | 5412970506294 | 6508.6 | Yes | 30-45 | 115.28 | 1000 x 2300 mm | 2300 | 1000 |  | PVC 35/30 (35 cm high & roof opening = 30 cm larger than daylight size) | Rectangular | 1.19 W/m²K - 0.98 W/m²K | 57% - 30% | 37% - 17% | 24dB - 26dB | 160° CE (for industry) | PVC frame EP25 | with spoiler | E | Single actuator | Maximum double-walled skylight possible for this product | Ut-value LT-value g-value Rw-value EN 1873 : 2014 EN ISO 13468 EN 16153 EN 410 EN 410 EN ISO 140-3 Material Walls Shells (W/m²K) (%) (%) (dB) Acrylic EW Clear (H) 1.19 37 57 24 PMMA Opal (O) 1.19 34 50 24 DW Clear (H/H) 0.98 33 50 26 Opal (O/O) 0.98 28 38 26 Polycarbonate EW Clear (A) 1.19 36 55 24 PC Opal (D) 1.19 24 40 24 DW Clear (A/H) 0.98 32 48 26 Clear (A/A) 0.98 32 46 26 Opal (A/O) 0.98 30 42 26 Opal (A/D) 0.98 21 33 26 Polycarbonate EW Heatstop Opal (T) 1.19 20 39 24 Heatstop PC DW Clear (T/H) 0.98 18 34 26 Opal (T/O) 0.98 17 30 26 | https://skylux.eu/en/products/skylux-160-ce-met-koepel-en-pvc-opstand-35-30-met-lm-motor-pvc-raam-type-ep25-en-windvang-1000-x-2300-mm | https://skylux.eu/cdn/shop/files/Skylux-160deg-CE-met-koepel-en-pvc-opstand-3530-met-LM-motor-pvc-raam-type-EP25-en-windvang-1000-x-2300-mm-RWA-systeem.jpg?v=1702982464&width=1600 | https://skylux.eu/cdn/shop/files/e5a82811-1bb0-48e4-a776-cacb59c7c092_9b24ba44-9a15-4489-a956-70f5635f0829.jpg?v=1688551622&width=1600 | //skylux.eu/cdn/shop/files/E_MH_Mounting_instructions_Skylux_160_CE_LM.pdf?v=12406716259046007223 | //skylux.eu/cdn/shop/files/E_TD_Technical_File_Skylux_Skylux_160_CE_Electric.pdf?v=3667116872303399239 | <style type="text/css" id="isPasted"><!--td {border: 1px solid #cccccc;}br {mso-data-placement:same-cell;}--></style><table border="1" cellpadding="0" cellspacing="0" dir="ltr" style="table-layout:fixed;font-size:10pt;font-family:Arial;border-collapse:collapse;border:none;"><tbody> <tr style="height:20px;"> <td style="overflow:hidden;padding:0px 3px 0px 3px;vertical-align:bottom;"></td> <td style="overflow:hidden;padding:0px 3px 0px 3px;vertical-align:bottom;"></td> <td style="overflow:hidden;padding:0px 3px 0px 3px;vertical-align:bottom;"></td> <td data-sheets-value='{"1":2,"2":"Ut-value"}' style="overflow:hidden;padding:0px 3px 0px 3px;vertical-align:bottom;font-weight:bold;text-align:center;">Ut-value</td> <td data-sheets-value='{"1":2,"2":"LT-value"}' style="overflow:hidden;padding:0px 3px 0px 3px;vertical-align:bottom;font-weight:bold;text-align:center;">LT-value</td> <td data-sheets-value='{"1":2,"2":"g-value"}' style="overflow:hidden;padding:0px 3px 0px 3px;vertical-align:bottom;font-weight:bold;text-align:center;">g-value</td> <td data-sheets-value='{"1":2,"2":"Rw-value "}' style="overflow:hidden;padding:0px 3px 0px 3px;vertical-align:bottom;font-weight:bold;text-align:center;">Rw-value </td> </tr> <tr style="height:20px;"> <td style="overflow:hidden;padding:0px 3px 0px 3px;vertical-align:bottom;"></td> <td style="overflow:hidden;padding:0px 3px 0px 3px;vertical-align:bottom;"></td> <td style="overflow:hidden;padding:0px 3px 0px 3px;vertical-align:bottom;"></td> <td data-sheets-numberformat='{"1":2,"2":"0.00","3":1}' data-sheets-value='{"1":2,"2":"EN 1873 : 2014"}' style="overflow:hidden;padding:0px 3px 0px 3px;vertical-align:bottom;text-align:center;">EN 1873 : 2014</td> <td data-sheets-numberformat='{"1":2,"2":"0","3":1}' data-sheets-value='{"1":2,"2":"EN ISO 13468 EN 16153 EN 410"}' style="overflow:hidden;padding:0px 3px 0px 3px;vertical-align:bottom;text-align:center;">EN ISO 13468 EN 16153 EN 410</td> <td data-sheets-numberformat='{"1":2,"2":"0","3":1}' data-sheets-value='{"1":2,"2":"EN 410"}' style="overflow:hidden;padding:0px 3px 0px 3px;vertical-align:bottom;text-align:center;">EN 410</td> <td data-sheets-value='{"1":2,"2":"EN ISO 140-3\t\t"}' style="overflow:hidden;padding:0px 3px 0px 3px;vertical-align:bottom;text-align:center;">EN ISO 140-3 </td> </tr> <tr style="height:20px;"> <td data-sheets-value='{"1":2,"2":"Material"}' style="border-bottom:1px solid #000000;overflow:hidden;padding:0px 3px 0px 3px;vertical-align:bottom;background-color:#000000;font-weight:bold;color:#ffffff;">Material</td> <td data-sheets-value='{"1":2,"2":"Walls"}' style="border-bottom:1px solid #000000;overflow:hidden;padding:0px 3px 0px 3px;vertical-align:bottom;background-color:#000000;font-weight:bold;color:#ffffff;">Walls</td> <td data-sheets-value='{"1":2,"2":"Shells"}' style="border-bottom:1px solid #000000;overflow:hidden;padding:0px 3px 0px 3px;vertical-align:bottom;background-color:#000000;font-weight:bold;color:#ffffff;">Shells</td> <td data-sheets-numberformat='{"1":2,"2":"0.00","3":1}' data-sheets-value='{"1":2,"2":"(W/m²K)\t"}' style="border-bottom:1px solid #000000;overflow:hidden;padding:0px 3px 0px 3px;vertical-align:bottom;background-color:#000000;font-weight:bold;color:#ffffff;text-align:center;">(W/m²K) </td> <td data-sheets-numberformat='{"1":2,"2":"0","3":1}' data-sheets-value='{"1":2,"2":"(%)"}' style="border-bottom:1px solid #000000;overflow:hidden;padding:0px 3px 0px 3px;vertical-align:bottom;background-color:#000000;font-weight:bold;color:#ffffff;text-align:center;">(%)</td> <td data-sheets-numberformat='{"1":2,"2":"0","3":1}' data-sheets-value='{"1":2,"2":"(%)"}' style="border-bottom:1px solid #000000;overflow:hidden;padding:0px 3px 0px 3px;vertical-align:bottom;background-color:#000000;font-weight:bold;color:#ffffff;text-align:center;">(%)</td> <td data-sheets-value='{"1":2,"2":"(dB)"}' style="border-bottom:1px solid #000000;overflow:hidden;padding:0px 3px 0px 3px;vertical-align:bottom;background-color:#000000;font-weight:bold;color:#ffffff;text-align:center;">(dB)</td> </tr> <tr style="height:20px;"> <td data-sheets-value='{"1":2,"2":"Acrylic"}' style="border-left:1px solid #000000;overflow:hidden;padding:0px 3px 0px 3px;vertical-align:bottom;">Acrylic</td> <td data-sheets-value='{"1":2,"2":"EW"}' style="overflow:hidden;padding:0px 3px 0px 3px;vertical-align:bottom;">EW</td> <td data-sheets-value='{"1":2,"2":"Clear (H)"}' style="overflow:hidden;padding:0px 3px 0px 3px;vertical-align:bottom;">Clear (H)</td> <td data-sheets-numberformat='{"1":2,"2":"0.00","3":1}' data-sheets-value='{"1":3,"3":1.19}' style="overflow:hidden;padding:0px 3px 0px 3px;vertical-align:bottom;text-align:center;">1.19</td> <td data-sheets-numberformat='{"1":2,"2":"0","3":1}' data-sheets-value='{"1":3,"3":36.9}' style="overflow:hidden;padding:0px 3px 0px 3px;vertical-align:bottom;text-align:center;">37</td> <td data-sheets-numberformat='{"1":2,"2":"0","3":1}' data-sheets-value='{"1":3,"3":57.42}' style="overflow:hidden;padding:0px 3px 0px 3px;vertical-align:bottom;text-align:center;">57</td> <td data-sheets-value='{"1":3,"3":24}' style="border-right:1px solid #000000;overflow:hidden;padding:0px 3px 0px 3px;vertical-align:bottom;text-align:center;">24</td> </tr> <tr style="height:20px;"> <td data-sheets-value='{"1":2,"2":"PMMA"}' style="border-left:1px solid #000000;overflow:hidden;padding:0px 3px 0px 3px;vertical-align:bottom;">PMMA</td> <td style="overflow:hidden;padding:0px 3px 0px 3px;vertical-align:bottom;"></td> <td data-sheets-value='{"1":2,"2":"Opal (O)"}' style="overflow:hidden;padding:0px 3px 0px 3px;vertical-align:bottom;">Opal (O)</td> <td data-sheets-numberformat='{"1":2,"2":"0.00","3":1}' data-sheets-value='{"1":3,"3":1.19}' style="overflow:hidden;padding:0px 3px 0px 3px;vertical-align:bottom;text-align:center;">1.19</td> <td data-sheets-numberformat='{"1":2,"2":"0","3":1}' data-sheets-value='{"1":3,"3":34.03}' style="overflow:hidden;padding:0px 3px 0px 3px;vertical-align:bottom;text-align:center;">34</td> <td data-sheets-numberformat='{"1":2,"2":"0","3":1}' data-sheets-value='{"1":3,"3":50.160000000000004}' style="overflow:hidden;padding:0px 3px 0px 3px;vertical-align:bottom;text-align:center;">50</td> <td data-sheets-value='{"1":3,"3":24}' style="border-right:1px solid #000000;overflow:hidden;padding:0px 3px 0px 3px;vertical-align:bottom;text-align:center;">24</td> </tr> <tr style="height:20px;"> <td style="border-left:1px solid #000000;overflow:hidden;padding:0px 3px 0px 3px;vertical-align:bottom;"></td> <td data-sheets-value='{"1":2,"2":"DW"}' style="overflow:hidden;padding:0px 3px 0px 3px;vertical-align:bottom;">DW</td> <td data-sheets-value='{"1":2,"2":"Clear (H/H)"}' style="overflow:hidden;padding:0px 3px 0px 3px;vertical-align:bottom;">Clear (H/H)</td> <td data-sheets-numberformat='{"1":2,"2":"0.00","3":1}' data-sheets-value='{"1":3,"3":0.98}' style="overflow:hidden;padding:0px 3px 0px 3px;vertical-align:bottom;text-align:center;">0.98</td> <td data-sheets-numberformat='{"1":2,"2":"0","3":1}' data-sheets-value='{"1":3,"3":33.21}' style="overflow:hidden;padding:0px 3px 0px 3px;vertical-align:bottom;text-align:center;">33</td> <td data-sheets-numberformat='{"1":2,"2":"0","3":1}' data-sheets-value='{"1":3,"3":49.5}' style="overflow:hidden;padding:0px 3px 0px 3px;vertical-align:bottom;text-align:center;">50</td> <td data-sheets-value='{"1":3,"3":26}' style="border-right:1px solid #000000;overflow:hidden;padding:0px 3px 0px 3px;vertical-align:bottom;text-align:center;">26</td> </tr> <tr style="height:20px;"> <td style="border-bottom:1px solid #000000;border-left:1px solid #000000;overflow:hidden;padding:0px 3px 0px 3px;vertical-align:bottom;"></td> <td style="border-bottom:1px solid #000000;overflow:hidden;padding:0px 3px 0px 3px;vertical-align:bottom;"></td> <td data-sheets-value='{"1":2,"2":"Opal (O/O)"}' style="border-bottom:1px solid #000000;overflow:hidden;padding:0px 3px 0px 3px;vertical-align:bottom;">Opal (O/O)</td> <td data-sheets-numberformat='{"1":2,"2":"0.00","3":1}' data-sheets-value='{"1":3,"3":0.98}' style="border-bottom:1px solid #000000;overflow:hidden;padding:0px 3px 0px 3px;vertical-align:bottom;text-align:center;">0.98</td> <td data-sheets-numberformat='{"1":2,"2":"0","3":1}' data-sheets-value='{"1":3,"3":28.29}' style="border-bottom:1px solid #000000;overflow:hidden;padding:0px 3px 0px 3px;vertical-align:bottom;text-align:center;">28</td> <td data-sheets-numberformat='{"1":2,"2":"0","3":1}' data-sheets-value='{"1":3,"3":38.28}' style="border-bottom:1px solid #000000;overflow:hidden;padding:0px 3px 0px 3px;vertical-align:bottom;text-align:center;">38</td> <td data-sheets-value='{"1":3,"3":26}' style="border-right:1px solid #000000;border-bottom:1px solid #000000;overflow:hidden;padding:0px 3px 0px 3px;vertical-align:bottom;text-align:center;">26</td> </tr> <tr style="height:20px;"> <td data-sheets-value='{"1":2,"2":"Polycarbonate "}' style="border-left:1px solid #000000;overflow:hidden;padding:0px 3px 0px 3px;vertical-align:bottom;">Polycarbonate </td> <td data-sheets-value='{"1":2,"2":"EW"}' style="overflow:hidden;padding:0px 3px 0px 3px;vertical-align:bottom;">EW</td> <td data-sheets-value='{"1":2,"2":"Clear (A)"}' style="overflow:hidden;padding:0px 3px 0px 3px;vertical-align:bottom;">Clear (A)</td> <td data-sheets-numberformat='{"1":2,"2":"0.00","3":1}' data-sheets-value='{"1":3,"3":1.19}' style="overflow:hidden;padding:0px 3px 0px 3px;vertical-align:bottom;text-align:center;">1.19</td> <td data-sheets-numberformat='{"1":2,"2":"0","3":1}' data-sheets-value='{"1":3,"3":36.08}' style="overflow:hidden;padding:0px 3px 0px 3px;vertical-align:bottom;text-align:center;">36</td> <td data-sheets-numberformat='{"1":2,"2":"0","3":1}' data-sheets-value='{"1":3,"3":54.78}' style="overflow:hidden;padding:0px 3px 0px 3px;vertical-align:bottom;text-align:center;">55</td> <td data-sheets-value='{"1":3,"3":24}' style="border-right:1px solid #000000;overflow:hidden;padding:0px 3px 0px 3px;vertical-align:bottom;text-align:center;">24</td> </tr> <tr style="height:20px;"> <td data-sheets-value='{"1":2,"2":"PC"}' style="border-left:1px solid #000000;overflow:hidden;padding:0px 3px 0px 3px;vertical-align:bottom;">PC</td> <td style="overflow:hidden;padding:0px 3px 0px 3px;vertical-align:bottom;"></td> <td data-sheets-value='{"1":2,"2":"Opal (D)"}' style="overflow:hidden;padding:0px 3px 0px 3px;vertical-align:bottom;">Opal (D)</td> <td data-sheets-numberformat='{"1":2,"2":"0.00","3":1}' data-sheets-value='{"1":3,"3":1.19}' style="overflow:hidden;padding:0px 3px 0px 3px;vertical-align:bottom;text-align:center;">1.19</td> <td data-sheets-numberformat='{"1":2,"2":"0","3":1}' data-sheets-value='{"1":3,"3":23.779999999999998}' style="overflow:hidden;padding:0px 3px 0px 3px;vertical-align:bottom;text-align:center;">24</td> <td data-sheets-numberformat='{"1":2,"2":"0","3":1}' data-sheets-value='{"1":3,"3":39.6}' style="overflow:hidden;padding:0px 3px 0px 3px;vertical-align:bottom;text-align:center;">40</td> <td data-sheets-value='{"1":3,"3":24}' style="border-right:1px solid #000000;overflow:hidden;padding:0px 3px 0px 3px;vertical-align:bottom;text-align:center;">24</td> </tr> <tr style="height:20px;"> <td style="border-left:1px solid #000000;overflow:hidden;padding:0px 3px 0px 3px;vertical-align:bottom;"></td> <td data-sheets-value='{"1":2,"2":"DW"}' style="overflow:hidden;padding:0px 3px 0px 3px;vertical-align:bottom;">DW</td> <td data-sheets-value='{"1":2,"2":"Clear (A/H)"}' style="overflow:hidden;padding:0px 3px 0px 3px;vertical-align:bottom;">Clear (A/H)</td> <td data-sheets-numberformat='{"1":2,"2":"0.00","3":1}' data-sheets-value='{"1":3,"3":0.98}' style="overflow:hidden;padding:0px 3px 0px 3px;vertical-align:bottom;text-align:center;">0.98</td> <td data-sheets-numberformat='{"1":2,"2":"0","3":1}' data-sheets-value='{"1":3,"3":32.39}' style="overflow:hidden;padding:0px 3px 0px 3px;vertical-align:bottom;text-align:center;">32</td> <td data-sheets-numberformat='{"1":2,"2":"0","3":1}' data-sheets-value='{"1":3,"3":47.52}' style="overflow:hidden;padding:0px 3px 0px 3px;vertical-align:bottom;text-align:center;">48</td> <td data-sheets-value='{"1":3,"3":26}' style="border-right:1px solid #000000;overflow:hidden;padding:0px 3px 0px 3px;vertical-align:bottom;text-align:center;">26</td> </tr> <tr style="height:20px;"> <td style="border-left:1px solid #000000;overflow:hidden;padding:0px 3px 0px 3px;vertical-align:bottom;"></td> <td style="overflow:hidden;padding:0px 3px 0px 3px;vertical-align:bottom;"></td> <td data-sheets-value='{"1":2,"2":"Clear (A/A)"}' style="overflow:hidden;padding:0px 3px 0px 3px;vertical-align:bottom;">Clear (A/A)</td> <td data-sheets-numberformat='{"1":2,"2":"0.00","3":1}' data-sheets-value='{"1":3,"3":0.98}' style="overflow:hidden;padding:0px 3px 0px 3px;vertical-align:bottom;text-align:center;">0.98</td> <td data-sheets-numberformat='{"1":2,"2":"0","3":1}' data-sheets-value='{"1":3,"3":31.569999999999997}' style="overflow:hidden;padding:0px 3px 0px 3px;vertical-align:bottom;text-align:center;">32</td> <td data-sheets-numberformat='{"1":2,"2":"0","3":1}' data-sheets-value='{"1":3,"3":45.54}' style="overflow:hidden;padding:0px 3px 0px 3px;vertical-align:bottom;text-align:center;">46</td> <td data-sheets-value='{"1":3,"3":26}' style="border-right:1px solid #000000;overflow:hidden;padding:0px 3px 0px 3px;vertical-align:bottom;text-align:center;">26</td> </tr> <tr style="height:20px;"> <td style="border-left:1px solid #000000;overflow:hidden;padding:0px 3px 0px 3px;vertical-align:bottom;"></td> <td style="overflow:hidden;padding:0px 3px 0px 3px;vertical-align:bottom;"></td> <td data-sheets-value='{"1":2,"2":"Opal (A/O)"}' style="overflow:hidden;padding:0px 3px 0px 3px;vertical-align:bottom;">Opal (A/O)</td> <td data-sheets-numberformat='{"1":2,"2":"0.00","3":1}' data-sheets-value='{"1":3,"3":0.98}' style="overflow:hidden;padding:0px 3px 0px 3px;vertical-align:bottom;text-align:center;">0.98</td> <td data-sheets-numberformat='{"1":2,"2":"0","3":1}' data-sheets-value='{"1":3,"3":29.93}' style="overflow:hidden;padding:0px 3px 0px 3px;vertical-align:bottom;text-align:center;">30</td> <td data-sheets-numberformat='{"1":2,"2":"0","3":1}' data-sheets-value='{"1":3,"3":41.580000000000005}' style="overflow:hidden;padding:0px 3px 0px 3px;vertical-align:bottom;text-align:center;">42</td> <td data-sheets-value='{"1":3,"3":26}' style="border-right:1px solid #000000;overflow:hidden;padding:0px 3px 0px 3px;vertical-align:bottom;text-align:center;">26</td> </tr> <tr style="height:20px;"> <td style="border-bottom:1px solid #000000;border-left:1px solid #000000;overflow:hidden;padding:0px 3px 0px 3px;vertical-align:bottom;"></td> <td style="border-bottom:1px solid #000000;overflow:hidden;padding:0px 3px 0px 3px;vertical-align:bottom;"></td> <td data-sheets-value='{"1":2,"2":"Opal (A/D)"}' style="border-bottom:1px solid #000000;overflow:hidden;padding:0px 3px 0px 3px;vertical-align:bottom;">Opal (A/D)</td> <td data-sheets-numberformat='{"1":2,"2":"0.00","3":1}' data-sheets-value='{"1":3,"3":0.98}' style="border-bottom:1px solid #000000;overflow:hidden;padding:0px 3px 0px 3px;vertical-align:bottom;text-align:center;">0.98</td> <td data-sheets-numberformat='{"1":2,"2":"0","3":1}' data-sheets-value='{"1":3,"3":20.91}' style="border-bottom:1px solid #000000;overflow:hidden;padding:0px 3px 0px 3px;vertical-align:bottom;text-align:center;">21</td> <td data-sheets-numberformat='{"1":2,"2":"0","3":1}' data-sheets-value='{"1":3,"3":33}' style="border-bottom:1px solid #000000;overflow:hidden;padding:0px 3px 0px 3px;vertical-align:bottom;text-align:center;">33</td> <td data-sheets-value='{"1":3,"3":26}' style="border-right:1px solid #000000;border-bottom:1px solid #000000;overflow:hidden;padding:0px 3px 0px 3px;vertical-align:bottom;text-align:center;">26</td> </tr> <tr style="height:20px;"> <td data-sheets-value='{"1":2,"2":"Polycarbonate"}' style="border-left:1px solid #000000;overflow:hidden;padding:0px 3px 0px 3px;vertical-align:bottom;">Polycarbonate</td> <td data-sheets-value='{"1":2,"2":"EW"}' style="overflow:hidden;padding:0px 3px 0px 3px;vertical-align:bottom;">EW</td> <td data-sheets-value='{"1":2,"2":"Heatstop Opal (T)"}' style="overflow:hidden;padding:0px 3px 0px 3px;vertical-align:bottom;">Heatstop Opal (T)</td> <td data-sheets-numberformat='{"1":2,"2":"0.00","3":1}' data-sheets-value='{"1":3,"3":1.19}' style="overflow:hidden;padding:0px 3px 0px 3px;vertical-align:bottom;text-align:center;">1.19</td> <td data-sheets-numberformat='{"1":2,"2":"0","3":1}' data-sheets-value='{"1":3,"3":20.09}' style="overflow:hidden;padding:0px 3px 0px 3px;vertical-align:bottom;text-align:center;">20</td> <td data-sheets-numberformat='{"1":2,"2":"0","3":1}' data-sheets-value='{"1":3,"3":38.940000000000005}' style="overflow:hidden;padding:0px 3px 0px 3px;vertical-align:bottom;text-align:center;">39</td> <td data-sheets-value='{"1":3,"3":24}' style="border-right:1px solid #000000;overflow:hidden;padding:0px 3px 0px 3px;vertical-align:bottom;text-align:center;">24</td> </tr> <tr style="height:20px;"> <td data-sheets-value='{"1":2,"2":"Heatstop PC"}' style="border-left:1px solid #000000;overflow:hidden;padding:0px 3px 0px 3px;vertical-align:bottom;">Heatstop PC</td> <td data-sheets-value='{"1":2,"2":"DW"}' style="overflow:hidden;padding:0px 3px 0px 3px;vertical-align:bottom;">DW</td> <td data-sheets-value='{"1":2,"2":"Clear (T/H)"}' style="overflow:hidden;padding:0px 3px 0px 3px;vertical-align:bottom;">Clear (T/H)</td> <td data-sheets-numberformat='{"1":2,"2":"0.00","3":1}' data-sheets-value='{"1":3,"3":0.98}' style="overflow:hidden;padding:0px 3px 0px 3px;vertical-align:bottom;text-align:center;">0.98</td> <td data-sheets-numberformat='{"1":2,"2":"0","3":1}' data-sheets-value='{"1":3,"3":18.04}' style="overflow:hidden;padding:0px 3px 0px 3px;vertical-align:bottom;text-align:center;">18</td> <td data-sheets-numberformat='{"1":2,"2":"0","3":1}' data-sheets-value='{"1":3,"3":33.660000000000004}' style="overflow:hidden;padding:0px 3px 0px 3px;vertical-align:bottom;text-align:center;">34</td> <td data-sheets-value='{"1":3,"3":26}' style="border-right:1px solid #000000;overflow:hidden;padding:0px 3px 0px 3px;vertical-align:bottom;text-align:center;">26</td> </tr> <tr style="height:20px;"> <td style="border-bottom:1px solid #000000;border-left:1px solid #000000;overflow:hidden;padding:0px 3px 0px 3px;vertical-align:bottom;"></td> <td style="border-bottom:1px solid #000000;overflow:hidden;padding:0px 3px 0px 3px;vertical-align:bottom;"></td> <td data-sheets-value='{"1":2,"2":"Opal (T/O)"}' style="border-bottom:1px solid #000000;overflow:hidden;padding:0px 3px 0px 3px;vertical-align:bottom;">Opal (T/O)</td> <td data-sheets-numberformat='{"1":2,"2":"0.00","3":1}' data-sheets-value='{"1":3,"3":0.98}' style="border-bottom:1px solid #000000;overflow:hidden;padding:0px 3px 0px 3px;vertical-align:bottom;text-align:center;">0.98</td> <td data-sheets-numberformat='{"1":2,"2":"0","3":1}' data-sheets-value='{"1":3,"3":16.81}' style="border-bottom:1px solid #000000;overflow:hidden;padding:0px 3px 0px 3px;vertical-align:bottom;text-align:center;">17</td> <td data-sheets-numberformat='{"1":2,"2":"0","3":1}' data-sheets-value='{"1":3,"3":29.700000000000003}' style="border-bottom:1px solid #000000;overflow:hidden;padding:0px 3px 0px 3px;vertical-align:bottom;text-align:center;">30</td> <td data-sheets-value='{"1":3,"3":26}' style="border-right:1px solid #000000;border-bottom:1px solid #000000;overflow:hidden;padding:0px 3px 0px 3px;vertical-align:bottom;text-align:center;">26</td> </tr> </tbody></table> | skylux-160-ce-met-koepel-en-pvc-opstand-35-30-met-lm-motor-pvc-raam-type-ep25-en-windvang-1000-x-2300-mm | 8586050502989 | 46872389943629
Smoke and heat exhaust (SHEV) | SHE system | Skylux | Skylux 160° CE with skylight and PVC curb 35/30 with LM-actuator, PVC frame type EP25 and spoiler 1050 x 1050 mm |  | 50632 | 5412970506324 | 5068.7 | Yes | 30-45 | 74.2 | 1050 x 1050 mm | 1050 | 1050 |  | PVC 35/30 (35 cm high & roof opening = 30 cm larger than daylight size) | Square | 1.19 W/m²K - 0.98 W/m²K | 57% - 30% | 37% - 17% | 24dB - 26dB | 160° CE (for industry) | PVC frame EP25 | with spoiler | E | Single actuator | Maximum double-walled skylight possible for this product | Ut-value LT-value g-value Rw-value EN 1873 : 2014 EN ISO 13468 EN 16153 EN 410 EN 410 EN ISO 140-3 Material Walls Shells (W/m²K) (%) (%) (dB) Acrylic EW Clear (H) 1.19 37 57 24 PMMA Opal (O) 1.19 34 50 24 DW Clear (H/H) 0.98 33 50 26 Opal (O/O) 0.98 28 38 26 Polycarbonate EW Clear (A) 1.19 36 55 24 PC Opal (D) 1.19 24 40 24 DW Clear (A/H) 0.98 32 48 26 Clear (A/A) 0.98 32 46 26 Opal (A/O) 0.98 30 42 26 Opal (A/D) 0.98 21 33 26 Polycarbonate EW Heatstop Opal (T) 1.19 20 39 24 Heatstop PC DW Clear (T/H) 0.98 18 34 26 Opal (T/O) 0.98 17 30 26 | https://skylux.eu/en/products/skylux-160-ce-met-koepel-en-pvc-opstand-35-30-met-lm-motor-pvc-raam-type-ep25-en-windvang-1050-x-1050-mm | https://skylux.eu/cdn/shop/files/Skylux-160deg-CE-met-koepel-en-pvc-opstand-3530-met-LM-motor-pvc-raam-type-EP25-en-windvang-1050-x-1050-mm-RWA-systeem.jpg?v=1702982481&width=1600 |  | //skylux.eu/cdn/shop/files/E_MH_Mounting_instructions_Skylux_160_CE_LM.pdf?v=12406716259046007223 | //skylux.eu/cdn/shop/files/E_TD_Technical_File_Skylux_Skylux_160_CE_Electric.pdf?v=3667116872303399239 | <style type="text/css" id="isPasted"><!--td {border: 1px solid #cccccc;}br {mso-data-placement:same-cell;}--></style><table border="1" cellpadding="0" cellspacing="0" dir="ltr" style="table-layout:fixed;font-size:10pt;font-family:Arial;border-collapse:collapse;border:none;"><tbody> <tr style="height:20px;"> <td style="overflow:hidden;padding:0px 3px 0px 3px;vertical-align:bottom;"></td> <td style="overflow:hidden;padding:0px 3px 0px 3px;vertical-align:bottom;"></td> <td style="overflow:hidden;padding:0px 3px 0px 3px;vertical-align:bottom;"></td> <td data-sheets-value='{"1":2,"2":"Ut-value"}' style="overflow:hidden;padding:0px 3px 0px 3px;vertical-align:bottom;font-weight:bold;text-align:center;">Ut-value</td> <td data-sheets-value='{"1":2,"2":"LT-value"}' style="overflow:hidden;padding:0px 3px 0px 3px;vertical-align:bottom;font-weight:bold;text-align:center;">LT-value</td> <td data-sheets-value='{"1":2,"2":"g-value"}' style="overflow:hidden;padding:0px 3px 0px 3px;vertical-align:bottom;font-weight:bold;text-align:center;">g-value</td> <td data-sheets-value='{"1":2,"2":"Rw-value "}' style="overflow:hidden;padding:0px 3px 0px 3px;vertical-align:bottom;font-weight:bold;text-align:center;">Rw-value </td> </tr> <tr style="height:20px;"> <td style="overflow:hidden;padding:0px 3px 0px 3px;vertical-align:bottom;"></td> <td style="overflow:hidden;padding:0px 3px 0px 3px;vertical-align:bottom;"></td> <td style="overflow:hidden;padding:0px 3px 0px 3px;vertical-align:bottom;"></td> <td data-sheets-numberformat='{"1":2,"2":"0.00","3":1}' data-sheets-value='{"1":2,"2":"EN 1873 : 2014"}' style="overflow:hidden;padding:0px 3px 0px 3px;vertical-align:bottom;text-align:center;">EN 1873 : 2014</td> <td data-sheets-numberformat='{"1":2,"2":"0","3":1}' data-sheets-value='{"1":2,"2":"EN ISO 13468 EN 16153 EN 410"}' style="overflow:hidden;padding:0px 3px 0px 3px;vertical-align:bottom;text-align:center;">EN ISO 13468 EN 16153 EN 410</td> <td data-sheets-numberformat='{"1":2,"2":"0","3":1}' data-sheets-value='{"1":2,"2":"EN 410"}' style="overflow:hidden;padding:0px 3px 0px 3px;vertical-align:bottom;text-align:center;">EN 410</td> <td data-sheets-value='{"1":2,"2":"EN ISO 140-3\t\t"}' style="overflow:hidden;padding:0px 3px 0px 3px;vertical-align:bottom;text-align:center;">EN ISO 140-3 </td> </tr> <tr style="height:20px;"> <td data-sheets-value='{"1":2,"2":"Material"}' style="border-bottom:1px solid #000000;overflow:hidden;padding:0px 3px 0px 3px;vertical-align:bottom;background-color:#000000;font-weight:bold;color:#ffffff;">Material</td> <td data-sheets-value='{"1":2,"2":"Walls"}' style="border-bottom:1px solid #000000;overflow:hidden;padding:0px 3px 0px 3px;vertical-align:bottom;background-color:#000000;font-weight:bold;color:#ffffff;">Walls</td> <td data-sheets-value='{"1":2,"2":"Shells"}' style="border-bottom:1px solid #000000;overflow:hidden;padding:0px 3px 0px 3px;vertical-align:bottom;background-color:#000000;font-weight:bold;color:#ffffff;">Shells</td> <td data-sheets-numberformat='{"1":2,"2":"0.00","3":1}' data-sheets-value='{"1":2,"2":"(W/m²K)\t"}' style="border-bottom:1px solid #000000;overflow:hidden;padding:0px 3px 0px 3px;vertical-align:bottom;background-color:#000000;font-weight:bold;color:#ffffff;text-align:center;">(W/m²K) </td> <td data-sheets-numberformat='{"1":2,"2":"0","3":1}' data-sheets-value='{"1":2,"2":"(%)"}' style="border-bottom:1px solid #000000;overflow:hidden;padding:0px 3px 0px 3px;vertical-align:bottom;background-color:#000000;font-weight:bold;color:#ffffff;text-align:center;">(%)</td> <td data-sheets-numberformat='{"1":2,"2":"0","3":1}' data-sheets-value='{"1":2,"2":"(%)"}' style="border-bottom:1px solid #000000;overflow:hidden;padding:0px 3px 0px 3px;vertical-align:bottom;background-color:#000000;font-weight:bold;color:#ffffff;text-align:center;">(%)</td> <td data-sheets-value='{"1":2,"2":"(dB)"}' style="border-bottom:1px solid #000000;overflow:hidden;padding:0px 3px 0px 3px;vertical-align:bottom;background-color:#000000;font-weight:bold;color:#ffffff;text-align:center;">(dB)</td> </tr> <tr style="height:20px;"> <td data-sheets-value='{"1":2,"2":"Acrylic"}' style="border-left:1px solid #000000;overflow:hidden;padding:0px 3px 0px 3px;vertical-align:bottom;">Acrylic</td> <td data-sheets-value='{"1":2,"2":"EW"}' style="overflow:hidden;padding:0px 3px 0px 3px;vertical-align:bottom;">EW</td> <td data-sheets-value='{"1":2,"2":"Clear (H)"}' style="overflow:hidden;padding:0px 3px 0px 3px;vertical-align:bottom;">Clear (H)</td> <td data-sheets-numberformat='{"1":2,"2":"0.00","3":1}' data-sheets-value='{"1":3,"3":1.19}' style="overflow:hidden;padding:0px 3px 0px 3px;vertical-align:bottom;text-align:center;">1.19</td> <td data-sheets-numberformat='{"1":2,"2":"0","3":1}' data-sheets-value='{"1":3,"3":36.9}' style="overflow:hidden;padding:0px 3px 0px 3px;vertical-align:bottom;text-align:center;">37</td> <td data-sheets-numberformat='{"1":2,"2":"0","3":1}' data-sheets-value='{"1":3,"3":57.42}' style="overflow:hidden;padding:0px 3px 0px 3px;vertical-align:bottom;text-align:center;">57</td> <td data-sheets-value='{"1":3,"3":24}' style="border-right:1px solid #000000;overflow:hidden;padding:0px 3px 0px 3px;vertical-align:bottom;text-align:center;">24</td> </tr> <tr style="height:20px;"> <td data-sheets-value='{"1":2,"2":"PMMA"}' style="border-left:1px solid #000000;overflow:hidden;padding:0px 3px 0px 3px;vertical-align:bottom;">PMMA</td> <td style="overflow:hidden;padding:0px 3px 0px 3px;vertical-align:bottom;"></td> <td data-sheets-value='{"1":2,"2":"Opal (O)"}' style="overflow:hidden;padding:0px 3px 0px 3px;vertical-align:bottom;">Opal (O)</td> <td data-sheets-numberformat='{"1":2,"2":"0.00","3":1}' data-sheets-value='{"1":3,"3":1.19}' style="overflow:hidden;padding:0px 3px 0px 3px;vertical-align:bottom;text-align:center;">1.19</td> <td data-sheets-numberformat='{"1":2,"2":"0","3":1}' data-sheets-value='{"1":3,"3":34.03}' style="overflow:hidden;padding:0px 3px 0px 3px;vertical-align:bottom;text-align:center;">34</td> <td data-sheets-numberformat='{"1":2,"2":"0","3":1}' data-sheets-value='{"1":3,"3":50.160000000000004}' style="overflow:hidden;padding:0px 3px 0px 3px;vertical-align:bottom;text-align:center;">50</td> <td data-sheets-value='{"1":3,"3":24}' style="border-right:1px solid #000000;overflow:hidden;padding:0px 3px 0px 3px;vertical-align:bottom;text-align:center;">24</td> </tr> <tr style="height:20px;"> <td style="border-left:1px solid #000000;overflow:hidden;padding:0px 3px 0px 3px;vertical-align:bottom;"></td> <td data-sheets-value='{"1":2,"2":"DW"}' style="overflow:hidden;padding:0px 3px 0px 3px;vertical-align:bottom;">DW</td> <td data-sheets-value='{"1":2,"2":"Clear (H/H)"}' style="overflow:hidden;padding:0px 3px 0px 3px;vertical-align:bottom;">Clear (H/H)</td> <td data-sheets-numberformat='{"1":2,"2":"0.00","3":1}' data-sheets-value='{"1":3,"3":0.98}' style="overflow:hidden;padding:0px 3px 0px 3px;vertical-align:bottom;text-align:center;">0.98</td> <td data-sheets-numberformat='{"1":2,"2":"0","3":1}' data-sheets-value='{"1":3,"3":33.21}' style="overflow:hidden;padding:0px 3px 0px 3px;vertical-align:bottom;text-align:center;">33</td> <td data-sheets-numberformat='{"1":2,"2":"0","3":1}' data-sheets-value='{"1":3,"3":49.5}' style="overflow:hidden;padding:0px 3px 0px 3px;vertical-align:bottom;text-align:center;">50</td> <td data-sheets-value='{"1":3,"3":26}' style="border-right:1px solid #000000;overflow:hidden;padding:0px 3px 0px 3px;vertical-align:bottom;text-align:center;">26</td> </tr> <tr style="height:20px;"> <td style="border-bottom:1px solid #000000;border-left:1px solid #000000;overflow:hidden;padding:0px 3px 0px 3px;vertical-align:bottom;"></td> <td style="border-bottom:1px solid #000000;overflow:hidden;padding:0px 3px 0px 3px;vertical-align:bottom;"></td> <td data-sheets-value='{"1":2,"2":"Opal (O/O)"}' style="border-bottom:1px solid #000000;overflow:hidden;padding:0px 3px 0px 3px;vertical-align:bottom;">Opal (O/O)</td> <td data-sheets-numberformat='{"1":2,"2":"0.00","3":1}' data-sheets-value='{"1":3,"3":0.98}' style="border-bottom:1px solid #000000;overflow:hidden;padding:0px 3px 0px 3px;vertical-align:bottom;text-align:center;">0.98</td> <td data-sheets-numberformat='{"1":2,"2":"0","3":1}' data-sheets-value='{"1":3,"3":28.29}' style="border-bottom:1px solid #000000;overflow:hidden;padding:0px 3px 0px 3px;vertical-align:bottom;text-align:center;">28</td> <td data-sheets-numberformat='{"1":2,"2":"0","3":1}' data-sheets-value='{"1":3,"3":38.28}' style="border-bottom:1px solid #000000;overflow:hidden;padding:0px 3px 0px 3px;vertical-align:bottom;text-align:center;">38</td> <td data-sheets-value='{"1":3,"3":26}' style="border-right:1px solid #000000;border-bottom:1px solid #000000;overflow:hidden;padding:0px 3px 0px 3px;vertical-align:bottom;text-align:center;">26</td> </tr> <tr style="height:20px;"> <td data-sheets-value='{"1":2,"2":"Polycarbonate "}' style="border-left:1px solid #000000;overflow:hidden;padding:0px 3px 0px 3px;vertical-align:bottom;">Polycarbonate </td> <td data-sheets-value='{"1":2,"2":"EW"}' style="overflow:hidden;padding:0px 3px 0px 3px;vertical-align:bottom;">EW</td> <td data-sheets-value='{"1":2,"2":"Clear (A)"}' style="overflow:hidden;padding:0px 3px 0px 3px;vertical-align:bottom;">Clear (A)</td> <td data-sheets-numberformat='{"1":2,"2":"0.00","3":1}' data-sheets-value='{"1":3,"3":1.19}' style="overflow:hidden;padding:0px 3px 0px 3px;vertical-align:bottom;text-align:center;">1.19</td> <td data-sheets-numberformat='{"1":2,"2":"0","3":1}' data-sheets-value='{"1":3,"3":36.08}' style="overflow:hidden;padding:0px 3px 0px 3px;vertical-align:bottom;text-align:center;">36</td> <td data-sheets-numberformat='{"1":2,"2":"0","3":1}' data-sheets-value='{"1":3,"3":54.78}' style="overflow:hidden;padding:0px 3px 0px 3px;vertical-align:bottom;text-align:center;">55</td> <td data-sheets-value='{"1":3,"3":24}' style="border-right:1px solid #000000;overflow:hidden;padding:0px 3px 0px 3px;vertical-align:bottom;text-align:center;">24</td> </tr> <tr style="height:20px;"> <td data-sheets-value='{"1":2,"2":"PC"}' style="border-left:1px solid #000000;overflow:hidden;padding:0px 3px 0px 3px;vertical-align:bottom;">PC</td> <td style="overflow:hidden;padding:0px 3px 0px 3px;vertical-align:bottom;"></td> <td data-sheets-value='{"1":2,"2":"Opal (D)"}' style="overflow:hidden;padding:0px 3px 0px 3px;vertical-align:bottom;">Opal (D)</td> <td data-sheets-numberformat='{"1":2,"2":"0.00","3":1}' data-sheets-value='{"1":3,"3":1.19}' style="overflow:hidden;padding:0px 3px 0px 3px;vertical-align:bottom;text-align:center;">1.19</td> <td data-sheets-numberformat='{"1":2,"2":"0","3":1}' data-sheets-value='{"1":3,"3":23.779999999999998}' style="overflow:hidden;padding:0px 3px 0px 3px;vertical-align:bottom;text-align:center;">24</td> <td data-sheets-numberformat='{"1":2,"2":"0","3":1}' data-sheets-value='{"1":3,"3":39.6}' style="overflow:hidden;padding:0px 3px 0px 3px;vertical-align:bottom;text-align:center;">40</td> <td data-sheets-value='{"1":3,"3":24}' style="border-right:1px solid #000000;overflow:hidden;padding:0px 3px 0px 3px;vertical-align:bottom;text-align:center;">24</td> </tr> <tr style="height:20px;"> <td style="border-left:1px solid #000000;overflow:hidden;padding:0px 3px 0px 3px;vertical-align:bottom;"></td> <td data-sheets-value='{"1":2,"2":"DW"}' style="overflow:hidden;padding:0px 3px 0px 3px;vertical-align:bottom;">DW</td> <td data-sheets-value='{"1":2,"2":"Clear (A/H)"}' style="overflow:hidden;padding:0px 3px 0px 3px;vertical-align:bottom;">Clear (A/H)</td> <td data-sheets-numberformat='{"1":2,"2":"0.00","3":1}' data-sheets-value='{"1":3,"3":0.98}' style="overflow:hidden;padding:0px 3px 0px 3px;vertical-align:bottom;text-align:center;">0.98</td> <td data-sheets-numberformat='{"1":2,"2":"0","3":1}' data-sheets-value='{"1":3,"3":32.39}' style="overflow:hidden;padding:0px 3px 0px 3px;vertical-align:bottom;text-align:center;">32</td> <td data-sheets-numberformat='{"1":2,"2":"0","3":1}' data-sheets-value='{"1":3,"3":47.52}' style="overflow:hidden;padding:0px 3px 0px 3px;vertical-align:bottom;text-align:center;">48</td> <td data-sheets-value='{"1":3,"3":26}' style="border-right:1px solid #000000;overflow:hidden;padding:0px 3px 0px 3px;vertical-align:bottom;text-align:center;">26</td> </tr> <tr style="height:20px;"> <td style="border-left:1px solid #000000;overflow:hidden;padding:0px 3px 0px 3px;vertical-align:bottom;"></td> <td style="overflow:hidden;padding:0px 3px 0px 3px;vertical-align:bottom;"></td> <td data-sheets-value='{"1":2,"2":"Clear (A/A)"}' style="overflow:hidden;padding:0px 3px 0px 3px;vertical-align:bottom;">Clear (A/A)</td> <td data-sheets-numberformat='{"1":2,"2":"0.00","3":1}' data-sheets-value='{"1":3,"3":0.98}' style="overflow:hidden;padding:0px 3px 0px 3px;vertical-align:bottom;text-align:center;">0.98</td> <td data-sheets-numberformat='{"1":2,"2":"0","3":1}' data-sheets-value='{"1":3,"3":31.569999999999997}' style="overflow:hidden;padding:0px 3px 0px 3px;vertical-align:bottom;text-align:center;">32</td> <td data-sheets-numberformat='{"1":2,"2":"0","3":1}' data-sheets-value='{"1":3,"3":45.54}' style="overflow:hidden;padding:0px 3px 0px 3px;vertical-align:bottom;text-align:center;">46</td> <td data-sheets-value='{"1":3,"3":26}' style="border-right:1px solid #000000;overflow:hidden;padding:0px 3px 0px 3px;vertical-align:bottom;text-align:center;">26</td> </tr> <tr style="height:20px;"> <td style="border-left:1px solid #000000;overflow:hidden;padding:0px 3px 0px 3px;vertical-align:bottom;"></td> <td style="overflow:hidden;padding:0px 3px 0px 3px;vertical-align:bottom;"></td> <td data-sheets-value='{"1":2,"2":"Opal (A/O)"}' style="overflow:hidden;padding:0px 3px 0px 3px;vertical-align:bottom;">Opal (A/O)</td> <td data-sheets-numberformat='{"1":2,"2":"0.00","3":1}' data-sheets-value='{"1":3,"3":0.98}' style="overflow:hidden;padding:0px 3px 0px 3px;vertical-align:bottom;text-align:center;">0.98</td> <td data-sheets-numberformat='{"1":2,"2":"0","3":1}' data-sheets-value='{"1":3,"3":29.93}' style="overflow:hidden;padding:0px 3px 0px 3px;vertical-align:bottom;text-align:center;">30</td> <td data-sheets-numberformat='{"1":2,"2":"0","3":1}' data-sheets-value='{"1":3,"3":41.580000000000005}' style="overflow:hidden;padding:0px 3px 0px 3px;vertical-align:bottom;text-align:center;">42</td> <td data-sheets-value='{"1":3,"3":26}' style="border-right:1px solid #000000;overflow:hidden;padding:0px 3px 0px 3px;vertical-align:bottom;text-align:center;">26</td> </tr> <tr style="height:20px;"> <td style="border-bottom:1px solid #000000;border-left:1px solid #000000;overflow:hidden;padding:0px 3px 0px 3px;vertical-align:bottom;"></td> <td style="border-bottom:1px solid #000000;overflow:hidden;padding:0px 3px 0px 3px;vertical-align:bottom;"></td> <td data-sheets-value='{"1":2,"2":"Opal (A/D)"}' style="border-bottom:1px solid #000000;overflow:hidden;padding:0px 3px 0px 3px;vertical-align:bottom;">Opal (A/D)</td> <td data-sheets-numberformat='{"1":2,"2":"0.00","3":1}' data-sheets-value='{"1":3,"3":0.98}' style="border-bottom:1px solid #000000;overflow:hidden;padding:0px 3px 0px 3px;vertical-align:bottom;text-align:center;">0.98</td> <td data-sheets-numberformat='{"1":2,"2":"0","3":1}' data-sheets-value='{"1":3,"3":20.91}' style="border-bottom:1px solid #000000;overflow:hidden;padding:0px 3px 0px 3px;vertical-align:bottom;text-align:center;">21</td> <td data-sheets-numberformat='{"1":2,"2":"0","3":1}' data-sheets-value='{"1":3,"3":33}' style="border-bottom:1px solid #000000;overflow:hidden;padding:0px 3px 0px 3px;vertical-align:bottom;text-align:center;">33</td> <td data-sheets-value='{"1":3,"3":26}' style="border-right:1px solid #000000;border-bottom:1px solid #000000;overflow:hidden;padding:0px 3px 0px 3px;vertical-align:bottom;text-align:center;">26</td> </tr> <tr style="height:20px;"> <td data-sheets-value='{"1":2,"2":"Polycarbonate"}' style="border-left:1px solid #000000;overflow:hidden;padding:0px 3px 0px 3px;vertical-align:bottom;">Polycarbonate</td> <td data-sheets-value='{"1":2,"2":"EW"}' style="overflow:hidden;padding:0px 3px 0px 3px;vertical-align:bottom;">EW</td> <td data-sheets-value='{"1":2,"2":"Heatstop Opal (T)"}' style="overflow:hidden;padding:0px 3px 0px 3px;vertical-align:bottom;">Heatstop Opal (T)</td> <td data-sheets-numberformat='{"1":2,"2":"0.00","3":1}' data-sheets-value='{"1":3,"3":1.19}' style="overflow:hidden;padding:0px 3px 0px 3px;vertical-align:bottom;text-align:center;">1.19</td> <td data-sheets-numberformat='{"1":2,"2":"0","3":1}' data-sheets-value='{"1":3,"3":20.09}' style="overflow:hidden;padding:0px 3px 0px 3px;vertical-align:bottom;text-align:center;">20</td> <td data-sheets-numberformat='{"1":2,"2":"0","3":1}' data-sheets-value='{"1":3,"3":38.940000000000005}' style="overflow:hidden;padding:0px 3px 0px 3px;vertical-align:bottom;text-align:center;">39</td> <td data-sheets-value='{"1":3,"3":24}' style="border-right:1px solid #000000;overflow:hidden;padding:0px 3px 0px 3px;vertical-align:bottom;text-align:center;">24</td> </tr> <tr style="height:20px;"> <td data-sheets-value='{"1":2,"2":"Heatstop PC"}' style="border-left:1px solid #000000;overflow:hidden;padding:0px 3px 0px 3px;vertical-align:bottom;">Heatstop PC</td> <td data-sheets-value='{"1":2,"2":"DW"}' style="overflow:hidden;padding:0px 3px 0px 3px;vertical-align:bottom;">DW</td> <td data-sheets-value='{"1":2,"2":"Clear (T/H)"}' style="overflow:hidden;padding:0px 3px 0px 3px;vertical-align:bottom;">Clear (T/H)</td> <td data-sheets-numberformat='{"1":2,"2":"0.00","3":1}' data-sheets-value='{"1":3,"3":0.98}' style="overflow:hidden;padding:0px 3px 0px 3px;vertical-align:bottom;text-align:center;">0.98</td> <td data-sheets-numberformat='{"1":2,"2":"0","3":1}' data-sheets-value='{"1":3,"3":18.04}' style="overflow:hidden;padding:0px 3px 0px 3px;vertical-align:bottom;text-align:center;">18</td> <td data-sheets-numberformat='{"1":2,"2":"0","3":1}' data-sheets-value='{"1":3,"3":33.660000000000004}' style="overflow:hidden;padding:0px 3px 0px 3px;vertical-align:bottom;text-align:center;">34</td> <td data-sheets-value='{"1":3,"3":26}' style="border-right:1px solid #000000;overflow:hidden;padding:0px 3px 0px 3px;vertical-align:bottom;text-align:center;">26</td> </tr> <tr style="height:20px;"> <td style="border-bottom:1px solid #000000;border-left:1px solid #000000;overflow:hidden;padding:0px 3px 0px 3px;vertical-align:bottom;"></td> <td style="border-bottom:1px solid #000000;overflow:hidden;padding:0px 3px 0px 3px;vertical-align:bottom;"></td> <td data-sheets-value='{"1":2,"2":"Opal (T/O)"}' style="border-bottom:1px solid #000000;overflow:hidden;padding:0px 3px 0px 3px;vertical-align:bottom;">Opal (T/O)</td> <td data-sheets-numberformat='{"1":2,"2":"0.00","3":1}' data-sheets-value='{"1":3,"3":0.98}' style="border-bottom:1px solid #000000;overflow:hidden;padding:0px 3px 0px 3px;vertical-align:bottom;text-align:center;">0.98</td> <td data-sheets-numberformat='{"1":2,"2":"0","3":1}' data-sheets-value='{"1":3,"3":16.81}' style="border-bottom:1px solid #000000;overflow:hidden;padding:0px 3px 0px 3px;vertical-align:bottom;text-align:center;">17</td> <td data-sheets-numberformat='{"1":2,"2":"0","3":1}' data-sheets-value='{"1":3,"3":29.700000000000003}' style="border-bottom:1px solid #000000;overflow:hidden;padding:0px 3px 0px 3px;vertical-align:bottom;text-align:center;">30</td> <td data-sheets-value='{"1":3,"3":26}' style="border-right:1px solid #000000;border-bottom:1px solid #000000;overflow:hidden;padding:0px 3px 0px 3px;vertical-align:bottom;text-align:center;">26</td> </tr> </tbody></table> | skylux-160-ce-met-koepel-en-pvc-opstand-35-30-met-lm-motor-pvc-raam-type-ep25-en-windvang-1050-x-1050-mm | 8586050732365 | 46872390369613
Smoke and heat exhaust (SHEV) | SHE system | Skylux | Skylux 160° CE with skylight and PVC curb 35/30 with LM-actuator, PVC frame type EP25 and spoiler 1050 x 1650 mm |  | 50633 | 5412970506331 | 5972.6 | Yes | 30-45 | 99.64 | 1050 x 1650 mm | 1650 | 1050 |  | PVC 35/30 (35 cm high & roof opening = 30 cm larger than daylight size) | Rectangular | 1.19 W/m²K - 0.98 W/m²K | 57% - 30% | 37% - 17% | 24dB - 26dB | 160° CE (for industry) | PVC frame EP25 | with spoiler | E | Single actuator | Maximum double-walled skylight possible for this product | Ut-value LT-value g-value Rw-value EN 1873 : 2014 EN ISO 13468 EN 16153 EN 410 EN 410 EN ISO 140-3 Material Walls Shells (W/m²K) (%) (%) (dB) Acrylic EW Clear (H) 1.19 37 57 24 PMMA Opal (O) 1.19 34 50 24 DW Clear (H/H) 0.98 33 50 26 Opal (O/O) 0.98 28 38 26 Polycarbonate EW Clear (A) 1.19 36 55 24 PC Opal (D) 1.19 24 40 24 DW Clear (A/H) 0.98 32 48 26 Clear (A/A) 0.98 32 46 26 Opal (A/O) 0.98 30 42 26 Opal (A/D) 0.98 21 33 26 Polycarbonate EW Heatstop Opal (T) 1.19 20 39 24 Heatstop PC DW Clear (T/H) 0.98 18 34 26 Opal (T/O) 0.98 17 30 26 | https://skylux.eu/en/products/skylux-160-ce-met-koepel-en-pvc-opstand-35-30-met-lm-motor-pvc-raam-type-ep25-en-windvang-1050-x-1650-mm | https://skylux.eu/cdn/shop/files/Skylux-160deg-CE-met-koepel-en-pvc-opstand-3530-met-LM-motor-pvc-raam-type-EP25-en-windvang-1050-x-1650-mm-RWA-systeem.jpg?v=1702982486&width=1600 | https://skylux.eu/cdn/shop/files/e5a82811-1bb0-48e4-a776-cacb59c7c092_6b635299-bb18-43a7-87cb-d2de98d01812.jpg?v=1688551628&width=1600 | //skylux.eu/cdn/shop/files/E_MH_Mounting_instructions_Skylux_160_CE_LM.pdf?v=12406716259046007223 | //skylux.eu/cdn/shop/files/E_TD_Technical_File_Skylux_Skylux_160_CE_Electric.pdf?v=3667116872303399239 | <style type="text/css" id="isPasted"><!--td {border: 1px solid #cccccc;}br {mso-data-placement:same-cell;}--></style><table border="1" cellpadding="0" cellspacing="0" dir="ltr" style="table-layout:fixed;font-size:10pt;font-family:Arial;border-collapse:collapse;border:none;"><tbody> <tr style="height:20px;"> <td style="overflow:hidden;padding:0px 3px 0px 3px;vertical-align:bottom;"></td> <td style="overflow:hidden;padding:0px 3px 0px 3px;vertical-align:bottom;"></td> <td style="overflow:hidden;padding:0px 3px 0px 3px;vertical-align:bottom;"></td> <td data-sheets-value='{"1":2,"2":"Ut-value"}' style="overflow:hidden;padding:0px 3px 0px 3px;vertical-align:bottom;font-weight:bold;text-align:center;">Ut-value</td> <td data-sheets-value='{"1":2,"2":"LT-value"}' style="overflow:hidden;padding:0px 3px 0px 3px;vertical-align:bottom;font-weight:bold;text-align:center;">LT-value</td> <td data-sheets-value='{"1":2,"2":"g-value"}' style="overflow:hidden;padding:0px 3px 0px 3px;vertical-align:bottom;font-weight:bold;text-align:center;">g-value</td> <td data-sheets-value='{"1":2,"2":"Rw-value "}' style="overflow:hidden;padding:0px 3px 0px 3px;vertical-align:bottom;font-weight:bold;text-align:center;">Rw-value </td> </tr> <tr style="height:20px;"> <td style="overflow:hidden;padding:0px 3px 0px 3px;vertical-align:bottom;"></td> <td style="overflow:hidden;padding:0px 3px 0px 3px;vertical-align:bottom;"></td> <td style="overflow:hidden;padding:0px 3px 0px 3px;vertical-align:bottom;"></td> <td data-sheets-numberformat='{"1":2,"2":"0.00","3":1}' data-sheets-value='{"1":2,"2":"EN 1873 : 2014"}' style="overflow:hidden;padding:0px 3px 0px 3px;vertical-align:bottom;text-align:center;">EN 1873 : 2014</td> <td data-sheets-numberformat='{"1":2,"2":"0","3":1}' data-sheets-value='{"1":2,"2":"EN ISO 13468 EN 16153 EN 410"}' style="overflow:hidden;padding:0px 3px 0px 3px;vertical-align:bottom;text-align:center;">EN ISO 13468 EN 16153 EN 410</td> <td data-sheets-numberformat='{"1":2,"2":"0","3":1}' data-sheets-value='{"1":2,"2":"EN 410"}' style="overflow:hidden;padding:0px 3px 0px 3px;vertical-align:bottom;text-align:center;">EN 410</td> <td data-sheets-value='{"1":2,"2":"EN ISO 140-3\t\t"}' style="overflow:hidden;padding:0px 3px 0px 3px;vertical-align:bottom;text-align:center;">EN ISO 140-3 </td> </tr> <tr style="height:20px;"> <td data-sheets-value='{"1":2,"2":"Material"}' style="border-bottom:1px solid #000000;overflow:hidden;padding:0px 3px 0px 3px;vertical-align:bottom;background-color:#000000;font-weight:bold;color:#ffffff;">Material</td> <td data-sheets-value='{"1":2,"2":"Walls"}' style="border-bottom:1px solid #000000;overflow:hidden;padding:0px 3px 0px 3px;vertical-align:bottom;background-color:#000000;font-weight:bold;color:#ffffff;">Walls</td> <td data-sheets-value='{"1":2,"2":"Shells"}' style="border-bottom:1px solid #000000;overflow:hidden;padding:0px 3px 0px 3px;vertical-align:bottom;background-color:#000000;font-weight:bold;color:#ffffff;">Shells</td> <td data-sheets-numberformat='{"1":2,"2":"0.00","3":1}' data-sheets-value='{"1":2,"2":"(W/m²K)\t"}' style="border-bottom:1px solid #000000;overflow:hidden;padding:0px 3px 0px 3px;vertical-align:bottom;background-color:#000000;font-weight:bold;color:#ffffff;text-align:center;">(W/m²K) </td> <td data-sheets-numberformat='{"1":2,"2":"0","3":1}' data-sheets-value='{"1":2,"2":"(%)"}' style="border-bottom:1px solid #000000;overflow:hidden;padding:0px 3px 0px 3px;vertical-align:bottom;background-color:#000000;font-weight:bold;color:#ffffff;text-align:center;">(%)</td> <td data-sheets-numberformat='{"1":2,"2":"0","3":1}' data-sheets-value='{"1":2,"2":"(%)"}' style="border-bottom:1px solid #000000;overflow:hidden;padding:0px 3px 0px 3px;vertical-align:bottom;background-color:#000000;font-weight:bold;color:#ffffff;text-align:center;">(%)</td> <td data-sheets-value='{"1":2,"2":"(dB)"}' style="border-bottom:1px solid #000000;overflow:hidden;padding:0px 3px 0px 3px;vertical-align:bottom;background-color:#000000;font-weight:bold;color:#ffffff;text-align:center;">(dB)</td> </tr> <tr style="height:20px;"> <td data-sheets-value='{"1":2,"2":"Acrylic"}' style="border-left:1px solid #000000;overflow:hidden;padding:0px 3px 0px 3px;vertical-align:bottom;">Acrylic</td> <td data-sheets-value='{"1":2,"2":"EW"}' style="overflow:hidden;padding:0px 3px 0px 3px;vertical-align:bottom;">EW</td> <td data-sheets-value='{"1":2,"2":"Clear (H)"}' style="overflow:hidden;padding:0px 3px 0px 3px;vertical-align:bottom;">Clear (H)</td> <td data-sheets-numberformat='{"1":2,"2":"0.00","3":1}' data-sheets-value='{"1":3,"3":1.19}' style="overflow:hidden;padding:0px 3px 0px 3px;vertical-align:bottom;text-align:center;">1.19</td> <td data-sheets-numberformat='{"1":2,"2":"0","3":1}' data-sheets-value='{"1":3,"3":36.9}' style="overflow:hidden;padding:0px 3px 0px 3px;vertical-align:bottom;text-align:center;">37</td> <td data-sheets-numberformat='{"1":2,"2":"0","3":1}' data-sheets-value='{"1":3,"3":57.42}' style="overflow:hidden;padding:0px 3px 0px 3px;vertical-align:bottom;text-align:center;">57</td> <td data-sheets-value='{"1":3,"3":24}' style="border-right:1px solid #000000;overflow:hidden;padding:0px 3px 0px 3px;vertical-align:bottom;text-align:center;">24</td> </tr> <tr style="height:20px;"> <td data-sheets-value='{"1":2,"2":"PMMA"}' style="border-left:1px solid #000000;overflow:hidden;padding:0px 3px 0px 3px;vertical-align:bottom;">PMMA</td> <td style="overflow:hidden;padding:0px 3px 0px 3px;vertical-align:bottom;"></td> <td data-sheets-value='{"1":2,"2":"Opal (O)"}' style="overflow:hidden;padding:0px 3px 0px 3px;vertical-align:bottom;">Opal (O)</td> <td data-sheets-numberformat='{"1":2,"2":"0.00","3":1}' data-sheets-value='{"1":3,"3":1.19}' style="overflow:hidden;padding:0px 3px 0px 3px;vertical-align:bottom;text-align:center;">1.19</td> <td data-sheets-numberformat='{"1":2,"2":"0","3":1}' data-sheets-value='{"1":3,"3":34.03}' style="overflow:hidden;padding:0px 3px 0px 3px;vertical-align:bottom;text-align:center;">34</td> <td data-sheets-numberformat='{"1":2,"2":"0","3":1}' data-sheets-value='{"1":3,"3":50.160000000000004}' style="overflow:hidden;padding:0px 3px 0px 3px;vertical-align:bottom;text-align:center;">50</td> <td data-sheets-value='{"1":3,"3":24}' style="border-right:1px solid #000000;overflow:hidden;padding:0px 3px 0px 3px;vertical-align:bottom;text-align:center;">24</td> </tr> <tr style="height:20px;"> <td style="border-left:1px solid #000000;overflow:hidden;padding:0px 3px 0px 3px;vertical-align:bottom;"></td> <td data-sheets-value='{"1":2,"2":"DW"}' style="overflow:hidden;padding:0px 3px 0px 3px;vertical-align:bottom;">DW</td> <td data-sheets-value='{"1":2,"2":"Clear (H/H)"}' style="overflow:hidden;padding:0px 3px 0px 3px;vertical-align:bottom;">Clear (H/H)</td> <td data-sheets-numberformat='{"1":2,"2":"0.00","3":1}' data-sheets-value='{"1":3,"3":0.98}' style="overflow:hidden;padding:0px 3px 0px 3px;vertical-align:bottom;text-align:center;">0.98</td> <td data-sheets-numberformat='{"1":2,"2":"0","3":1}' data-sheets-value='{"1":3,"3":33.21}' style="overflow:hidden;padding:0px 3px 0px 3px;vertical-align:bottom;text-align:center;">33</td> <td data-sheets-numberformat='{"1":2,"2":"0","3":1}' data-sheets-value='{"1":3,"3":49.5}' style="overflow:hidden;padding:0px 3px 0px 3px;vertical-align:bottom;text-align:center;">50</td> <td data-sheets-value='{"1":3,"3":26}' style="border-right:1px solid #000000;overflow:hidden;padding:0px 3px 0px 3px;vertical-align:bottom;text-align:center;">26</td> </tr> <tr style="height:20px;"> <td style="border-bottom:1px solid #000000;border-left:1px solid #000000;overflow:hidden;padding:0px 3px 0px 3px;vertical-align:bottom;"></td> <td style="border-bottom:1px solid #000000;overflow:hidden;padding:0px 3px 0px 3px;vertical-align:bottom;"></td> <td data-sheets-value='{"1":2,"2":"Opal (O/O)"}' style="border-bottom:1px solid #000000;overflow:hidden;padding:0px 3px 0px 3px;vertical-align:bottom;">Opal (O/O)</td> <td data-sheets-numberformat='{"1":2,"2":"0.00","3":1}' data-sheets-value='{"1":3,"3":0.98}' style="border-bottom:1px solid #000000;overflow:hidden;padding:0px 3px 0px 3px;vertical-align:bottom;text-align:center;">0.98</td> <td data-sheets-numberformat='{"1":2,"2":"0","3":1}' data-sheets-value='{"1":3,"3":28.29}' style="border-bottom:1px solid #000000;overflow:hidden;padding:0px 3px 0px 3px;vertical-align:bottom;text-align:center;">28</td> <td data-sheets-numberformat='{"1":2,"2":"0","3":1}' data-sheets-value='{"1":3,"3":38.28}' style="border-bottom:1px solid #000000;overflow:hidden;padding:0px 3px 0px 3px;vertical-align:bottom;text-align:center;">38</td> <td data-sheets-value='{"1":3,"3":26}' style="border-right:1px solid #000000;border-bottom:1px solid #000000;overflow:hidden;padding:0px 3px 0px 3px;vertical-align:bottom;text-align:center;">26</td> </tr> <tr style="height:20px;"> <td data-sheets-value='{"1":2,"2":"Polycarbonate "}' style="border-left:1px solid #000000;overflow:hidden;padding:0px 3px 0px 3px;vertical-align:bottom;">Polycarbonate </td> <td data-sheets-value='{"1":2,"2":"EW"}' style="overflow:hidden;padding:0px 3px 0px 3px;vertical-align:bottom;">EW</td> <td data-sheets-value='{"1":2,"2":"Clear (A)"}' style="overflow:hidden;padding:0px 3px 0px 3px;vertical-align:bottom;">Clear (A)</td> <td data-sheets-numberformat='{"1":2,"2":"0.00","3":1}' data-sheets-value='{"1":3,"3":1.19}' style="overflow:hidden;padding:0px 3px 0px 3px;vertical-align:bottom;text-align:center;">1.19</td> <td data-sheets-numberformat='{"1":2,"2":"0","3":1}' data-sheets-value='{"1":3,"3":36.08}' style="overflow:hidden;padding:0px 3px 0px 3px;vertical-align:bottom;text-align:center;">36</td> <td data-sheets-numberformat='{"1":2,"2":"0","3":1}' data-sheets-value='{"1":3,"3":54.78}' style="overflow:hidden;padding:0px 3px 0px 3px;vertical-align:bottom;text-align:center;">55</td> <td data-sheets-value='{"1":3,"3":24}' style="border-right:1px solid #000000;overflow:hidden;padding:0px 3px 0px 3px;vertical-align:bottom;text-align:center;">24</td> </tr> <tr style="height:20px;"> <td data-sheets-value='{"1":2,"2":"PC"}' style="border-left:1px solid #000000;overflow:hidden;padding:0px 3px 0px 3px;vertical-align:bottom;">PC</td> <td style="overflow:hidden;padding:0px 3px 0px 3px;vertical-align:bottom;"></td> <td data-sheets-value='{"1":2,"2":"Opal (D)"}' style="overflow:hidden;padding:0px 3px 0px 3px;vertical-align:bottom;">Opal (D)</td> <td data-sheets-numberformat='{"1":2,"2":"0.00","3":1}' data-sheets-value='{"1":3,"3":1.19}' style="overflow:hidden;padding:0px 3px 0px 3px;vertical-align:bottom;text-align:center;">1.19</td> <td data-sheets-numberformat='{"1":2,"2":"0","3":1}' data-sheets-value='{"1":3,"3":23.779999999999998}' style="overflow:hidden;padding:0px 3px 0px 3px;vertical-align:bottom;text-align:center;">24</td> <td data-sheets-numberformat='{"1":2,"2":"0","3":1}' data-sheets-value='{"1":3,"3":39.6}' style="overflow:hidden;padding:0px 3px 0px 3px;vertical-align:bottom;text-align:center;">40</td> <td data-sheets-value='{"1":3,"3":24}' style="border-right:1px solid #000000;overflow:hidden;padding:0px 3px 0px 3px;vertical-align:bottom;text-align:center;">24</td> </tr> <tr style="height:20px;"> <td style="border-left:1px solid #000000;overflow:hidden;padding:0px 3px 0px 3px;vertical-align:bottom;"></td> <td data-sheets-value='{"1":2,"2":"DW"}' style="overflow:hidden;padding:0px 3px 0px 3px;vertical-align:bottom;">DW</td> <td data-sheets-value='{"1":2,"2":"Clear (A/H)"}' style="overflow:hidden;padding:0px 3px 0px 3px;vertical-align:bottom;">Clear (A/H)</td> <td data-sheets-numberformat='{"1":2,"2":"0.00","3":1}' data-sheets-value='{"1":3,"3":0.98}' style="overflow:hidden;padding:0px 3px 0px 3px;vertical-align:bottom;text-align:center;">0.98</td> <td data-sheets-numberformat='{"1":2,"2":"0","3":1}' data-sheets-value='{"1":3,"3":32.39}' style="overflow:hidden;padding:0px 3px 0px 3px;vertical-align:bottom;text-align:center;">32</td> <td data-sheets-numberformat='{"1":2,"2":"0","3":1}' data-sheets-value='{"1":3,"3":47.52}' style="overflow:hidden;padding:0px 3px 0px 3px;vertical-align:bottom;text-align:center;">48</td> <td data-sheets-value='{"1":3,"3":26}' style="border-right:1px solid #000000;overflow:hidden;padding:0px 3px 0px 3px;vertical-align:bottom;text-align:center;">26</td> </tr> <tr style="height:20px;"> <td style="border-left:1px solid #000000;overflow:hidden;padding:0px 3px 0px 3px;vertical-align:bottom;"></td> <td style="overflow:hidden;padding:0px 3px 0px 3px;vertical-align:bottom;"></td> <td data-sheets-value='{"1":2,"2":"Clear (A/A)"}' style="overflow:hidden;padding:0px 3px 0px 3px;vertical-align:bottom;">Clear (A/A)</td> <td data-sheets-numberformat='{"1":2,"2":"0.00","3":1}' data-sheets-value='{"1":3,"3":0.98}' style="overflow:hidden;padding:0px 3px 0px 3px;vertical-align:bottom;text-align:center;">0.98</td> <td data-sheets-numberformat='{"1":2,"2":"0","3":1}' data-sheets-value='{"1":3,"3":31.569999999999997}' style="overflow:hidden;padding:0px 3px 0px 3px;vertical-align:bottom;text-align:center;">32</td> <td data-sheets-numberformat='{"1":2,"2":"0","3":1}' data-sheets-value='{"1":3,"3":45.54}' style="overflow:hidden;padding:0px 3px 0px 3px;vertical-align:bottom;text-align:center;">46</td> <td data-sheets-value='{"1":3,"3":26}' style="border-right:1px solid #000000;overflow:hidden;padding:0px 3px 0px 3px;vertical-align:bottom;text-align:center;">26</td> </tr> <tr style="height:20px;"> <td style="border-left:1px solid #000000;overflow:hidden;padding:0px 3px 0px 3px;vertical-align:bottom;"></td> <td style="overflow:hidden;padding:0px 3px 0px 3px;vertical-align:bottom;"></td> <td data-sheets-value='{"1":2,"2":"Opal (A/O)"}' style="overflow:hidden;padding:0px 3px 0px 3px;vertical-align:bottom;">Opal (A/O)</td> <td data-sheets-numberformat='{"1":2,"2":"0.00","3":1}' data-sheets-value='{"1":3,"3":0.98}' style="overflow:hidden;padding:0px 3px 0px 3px;vertical-align:bottom;text-align:center;">0.98</td> <td data-sheets-numberformat='{"1":2,"2":"0","3":1}' data-sheets-value='{"1":3,"3":29.93}' style="overflow:hidden;padding:0px 3px 0px 3px;vertical-align:bottom;text-align:center;">30</td> <td data-sheets-numberformat='{"1":2,"2":"0","3":1}' data-sheets-value='{"1":3,"3":41.580000000000005}' style="overflow:hidden;padding:0px 3px 0px 3px;vertical-align:bottom;text-align:center;">42</td> <td data-sheets-value='{"1":3,"3":26}' style="border-right:1px solid #000000;overflow:hidden;padding:0px 3px 0px 3px;vertical-align:bottom;text-align:center;">26</td> </tr> <tr style="height:20px;"> <td style="border-bottom:1px solid #000000;border-left:1px solid #000000;overflow:hidden;padding:0px 3px 0px 3px;vertical-align:bottom;"></td> <td style="border-bottom:1px solid #000000;overflow:hidden;padding:0px 3px 0px 3px;vertical-align:bottom;"></td> <td data-sheets-value='{"1":2,"2":"Opal (A/D)"}' style="border-bottom:1px solid #000000;overflow:hidden;padding:0px 3px 0px 3px;vertical-align:bottom;">Opal (A/D)</td> <td data-sheets-numberformat='{"1":2,"2":"0.00","3":1}' data-sheets-value='{"1":3,"3":0.98}' style="border-bottom:1px solid #000000;overflow:hidden;padding:0px 3px 0px 3px;vertical-align:bottom;text-align:center;">0.98</td> <td data-sheets-numberformat='{"1":2,"2":"0","3":1}' data-sheets-value='{"1":3,"3":20.91}' style="border-bottom:1px solid #000000;overflow:hidden;padding:0px 3px 0px 3px;vertical-align:bottom;text-align:center;">21</td> <td data-sheets-numberformat='{"1":2,"2":"0","3":1}' data-sheets-value='{"1":3,"3":33}' style="border-bottom:1px solid #000000;overflow:hidden;padding:0px 3px 0px 3px;vertical-align:bottom;text-align:center;">33</td> <td data-sheets-value='{"1":3,"3":26}' style="border-right:1px solid #000000;border-bottom:1px solid #000000;overflow:hidden;padding:0px 3px 0px 3px;vertical-align:bottom;text-align:center;">26</td> </tr> <tr style="height:20px;"> <td data-sheets-value='{"1":2,"2":"Polycarbonate"}' style="border-left:1px solid #000000;overflow:hidden;padding:0px 3px 0px 3px;vertical-align:bottom;">Polycarbonate</td> <td data-sheets-value='{"1":2,"2":"EW"}' style="overflow:hidden;padding:0px 3px 0px 3px;vertical-align:bottom;">EW</td> <td data-sheets-value='{"1":2,"2":"Heatstop Opal (T)"}' style="overflow:hidden;padding:0px 3px 0px 3px;vertical-align:bottom;">Heatstop Opal (T)</td> <td data-sheets-numberformat='{"1":2,"2":"0.00","3":1}' data-sheets-value='{"1":3,"3":1.19}' style="overflow:hidden;padding:0px 3px 0px 3px;vertical-align:bottom;text-align:center;">1.19</td> <td data-sheets-numberformat='{"1":2,"2":"0","3":1}' data-sheets-value='{"1":3,"3":20.09}' style="overflow:hidden;padding:0px 3px 0px 3px;vertical-align:bottom;text-align:center;">20</td> <td data-sheets-numberformat='{"1":2,"2":"0","3":1}' data-sheets-value='{"1":3,"3":38.940000000000005}' style="overflow:hidden;padding:0px 3px 0px 3px;vertical-align:bottom;text-align:center;">39</td> <td data-sheets-value='{"1":3,"3":24}' style="border-right:1px solid #000000;overflow:hidden;padding:0px 3px 0px 3px;vertical-align:bottom;text-align:center;">24</td> </tr> <tr style="height:20px;"> <td data-sheets-value='{"1":2,"2":"Heatstop PC"}' style="border-left:1px solid #000000;overflow:hidden;padding:0px 3px 0px 3px;vertical-align:bottom;">Heatstop PC</td> <td data-sheets-value='{"1":2,"2":"DW"}' style="overflow:hidden;padding:0px 3px 0px 3px;vertical-align:bottom;">DW</td> <td data-sheets-value='{"1":2,"2":"Clear (T/H)"}' style="overflow:hidden;padding:0px 3px 0px 3px;vertical-align:bottom;">Clear (T/H)</td> <td data-sheets-numberformat='{"1":2,"2":"0.00","3":1}' data-sheets-value='{"1":3,"3":0.98}' style="overflow:hidden;padding:0px 3px 0px 3px;vertical-align:bottom;text-align:center;">0.98</td> <td data-sheets-numberformat='{"1":2,"2":"0","3":1}' data-sheets-value='{"1":3,"3":18.04}' style="overflow:hidden;padding:0px 3px 0px 3px;vertical-align:bottom;text-align:center;">18</td> <td data-sheets-numberformat='{"1":2,"2":"0","3":1}' data-sheets-value='{"1":3,"3":33.660000000000004}' style="overflow:hidden;padding:0px 3px 0px 3px;vertical-align:bottom;text-align:center;">34</td> <td data-sheets-value='{"1":3,"3":26}' style="border-right:1px solid #000000;overflow:hidden;padding:0px 3px 0px 3px;vertical-align:bottom;text-align:center;">26</td> </tr> <tr style="height:20px;"> <td style="border-bottom:1px solid #000000;border-left:1px solid #000000;overflow:hidden;padding:0px 3px 0px 3px;vertical-align:bottom;"></td> <td style="border-bottom:1px solid #000000;overflow:hidden;padding:0px 3px 0px 3px;vertical-align:bottom;"></td> <td data-sheets-value='{"1":2,"2":"Opal (T/O)"}' style="border-bottom:1px solid #000000;overflow:hidden;padding:0px 3px 0px 3px;vertical-align:bottom;">Opal (T/O)</td> <td data-sheets-numberformat='{"1":2,"2":"0.00","3":1}' data-sheets-value='{"1":3,"3":0.98}' style="border-bottom:1px solid #000000;overflow:hidden;padding:0px 3px 0px 3px;vertical-align:bottom;text-align:center;">0.98</td> <td data-sheets-numberformat='{"1":2,"2":"0","3":1}' data-sheets-value='{"1":3,"3":16.81}' style="border-bottom:1px solid #000000;overflow:hidden;padding:0px 3px 0px 3px;vertical-align:bottom;text-align:center;">17</td> <td data-sheets-numberformat='{"1":2,"2":"0","3":1}' data-sheets-value='{"1":3,"3":29.700000000000003}' style="border-bottom:1px solid #000000;overflow:hidden;padding:0px 3px 0px 3px;vertical-align:bottom;text-align:center;">30</td> <td data-sheets-value='{"1":3,"3":26}' style="border-right:1px solid #000000;border-bottom:1px solid #000000;overflow:hidden;padding:0px 3px 0px 3px;vertical-align:bottom;text-align:center;">26</td> </tr> </tbody></table> | skylux-160-ce-met-koepel-en-pvc-opstand-35-30-met-lm-motor-pvc-raam-type-ep25-en-windvang-1050-x-1650-mm | 8586050765133 | 46872390533453
Smoke and heat exhaust (SHEV) | SHE system | Skylux | Skylux 160° CE with skylight and PVC curb 35/30 with LM-actuator, PVC frame type EP25 and spoiler 1050 x 2250 mm |  | 50634 | 5412970506348 | 6786.9 | Yes | 30-45 | 120.23 | 1050 x 2250 mm | 2250 | 1050 |  | PVC 35/30 (35 cm high & roof opening = 30 cm larger than daylight size) | Rectangular | 1.19 W/m²K - 0.98 W/m²K | 57% - 30% | 37% - 17% | 24dB - 26dB | 160° CE (for industry) | PVC frame EP25 | with spoiler | E | Single actuator | Maximum double-walled skylight possible for this product | Ut-value LT-value g-value Rw-value EN 1873 : 2014 EN ISO 13468 EN 16153 EN 410 EN 410 EN ISO 140-3 Material Walls Shells (W/m²K) (%) (%) (dB) Acrylic EW Clear (H) 1.19 37 57 24 PMMA Opal (O) 1.19 34 50 24 DW Clear (H/H) 0.98 33 50 26 Opal (O/O) 0.98 28 38 26 Polycarbonate EW Clear (A) 1.19 36 55 24 PC Opal (D) 1.19 24 40 24 DW Clear (A/H) 0.98 32 48 26 Clear (A/A) 0.98 32 46 26 Opal (A/O) 0.98 30 42 26 Opal (A/D) 0.98 21 33 26 Polycarbonate EW Heatstop Opal (T) 1.19 20 39 24 Heatstop PC DW Clear (T/H) 0.98 18 34 26 Opal (T/O) 0.98 17 30 26 | https://skylux.eu/en/products/skylux-160-ce-met-koepel-en-pvc-opstand-35-30-met-lm-motor-pvc-raam-type-ep25-en-windvang-1050-x-2250-mm | https://skylux.eu/cdn/shop/files/Skylux-160deg-CE-met-koepel-en-pvc-opstand-3530-met-LM-motor-pvc-raam-type-EP25-en-windvang-1050-x-2250-mm-RWA-systeem.jpg?v=1702982491&width=1600 | https://skylux.eu/cdn/shop/files/e5a82811-1bb0-48e4-a776-cacb59c7c092_80d1b55b-4da9-4a54-957e-5fd133ccc499.jpg?v=1688551629&width=1600 | //skylux.eu/cdn/shop/files/E_MH_Mounting_instructions_Skylux_160_CE_LM.pdf?v=12406716259046007223 | //skylux.eu/cdn/shop/files/E_TD_Technical_File_Skylux_Skylux_160_CE_Electric.pdf?v=3667116872303399239 | <style type="text/css" id="isPasted"><!--td {border: 1px solid #cccccc;}br {mso-data-placement:same-cell;}--></style><table border="1" cellpadding="0" cellspacing="0" dir="ltr" style="table-layout:fixed;font-size:10pt;font-family:Arial;border-collapse:collapse;border:none;"><tbody> <tr style="height:20px;"> <td style="overflow:hidden;padding:0px 3px 0px 3px;vertical-align:bottom;"></td> <td style="overflow:hidden;padding:0px 3px 0px 3px;vertical-align:bottom;"></td> <td style="overflow:hidden;padding:0px 3px 0px 3px;vertical-align:bottom;"></td> <td data-sheets-value='{"1":2,"2":"Ut-value"}' style="overflow:hidden;padding:0px 3px 0px 3px;vertical-align:bottom;font-weight:bold;text-align:center;">Ut-value</td> <td data-sheets-value='{"1":2,"2":"LT-value"}' style="overflow:hidden;padding:0px 3px 0px 3px;vertical-align:bottom;font-weight:bold;text-align:center;">LT-value</td> <td data-sheets-value='{"1":2,"2":"g-value"}' style="overflow:hidden;padding:0px 3px 0px 3px;vertical-align:bottom;font-weight:bold;text-align:center;">g-value</td> <td data-sheets-value='{"1":2,"2":"Rw-value "}' style="overflow:hidden;padding:0px 3px 0px 3px;vertical-align:bottom;font-weight:bold;text-align:center;">Rw-value </td> </tr> <tr style="height:20px;"> <td style="overflow:hidden;padding:0px 3px 0px 3px;vertical-align:bottom;"></td> <td style="overflow:hidden;padding:0px 3px 0px 3px;vertical-align:bottom;"></td> <td style="overflow:hidden;padding:0px 3px 0px 3px;vertical-align:bottom;"></td> <td data-sheets-numberformat='{"1":2,"2":"0.00","3":1}' data-sheets-value='{"1":2,"2":"EN 1873 : 2014"}' style="overflow:hidden;padding:0px 3px 0px 3px;vertical-align:bottom;text-align:center;">EN 1873 : 2014</td> <td data-sheets-numberformat='{"1":2,"2":"0","3":1}' data-sheets-value='{"1":2,"2":"EN ISO 13468 EN 16153 EN 410"}' style="overflow:hidden;padding:0px 3px 0px 3px;vertical-align:bottom;text-align:center;">EN ISO 13468 EN 16153 EN 410</td> <td data-sheets-numberformat='{"1":2,"2":"0","3":1}' data-sheets-value='{"1":2,"2":"EN 410"}' style="overflow:hidden;padding:0px 3px 0px 3px;vertical-align:bottom;text-align:center;">EN 410</td> <td data-sheets-value='{"1":2,"2":"EN ISO 140-3\t\t"}' style="overflow:hidden;padding:0px 3px 0px 3px;vertical-align:bottom;text-align:center;">EN ISO 140-3 </td> </tr> <tr style="height:20px;"> <td data-sheets-value='{"1":2,"2":"Material"}' style="border-bottom:1px solid #000000;overflow:hidden;padding:0px 3px 0px 3px;vertical-align:bottom;background-color:#000000;font-weight:bold;color:#ffffff;">Material</td> <td data-sheets-value='{"1":2,"2":"Walls"}' style="border-bottom:1px solid #000000;overflow:hidden;padding:0px 3px 0px 3px;vertical-align:bottom;background-color:#000000;font-weight:bold;color:#ffffff;">Walls</td> <td data-sheets-value='{"1":2,"2":"Shells"}' style="border-bottom:1px solid #000000;overflow:hidden;padding:0px 3px 0px 3px;vertical-align:bottom;background-color:#000000;font-weight:bold;color:#ffffff;">Shells</td> <td data-sheets-numberformat='{"1":2,"2":"0.00","3":1}' data-sheets-value='{"1":2,"2":"(W/m²K)\t"}' style="border-bottom:1px solid #000000;overflow:hidden;padding:0px 3px 0px 3px;vertical-align:bottom;background-color:#000000;font-weight:bold;color:#ffffff;text-align:center;">(W/m²K) </td> <td data-sheets-numberformat='{"1":2,"2":"0","3":1}' data-sheets-value='{"1":2,"2":"(%)"}' style="border-bottom:1px solid #000000;overflow:hidden;padding:0px 3px 0px 3px;vertical-align:bottom;background-color:#000000;font-weight:bold;color:#ffffff;text-align:center;">(%)</td> <td data-sheets-numberformat='{"1":2,"2":"0","3":1}' data-sheets-value='{"1":2,"2":"(%)"}' style="border-bottom:1px solid #000000;overflow:hidden;padding:0px 3px 0px 3px;vertical-align:bottom;background-color:#000000;font-weight:bold;color:#ffffff;text-align:center;">(%)</td> <td data-sheets-value='{"1":2,"2":"(dB)"}' style="border-bottom:1px solid #000000;overflow:hidden;padding:0px 3px 0px 3px;vertical-align:bottom;background-color:#000000;font-weight:bold;color:#ffffff;text-align:center;">(dB)</td> </tr> <tr style="height:20px;"> <td data-sheets-value='{"1":2,"2":"Acrylic"}' style="border-left:1px solid #000000;overflow:hidden;padding:0px 3px 0px 3px;vertical-align:bottom;">Acrylic</td> <td data-sheets-value='{"1":2,"2":"EW"}' style="overflow:hidden;padding:0px 3px 0px 3px;vertical-align:bottom;">EW</td> <td data-sheets-value='{"1":2,"2":"Clear (H)"}' style="overflow:hidden;padding:0px 3px 0px 3px;vertical-align:bottom;">Clear (H)</td> <td data-sheets-numberformat='{"1":2,"2":"0.00","3":1}' data-sheets-value='{"1":3,"3":1.19}' style="overflow:hidden;padding:0px 3px 0px 3px;vertical-align:bottom;text-align:center;">1.19</td> <td data-sheets-numberformat='{"1":2,"2":"0","3":1}' data-sheets-value='{"1":3,"3":36.9}' style="overflow:hidden;padding:0px 3px 0px 3px;vertical-align:bottom;text-align:center;">37</td> <td data-sheets-numberformat='{"1":2,"2":"0","3":1}' data-sheets-value='{"1":3,"3":57.42}' style="overflow:hidden;padding:0px 3px 0px 3px;vertical-align:bottom;text-align:center;">57</td> <td data-sheets-value='{"1":3,"3":24}' style="border-right:1px solid #000000;overflow:hidden;padding:0px 3px 0px 3px;vertical-align:bottom;text-align:center;">24</td> </tr> <tr style="height:20px;"> <td data-sheets-value='{"1":2,"2":"PMMA"}' style="border-left:1px solid #000000;overflow:hidden;padding:0px 3px 0px 3px;vertical-align:bottom;">PMMA</td> <td style="overflow:hidden;padding:0px 3px 0px 3px;vertical-align:bottom;"></td> <td data-sheets-value='{"1":2,"2":"Opal (O)"}' style="overflow:hidden;padding:0px 3px 0px 3px;vertical-align:bottom;">Opal (O)</td> <td data-sheets-numberformat='{"1":2,"2":"0.00","3":1}' data-sheets-value='{"1":3,"3":1.19}' style="overflow:hidden;padding:0px 3px 0px 3px;vertical-align:bottom;text-align:center;">1.19</td> <td data-sheets-numberformat='{"1":2,"2":"0","3":1}' data-sheets-value='{"1":3,"3":34.03}' style="overflow:hidden;padding:0px 3px 0px 3px;vertical-align:bottom;text-align:center;">34</td> <td data-sheets-numberformat='{"1":2,"2":"0","3":1}' data-sheets-value='{"1":3,"3":50.160000000000004}' style="overflow:hidden;padding:0px 3px 0px 3px;vertical-align:bottom;text-align:center;">50</td> <td data-sheets-value='{"1":3,"3":24}' style="border-right:1px solid #000000;overflow:hidden;padding:0px 3px 0px 3px;vertical-align:bottom;text-align:center;">24</td> </tr> <tr style="height:20px;"> <td style="border-left:1px solid #000000;overflow:hidden;padding:0px 3px 0px 3px;vertical-align:bottom;"></td> <td data-sheets-value='{"1":2,"2":"DW"}' style="overflow:hidden;padding:0px 3px 0px 3px;vertical-align:bottom;">DW</td> <td data-sheets-value='{"1":2,"2":"Clear (H/H)"}' style="overflow:hidden;padding:0px 3px 0px 3px;vertical-align:bottom;">Clear (H/H)</td> <td data-sheets-numberformat='{"1":2,"2":"0.00","3":1}' data-sheets-value='{"1":3,"3":0.98}' style="overflow:hidden;padding:0px 3px 0px 3px;vertical-align:bottom;text-align:center;">0.98</td> <td data-sheets-numberformat='{"1":2,"2":"0","3":1}' data-sheets-value='{"1":3,"3":33.21}' style="overflow:hidden;padding:0px 3px 0px 3px;vertical-align:bottom;text-align:center;">33</td> <td data-sheets-numberformat='{"1":2,"2":"0","3":1}' data-sheets-value='{"1":3,"3":49.5}' style="overflow:hidden;padding:0px 3px 0px 3px;vertical-align:bottom;text-align:center;">50</td> <td data-sheets-value='{"1":3,"3":26}' style="border-right:1px solid #000000;overflow:hidden;padding:0px 3px 0px 3px;vertical-align:bottom;text-align:center;">26</td> </tr> <tr style="height:20px;"> <td style="border-bottom:1px solid #000000;border-left:1px solid #000000;overflow:hidden;padding:0px 3px 0px 3px;vertical-align:bottom;"></td> <td style="border-bottom:1px solid #000000;overflow:hidden;padding:0px 3px 0px 3px;vertical-align:bottom;"></td> <td data-sheets-value='{"1":2,"2":"Opal (O/O)"}' style="border-bottom:1px solid #000000;overflow:hidden;padding:0px 3px 0px 3px;vertical-align:bottom;">Opal (O/O)</td> <td data-sheets-numberformat='{"1":2,"2":"0.00","3":1}' data-sheets-value='{"1":3,"3":0.98}' style="border-bottom:1px solid #000000;overflow:hidden;padding:0px 3px 0px 3px;vertical-align:bottom;text-align:center;">0.98</td> <td data-sheets-numberformat='{"1":2,"2":"0","3":1}' data-sheets-value='{"1":3,"3":28.29}' style="border-bottom:1px solid #000000;overflow:hidden;padding:0px 3px 0px 3px;vertical-align:bottom;text-align:center;">28</td> <td data-sheets-numberformat='{"1":2,"2":"0","3":1}' data-sheets-value='{"1":3,"3":38.28}' style="border-bottom:1px solid #000000;overflow:hidden;padding:0px 3px 0px 3px;vertical-align:bottom;text-align:center;">38</td> <td data-sheets-value='{"1":3,"3":26}' style="border-right:1px solid #000000;border-bottom:1px solid #000000;overflow:hidden;padding:0px 3px 0px 3px;vertical-align:bottom;text-align:center;">26</td> </tr> <tr style="height:20px;"> <td data-sheets-value='{"1":2,"2":"Polycarbonate "}' style="border-left:1px solid #000000;overflow:hidden;padding:0px 3px 0px 3px;vertical-align:bottom;">Polycarbonate </td> <td data-sheets-value='{"1":2,"2":"EW"}' style="overflow:hidden;padding:0px 3px 0px 3px;vertical-align:bottom;">EW</td> <td data-sheets-value='{"1":2,"2":"Clear (A)"}' style="overflow:hidden;padding:0px 3px 0px 3px;vertical-align:bottom;">Clear (A)</td> <td data-sheets-numberformat='{"1":2,"2":"0.00","3":1}' data-sheets-value='{"1":3,"3":1.19}' style="overflow:hidden;padding:0px 3px 0px 3px;vertical-align:bottom;text-align:center;">1.19</td> <td data-sheets-numberformat='{"1":2,"2":"0","3":1}' data-sheets-value='{"1":3,"3":36.08}' style="overflow:hidden;padding:0px 3px 0px 3px;vertical-align:bottom;text-align:center;">36</td> <td data-sheets-numberformat='{"1":2,"2":"0","3":1}' data-sheets-value='{"1":3,"3":54.78}' style="overflow:hidden;padding:0px 3px 0px 3px;vertical-align:bottom;text-align:center;">55</td> <td data-sheets-value='{"1":3,"3":24}' style="border-right:1px solid #000000;overflow:hidden;padding:0px 3px 0px 3px;vertical-align:bottom;text-align:center;">24</td> </tr> <tr style="height:20px;"> <td data-sheets-value='{"1":2,"2":"PC"}' style="border-left:1px solid #000000;overflow:hidden;padding:0px 3px 0px 3px;vertical-align:bottom;">PC</td> <td style="overflow:hidden;padding:0px 3px 0px 3px;vertical-align:bottom;"></td> <td data-sheets-value='{"1":2,"2":"Opal (D)"}' style="overflow:hidden;padding:0px 3px 0px 3px;vertical-align:bottom;">Opal (D)</td> <td data-sheets-numberformat='{"1":2,"2":"0.00","3":1}' data-sheets-value='{"1":3,"3":1.19}' style="overflow:hidden;padding:0px 3px 0px 3px;vertical-align:bottom;text-align:center;">1.19</td> <td data-sheets-numberformat='{"1":2,"2":"0","3":1}' data-sheets-value='{"1":3,"3":23.779999999999998}' style="overflow:hidden;padding:0px 3px 0px 3px;vertical-align:bottom;text-align:center;">24</td> <td data-sheets-numberformat='{"1":2,"2":"0","3":1}' data-sheets-value='{"1":3,"3":39.6}' style="overflow:hidden;padding:0px 3px 0px 3px;vertical-align:bottom;text-align:center;">40</td> <td data-sheets-value='{"1":3,"3":24}' style="border-right:1px solid #000000;overflow:hidden;padding:0px 3px 0px 3px;vertical-align:bottom;text-align:center;">24</td> </tr> <tr style="height:20px;"> <td style="border-left:1px solid #000000;overflow:hidden;padding:0px 3px 0px 3px;vertical-align:bottom;"></td> <td data-sheets-value='{"1":2,"2":"DW"}' style="overflow:hidden;padding:0px 3px 0px 3px;vertical-align:bottom;">DW</td> <td data-sheets-value='{"1":2,"2":"Clear (A/H)"}' style="overflow:hidden;padding:0px 3px 0px 3px;vertical-align:bottom;">Clear (A/H)</td> <td data-sheets-numberformat='{"1":2,"2":"0.00","3":1}' data-sheets-value='{"1":3,"3":0.98}' style="overflow:hidden;padding:0px 3px 0px 3px;vertical-align:bottom;text-align:center;">0.98</td> <td data-sheets-numberformat='{"1":2,"2":"0","3":1}' data-sheets-value='{"1":3,"3":32.39}' style="overflow:hidden;padding:0px 3px 0px 3px;vertical-align:bottom;text-align:center;">32</td> <td data-sheets-numberformat='{"1":2,"2":"0","3":1}' data-sheets-value='{"1":3,"3":47.52}' style="overflow:hidden;padding:0px 3px 0px 3px;vertical-align:bottom;text-align:center;">48</td> <td data-sheets-value='{"1":3,"3":26}' style="border-right:1px solid #000000;overflow:hidden;padding:0px 3px 0px 3px;vertical-align:bottom;text-align:center;">26</td> </tr> <tr style="height:20px;"> <td style="border-left:1px solid #000000;overflow:hidden;padding:0px 3px 0px 3px;vertical-align:bottom;"></td> <td style="overflow:hidden;padding:0px 3px 0px 3px;vertical-align:bottom;"></td> <td data-sheets-value='{"1":2,"2":"Clear (A/A)"}' style="overflow:hidden;padding:0px 3px 0px 3px;vertical-align:bottom;">Clear (A/A)</td> <td data-sheets-numberformat='{"1":2,"2":"0.00","3":1}' data-sheets-value='{"1":3,"3":0.98}' style="overflow:hidden;padding:0px 3px 0px 3px;vertical-align:bottom;text-align:center;">0.98</td> <td data-sheets-numberformat='{"1":2,"2":"0","3":1}' data-sheets-value='{"1":3,"3":31.569999999999997}' style="overflow:hidden;padding:0px 3px 0px 3px;vertical-align:bottom;text-align:center;">32</td> <td data-sheets-numberformat='{"1":2,"2":"0","3":1}' data-sheets-value='{"1":3,"3":45.54}' style="overflow:hidden;padding:0px 3px 0px 3px;vertical-align:bottom;text-align:center;">46</td> <td data-sheets-value='{"1":3,"3":26}' style="border-right:1px solid #000000;overflow:hidden;padding:0px 3px 0px 3px;vertical-align:bottom;text-align:center;">26</td> </tr> <tr style="height:20px;"> <td style="border-left:1px solid #000000;overflow:hidden;padding:0px 3px 0px 3px;vertical-align:bottom;"></td> <td style="overflow:hidden;padding:0px 3px 0px 3px;vertical-align:bottom;"></td> <td data-sheets-value='{"1":2,"2":"Opal (A/O)"}' style="overflow:hidden;padding:0px 3px 0px 3px;vertical-align:bottom;">Opal (A/O)</td> <td data-sheets-numberformat='{"1":2,"2":"0.00","3":1}' data-sheets-value='{"1":3,"3":0.98}' style="overflow:hidden;padding:0px 3px 0px 3px;vertical-align:bottom;text-align:center;">0.98</td> <td data-sheets-numberformat='{"1":2,"2":"0","3":1}' data-sheets-value='{"1":3,"3":29.93}' style="overflow:hidden;padding:0px 3px 0px 3px;vertical-align:bottom;text-align:center;">30</td> <td data-sheets-numberformat='{"1":2,"2":"0","3":1}' data-sheets-value='{"1":3,"3":41.580000000000005}' style="overflow:hidden;padding:0px 3px 0px 3px;vertical-align:bottom;text-align:center;">42</td> <td data-sheets-value='{"1":3,"3":26}' style="border-right:1px solid #000000;overflow:hidden;padding:0px 3px 0px 3px;vertical-align:bottom;text-align:center;">26</td> </tr> <tr style="height:20px;"> <td style="border-bottom:1px solid #000000;border-left:1px solid #000000;overflow:hidden;padding:0px 3px 0px 3px;vertical-align:bottom;"></td> <td style="border-bottom:1px solid #000000;overflow:hidden;padding:0px 3px 0px 3px;vertical-align:bottom;"></td> <td data-sheets-value='{"1":2,"2":"Opal (A/D)"}' style="border-bottom:1px solid #000000;overflow:hidden;padding:0px 3px 0px 3px;vertical-align:bottom;">Opal (A/D)</td> <td data-sheets-numberformat='{"1":2,"2":"0.00","3":1}' data-sheets-value='{"1":3,"3":0.98}' style="border-bottom:1px solid #000000;overflow:hidden;padding:0px 3px 0px 3px;vertical-align:bottom;text-align:center;">0.98</td> <td data-sheets-numberformat='{"1":2,"2":"0","3":1}' data-sheets-value='{"1":3,"3":20.91}' style="border-bottom:1px solid #000000;overflow:hidden;padding:0px 3px 0px 3px;vertical-align:bottom;text-align:center;">21</td> <td data-sheets-numberformat='{"1":2,"2":"0","3":1}' data-sheets-value='{"1":3,"3":33}' style="border-bottom:1px solid #000000;overflow:hidden;padding:0px 3px 0px 3px;vertical-align:bottom;text-align:center;">33</td> <td data-sheets-value='{"1":3,"3":26}' style="border-right:1px solid #000000;border-bottom:1px solid #000000;overflow:hidden;padding:0px 3px 0px 3px;vertical-align:bottom;text-align:center;">26</td> </tr> <tr style="height:20px;"> <td data-sheets-value='{"1":2,"2":"Polycarbonate"}' style="border-left:1px solid #000000;overflow:hidden;padding:0px 3px 0px 3px;vertical-align:bottom;">Polycarbonate</td> <td data-sheets-value='{"1":2,"2":"EW"}' style="overflow:hidden;padding:0px 3px 0px 3px;vertical-align:bottom;">EW</td> <td data-sheets-value='{"1":2,"2":"Heatstop Opal (T)"}' style="overflow:hidden;padding:0px 3px 0px 3px;vertical-align:bottom;">Heatstop Opal (T)</td> <td data-sheets-numberformat='{"1":2,"2":"0.00","3":1}' data-sheets-value='{"1":3,"3":1.19}' style="overflow:hidden;padding:0px 3px 0px 3px;vertical-align:bottom;text-align:center;">1.19</td> <td data-sheets-numberformat='{"1":2,"2":"0","3":1}' data-sheets-value='{"1":3,"3":20.09}' style="overflow:hidden;padding:0px 3px 0px 3px;vertical-align:bottom;text-align:center;">20</td> <td data-sheets-numberformat='{"1":2,"2":"0","3":1}' data-sheets-value='{"1":3,"3":38.940000000000005}' style="overflow:hidden;padding:0px 3px 0px 3px;vertical-align:bottom;text-align:center;">39</td> <td data-sheets-value='{"1":3,"3":24}' style="border-right:1px solid #000000;overflow:hidden;padding:0px 3px 0px 3px;vertical-align:bottom;text-align:center;">24</td> </tr> <tr style="height:20px;"> <td data-sheets-value='{"1":2,"2":"Heatstop PC"}' style="border-left:1px solid #000000;overflow:hidden;padding:0px 3px 0px 3px;vertical-align:bottom;">Heatstop PC</td> <td data-sheets-value='{"1":2,"2":"DW"}' style="overflow:hidden;padding:0px 3px 0px 3px;vertical-align:bottom;">DW</td> <td data-sheets-value='{"1":2,"2":"Clear (T/H)"}' style="overflow:hidden;padding:0px 3px 0px 3px;vertical-align:bottom;">Clear (T/H)</td> <td data-sheets-numberformat='{"1":2,"2":"0.00","3":1}' data-sheets-value='{"1":3,"3":0.98}' style="overflow:hidden;padding:0px 3px 0px 3px;vertical-align:bottom;text-align:center;">0.98</td> <td data-sheets-numberformat='{"1":2,"2":"0","3":1}' data-sheets-value='{"1":3,"3":18.04}' style="overflow:hidden;padding:0px 3px 0px 3px;vertical-align:bottom;text-align:center;">18</td> <td data-sheets-numberformat='{"1":2,"2":"0","3":1}' data-sheets-value='{"1":3,"3":33.660000000000004}' style="overflow:hidden;padding:0px 3px 0px 3px;vertical-align:bottom;text-align:center;">34</td> <td data-sheets-value='{"1":3,"3":26}' style="border-right:1px solid #000000;overflow:hidden;padding:0px 3px 0px 3px;vertical-align:bottom;text-align:center;">26</td> </tr> <tr style="height:20px;"> <td style="border-bottom:1px solid #000000;border-left:1px solid #000000;overflow:hidden;padding:0px 3px 0px 3px;vertical-align:bottom;"></td> <td style="border-bottom:1px solid #000000;overflow:hidden;padding:0px 3px 0px 3px;vertical-align:bottom;"></td> <td data-sheets-value='{"1":2,"2":"Opal (T/O)"}' style="border-bottom:1px solid #000000;overflow:hidden;padding:0px 3px 0px 3px;vertical-align:bottom;">Opal (T/O)</td> <td data-sheets-numberformat='{"1":2,"2":"0.00","3":1}' data-sheets-value='{"1":3,"3":0.98}' style="border-bottom:1px solid #000000;overflow:hidden;padding:0px 3px 0px 3px;vertical-align:bottom;text-align:center;">0.98</td> <td data-sheets-numberformat='{"1":2,"2":"0","3":1}' data-sheets-value='{"1":3,"3":16.81}' style="border-bottom:1px solid #000000;overflow:hidden;padding:0px 3px 0px 3px;vertical-align:bottom;text-align:center;">17</td> <td data-sheets-numberformat='{"1":2,"2":"0","3":1}' data-sheets-value='{"1":3,"3":29.700000000000003}' style="border-bottom:1px solid #000000;overflow:hidden;padding:0px 3px 0px 3px;vertical-align:bottom;text-align:center;">30</td> <td data-sheets-value='{"1":3,"3":26}' style="border-right:1px solid #000000;border-bottom:1px solid #000000;overflow:hidden;padding:0px 3px 0px 3px;vertical-align:bottom;text-align:center;">26</td> </tr> </tbody></table> | skylux-160-ce-met-koepel-en-pvc-opstand-35-30-met-lm-motor-pvc-raam-type-ep25-en-windvang-1050-x-2250-mm | 8586050830669 | 46872390664525
Smoke and heat exhaust (SHEV) | SHE system | Skylux | Skylux 160° CE with skylight and PVC curb 35/30 with LM-actuator, PVC frame type EP25 and spoiler 1100 x 1100 mm |  | 50635 | 5412970506355 | 5142.5 | Yes | 30-45 | 76.39 | 1100 x 1100 mm | 1100 | 1100 |  | PVC 35/30 (35 cm high & roof opening = 30 cm larger than daylight size) | Square | 1.19 W/m²K - 0.98 W/m²K | 57% - 30% | 37% - 17% | 24dB - 26dB | 160° CE (for industry) | PVC frame EP25 | with spoiler | E | Single actuator | Maximum double-walled skylight possible for this product | Ut-value LT-value g-value Rw-value EN 1873 : 2014 EN ISO 13468 EN 16153 EN 410 EN 410 EN ISO 140-3 Material Walls Shells (W/m²K) (%) (%) (dB) Acrylic EW Clear (H) 1.19 37 57 24 PMMA Opal (O) 1.19 34 50 24 DW Clear (H/H) 0.98 33 50 26 Opal (O/O) 0.98 28 38 26 Polycarbonate EW Clear (A) 1.19 36 55 24 PC Opal (D) 1.19 24 40 24 DW Clear (A/H) 0.98 32 48 26 Clear (A/A) 0.98 32 46 26 Opal (A/O) 0.98 30 42 26 Opal (A/D) 0.98 21 33 26 Polycarbonate EW Heatstop Opal (T) 1.19 20 39 24 Heatstop PC DW Clear (T/H) 0.98 18 34 26 Opal (T/O) 0.98 17 30 26 | https://skylux.eu/en/products/skylux-160-ce-met-koepel-en-pvc-opstand-35-30-met-lm-motor-pvc-raam-type-ep25-en-windvang-1100-x-1100-mm | https://skylux.eu/cdn/shop/files/Skylux-160deg-CE-met-koepel-en-pvc-opstand-3530-met-LM-motor-pvc-raam-type-EP25-en-windvang-1100-x-1100-mm-RWA-systeem.jpg?v=1702982497&width=1600 |  | //skylux.eu/cdn/shop/files/E_MH_Mounting_instructions_Skylux_160_CE_LM.pdf?v=12406716259046007223 | //skylux.eu/cdn/shop/files/E_TD_Technical_File_Skylux_Skylux_160_CE_Electric.pdf?v=3667116872303399239 | <style type="text/css" id="isPasted"><!--td {border: 1px solid #cccccc;}br {mso-data-placement:same-cell;}--></style><table border="1" cellpadding="0" cellspacing="0" dir="ltr" style="table-layout:fixed;font-size:10pt;font-family:Arial;border-collapse:collapse;border:none;"><tbody> <tr style="height:20px;"> <td style="overflow:hidden;padding:0px 3px 0px 3px;vertical-align:bottom;"></td> <td style="overflow:hidden;padding:0px 3px 0px 3px;vertical-align:bottom;"></td> <td style="overflow:hidden;padding:0px 3px 0px 3px;vertical-align:bottom;"></td> <td data-sheets-value='{"1":2,"2":"Ut-value"}' style="overflow:hidden;padding:0px 3px 0px 3px;vertical-align:bottom;font-weight:bold;text-align:center;">Ut-value</td> <td data-sheets-value='{"1":2,"2":"LT-value"}' style="overflow:hidden;padding:0px 3px 0px 3px;vertical-align:bottom;font-weight:bold;text-align:center;">LT-value</td> <td data-sheets-value='{"1":2,"2":"g-value"}' style="overflow:hidden;padding:0px 3px 0px 3px;vertical-align:bottom;font-weight:bold;text-align:center;">g-value</td> <td data-sheets-value='{"1":2,"2":"Rw-value "}' style="overflow:hidden;padding:0px 3px 0px 3px;vertical-align:bottom;font-weight:bold;text-align:center;">Rw-value </td> </tr> <tr style="height:20px;"> <td style="overflow:hidden;padding:0px 3px 0px 3px;vertical-align:bottom;"></td> <td style="overflow:hidden;padding:0px 3px 0px 3px;vertical-align:bottom;"></td> <td style="overflow:hidden;padding:0px 3px 0px 3px;vertical-align:bottom;"></td> <td data-sheets-numberformat='{"1":2,"2":"0.00","3":1}' data-sheets-value='{"1":2,"2":"EN 1873 : 2014"}' style="overflow:hidden;padding:0px 3px 0px 3px;vertical-align:bottom;text-align:center;">EN 1873 : 2014</td> <td data-sheets-numberformat='{"1":2,"2":"0","3":1}' data-sheets-value='{"1":2,"2":"EN ISO 13468 EN 16153 EN 410"}' style="overflow:hidden;padding:0px 3px 0px 3px;vertical-align:bottom;text-align:center;">EN ISO 13468 EN 16153 EN 410</td> <td data-sheets-numberformat='{"1":2,"2":"0","3":1}' data-sheets-value='{"1":2,"2":"EN 410"}' style="overflow:hidden;padding:0px 3px 0px 3px;vertical-align:bottom;text-align:center;">EN 410</td> <td data-sheets-value='{"1":2,"2":"EN ISO 140-3\t\t"}' style="overflow:hidden;padding:0px 3px 0px 3px;vertical-align:bottom;text-align:center;">EN ISO 140-3 </td> </tr> <tr style="height:20px;"> <td data-sheets-value='{"1":2,"2":"Material"}' style="border-bottom:1px solid #000000;overflow:hidden;padding:0px 3px 0px 3px;vertical-align:bottom;background-color:#000000;font-weight:bold;color:#ffffff;">Material</td> <td data-sheets-value='{"1":2,"2":"Walls"}' style="border-bottom:1px solid #000000;overflow:hidden;padding:0px 3px 0px 3px;vertical-align:bottom;background-color:#000000;font-weight:bold;color:#ffffff;">Walls</td> <td data-sheets-value='{"1":2,"2":"Shells"}' style="border-bottom:1px solid #000000;overflow:hidden;padding:0px 3px 0px 3px;vertical-align:bottom;background-color:#000000;font-weight:bold;color:#ffffff;">Shells</td> <td data-sheets-numberformat='{"1":2,"2":"0.00","3":1}' data-sheets-value='{"1":2,"2":"(W/m²K)\t"}' style="border-bottom:1px solid #000000;overflow:hidden;padding:0px 3px 0px 3px;vertical-align:bottom;background-color:#000000;font-weight:bold;color:#ffffff;text-align:center;">(W/m²K) </td> <td data-sheets-numberformat='{"1":2,"2":"0","3":1}' data-sheets-value='{"1":2,"2":"(%)"}' style="border-bottom:1px solid #000000;overflow:hidden;padding:0px 3px 0px 3px;vertical-align:bottom;background-color:#000000;font-weight:bold;color:#ffffff;text-align:center;">(%)</td> <td data-sheets-numberformat='{"1":2,"2":"0","3":1}' data-sheets-value='{"1":2,"2":"(%)"}' style="border-bottom:1px solid #000000;overflow:hidden;padding:0px 3px 0px 3px;vertical-align:bottom;background-color:#000000;font-weight:bold;color:#ffffff;text-align:center;">(%)</td> <td data-sheets-value='{"1":2,"2":"(dB)"}' style="border-bottom:1px solid #000000;overflow:hidden;padding:0px 3px 0px 3px;vertical-align:bottom;background-color:#000000;font-weight:bold;color:#ffffff;text-align:center;">(dB)</td> </tr> <tr style="height:20px;"> <td data-sheets-value='{"1":2,"2":"Acrylic"}' style="border-left:1px solid #000000;overflow:hidden;padding:0px 3px 0px 3px;vertical-align:bottom;">Acrylic</td> <td data-sheets-value='{"1":2,"2":"EW"}' style="overflow:hidden;padding:0px 3px 0px 3px;vertical-align:bottom;">EW</td> <td data-sheets-value='{"1":2,"2":"Clear (H)"}' style="overflow:hidden;padding:0px 3px 0px 3px;vertical-align:bottom;">Clear (H)</td> <td data-sheets-numberformat='{"1":2,"2":"0.00","3":1}' data-sheets-value='{"1":3,"3":1.19}' style="overflow:hidden;padding:0px 3px 0px 3px;vertical-align:bottom;text-align:center;">1.19</td> <td data-sheets-numberformat='{"1":2,"2":"0","3":1}' data-sheets-value='{"1":3,"3":36.9}' style="overflow:hidden;padding:0px 3px 0px 3px;vertical-align:bottom;text-align:center;">37</td> <td data-sheets-numberformat='{"1":2,"2":"0","3":1}' data-sheets-value='{"1":3,"3":57.42}' style="overflow:hidden;padding:0px 3px 0px 3px;vertical-align:bottom;text-align:center;">57</td> <td data-sheets-value='{"1":3,"3":24}' style="border-right:1px solid #000000;overflow:hidden;padding:0px 3px 0px 3px;vertical-align:bottom;text-align:center;">24</td> </tr> <tr style="height:20px;"> <td data-sheets-value='{"1":2,"2":"PMMA"}' style="border-left:1px solid #000000;overflow:hidden;padding:0px 3px 0px 3px;vertical-align:bottom;">PMMA</td> <td style="overflow:hidden;padding:0px 3px 0px 3px;vertical-align:bottom;"></td> <td data-sheets-value='{"1":2,"2":"Opal (O)"}' style="overflow:hidden;padding:0px 3px 0px 3px;vertical-align:bottom;">Opal (O)</td> <td data-sheets-numberformat='{"1":2,"2":"0.00","3":1}' data-sheets-value='{"1":3,"3":1.19}' style="overflow:hidden;padding:0px 3px 0px 3px;vertical-align:bottom;text-align:center;">1.19</td> <td data-sheets-numberformat='{"1":2,"2":"0","3":1}' data-sheets-value='{"1":3,"3":34.03}' style="overflow:hidden;padding:0px 3px 0px 3px;vertical-align:bottom;text-align:center;">34</td> <td data-sheets-numberformat='{"1":2,"2":"0","3":1}' data-sheets-value='{"1":3,"3":50.160000000000004}' style="overflow:hidden;padding:0px 3px 0px 3px;vertical-align:bottom;text-align:center;">50</td> <td data-sheets-value='{"1":3,"3":24}' style="border-right:1px solid #000000;overflow:hidden;padding:0px 3px 0px 3px;vertical-align:bottom;text-align:center;">24</td> </tr> <tr style="height:20px;"> <td style="border-left:1px solid #000000;overflow:hidden;padding:0px 3px 0px 3px;vertical-align:bottom;"></td> <td data-sheets-value='{"1":2,"2":"DW"}' style="overflow:hidden;padding:0px 3px 0px 3px;vertical-align:bottom;">DW</td> <td data-sheets-value='{"1":2,"2":"Clear (H/H)"}' style="overflow:hidden;padding:0px 3px 0px 3px;vertical-align:bottom;">Clear (H/H)</td> <td data-sheets-numberformat='{"1":2,"2":"0.00","3":1}' data-sheets-value='{"1":3,"3":0.98}' style="overflow:hidden;padding:0px 3px 0px 3px;vertical-align:bottom;text-align:center;">0.98</td> <td data-sheets-numberformat='{"1":2,"2":"0","3":1}' data-sheets-value='{"1":3,"3":33.21}' style="overflow:hidden;padding:0px 3px 0px 3px;vertical-align:bottom;text-align:center;">33</td> <td data-sheets-numberformat='{"1":2,"2":"0","3":1}' data-sheets-value='{"1":3,"3":49.5}' style="overflow:hidden;padding:0px 3px 0px 3px;vertical-align:bottom;text-align:center;">50</td> <td data-sheets-value='{"1":3,"3":26}' style="border-right:1px solid #000000;overflow:hidden;padding:0px 3px 0px 3px;vertical-align:bottom;text-align:center;">26</td> </tr> <tr style="height:20px;"> <td style="border-bottom:1px solid #000000;border-left:1px solid #000000;overflow:hidden;padding:0px 3px 0px 3px;vertical-align:bottom;"></td> <td style="border-bottom:1px solid #000000;overflow:hidden;padding:0px 3px 0px 3px;vertical-align:bottom;"></td> <td data-sheets-value='{"1":2,"2":"Opal (O/O)"}' style="border-bottom:1px solid #000000;overflow:hidden;padding:0px 3px 0px 3px;vertical-align:bottom;">Opal (O/O)</td> <td data-sheets-numberformat='{"1":2,"2":"0.00","3":1}' data-sheets-value='{"1":3,"3":0.98}' style="border-bottom:1px solid #000000;overflow:hidden;padding:0px 3px 0px 3px;vertical-align:bottom;text-align:center;">0.98</td> <td data-sheets-numberformat='{"1":2,"2":"0","3":1}' data-sheets-value='{"1":3,"3":28.29}' style="border-bottom:1px solid #000000;overflow:hidden;padding:0px 3px 0px 3px;vertical-align:bottom;text-align:center;">28</td> <td data-sheets-numberformat='{"1":2,"2":"0","3":1}' data-sheets-value='{"1":3,"3":38.28}' style="border-bottom:1px solid #000000;overflow:hidden;padding:0px 3px 0px 3px;vertical-align:bottom;text-align:center;">38</td> <td data-sheets-value='{"1":3,"3":26}' style="border-right:1px solid #000000;border-bottom:1px solid #000000;overflow:hidden;padding:0px 3px 0px 3px;vertical-align:bottom;text-align:center;">26</td> </tr> <tr style="height:20px;"> <td data-sheets-value='{"1":2,"2":"Polycarbonate "}' style="border-left:1px solid #000000;overflow:hidden;padding:0px 3px 0px 3px;vertical-align:bottom;">Polycarbonate </td> <td data-sheets-value='{"1":2,"2":"EW"}' style="overflow:hidden;padding:0px 3px 0px 3px;vertical-align:bottom;">EW</td> <td data-sheets-value='{"1":2,"2":"Clear (A)"}' style="overflow:hidden;padding:0px 3px 0px 3px;vertical-align:bottom;">Clear (A)</td> <td data-sheets-numberformat='{"1":2,"2":"0.00","3":1}' data-sheets-value='{"1":3,"3":1.19}' style="overflow:hidden;padding:0px 3px 0px 3px;vertical-align:bottom;text-align:center;">1.19</td> <td data-sheets-numberformat='{"1":2,"2":"0","3":1}' data-sheets-value='{"1":3,"3":36.08}' style="overflow:hidden;padding:0px 3px 0px 3px;vertical-align:bottom;text-align:center;">36</td> <td data-sheets-numberformat='{"1":2,"2":"0","3":1}' data-sheets-value='{"1":3,"3":54.78}' style="overflow:hidden;padding:0px 3px 0px 3px;vertical-align:bottom;text-align:center;">55</td> <td data-sheets-value='{"1":3,"3":24}' style="border-right:1px solid #000000;overflow:hidden;padding:0px 3px 0px 3px;vertical-align:bottom;text-align:center;">24</td> </tr> <tr style="height:20px;"> <td data-sheets-value='{"1":2,"2":"PC"}' style="border-left:1px solid #000000;overflow:hidden;padding:0px 3px 0px 3px;vertical-align:bottom;">PC</td> <td style="overflow:hidden;padding:0px 3px 0px 3px;vertical-align:bottom;"></td> <td data-sheets-value='{"1":2,"2":"Opal (D)"}' style="overflow:hidden;padding:0px 3px 0px 3px;vertical-align:bottom;">Opal (D)</td> <td data-sheets-numberformat='{"1":2,"2":"0.00","3":1}' data-sheets-value='{"1":3,"3":1.19}' style="overflow:hidden;padding:0px 3px 0px 3px;vertical-align:bottom;text-align:center;">1.19</td> <td data-sheets-numberformat='{"1":2,"2":"0","3":1}' data-sheets-value='{"1":3,"3":23.779999999999998}' style="overflow:hidden;padding:0px 3px 0px 3px;vertical-align:bottom;text-align:center;">24</td> <td data-sheets-numberformat='{"1":2,"2":"0","3":1}' data-sheets-value='{"1":3,"3":39.6}' style="overflow:hidden;padding:0px 3px 0px 3px;vertical-align:bottom;text-align:center;">40</td> <td data-sheets-value='{"1":3,"3":24}' style="border-right:1px solid #000000;overflow:hidden;padding:0px 3px 0px 3px;vertical-align:bottom;text-align:center;">24</td> </tr> <tr style="height:20px;"> <td style="border-left:1px solid #000000;overflow:hidden;padding:0px 3px 0px 3px;vertical-align:bottom;"></td> <td data-sheets-value='{"1":2,"2":"DW"}' style="overflow:hidden;padding:0px 3px 0px 3px;vertical-align:bottom;">DW</td> <td data-sheets-value='{"1":2,"2":"Clear (A/H)"}' style="overflow:hidden;padding:0px 3px 0px 3px;vertical-align:bottom;">Clear (A/H)</td> <td data-sheets-numberformat='{"1":2,"2":"0.00","3":1}' data-sheets-value='{"1":3,"3":0.98}' style="overflow:hidden;padding:0px 3px 0px 3px;vertical-align:bottom;text-align:center;">0.98</td> <td data-sheets-numberformat='{"1":2,"2":"0","3":1}' data-sheets-value='{"1":3,"3":32.39}' style="overflow:hidden;padding:0px 3px 0px 3px;vertical-align:bottom;text-align:center;">32</td> <td data-sheets-numberformat='{"1":2,"2":"0","3":1}' data-sheets-value='{"1":3,"3":47.52}' style="overflow:hidden;padding:0px 3px 0px 3px;vertical-align:bottom;text-align:center;">48</td> <td data-sheets-value='{"1":3,"3":26}' style="border-right:1px solid #000000;overflow:hidden;padding:0px 3px 0px 3px;vertical-align:bottom;text-align:center;">26</td> </tr> <tr style="height:20px;"> <td style="border-left:1px solid #000000;overflow:hidden;padding:0px 3px 0px 3px;vertical-align:bottom;"></td> <td style="overflow:hidden;padding:0px 3px 0px 3px;vertical-align:bottom;"></td> <td data-sheets-value='{"1":2,"2":"Clear (A/A)"}' style="overflow:hidden;padding:0px 3px 0px 3px;vertical-align:bottom;">Clear (A/A)</td> <td data-sheets-numberformat='{"1":2,"2":"0.00","3":1}' data-sheets-value='{"1":3,"3":0.98}' style="overflow:hidden;padding:0px 3px 0px 3px;vertical-align:bottom;text-align:center;">0.98</td> <td data-sheets-numberformat='{"1":2,"2":"0","3":1}' data-sheets-value='{"1":3,"3":31.569999999999997}' style="overflow:hidden;padding:0px 3px 0px 3px;vertical-align:bottom;text-align:center;">32</td> <td data-sheets-numberformat='{"1":2,"2":"0","3":1}' data-sheets-value='{"1":3,"3":45.54}' style="overflow:hidden;padding:0px 3px 0px 3px;vertical-align:bottom;text-align:center;">46</td> <td data-sheets-value='{"1":3,"3":26}' style="border-right:1px solid #000000;overflow:hidden;padding:0px 3px 0px 3px;vertical-align:bottom;text-align:center;">26</td> </tr> <tr style="height:20px;"> <td style="border-left:1px solid #000000;overflow:hidden;padding:0px 3px 0px 3px;vertical-align:bottom;"></td> <td style="overflow:hidden;padding:0px 3px 0px 3px;vertical-align:bottom;"></td> <td data-sheets-value='{"1":2,"2":"Opal (A/O)"}' style="overflow:hidden;padding:0px 3px 0px 3px;vertical-align:bottom;">Opal (A/O)</td> <td data-sheets-numberformat='{"1":2,"2":"0.00","3":1}' data-sheets-value='{"1":3,"3":0.98}' style="overflow:hidden;padding:0px 3px 0px 3px;vertical-align:bottom;text-align:center;">0.98</td> <td data-sheets-numberformat='{"1":2,"2":"0","3":1}' data-sheets-value='{"1":3,"3":29.93}' style="overflow:hidden;padding:0px 3px 0px 3px;vertical-align:bottom;text-align:center;">30</td> <td data-sheets-numberformat='{"1":2,"2":"0","3":1}' data-sheets-value='{"1":3,"3":41.580000000000005}' style="overflow:hidden;padding:0px 3px 0px 3px;vertical-align:bottom;text-align:center;">42</td> <td data-sheets-value='{"1":3,"3":26}' style="border-right:1px solid #000000;overflow:hidden;padding:0px 3px 0px 3px;vertical-align:bottom;text-align:center;">26</td> </tr> <tr style="height:20px;"> <td style="border-bottom:1px solid #000000;border-left:1px solid #000000;overflow:hidden;padding:0px 3px 0px 3px;vertical-align:bottom;"></td> <td style="border-bottom:1px solid #000000;overflow:hidden;padding:0px 3px 0px 3px;vertical-align:bottom;"></td> <td data-sheets-value='{"1":2,"2":"Opal (A/D)"}' style="border-bottom:1px solid #000000;overflow:hidden;padding:0px 3px 0px 3px;vertical-align:bottom;">Opal (A/D)</td> <td data-sheets-numberformat='{"1":2,"2":"0.00","3":1}' data-sheets-value='{"1":3,"3":0.98}' style="border-bottom:1px solid #000000;overflow:hidden;padding:0px 3px 0px 3px;vertical-align:bottom;text-align:center;">0.98</td> <td data-sheets-numberformat='{"1":2,"2":"0","3":1}' data-sheets-value='{"1":3,"3":20.91}' style="border-bottom:1px solid #000000;overflow:hidden;padding:0px 3px 0px 3px;vertical-align:bottom;text-align:center;">21</td> <td data-sheets-numberformat='{"1":2,"2":"0","3":1}' data-sheets-value='{"1":3,"3":33}' style="border-bottom:1px solid #000000;overflow:hidden;padding:0px 3px 0px 3px;vertical-align:bottom;text-align:center;">33</td> <td data-sheets-value='{"1":3,"3":26}' style="border-right:1px solid #000000;border-bottom:1px solid #000000;overflow:hidden;padding:0px 3px 0px 3px;vertical-align:bottom;text-align:center;">26</td> </tr> <tr style="height:20px;"> <td data-sheets-value='{"1":2,"2":"Polycarbonate"}' style="border-left:1px solid #000000;overflow:hidden;padding:0px 3px 0px 3px;vertical-align:bottom;">Polycarbonate</td> <td data-sheets-value='{"1":2,"2":"EW"}' style="overflow:hidden;padding:0px 3px 0px 3px;vertical-align:bottom;">EW</td> <td data-sheets-value='{"1":2,"2":"Heatstop Opal (T)"}' style="overflow:hidden;padding:0px 3px 0px 3px;vertical-align:bottom;">Heatstop Opal (T)</td> <td data-sheets-numberformat='{"1":2,"2":"0.00","3":1}' data-sheets-value='{"1":3,"3":1.19}' style="overflow:hidden;padding:0px 3px 0px 3px;vertical-align:bottom;text-align:center;">1.19</td> <td data-sheets-numberformat='{"1":2,"2":"0","3":1}' data-sheets-value='{"1":3,"3":20.09}' style="overflow:hidden;padding:0px 3px 0px 3px;vertical-align:bottom;text-align:center;">20</td> <td data-sheets-numberformat='{"1":2,"2":"0","3":1}' data-sheets-value='{"1":3,"3":38.940000000000005}' style="overflow:hidden;padding:0px 3px 0px 3px;vertical-align:bottom;text-align:center;">39</td> <td data-sheets-value='{"1":3,"3":24}' style="border-right:1px solid #000000;overflow:hidden;padding:0px 3px 0px 3px;vertical-align:bottom;text-align:center;">24</td> </tr> <tr style="height:20px;"> <td data-sheets-value='{"1":2,"2":"Heatstop PC"}' style="border-left:1px solid #000000;overflow:hidden;padding:0px 3px 0px 3px;vertical-align:bottom;">Heatstop PC</td> <td data-sheets-value='{"1":2,"2":"DW"}' style="overflow:hidden;padding:0px 3px 0px 3px;vertical-align:bottom;">DW</td> <td data-sheets-value='{"1":2,"2":"Clear (T/H)"}' style="overflow:hidden;padding:0px 3px 0px 3px;vertical-align:bottom;">Clear (T/H)</td> <td data-sheets-numberformat='{"1":2,"2":"0.00","3":1}' data-sheets-value='{"1":3,"3":0.98}' style="overflow:hidden;padding:0px 3px 0px 3px;vertical-align:bottom;text-align:center;">0.98</td> <td data-sheets-numberformat='{"1":2,"2":"0","3":1}' data-sheets-value='{"1":3,"3":18.04}' style="overflow:hidden;padding:0px 3px 0px 3px;vertical-align:bottom;text-align:center;">18</td> <td data-sheets-numberformat='{"1":2,"2":"0","3":1}' data-sheets-value='{"1":3,"3":33.660000000000004}' style="overflow:hidden;padding:0px 3px 0px 3px;vertical-align:bottom;text-align:center;">34</td> <td data-sheets-value='{"1":3,"3":26}' style="border-right:1px solid #000000;overflow:hidden;padding:0px 3px 0px 3px;vertical-align:bottom;text-align:center;">26</td> </tr> <tr style="height:20px;"> <td style="border-bottom:1px solid #000000;border-left:1px solid #000000;overflow:hidden;padding:0px 3px 0px 3px;vertical-align:bottom;"></td> <td style="border-bottom:1px solid #000000;overflow:hidden;padding:0px 3px 0px 3px;vertical-align:bottom;"></td> <td data-sheets-value='{"1":2,"2":"Opal (T/O)"}' style="border-bottom:1px solid #000000;overflow:hidden;padding:0px 3px 0px 3px;vertical-align:bottom;">Opal (T/O)</td> <td data-sheets-numberformat='{"1":2,"2":"0.00","3":1}' data-sheets-value='{"1":3,"3":0.98}' style="border-bottom:1px solid #000000;overflow:hidden;padding:0px 3px 0px 3px;vertical-align:bottom;text-align:center;">0.98</td> <td data-sheets-numberformat='{"1":2,"2":"0","3":1}' data-sheets-value='{"1":3,"3":16.81}' style="border-bottom:1px solid #000000;overflow:hidden;padding:0px 3px 0px 3px;vertical-align:bottom;text-align:center;">17</td> <td data-sheets-numberformat='{"1":2,"2":"0","3":1}' data-sheets-value='{"1":3,"3":29.700000000000003}' style="border-bottom:1px solid #000000;overflow:hidden;padding:0px 3px 0px 3px;vertical-align:bottom;text-align:center;">30</td> <td data-sheets-value='{"1":3,"3":26}' style="border-right:1px solid #000000;border-bottom:1px solid #000000;overflow:hidden;padding:0px 3px 0px 3px;vertical-align:bottom;text-align:center;">26</td> </tr> </tbody></table> | skylux-160-ce-met-koepel-en-pvc-opstand-35-30-met-lm-motor-pvc-raam-type-ep25-en-windvang-1100-x-1100-mm | 8586050896205 | 46872390861133
Smoke and heat exhaust (SHEV) | SHE system | Skylux | Skylux 160° CE with skylight and PVC curb 35/30 with LM-actuator, PVC frame type EP25 and spoiler 1100 x 1400 mm |  | 50636 | 5412970506362 | 5645.9 | Yes | 30-45 | 83.95 | 1100 x 1400 mm | 1400 | 1100 |  | PVC 35/30 (35 cm high & roof opening = 30 cm larger than daylight size) | Rectangular | 1.19 W/m²K - 0.98 W/m²K | 57% - 30% | 37% - 17% | 24dB - 26dB | 160° CE (for industry) | PVC frame EP25 | with spoiler | E | Single actuator | Maximum double-walled skylight possible for this product | Ut-value LT-value g-value Rw-value EN 1873 : 2014 EN ISO 13468 EN 16153 EN 410 EN 410 EN ISO 140-3 Material Walls Shells (W/m²K) (%) (%) (dB) Acrylic EW Clear (H) 1.19 37 57 24 PMMA Opal (O) 1.19 34 50 24 DW Clear (H/H) 0.98 33 50 26 Opal (O/O) 0.98 28 38 26 Polycarbonate EW Clear (A) 1.19 36 55 24 PC Opal (D) 1.19 24 40 24 DW Clear (A/H) 0.98 32 48 26 Clear (A/A) 0.98 32 46 26 Opal (A/O) 0.98 30 42 26 Opal (A/D) 0.98 21 33 26 Polycarbonate EW Heatstop Opal (T) 1.19 20 39 24 Heatstop PC DW Clear (T/H) 0.98 18 34 26 Opal (T/O) 0.98 17 30 26 | https://skylux.eu/en/products/skylux-160-ce-met-koepel-en-pvc-opstand-35-30-met-lm-motor-pvc-raam-type-ep25-en-windvang-1100-x-1400-mm | https://skylux.eu/cdn/shop/files/Skylux-160deg-CE-met-koepel-en-pvc-opstand-3530-met-LM-motor-pvc-raam-type-EP25-en-windvang-1100-x-1400-mm-RWA-systeem.jpg?v=1702982502&width=1600 | https://skylux.eu/cdn/shop/files/e5a82811-1bb0-48e4-a776-cacb59c7c092_8690c12c-3aab-4662-8182-6950cf9c280a.jpg?v=1688551631&width=1600 | //skylux.eu/cdn/shop/files/E_MH_Mounting_instructions_Skylux_160_CE_LM.pdf?v=12406716259046007223 | //skylux.eu/cdn/shop/files/E_TD_Technical_File_Skylux_Skylux_160_CE_Electric.pdf?v=3667116872303399239 | <style type="text/css" id="isPasted"><!--td {border: 1px solid #cccccc;}br {mso-data-placement:same-cell;}--></style><table border="1" cellpadding="0" cellspacing="0" dir="ltr" style="table-layout:fixed;font-size:10pt;font-family:Arial;border-collapse:collapse;border:none;"><tbody> <tr style="height:20px;"> <td style="overflow:hidden;padding:0px 3px 0px 3px;vertical-align:bottom;"></td> <td style="overflow:hidden;padding:0px 3px 0px 3px;vertical-align:bottom;"></td> <td style="overflow:hidden;padding:0px 3px 0px 3px;vertical-align:bottom;"></td> <td data-sheets-value='{"1":2,"2":"Ut-value"}' style="overflow:hidden;padding:0px 3px 0px 3px;vertical-align:bottom;font-weight:bold;text-align:center;">Ut-value</td> <td data-sheets-value='{"1":2,"2":"LT-value"}' style="overflow:hidden;padding:0px 3px 0px 3px;vertical-align:bottom;font-weight:bold;text-align:center;">LT-value</td> <td data-sheets-value='{"1":2,"2":"g-value"}' style="overflow:hidden;padding:0px 3px 0px 3px;vertical-align:bottom;font-weight:bold;text-align:center;">g-value</td> <td data-sheets-value='{"1":2,"2":"Rw-value "}' style="overflow:hidden;padding:0px 3px 0px 3px;vertical-align:bottom;font-weight:bold;text-align:center;">Rw-value </td> </tr> <tr style="height:20px;"> <td style="overflow:hidden;padding:0px 3px 0px 3px;vertical-align:bottom;"></td> <td style="overflow:hidden;padding:0px 3px 0px 3px;vertical-align:bottom;"></td> <td style="overflow:hidden;padding:0px 3px 0px 3px;vertical-align:bottom;"></td> <td data-sheets-numberformat='{"1":2,"2":"0.00","3":1}' data-sheets-value='{"1":2,"2":"EN 1873 : 2014"}' style="overflow:hidden;padding:0px 3px 0px 3px;vertical-align:bottom;text-align:center;">EN 1873 : 2014</td> <td data-sheets-numberformat='{"1":2,"2":"0","3":1}' data-sheets-value='{"1":2,"2":"EN ISO 13468 EN 16153 EN 410"}' style="overflow:hidden;padding:0px 3px 0px 3px;vertical-align:bottom;text-align:center;">EN ISO 13468 EN 16153 EN 410</td> <td data-sheets-numberformat='{"1":2,"2":"0","3":1}' data-sheets-value='{"1":2,"2":"EN 410"}' style="overflow:hidden;padding:0px 3px 0px 3px;vertical-align:bottom;text-align:center;">EN 410</td> <td data-sheets-value='{"1":2,"2":"EN ISO 140-3\t\t"}' style="overflow:hidden;padding:0px 3px 0px 3px;vertical-align:bottom;text-align:center;">EN ISO 140-3 </td> </tr> <tr style="height:20px;"> <td data-sheets-value='{"1":2,"2":"Material"}' style="border-bottom:1px solid #000000;overflow:hidden;padding:0px 3px 0px 3px;vertical-align:bottom;background-color:#000000;font-weight:bold;color:#ffffff;">Material</td> <td data-sheets-value='{"1":2,"2":"Walls"}' style="border-bottom:1px solid #000000;overflow:hidden;padding:0px 3px 0px 3px;vertical-align:bottom;background-color:#000000;font-weight:bold;color:#ffffff;">Walls</td> <td data-sheets-value='{"1":2,"2":"Shells"}' style="border-bottom:1px solid #000000;overflow:hidden;padding:0px 3px 0px 3px;vertical-align:bottom;background-color:#000000;font-weight:bold;color:#ffffff;">Shells</td> <td data-sheets-numberformat='{"1":2,"2":"0.00","3":1}' data-sheets-value='{"1":2,"2":"(W/m²K)\t"}' style="border-bottom:1px solid #000000;overflow:hidden;padding:0px 3px 0px 3px;vertical-align:bottom;background-color:#000000;font-weight:bold;color:#ffffff;text-align:center;">(W/m²K) </td> <td data-sheets-numberformat='{"1":2,"2":"0","3":1}' data-sheets-value='{"1":2,"2":"(%)"}' style="border-bottom:1px solid #000000;overflow:hidden;padding:0px 3px 0px 3px;vertical-align:bottom;background-color:#000000;font-weight:bold;color:#ffffff;text-align:center;">(%)</td> <td data-sheets-numberformat='{"1":2,"2":"0","3":1}' data-sheets-value='{"1":2,"2":"(%)"}' style="border-bottom:1px solid #000000;overflow:hidden;padding:0px 3px 0px 3px;vertical-align:bottom;background-color:#000000;font-weight:bold;color:#ffffff;text-align:center;">(%)</td> <td data-sheets-value='{"1":2,"2":"(dB)"}' style="border-bottom:1px solid #000000;overflow:hidden;padding:0px 3px 0px 3px;vertical-align:bottom;background-color:#000000;font-weight:bold;color:#ffffff;text-align:center;">(dB)</td> </tr> <tr style="height:20px;"> <td data-sheets-value='{"1":2,"2":"Acrylic"}' style="border-left:1px solid #000000;overflow:hidden;padding:0px 3px 0px 3px;vertical-align:bottom;">Acrylic</td> <td data-sheets-value='{"1":2,"2":"EW"}' style="overflow:hidden;padding:0px 3px 0px 3px;vertical-align:bottom;">EW</td> <td data-sheets-value='{"1":2,"2":"Clear (H)"}' style="overflow:hidden;padding:0px 3px 0px 3px;vertical-align:bottom;">Clear (H)</td> <td data-sheets-numberformat='{"1":2,"2":"0.00","3":1}' data-sheets-value='{"1":3,"3":1.19}' style="overflow:hidden;padding:0px 3px 0px 3px;vertical-align:bottom;text-align:center;">1.19</td> <td data-sheets-numberformat='{"1":2,"2":"0","3":1}' data-sheets-value='{"1":3,"3":36.9}' style="overflow:hidden;padding:0px 3px 0px 3px;vertical-align:bottom;text-align:center;">37</td> <td data-sheets-numberformat='{"1":2,"2":"0","3":1}' data-sheets-value='{"1":3,"3":57.42}' style="overflow:hidden;padding:0px 3px 0px 3px;vertical-align:bottom;text-align:center;">57</td> <td data-sheets-value='{"1":3,"3":24}' style="border-right:1px solid #000000;overflow:hidden;padding:0px 3px 0px 3px;vertical-align:bottom;text-align:center;">24</td> </tr> <tr style="height:20px;"> <td data-sheets-value='{"1":2,"2":"PMMA"}' style="border-left:1px solid #000000;overflow:hidden;padding:0px 3px 0px 3px;vertical-align:bottom;">PMMA</td> <td style="overflow:hidden;padding:0px 3px 0px 3px;vertical-align:bottom;"></td> <td data-sheets-value='{"1":2,"2":"Opal (O)"}' style="overflow:hidden;padding:0px 3px 0px 3px;vertical-align:bottom;">Opal (O)</td> <td data-sheets-numberformat='{"1":2,"2":"0.00","3":1}' data-sheets-value='{"1":3,"3":1.19}' style="overflow:hidden;padding:0px 3px 0px 3px;vertical-align:bottom;text-align:center;">1.19</td> <td data-sheets-numberformat='{"1":2,"2":"0","3":1}' data-sheets-value='{"1":3,"3":34.03}' style="overflow:hidden;padding:0px 3px 0px 3px;vertical-align:bottom;text-align:center;">34</td> <td data-sheets-numberformat='{"1":2,"2":"0","3":1}' data-sheets-value='{"1":3,"3":50.160000000000004}' style="overflow:hidden;padding:0px 3px 0px 3px;vertical-align:bottom;text-align:center;">50</td> <td data-sheets-value='{"1":3,"3":24}' style="border-right:1px solid #000000;overflow:hidden;padding:0px 3px 0px 3px;vertical-align:bottom;text-align:center;">24</td> </tr> <tr style="height:20px;"> <td style="border-left:1px solid #000000;overflow:hidden;padding:0px 3px 0px 3px;vertical-align:bottom;"></td> <td data-sheets-value='{"1":2,"2":"DW"}' style="overflow:hidden;padding:0px 3px 0px 3px;vertical-align:bottom;">DW</td> <td data-sheets-value='{"1":2,"2":"Clear (H/H)"}' style="overflow:hidden;padding:0px 3px 0px 3px;vertical-align:bottom;">Clear (H/H)</td> <td data-sheets-numberformat='{"1":2,"2":"0.00","3":1}' data-sheets-value='{"1":3,"3":0.98}' style="overflow:hidden;padding:0px 3px 0px 3px;vertical-align:bottom;text-align:center;">0.98</td> <td data-sheets-numberformat='{"1":2,"2":"0","3":1}' data-sheets-value='{"1":3,"3":33.21}' style="overflow:hidden;padding:0px 3px 0px 3px;vertical-align:bottom;text-align:center;">33</td> <td data-sheets-numberformat='{"1":2,"2":"0","3":1}' data-sheets-value='{"1":3,"3":49.5}' style="overflow:hidden;padding:0px 3px 0px 3px;vertical-align:bottom;text-align:center;">50</td> <td data-sheets-value='{"1":3,"3":26}' style="border-right:1px solid #000000;overflow:hidden;padding:0px 3px 0px 3px;vertical-align:bottom;text-align:center;">26</td> </tr> <tr style="height:20px;"> <td style="border-bottom:1px solid #000000;border-left:1px solid #000000;overflow:hidden;padding:0px 3px 0px 3px;vertical-align:bottom;"></td> <td style="border-bottom:1px solid #000000;overflow:hidden;padding:0px 3px 0px 3px;vertical-align:bottom;"></td> <td data-sheets-value='{"1":2,"2":"Opal (O/O)"}' style="border-bottom:1px solid #000000;overflow:hidden;padding:0px 3px 0px 3px;vertical-align:bottom;">Opal (O/O)</td> <td data-sheets-numberformat='{"1":2,"2":"0.00","3":1}' data-sheets-value='{"1":3,"3":0.98}' style="border-bottom:1px solid #000000;overflow:hidden;padding:0px 3px 0px 3px;vertical-align:bottom;text-align:center;">0.98</td> <td data-sheets-numberformat='{"1":2,"2":"0","3":1}' data-sheets-value='{"1":3,"3":28.29}' style="border-bottom:1px solid #000000;overflow:hidden;padding:0px 3px 0px 3px;vertical-align:bottom;text-align:center;">28</td> <td data-sheets-numberformat='{"1":2,"2":"0","3":1}' data-sheets-value='{"1":3,"3":38.28}' style="border-bottom:1px solid #000000;overflow:hidden;padding:0px 3px 0px 3px;vertical-align:bottom;text-align:center;">38</td> <td data-sheets-value='{"1":3,"3":26}' style="border-right:1px solid #000000;border-bottom:1px solid #000000;overflow:hidden;padding:0px 3px 0px 3px;vertical-align:bottom;text-align:center;">26</td> </tr> <tr style="height:20px;"> <td data-sheets-value='{"1":2,"2":"Polycarbonate "}' style="border-left:1px solid #000000;overflow:hidden;padding:0px 3px 0px 3px;vertical-align:bottom;">Polycarbonate </td> <td data-sheets-value='{"1":2,"2":"EW"}' style="overflow:hidden;padding:0px 3px 0px 3px;vertical-align:bottom;">EW</td> <td data-sheets-value='{"1":2,"2":"Clear (A)"}' style="overflow:hidden;padding:0px 3px 0px 3px;vertical-align:bottom;">Clear (A)</td> <td data-sheets-numberformat='{"1":2,"2":"0.00","3":1}' data-sheets-value='{"1":3,"3":1.19}' style="overflow:hidden;padding:0px 3px 0px 3px;vertical-align:bottom;text-align:center;">1.19</td> <td data-sheets-numberformat='{"1":2,"2":"0","3":1}' data-sheets-value='{"1":3,"3":36.08}' style="overflow:hidden;padding:0px 3px 0px 3px;vertical-align:bottom;text-align:center;">36</td> <td data-sheets-numberformat='{"1":2,"2":"0","3":1}' data-sheets-value='{"1":3,"3":54.78}' style="overflow:hidden;padding:0px 3px 0px 3px;vertical-align:bottom;text-align:center;">55</td> <td data-sheets-value='{"1":3,"3":24}' style="border-right:1px solid #000000;overflow:hidden;padding:0px 3px 0px 3px;vertical-align:bottom;text-align:center;">24</td> </tr> <tr style="height:20px;"> <td data-sheets-value='{"1":2,"2":"PC"}' style="border-left:1px solid #000000;overflow:hidden;padding:0px 3px 0px 3px;vertical-align:bottom;">PC</td> <td style="overflow:hidden;padding:0px 3px 0px 3px;vertical-align:bottom;"></td> <td data-sheets-value='{"1":2,"2":"Opal (D)"}' style="overflow:hidden;padding:0px 3px 0px 3px;vertical-align:bottom;">Opal (D)</td> <td data-sheets-numberformat='{"1":2,"2":"0.00","3":1}' data-sheets-value='{"1":3,"3":1.19}' style="overflow:hidden;padding:0px 3px 0px 3px;vertical-align:bottom;text-align:center;">1.19</td> <td data-sheets-numberformat='{"1":2,"2":"0","3":1}' data-sheets-value='{"1":3,"3":23.779999999999998}' style="overflow:hidden;padding:0px 3px 0px 3px;vertical-align:bottom;text-align:center;">24</td> <td data-sheets-numberformat='{"1":2,"2":"0","3":1}' data-sheets-value='{"1":3,"3":39.6}' style="overflow:hidden;padding:0px 3px 0px 3px;vertical-align:bottom;text-align:center;">40</td> <td data-sheets-value='{"1":3,"3":24}' style="border-right:1px solid #000000;overflow:hidden;padding:0px 3px 0px 3px;vertical-align:bottom;text-align:center;">24</td> </tr> <tr style="height:20px;"> <td style="border-left:1px solid #000000;overflow:hidden;padding:0px 3px 0px 3px;vertical-align:bottom;"></td> <td data-sheets-value='{"1":2,"2":"DW"}' style="overflow:hidden;padding:0px 3px 0px 3px;vertical-align:bottom;">DW</td> <td data-sheets-value='{"1":2,"2":"Clear (A/H)"}' style="overflow:hidden;padding:0px 3px 0px 3px;vertical-align:bottom;">Clear (A/H)</td> <td data-sheets-numberformat='{"1":2,"2":"0.00","3":1}' data-sheets-value='{"1":3,"3":0.98}' style="overflow:hidden;padding:0px 3px 0px 3px;vertical-align:bottom;text-align:center;">0.98</td> <td data-sheets-numberformat='{"1":2,"2":"0","3":1}' data-sheets-value='{"1":3,"3":32.39}' style="overflow:hidden;padding:0px 3px 0px 3px;vertical-align:bottom;text-align:center;">32</td> <td data-sheets-numberformat='{"1":2,"2":"0","3":1}' data-sheets-value='{"1":3,"3":47.52}' style="overflow:hidden;padding:0px 3px 0px 3px;vertical-align:bottom;text-align:center;">48</td> <td data-sheets-value='{"1":3,"3":26}' style="border-right:1px solid #000000;overflow:hidden;padding:0px 3px 0px 3px;vertical-align:bottom;text-align:center;">26</td> </tr> <tr style="height:20px;"> <td style="border-left:1px solid #000000;overflow:hidden;padding:0px 3px 0px 3px;vertical-align:bottom;"></td> <td style="overflow:hidden;padding:0px 3px 0px 3px;vertical-align:bottom;"></td> <td data-sheets-value='{"1":2,"2":"Clear (A/A)"}' style="overflow:hidden;padding:0px 3px 0px 3px;vertical-align:bottom;">Clear (A/A)</td> <td data-sheets-numberformat='{"1":2,"2":"0.00","3":1}' data-sheets-value='{"1":3,"3":0.98}' style="overflow:hidden;padding:0px 3px 0px 3px;vertical-align:bottom;text-align:center;">0.98</td> <td data-sheets-numberformat='{"1":2,"2":"0","3":1}' data-sheets-value='{"1":3,"3":31.569999999999997}' style="overflow:hidden;padding:0px 3px 0px 3px;vertical-align:bottom;text-align:center;">32</td> <td data-sheets-numberformat='{"1":2,"2":"0","3":1}' data-sheets-value='{"1":3,"3":45.54}' style="overflow:hidden;padding:0px 3px 0px 3px;vertical-align:bottom;text-align:center;">46</td> <td data-sheets-value='{"1":3,"3":26}' style="border-right:1px solid #000000;overflow:hidden;padding:0px 3px 0px 3px;vertical-align:bottom;text-align:center;">26</td> </tr> <tr style="height:20px;"> <td style="border-left:1px solid #000000;overflow:hidden;padding:0px 3px 0px 3px;vertical-align:bottom;"></td> <td style="overflow:hidden;padding:0px 3px 0px 3px;vertical-align:bottom;"></td> <td data-sheets-value='{"1":2,"2":"Opal (A/O)"}' style="overflow:hidden;padding:0px 3px 0px 3px;vertical-align:bottom;">Opal (A/O)</td> <td data-sheets-numberformat='{"1":2,"2":"0.00","3":1}' data-sheets-value='{"1":3,"3":0.98}' style="overflow:hidden;padding:0px 3px 0px 3px;vertical-align:bottom;text-align:center;">0.98</td> <td data-sheets-numberformat='{"1":2,"2":"0","3":1}' data-sheets-value='{"1":3,"3":29.93}' style="overflow:hidden;padding:0px 3px 0px 3px;vertical-align:bottom;text-align:center;">30</td> <td data-sheets-numberformat='{"1":2,"2":"0","3":1}' data-sheets-value='{"1":3,"3":41.580000000000005}' style="overflow:hidden;padding:0px 3px 0px 3px;vertical-align:bottom;text-align:center;">42</td> <td data-sheets-value='{"1":3,"3":26}' style="border-right:1px solid #000000;overflow:hidden;padding:0px 3px 0px 3px;vertical-align:bottom;text-align:center;">26</td> </tr> <tr style="height:20px;"> <td style="border-bottom:1px solid #000000;border-left:1px solid #000000;overflow:hidden;padding:0px 3px 0px 3px;vertical-align:bottom;"></td> <td style="border-bottom:1px solid #000000;overflow:hidden;padding:0px 3px 0px 3px;vertical-align:bottom;"></td> <td data-sheets-value='{"1":2,"2":"Opal (A/D)"}' style="border-bottom:1px solid #000000;overflow:hidden;padding:0px 3px 0px 3px;vertical-align:bottom;">Opal (A/D)</td> <td data-sheets-numberformat='{"1":2,"2":"0.00","3":1}' data-sheets-value='{"1":3,"3":0.98}' style="border-bottom:1px solid #000000;overflow:hidden;padding:0px 3px 0px 3px;vertical-align:bottom;text-align:center;">0.98</td> <td data-sheets-numberformat='{"1":2,"2":"0","3":1}' data-sheets-value='{"1":3,"3":20.91}' style="border-bottom:1px solid #000000;overflow:hidden;padding:0px 3px 0px 3px;vertical-align:bottom;text-align:center;">21</td> <td data-sheets-numberformat='{"1":2,"2":"0","3":1}' data-sheets-value='{"1":3,"3":33}' style="border-bottom:1px solid #000000;overflow:hidden;padding:0px 3px 0px 3px;vertical-align:bottom;text-align:center;">33</td> <td data-sheets-value='{"1":3,"3":26}' style="border-right:1px solid #000000;border-bottom:1px solid #000000;overflow:hidden;padding:0px 3px 0px 3px;vertical-align:bottom;text-align:center;">26</td> </tr> <tr style="height:20px;"> <td data-sheets-value='{"1":2,"2":"Polycarbonate"}' style="border-left:1px solid #000000;overflow:hidden;padding:0px 3px 0px 3px;vertical-align:bottom;">Polycarbonate</td> <td data-sheets-value='{"1":2,"2":"EW"}' style="overflow:hidden;padding:0px 3px 0px 3px;vertical-align:bottom;">EW</td> <td data-sheets-value='{"1":2,"2":"Heatstop Opal (T)"}' style="overflow:hidden;padding:0px 3px 0px 3px;vertical-align:bottom;">Heatstop Opal (T)</td> <td data-sheets-numberformat='{"1":2,"2":"0.00","3":1}' data-sheets-value='{"1":3,"3":1.19}' style="overflow:hidden;padding:0px 3px 0px 3px;vertical-align:bottom;text-align:center;">1.19</td> <td data-sheets-numberformat='{"1":2,"2":"0","3":1}' data-sheets-value='{"1":3,"3":20.09}' style="overflow:hidden;padding:0px 3px 0px 3px;vertical-align:bottom;text-align:center;">20</td> <td data-sheets-numberformat='{"1":2,"2":"0","3":1}' data-sheets-value='{"1":3,"3":38.940000000000005}' style="overflow:hidden;padding:0px 3px 0px 3px;vertical-align:bottom;text-align:center;">39</td> <td data-sheets-value='{"1":3,"3":24}' style="border-right:1px solid #000000;overflow:hidden;padding:0px 3px 0px 3px;vertical-align:bottom;text-align:center;">24</td> </tr> <tr style="height:20px;"> <td data-sheets-value='{"1":2,"2":"Heatstop PC"}' style="border-left:1px solid #000000;overflow:hidden;padding:0px 3px 0px 3px;vertical-align:bottom;">Heatstop PC</td> <td data-sheets-value='{"1":2,"2":"DW"}' style="overflow:hidden;padding:0px 3px 0px 3px;vertical-align:bottom;">DW</td> <td data-sheets-value='{"1":2,"2":"Clear (T/H)"}' style="overflow:hidden;padding:0px 3px 0px 3px;vertical-align:bottom;">Clear (T/H)</td> <td data-sheets-numberformat='{"1":2,"2":"0.00","3":1}' data-sheets-value='{"1":3,"3":0.98}' style="overflow:hidden;padding:0px 3px 0px 3px;vertical-align:bottom;text-align:center;">0.98</td> <td data-sheets-numberformat='{"1":2,"2":"0","3":1}' data-sheets-value='{"1":3,"3":18.04}' style="overflow:hidden;padding:0px 3px 0px 3px;vertical-align:bottom;text-align:center;">18</td> <td data-sheets-numberformat='{"1":2,"2":"0","3":1}' data-sheets-value='{"1":3,"3":33.660000000000004}' style="overflow:hidden;padding:0px 3px 0px 3px;vertical-align:bottom;text-align:center;">34</td> <td data-sheets-value='{"1":3,"3":26}' style="border-right:1px solid #000000;overflow:hidden;padding:0px 3px 0px 3px;vertical-align:bottom;text-align:center;">26</td> </tr> <tr style="height:20px;"> <td style="border-bottom:1px solid #000000;border-left:1px solid #000000;overflow:hidden;padding:0px 3px 0px 3px;vertical-align:bottom;"></td> <td style="border-bottom:1px solid #000000;overflow:hidden;padding:0px 3px 0px 3px;vertical-align:bottom;"></td> <td data-sheets-value='{"1":2,"2":"Opal (T/O)"}' style="border-bottom:1px solid #000000;overflow:hidden;padding:0px 3px 0px 3px;vertical-align:bottom;">Opal (T/O)</td> <td data-sheets-numberformat='{"1":2,"2":"0.00","3":1}' data-sheets-value='{"1":3,"3":0.98}' style="border-bottom:1px solid #000000;overflow:hidden;padding:0px 3px 0px 3px;vertical-align:bottom;text-align:center;">0.98</td> <td data-sheets-numberformat='{"1":2,"2":"0","3":1}' data-sheets-value='{"1":3,"3":16.81}' style="border-bottom:1px solid #000000;overflow:hidden;padding:0px 3px 0px 3px;vertical-align:bottom;text-align:center;">17</td> <td data-sheets-numberformat='{"1":2,"2":"0","3":1}' data-sheets-value='{"1":3,"3":29.700000000000003}' style="border-bottom:1px solid #000000;overflow:hidden;padding:0px 3px 0px 3px;vertical-align:bottom;text-align:center;">30</td> <td data-sheets-value='{"1":3,"3":26}' style="border-right:1px solid #000000;border-bottom:1px solid #000000;overflow:hidden;padding:0px 3px 0px 3px;vertical-align:bottom;text-align:center;">26</td> </tr> </tbody></table> | skylux-160-ce-met-koepel-en-pvc-opstand-35-30-met-lm-motor-pvc-raam-type-ep25-en-windvang-1100-x-1400-mm | 8586050961741 | 46872390959437
Smoke and heat exhaust (SHEV) | SHE system | Skylux | Skylux 160° CE with skylight and PVC curb 35/30 with LM-actuator, PVC frame type EP25 and spoiler 1100 x 1700 mm |  | 50637 | 5412970506379 | 5932.65 | Yes | 30-45 | 98.94 | 1100 x 1700 mm | 1700 | 1100 |  | PVC 35/30 (35 cm high & roof opening = 30 cm larger than daylight size) | Rectangular | 1.19 W/m²K - 0.98 W/m²K | 57% - 30% | 37% - 17% | 24dB - 26dB | 160° CE (for industry) | PVC frame EP25 | with spoiler | E | Single actuator | Maximum double-walled skylight possible for this product | Ut-value LT-value g-value Rw-value EN 1873 : 2014 EN ISO 13468 EN 16153 EN 410 EN 410 EN ISO 140-3 Material Walls Shells (W/m²K) (%) (%) (dB) Acrylic EW Clear (H) 1.19 37 57 24 PMMA Opal (O) 1.19 34 50 24 DW Clear (H/H) 0.98 33 50 26 Opal (O/O) 0.98 28 38 26 Polycarbonate EW Clear (A) 1.19 36 55 24 PC Opal (D) 1.19 24 40 24 DW Clear (A/H) 0.98 32 48 26 Clear (A/A) 0.98 32 46 26 Opal (A/O) 0.98 30 42 26 Opal (A/D) 0.98 21 33 26 Polycarbonate EW Heatstop Opal (T) 1.19 20 39 24 Heatstop PC DW Clear (T/H) 0.98 18 34 26 Opal (T/O) 0.98 17 30 26 | https://skylux.eu/en/products/skylux-160-ce-met-koepel-en-pvc-opstand-35-30-met-lm-motor-pvc-raam-type-ep25-en-windvang-1100-x-1700-mm | https://skylux.eu/cdn/shop/files/Skylux-160deg-CE-met-koepel-en-pvc-opstand-3530-met-LM-motor-pvc-raam-type-EP25-en-windvang-1100-x-1700-mm-RWA-systeem.jpg?v=1702982508&width=1600 | https://skylux.eu/cdn/shop/files/e5a82811-1bb0-48e4-a776-cacb59c7c092_9ac2ef2b-d6bc-44f6-a6bd-81bde25513b6.jpg?v=1688551632&width=1600 | //skylux.eu/cdn/shop/files/E_MH_Mounting_instructions_Skylux_160_CE_LM.pdf?v=12406716259046007223 | //skylux.eu/cdn/shop/files/E_TD_Technical_File_Skylux_Skylux_160_CE_Electric.pdf?v=3667116872303399239 | <style type="text/css" id="isPasted"><!--td {border: 1px solid #cccccc;}br {mso-data-placement:same-cell;}--></style><table border="1" cellpadding="0" cellspacing="0" dir="ltr" style="table-layout:fixed;font-size:10pt;font-family:Arial;border-collapse:collapse;border:none;"><tbody> <tr style="height:20px;"> <td style="overflow:hidden;padding:0px 3px 0px 3px;vertical-align:bottom;"></td> <td style="overflow:hidden;padding:0px 3px 0px 3px;vertical-align:bottom;"></td> <td style="overflow:hidden;padding:0px 3px 0px 3px;vertical-align:bottom;"></td> <td data-sheets-value='{"1":2,"2":"Ut-value"}' style="overflow:hidden;padding:0px 3px 0px 3px;vertical-align:bottom;font-weight:bold;text-align:center;">Ut-value</td> <td data-sheets-value='{"1":2,"2":"LT-value"}' style="overflow:hidden;padding:0px 3px 0px 3px;vertical-align:bottom;font-weight:bold;text-align:center;">LT-value</td> <td data-sheets-value='{"1":2,"2":"g-value"}' style="overflow:hidden;padding:0px 3px 0px 3px;vertical-align:bottom;font-weight:bold;text-align:center;">g-value</td> <td data-sheets-value='{"1":2,"2":"Rw-value "}' style="overflow:hidden;padding:0px 3px 0px 3px;vertical-align:bottom;font-weight:bold;text-align:center;">Rw-value </td> </tr> <tr style="height:20px;"> <td style="overflow:hidden;padding:0px 3px 0px 3px;vertical-align:bottom;"></td> <td style="overflow:hidden;padding:0px 3px 0px 3px;vertical-align:bottom;"></td> <td style="overflow:hidden;padding:0px 3px 0px 3px;vertical-align:bottom;"></td> <td data-sheets-numberformat='{"1":2,"2":"0.00","3":1}' data-sheets-value='{"1":2,"2":"EN 1873 : 2014"}' style="overflow:hidden;padding:0px 3px 0px 3px;vertical-align:bottom;text-align:center;">EN 1873 : 2014</td> <td data-sheets-numberformat='{"1":2,"2":"0","3":1}' data-sheets-value='{"1":2,"2":"EN ISO 13468 EN 16153 EN 410"}' style="overflow:hidden;padding:0px 3px 0px 3px;vertical-align:bottom;text-align:center;">EN ISO 13468 EN 16153 EN 410</td> <td data-sheets-numberformat='{"1":2,"2":"0","3":1}' data-sheets-value='{"1":2,"2":"EN 410"}' style="overflow:hidden;padding:0px 3px 0px 3px;vertical-align:bottom;text-align:center;">EN 410</td> <td data-sheets-value='{"1":2,"2":"EN ISO 140-3\t\t"}' style="overflow:hidden;padding:0px 3px 0px 3px;vertical-align:bottom;text-align:center;">EN ISO 140-3 </td> </tr> <tr style="height:20px;"> <td data-sheets-value='{"1":2,"2":"Material"}' style="border-bottom:1px solid #000000;overflow:hidden;padding:0px 3px 0px 3px;vertical-align:bottom;background-color:#000000;font-weight:bold;color:#ffffff;">Material</td> <td data-sheets-value='{"1":2,"2":"Walls"}' style="border-bottom:1px solid #000000;overflow:hidden;padding:0px 3px 0px 3px;vertical-align:bottom;background-color:#000000;font-weight:bold;color:#ffffff;">Walls</td> <td data-sheets-value='{"1":2,"2":"Shells"}' style="border-bottom:1px solid #000000;overflow:hidden;padding:0px 3px 0px 3px;vertical-align:bottom;background-color:#000000;font-weight:bold;color:#ffffff;">Shells</td> <td data-sheets-numberformat='{"1":2,"2":"0.00","3":1}' data-sheets-value='{"1":2,"2":"(W/m²K)\t"}' style="border-bottom:1px solid #000000;overflow:hidden;padding:0px 3px 0px 3px;vertical-align:bottom;background-color:#000000;font-weight:bold;color:#ffffff;text-align:center;">(W/m²K) </td> <td data-sheets-numberformat='{"1":2,"2":"0","3":1}' data-sheets-value='{"1":2,"2":"(%)"}' style="border-bottom:1px solid #000000;overflow:hidden;padding:0px 3px 0px 3px;vertical-align:bottom;background-color:#000000;font-weight:bold;color:#ffffff;text-align:center;">(%)</td> <td data-sheets-numberformat='{"1":2,"2":"0","3":1}' data-sheets-value='{"1":2,"2":"(%)"}' style="border-bottom:1px solid #000000;overflow:hidden;padding:0px 3px 0px 3px;vertical-align:bottom;background-color:#000000;font-weight:bold;color:#ffffff;text-align:center;">(%)</td> <td data-sheets-value='{"1":2,"2":"(dB)"}' style="border-bottom:1px solid #000000;overflow:hidden;padding:0px 3px 0px 3px;vertical-align:bottom;background-color:#000000;font-weight:bold;color:#ffffff;text-align:center;">(dB)</td> </tr> <tr style="height:20px;"> <td data-sheets-value='{"1":2,"2":"Acrylic"}' style="border-left:1px solid #000000;overflow:hidden;padding:0px 3px 0px 3px;vertical-align:bottom;">Acrylic</td> <td data-sheets-value='{"1":2,"2":"EW"}' style="overflow:hidden;padding:0px 3px 0px 3px;vertical-align:bottom;">EW</td> <td data-sheets-value='{"1":2,"2":"Clear (H)"}' style="overflow:hidden;padding:0px 3px 0px 3px;vertical-align:bottom;">Clear (H)</td> <td data-sheets-numberformat='{"1":2,"2":"0.00","3":1}' data-sheets-value='{"1":3,"3":1.19}' style="overflow:hidden;padding:0px 3px 0px 3px;vertical-align:bottom;text-align:center;">1.19</td> <td data-sheets-numberformat='{"1":2,"2":"0","3":1}' data-sheets-value='{"1":3,"3":36.9}' style="overflow:hidden;padding:0px 3px 0px 3px;vertical-align:bottom;text-align:center;">37</td> <td data-sheets-numberformat='{"1":2,"2":"0","3":1}' data-sheets-value='{"1":3,"3":57.42}' style="overflow:hidden;padding:0px 3px 0px 3px;vertical-align:bottom;text-align:center;">57</td> <td data-sheets-value='{"1":3,"3":24}' style="border-right:1px solid #000000;overflow:hidden;padding:0px 3px 0px 3px;vertical-align:bottom;text-align:center;">24</td> </tr> <tr style="height:20px;"> <td data-sheets-value='{"1":2,"2":"PMMA"}' style="border-left:1px solid #000000;overflow:hidden;padding:0px 3px 0px 3px;vertical-align:bottom;">PMMA</td> <td style="overflow:hidden;padding:0px 3px 0px 3px;vertical-align:bottom;"></td> <td data-sheets-value='{"1":2,"2":"Opal (O)"}' style="overflow:hidden;padding:0px 3px 0px 3px;vertical-align:bottom;">Opal (O)</td> <td data-sheets-numberformat='{"1":2,"2":"0.00","3":1}' data-sheets-value='{"1":3,"3":1.19}' style="overflow:hidden;padding:0px 3px 0px 3px;vertical-align:bottom;text-align:center;">1.19</td> <td data-sheets-numberformat='{"1":2,"2":"0","3":1}' data-sheets-value='{"1":3,"3":34.03}' style="overflow:hidden;padding:0px 3px 0px 3px;vertical-align:bottom;text-align:center;">34</td> <td data-sheets-numberformat='{"1":2,"2":"0","3":1}' data-sheets-value='{"1":3,"3":50.160000000000004}' style="overflow:hidden;padding:0px 3px 0px 3px;vertical-align:bottom;text-align:center;">50</td> <td data-sheets-value='{"1":3,"3":24}' style="border-right:1px solid #000000;overflow:hidden;padding:0px 3px 0px 3px;vertical-align:bottom;text-align:center;">24</td> </tr> <tr style="height:20px;"> <td style="border-left:1px solid #000000;overflow:hidden;padding:0px 3px 0px 3px;vertical-align:bottom;"></td> <td data-sheets-value='{"1":2,"2":"DW"}' style="overflow:hidden;padding:0px 3px 0px 3px;vertical-align:bottom;">DW</td> <td data-sheets-value='{"1":2,"2":"Clear (H/H)"}' style="overflow:hidden;padding:0px 3px 0px 3px;vertical-align:bottom;">Clear (H/H)</td> <td data-sheets-numberformat='{"1":2,"2":"0.00","3":1}' data-sheets-value='{"1":3,"3":0.98}' style="overflow:hidden;padding:0px 3px 0px 3px;vertical-align:bottom;text-align:center;">0.98</td> <td data-sheets-numberformat='{"1":2,"2":"0","3":1}' data-sheets-value='{"1":3,"3":33.21}' style="overflow:hidden;padding:0px 3px 0px 3px;vertical-align:bottom;text-align:center;">33</td> <td data-sheets-numberformat='{"1":2,"2":"0","3":1}' data-sheets-value='{"1":3,"3":49.5}' style="overflow:hidden;padding:0px 3px 0px 3px;vertical-align:bottom;text-align:center;">50</td> <td data-sheets-value='{"1":3,"3":26}' style="border-right:1px solid #000000;overflow:hidden;padding:0px 3px 0px 3px;vertical-align:bottom;text-align:center;">26</td> </tr> <tr style="height:20px;"> <td style="border-bottom:1px solid #000000;border-left:1px solid #000000;overflow:hidden;padding:0px 3px 0px 3px;vertical-align:bottom;"></td> <td style="border-bottom:1px solid #000000;overflow:hidden;padding:0px 3px 0px 3px;vertical-align:bottom;"></td> <td data-sheets-value='{"1":2,"2":"Opal (O/O)"}' style="border-bottom:1px solid #000000;overflow:hidden;padding:0px 3px 0px 3px;vertical-align:bottom;">Opal (O/O)</td> <td data-sheets-numberformat='{"1":2,"2":"0.00","3":1}' data-sheets-value='{"1":3,"3":0.98}' style="border-bottom:1px solid #000000;overflow:hidden;padding:0px 3px 0px 3px;vertical-align:bottom;text-align:center;">0.98</td> <td data-sheets-numberformat='{"1":2,"2":"0","3":1}' data-sheets-value='{"1":3,"3":28.29}' style="border-bottom:1px solid #000000;overflow:hidden;padding:0px 3px 0px 3px;vertical-align:bottom;text-align:center;">28</td> <td data-sheets-numberformat='{"1":2,"2":"0","3":1}' data-sheets-value='{"1":3,"3":38.28}' style="border-bottom:1px solid #000000;overflow:hidden;padding:0px 3px 0px 3px;vertical-align:bottom;text-align:center;">38</td> <td data-sheets-value='{"1":3,"3":26}' style="border-right:1px solid #000000;border-bottom:1px solid #000000;overflow:hidden;padding:0px 3px 0px 3px;vertical-align:bottom;text-align:center;">26</td> </tr> <tr style="height:20px;"> <td data-sheets-value='{"1":2,"2":"Polycarbonate "}' style="border-left:1px solid #000000;overflow:hidden;padding:0px 3px 0px 3px;vertical-align:bottom;">Polycarbonate </td> <td data-sheets-value='{"1":2,"2":"EW"}' style="overflow:hidden;padding:0px 3px 0px 3px;vertical-align:bottom;">EW</td> <td data-sheets-value='{"1":2,"2":"Clear (A)"}' style="overflow:hidden;padding:0px 3px 0px 3px;vertical-align:bottom;">Clear (A)</td> <td data-sheets-numberformat='{"1":2,"2":"0.00","3":1}' data-sheets-value='{"1":3,"3":1.19}' style="overflow:hidden;padding:0px 3px 0px 3px;vertical-align:bottom;text-align:center;">1.19</td> <td data-sheets-numberformat='{"1":2,"2":"0","3":1}' data-sheets-value='{"1":3,"3":36.08}' style="overflow:hidden;padding:0px 3px 0px 3px;vertical-align:bottom;text-align:center;">36</td> <td data-sheets-numberformat='{"1":2,"2":"0","3":1}' data-sheets-value='{"1":3,"3":54.78}' style="overflow:hidden;padding:0px 3px 0px 3px;vertical-align:bottom;text-align:center;">55</td> <td data-sheets-value='{"1":3,"3":24}' style="border-right:1px solid #000000;overflow:hidden;padding:0px 3px 0px 3px;vertical-align:bottom;text-align:center;">24</td> </tr> <tr style="height:20px;"> <td data-sheets-value='{"1":2,"2":"PC"}' style="border-left:1px solid #000000;overflow:hidden;padding:0px 3px 0px 3px;vertical-align:bottom;">PC</td> <td style="overflow:hidden;padding:0px 3px 0px 3px;vertical-align:bottom;"></td> <td data-sheets-value='{"1":2,"2":"Opal (D)"}' style="overflow:hidden;padding:0px 3px 0px 3px;vertical-align:bottom;">Opal (D)</td> <td data-sheets-numberformat='{"1":2,"2":"0.00","3":1}' data-sheets-value='{"1":3,"3":1.19}' style="overflow:hidden;padding:0px 3px 0px 3px;vertical-align:bottom;text-align:center;">1.19</td> <td data-sheets-numberformat='{"1":2,"2":"0","3":1}' data-sheets-value='{"1":3,"3":23.779999999999998}' style="overflow:hidden;padding:0px 3px 0px 3px;vertical-align:bottom;text-align:center;">24</td> <td data-sheets-numberformat='{"1":2,"2":"0","3":1}' data-sheets-value='{"1":3,"3":39.6}' style="overflow:hidden;padding:0px 3px 0px 3px;vertical-align:bottom;text-align:center;">40</td> <td data-sheets-value='{"1":3,"3":24}' style="border-right:1px solid #000000;overflow:hidden;padding:0px 3px 0px 3px;vertical-align:bottom;text-align:center;">24</td> </tr> <tr style="height:20px;"> <td style="border-left:1px solid #000000;overflow:hidden;padding:0px 3px 0px 3px;vertical-align:bottom;"></td> <td data-sheets-value='{"1":2,"2":"DW"}' style="overflow:hidden;padding:0px 3px 0px 3px;vertical-align:bottom;">DW</td> <td data-sheets-value='{"1":2,"2":"Clear (A/H)"}' style="overflow:hidden;padding:0px 3px 0px 3px;vertical-align:bottom;">Clear (A/H)</td> <td data-sheets-numberformat='{"1":2,"2":"0.00","3":1}' data-sheets-value='{"1":3,"3":0.98}' style="overflow:hidden;padding:0px 3px 0px 3px;vertical-align:bottom;text-align:center;">0.98</td> <td data-sheets-numberformat='{"1":2,"2":"0","3":1}' data-sheets-value='{"1":3,"3":32.39}' style="overflow:hidden;padding:0px 3px 0px 3px;vertical-align:bottom;text-align:center;">32</td> <td data-sheets-numberformat='{"1":2,"2":"0","3":1}' data-sheets-value='{"1":3,"3":47.52}' style="overflow:hidden;padding:0px 3px 0px 3px;vertical-align:bottom;text-align:center;">48</td> <td data-sheets-value='{"1":3,"3":26}' style="border-right:1px solid #000000;overflow:hidden;padding:0px 3px 0px 3px;vertical-align:bottom;text-align:center;">26</td> </tr> <tr style="height:20px;"> <td style="border-left:1px solid #000000;overflow:hidden;padding:0px 3px 0px 3px;vertical-align:bottom;"></td> <td style="overflow:hidden;padding:0px 3px 0px 3px;vertical-align:bottom;"></td> <td data-sheets-value='{"1":2,"2":"Clear (A/A)"}' style="overflow:hidden;padding:0px 3px 0px 3px;vertical-align:bottom;">Clear (A/A)</td> <td data-sheets-numberformat='{"1":2,"2":"0.00","3":1}' data-sheets-value='{"1":3,"3":0.98}' style="overflow:hidden;padding:0px 3px 0px 3px;vertical-align:bottom;text-align:center;">0.98</td> <td data-sheets-numberformat='{"1":2,"2":"0","3":1}' data-sheets-value='{"1":3,"3":31.569999999999997}' style="overflow:hidden;padding:0px 3px 0px 3px;vertical-align:bottom;text-align:center;">32</td> <td data-sheets-numberformat='{"1":2,"2":"0","3":1}' data-sheets-value='{"1":3,"3":45.54}' style="overflow:hidden;padding:0px 3px 0px 3px;vertical-align:bottom;text-align:center;">46</td> <td data-sheets-value='{"1":3,"3":26}' style="border-right:1px solid #000000;overflow:hidden;padding:0px 3px 0px 3px;vertical-align:bottom;text-align:center;">26</td> </tr> <tr style="height:20px;"> <td style="border-left:1px solid #000000;overflow:hidden;padding:0px 3px 0px 3px;vertical-align:bottom;"></td> <td style="overflow:hidden;padding:0px 3px 0px 3px;vertical-align:bottom;"></td> <td data-sheets-value='{"1":2,"2":"Opal (A/O)"}' style="overflow:hidden;padding:0px 3px 0px 3px;vertical-align:bottom;">Opal (A/O)</td> <td data-sheets-numberformat='{"1":2,"2":"0.00","3":1}' data-sheets-value='{"1":3,"3":0.98}' style="overflow:hidden;padding:0px 3px 0px 3px;vertical-align:bottom;text-align:center;">0.98</td> <td data-sheets-numberformat='{"1":2,"2":"0","3":1}' data-sheets-value='{"1":3,"3":29.93}' style="overflow:hidden;padding:0px 3px 0px 3px;vertical-align:bottom;text-align:center;">30</td> <td data-sheets-numberformat='{"1":2,"2":"0","3":1}' data-sheets-value='{"1":3,"3":41.580000000000005}' style="overflow:hidden;padding:0px 3px 0px 3px;vertical-align:bottom;text-align:center;">42</td> <td data-sheets-value='{"1":3,"3":26}' style="border-right:1px solid #000000;overflow:hidden;padding:0px 3px 0px 3px;vertical-align:bottom;text-align:center;">26</td> </tr> <tr style="height:20px;"> <td style="border-bottom:1px solid #000000;border-left:1px solid #000000;overflow:hidden;padding:0px 3px 0px 3px;vertical-align:bottom;"></td> <td style="border-bottom:1px solid #000000;overflow:hidden;padding:0px 3px 0px 3px;vertical-align:bottom;"></td> <td data-sheets-value='{"1":2,"2":"Opal (A/D)"}' style="border-bottom:1px solid #000000;overflow:hidden;padding:0px 3px 0px 3px;vertical-align:bottom;">Opal (A/D)</td> <td data-sheets-numberformat='{"1":2,"2":"0.00","3":1}' data-sheets-value='{"1":3,"3":0.98}' style="border-bottom:1px solid #000000;overflow:hidden;padding:0px 3px 0px 3px;vertical-align:bottom;text-align:center;">0.98</td> <td data-sheets-numberformat='{"1":2,"2":"0","3":1}' data-sheets-value='{"1":3,"3":20.91}' style="border-bottom:1px solid #000000;overflow:hidden;padding:0px 3px 0px 3px;vertical-align:bottom;text-align:center;">21</td> <td data-sheets-numberformat='{"1":2,"2":"0","3":1}' data-sheets-value='{"1":3,"3":33}' style="border-bottom:1px solid #000000;overflow:hidden;padding:0px 3px 0px 3px;vertical-align:bottom;text-align:center;">33</td> <td data-sheets-value='{"1":3,"3":26}' style="border-right:1px solid #000000;border-bottom:1px solid #000000;overflow:hidden;padding:0px 3px 0px 3px;vertical-align:bottom;text-align:center;">26</td> </tr> <tr style="height:20px;"> <td data-sheets-value='{"1":2,"2":"Polycarbonate"}' style="border-left:1px solid #000000;overflow:hidden;padding:0px 3px 0px 3px;vertical-align:bottom;">Polycarbonate</td> <td data-sheets-value='{"1":2,"2":"EW"}' style="overflow:hidden;padding:0px 3px 0px 3px;vertical-align:bottom;">EW</td> <td data-sheets-value='{"1":2,"2":"Heatstop Opal (T)"}' style="overflow:hidden;padding:0px 3px 0px 3px;vertical-align:bottom;">Heatstop Opal (T)</td> <td data-sheets-numberformat='{"1":2,"2":"0.00","3":1}' data-sheets-value='{"1":3,"3":1.19}' style="overflow:hidden;padding:0px 3px 0px 3px;vertical-align:bottom;text-align:center;">1.19</td> <td data-sheets-numberformat='{"1":2,"2":"0","3":1}' data-sheets-value='{"1":3,"3":20.09}' style="overflow:hidden;padding:0px 3px 0px 3px;vertical-align:bottom;text-align:center;">20</td> <td data-sheets-numberformat='{"1":2,"2":"0","3":1}' data-sheets-value='{"1":3,"3":38.940000000000005}' style="overflow:hidden;padding:0px 3px 0px 3px;vertical-align:bottom;text-align:center;">39</td> <td data-sheets-value='{"1":3,"3":24}' style="border-right:1px solid #000000;overflow:hidden;padding:0px 3px 0px 3px;vertical-align:bottom;text-align:center;">24</td> </tr> <tr style="height:20px;"> <td data-sheets-value='{"1":2,"2":"Heatstop PC"}' style="border-left:1px solid #000000;overflow:hidden;padding:0px 3px 0px 3px;vertical-align:bottom;">Heatstop PC</td> <td data-sheets-value='{"1":2,"2":"DW"}' style="overflow:hidden;padding:0px 3px 0px 3px;vertical-align:bottom;">DW</td> <td data-sheets-value='{"1":2,"2":"Clear (T/H)"}' style="overflow:hidden;padding:0px 3px 0px 3px;vertical-align:bottom;">Clear (T/H)</td> <td data-sheets-numberformat='{"1":2,"2":"0.00","3":1}' data-sheets-value='{"1":3,"3":0.98}' style="overflow:hidden;padding:0px 3px 0px 3px;vertical-align:bottom;text-align:center;">0.98</td> <td data-sheets-numberformat='{"1":2,"2":"0","3":1}' data-sheets-value='{"1":3,"3":18.04}' style="overflow:hidden;padding:0px 3px 0px 3px;vertical-align:bottom;text-align:center;">18</td> <td data-sheets-numberformat='{"1":2,"2":"0","3":1}' data-sheets-value='{"1":3,"3":33.660000000000004}' style="overflow:hidden;padding:0px 3px 0px 3px;vertical-align:bottom;text-align:center;">34</td> <td data-sheets-value='{"1":3,"3":26}' style="border-right:1px solid #000000;overflow:hidden;padding:0px 3px 0px 3px;vertical-align:bottom;text-align:center;">26</td> </tr> <tr style="height:20px;"> <td style="border-bottom:1px solid #000000;border-left:1px solid #000000;overflow:hidden;padding:0px 3px 0px 3px;vertical-align:bottom;"></td> <td style="border-bottom:1px solid #000000;overflow:hidden;padding:0px 3px 0px 3px;vertical-align:bottom;"></td> <td data-sheets-value='{"1":2,"2":"Opal (T/O)"}' style="border-bottom:1px solid #000000;overflow:hidden;padding:0px 3px 0px 3px;vertical-align:bottom;">Opal (T/O)</td> <td data-sheets-numberformat='{"1":2,"2":"0.00","3":1}' data-sheets-value='{"1":3,"3":0.98}' style="border-bottom:1px solid #000000;overflow:hidden;padding:0px 3px 0px 3px;vertical-align:bottom;text-align:center;">0.98</td> <td data-sheets-numberformat='{"1":2,"2":"0","3":1}' data-sheets-value='{"1":3,"3":16.81}' style="border-bottom:1px solid #000000;overflow:hidden;padding:0px 3px 0px 3px;vertical-align:bottom;text-align:center;">17</td> <td data-sheets-numberformat='{"1":2,"2":"0","3":1}' data-sheets-value='{"1":3,"3":29.700000000000003}' style="border-bottom:1px solid #000000;overflow:hidden;padding:0px 3px 0px 3px;vertical-align:bottom;text-align:center;">30</td> <td data-sheets-value='{"1":3,"3":26}' style="border-right:1px solid #000000;border-bottom:1px solid #000000;overflow:hidden;padding:0px 3px 0px 3px;vertical-align:bottom;text-align:center;">26</td> </tr> </tbody></table> | skylux-160-ce-met-koepel-en-pvc-opstand-35-30-met-lm-motor-pvc-raam-type-ep25-en-windvang-1100-x-1700-mm | 8586050994509 | 46872390992205
Smoke and heat exhaust (SHEV) | SHE system | Skylux | Skylux 160° CE with skylight and PVC curb 35/30 with LM-actuator, PVC frame type EP25 and spoiler 1100 x 2300 mm |  | 50638 | 5412970506386 | 6828.05 | Yes | 30-45 | 121.33 | 1100 x 2300 mm | 2300 | 1100 |  | PVC 35/30 (35 cm high & roof opening = 30 cm larger than daylight size) | Rectangular | 1.19 W/m²K - 0.98 W/m²K | 57% - 30% | 37% - 17% | 24dB - 26dB | 160° CE (for industry) | PVC frame EP25 | with spoiler | E | Single actuator | Maximum double-walled skylight possible for this product | Ut-value LT-value g-value Rw-value EN 1873 : 2014 EN ISO 13468 EN 16153 EN 410 EN 410 EN ISO 140-3 Material Walls Shells (W/m²K) (%) (%) (dB) Acrylic EW Clear (H) 1.19 37 57 24 PMMA Opal (O) 1.19 34 50 24 DW Clear (H/H) 0.98 33 50 26 Opal (O/O) 0.98 28 38 26 Polycarbonate EW Clear (A) 1.19 36 55 24 PC Opal (D) 1.19 24 40 24 DW Clear (A/H) 0.98 32 48 26 Clear (A/A) 0.98 32 46 26 Opal (A/O) 0.98 30 42 26 Opal (A/D) 0.98 21 33 26 Polycarbonate EW Heatstop Opal (T) 1.19 20 39 24 Heatstop PC DW Clear (T/H) 0.98 18 34 26 Opal (T/O) 0.98 17 30 26 | https://skylux.eu/en/products/skylux-160-ce-met-koepel-en-pvc-opstand-35-30-met-lm-motor-pvc-raam-type-ep25-en-windvang-1100-x-2300-mm | https://skylux.eu/cdn/shop/files/Skylux-160deg-CE-met-koepel-en-pvc-opstand-3530-met-LM-motor-pvc-raam-type-EP25-en-windvang-1100-x-2300-mm-RWA-systeem.jpg?v=1702982514&width=1600 | https://skylux.eu/cdn/shop/files/e5a82811-1bb0-48e4-a776-cacb59c7c092_500dacff-90c4-4a55-b592-a7d505435de0.jpg?v=1688551633&width=1600 | //skylux.eu/cdn/shop/files/E_MH_Mounting_instructions_Skylux_160_CE_LM.pdf?v=12406716259046007223 | //skylux.eu/cdn/shop/files/E_TD_Technical_File_Skylux_Skylux_160_CE_Electric.pdf?v=3667116872303399239 | <style type="text/css" id="isPasted"><!--td {border: 1px solid #cccccc;}br {mso-data-placement:same-cell;}--></style><table border="1" cellpadding="0" cellspacing="0" dir="ltr" style="table-layout:fixed;font-size:10pt;font-family:Arial;border-collapse:collapse;border:none;"><tbody> <tr style="height:20px;"> <td style="overflow:hidden;padding:0px 3px 0px 3px;vertical-align:bottom;"></td> <td style="overflow:hidden;padding:0px 3px 0px 3px;vertical-align:bottom;"></td> <td style="overflow:hidden;padding:0px 3px 0px 3px;vertical-align:bottom;"></td> <td data-sheets-value='{"1":2,"2":"Ut-value"}' style="overflow:hidden;padding:0px 3px 0px 3px;vertical-align:bottom;font-weight:bold;text-align:center;">Ut-value</td> <td data-sheets-value='{"1":2,"2":"LT-value"}' style="overflow:hidden;padding:0px 3px 0px 3px;vertical-align:bottom;font-weight:bold;text-align:center;">LT-value</td> <td data-sheets-value='{"1":2,"2":"g-value"}' style="overflow:hidden;padding:0px 3px 0px 3px;vertical-align:bottom;font-weight:bold;text-align:center;">g-value</td> <td data-sheets-value='{"1":2,"2":"Rw-value "}' style="overflow:hidden;padding:0px 3px 0px 3px;vertical-align:bottom;font-weight:bold;text-align:center;">Rw-value </td> </tr> <tr style="height:20px;"> <td style="overflow:hidden;padding:0px 3px 0px 3px;vertical-align:bottom;"></td> <td style="overflow:hidden;padding:0px 3px 0px 3px;vertical-align:bottom;"></td> <td style="overflow:hidden;padding:0px 3px 0px 3px;vertical-align:bottom;"></td> <td data-sheets-numberformat='{"1":2,"2":"0.00","3":1}' data-sheets-value='{"1":2,"2":"EN 1873 : 2014"}' style="overflow:hidden;padding:0px 3px 0px 3px;vertical-align:bottom;text-align:center;">EN 1873 : 2014</td> <td data-sheets-numberformat='{"1":2,"2":"0","3":1}' data-sheets-value='{"1":2,"2":"EN ISO 13468 EN 16153 EN 410"}' style="overflow:hidden;padding:0px 3px 0px 3px;vertical-align:bottom;text-align:center;">EN ISO 13468 EN 16153 EN 410</td> <td data-sheets-numberformat='{"1":2,"2":"0","3":1}' data-sheets-value='{"1":2,"2":"EN 410"}' style="overflow:hidden;padding:0px 3px 0px 3px;vertical-align:bottom;text-align:center;">EN 410</td> <td data-sheets-value='{"1":2,"2":"EN ISO 140-3\t\t"}' style="overflow:hidden;padding:0px 3px 0px 3px;vertical-align:bottom;text-align:center;">EN ISO 140-3 </td> </tr> <tr style="height:20px;"> <td data-sheets-value='{"1":2,"2":"Material"}' style="border-bottom:1px solid #000000;overflow:hidden;padding:0px 3px 0px 3px;vertical-align:bottom;background-color:#000000;font-weight:bold;color:#ffffff;">Material</td> <td data-sheets-value='{"1":2,"2":"Walls"}' style="border-bottom:1px solid #000000;overflow:hidden;padding:0px 3px 0px 3px;vertical-align:bottom;background-color:#000000;font-weight:bold;color:#ffffff;">Walls</td> <td data-sheets-value='{"1":2,"2":"Shells"}' style="border-bottom:1px solid #000000;overflow:hidden;padding:0px 3px 0px 3px;vertical-align:bottom;background-color:#000000;font-weight:bold;color:#ffffff;">Shells</td> <td data-sheets-numberformat='{"1":2,"2":"0.00","3":1}' data-sheets-value='{"1":2,"2":"(W/m²K)\t"}' style="border-bottom:1px solid #000000;overflow:hidden;padding:0px 3px 0px 3px;vertical-align:bottom;background-color:#000000;font-weight:bold;color:#ffffff;text-align:center;">(W/m²K) </td> <td data-sheets-numberformat='{"1":2,"2":"0","3":1}' data-sheets-value='{"1":2,"2":"(%)"}' style="border-bottom:1px solid #000000;overflow:hidden;padding:0px 3px 0px 3px;vertical-align:bottom;background-color:#000000;font-weight:bold;color:#ffffff;text-align:center;">(%)</td> <td data-sheets-numberformat='{"1":2,"2":"0","3":1}' data-sheets-value='{"1":2,"2":"(%)"}' style="border-bottom:1px solid #000000;overflow:hidden;padding:0px 3px 0px 3px;vertical-align:bottom;background-color:#000000;font-weight:bold;color:#ffffff;text-align:center;">(%)</td> <td data-sheets-value='{"1":2,"2":"(dB)"}' style="border-bottom:1px solid #000000;overflow:hidden;padding:0px 3px 0px 3px;vertical-align:bottom;background-color:#000000;font-weight:bold;color:#ffffff;text-align:center;">(dB)</td> </tr> <tr style="height:20px;"> <td data-sheets-value='{"1":2,"2":"Acrylic"}' style="border-left:1px solid #000000;overflow:hidden;padding:0px 3px 0px 3px;vertical-align:bottom;">Acrylic</td> <td data-sheets-value='{"1":2,"2":"EW"}' style="overflow:hidden;padding:0px 3px 0px 3px;vertical-align:bottom;">EW</td> <td data-sheets-value='{"1":2,"2":"Clear (H)"}' style="overflow:hidden;padding:0px 3px 0px 3px;vertical-align:bottom;">Clear (H)</td> <td data-sheets-numberformat='{"1":2,"2":"0.00","3":1}' data-sheets-value='{"1":3,"3":1.19}' style="overflow:hidden;padding:0px 3px 0px 3px;vertical-align:bottom;text-align:center;">1.19</td> <td data-sheets-numberformat='{"1":2,"2":"0","3":1}' data-sheets-value='{"1":3,"3":36.9}' style="overflow:hidden;padding:0px 3px 0px 3px;vertical-align:bottom;text-align:center;">37</td> <td data-sheets-numberformat='{"1":2,"2":"0","3":1}' data-sheets-value='{"1":3,"3":57.42}' style="overflow:hidden;padding:0px 3px 0px 3px;vertical-align:bottom;text-align:center;">57</td> <td data-sheets-value='{"1":3,"3":24}' style="border-right:1px solid #000000;overflow:hidden;padding:0px 3px 0px 3px;vertical-align:bottom;text-align:center;">24</td> </tr> <tr style="height:20px;"> <td data-sheets-value='{"1":2,"2":"PMMA"}' style="border-left:1px solid #000000;overflow:hidden;padding:0px 3px 0px 3px;vertical-align:bottom;">PMMA</td> <td style="overflow:hidden;padding:0px 3px 0px 3px;vertical-align:bottom;"></td> <td data-sheets-value='{"1":2,"2":"Opal (O)"}' style="overflow:hidden;padding:0px 3px 0px 3px;vertical-align:bottom;">Opal (O)</td> <td data-sheets-numberformat='{"1":2,"2":"0.00","3":1}' data-sheets-value='{"1":3,"3":1.19}' style="overflow:hidden;padding:0px 3px 0px 3px;vertical-align:bottom;text-align:center;">1.19</td> <td data-sheets-numberformat='{"1":2,"2":"0","3":1}' data-sheets-value='{"1":3,"3":34.03}' style="overflow:hidden;padding:0px 3px 0px 3px;vertical-align:bottom;text-align:center;">34</td> <td data-sheets-numberformat='{"1":2,"2":"0","3":1}' data-sheets-value='{"1":3,"3":50.160000000000004}' style="overflow:hidden;padding:0px 3px 0px 3px;vertical-align:bottom;text-align:center;">50</td> <td data-sheets-value='{"1":3,"3":24}' style="border-right:1px solid #000000;overflow:hidden;padding:0px 3px 0px 3px;vertical-align:bottom;text-align:center;">24</td> </tr> <tr style="height:20px;"> <td style="border-left:1px solid #000000;overflow:hidden;padding:0px 3px 0px 3px;vertical-align:bottom;"></td> <td data-sheets-value='{"1":2,"2":"DW"}' style="overflow:hidden;padding:0px 3px 0px 3px;vertical-align:bottom;">DW</td> <td data-sheets-value='{"1":2,"2":"Clear (H/H)"}' style="overflow:hidden;padding:0px 3px 0px 3px;vertical-align:bottom;">Clear (H/H)</td> <td data-sheets-numberformat='{"1":2,"2":"0.00","3":1}' data-sheets-value='{"1":3,"3":0.98}' style="overflow:hidden;padding:0px 3px 0px 3px;vertical-align:bottom;text-align:center;">0.98</td> <td data-sheets-numberformat='{"1":2,"2":"0","3":1}' data-sheets-value='{"1":3,"3":33.21}' style="overflow:hidden;padding:0px 3px 0px 3px;vertical-align:bottom;text-align:center;">33</td> <td data-sheets-numberformat='{"1":2,"2":"0","3":1}' data-sheets-value='{"1":3,"3":49.5}' style="overflow:hidden;padding:0px 3px 0px 3px;vertical-align:bottom;text-align:center;">50</td> <td data-sheets-value='{"1":3,"3":26}' style="border-right:1px solid #000000;overflow:hidden;padding:0px 3px 0px 3px;vertical-align:bottom;text-align:center;">26</td> </tr> <tr style="height:20px;"> <td style="border-bottom:1px solid #000000;border-left:1px solid #000000;overflow:hidden;padding:0px 3px 0px 3px;vertical-align:bottom;"></td> <td style="border-bottom:1px solid #000000;overflow:hidden;padding:0px 3px 0px 3px;vertical-align:bottom;"></td> <td data-sheets-value='{"1":2,"2":"Opal (O/O)"}' style="border-bottom:1px solid #000000;overflow:hidden;padding:0px 3px 0px 3px;vertical-align:bottom;">Opal (O/O)</td> <td data-sheets-numberformat='{"1":2,"2":"0.00","3":1}' data-sheets-value='{"1":3,"3":0.98}' style="border-bottom:1px solid #000000;overflow:hidden;padding:0px 3px 0px 3px;vertical-align:bottom;text-align:center;">0.98</td> <td data-sheets-numberformat='{"1":2,"2":"0","3":1}' data-sheets-value='{"1":3,"3":28.29}' style="border-bottom:1px solid #000000;overflow:hidden;padding:0px 3px 0px 3px;vertical-align:bottom;text-align:center;">28</td> <td data-sheets-numberformat='{"1":2,"2":"0","3":1}' data-sheets-value='{"1":3,"3":38.28}' style="border-bottom:1px solid #000000;overflow:hidden;padding:0px 3px 0px 3px;vertical-align:bottom;text-align:center;">38</td> <td data-sheets-value='{"1":3,"3":26}' style="border-right:1px solid #000000;border-bottom:1px solid #000000;overflow:hidden;padding:0px 3px 0px 3px;vertical-align:bottom;text-align:center;">26</td> </tr> <tr style="height:20px;"> <td data-sheets-value='{"1":2,"2":"Polycarbonate "}' style="border-left:1px solid #000000;overflow:hidden;padding:0px 3px 0px 3px;vertical-align:bottom;">Polycarbonate </td> <td data-sheets-value='{"1":2,"2":"EW"}' style="overflow:hidden;padding:0px 3px 0px 3px;vertical-align:bottom;">EW</td> <td data-sheets-value='{"1":2,"2":"Clear (A)"}' style="overflow:hidden;padding:0px 3px 0px 3px;vertical-align:bottom;">Clear (A)</td> <td data-sheets-numberformat='{"1":2,"2":"0.00","3":1}' data-sheets-value='{"1":3,"3":1.19}' style="overflow:hidden;padding:0px 3px 0px 3px;vertical-align:bottom;text-align:center;">1.19</td> <td data-sheets-numberformat='{"1":2,"2":"0","3":1}' data-sheets-value='{"1":3,"3":36.08}' style="overflow:hidden;padding:0px 3px 0px 3px;vertical-align:bottom;text-align:center;">36</td> <td data-sheets-numberformat='{"1":2,"2":"0","3":1}' data-sheets-value='{"1":3,"3":54.78}' style="overflow:hidden;padding:0px 3px 0px 3px;vertical-align:bottom;text-align:center;">55</td> <td data-sheets-value='{"1":3,"3":24}' style="border-right:1px solid #000000;overflow:hidden;padding:0px 3px 0px 3px;vertical-align:bottom;text-align:center;">24</td> </tr> <tr style="height:20px;"> <td data-sheets-value='{"1":2,"2":"PC"}' style="border-left:1px solid #000000;overflow:hidden;padding:0px 3px 0px 3px;vertical-align:bottom;">PC</td> <td style="overflow:hidden;padding:0px 3px 0px 3px;vertical-align:bottom;"></td> <td data-sheets-value='{"1":2,"2":"Opal (D)"}' style="overflow:hidden;padding:0px 3px 0px 3px;vertical-align:bottom;">Opal (D)</td> <td data-sheets-numberformat='{"1":2,"2":"0.00","3":1}' data-sheets-value='{"1":3,"3":1.19}' style="overflow:hidden;padding:0px 3px 0px 3px;vertical-align:bottom;text-align:center;">1.19</td> <td data-sheets-numberformat='{"1":2,"2":"0","3":1}' data-sheets-value='{"1":3,"3":23.779999999999998}' style="overflow:hidden;padding:0px 3px 0px 3px;vertical-align:bottom;text-align:center;">24</td> <td data-sheets-numberformat='{"1":2,"2":"0","3":1}' data-sheets-value='{"1":3,"3":39.6}' style="overflow:hidden;padding:0px 3px 0px 3px;vertical-align:bottom;text-align:center;">40</td> <td data-sheets-value='{"1":3,"3":24}' style="border-right:1px solid #000000;overflow:hidden;padding:0px 3px 0px 3px;vertical-align:bottom;text-align:center;">24</td> </tr> <tr style="height:20px;"> <td style="border-left:1px solid #000000;overflow:hidden;padding:0px 3px 0px 3px;vertical-align:bottom;"></td> <td data-sheets-value='{"1":2,"2":"DW"}' style="overflow:hidden;padding:0px 3px 0px 3px;vertical-align:bottom;">DW</td> <td data-sheets-value='{"1":2,"2":"Clear (A/H)"}' style="overflow:hidden;padding:0px 3px 0px 3px;vertical-align:bottom;">Clear (A/H)</td> <td data-sheets-numberformat='{"1":2,"2":"0.00","3":1}' data-sheets-value='{"1":3,"3":0.98}' style="overflow:hidden;padding:0px 3px 0px 3px;vertical-align:bottom;text-align:center;">0.98</td> <td data-sheets-numberformat='{"1":2,"2":"0","3":1}' data-sheets-value='{"1":3,"3":32.39}' style="overflow:hidden;padding:0px 3px 0px 3px;vertical-align:bottom;text-align:center;">32</td> <td data-sheets-numberformat='{"1":2,"2":"0","3":1}' data-sheets-value='{"1":3,"3":47.52}' style="overflow:hidden;padding:0px 3px 0px 3px;vertical-align:bottom;text-align:center;">48</td> <td data-sheets-value='{"1":3,"3":26}' style="border-right:1px solid #000000;overflow:hidden;padding:0px 3px 0px 3px;vertical-align:bottom;text-align:center;">26</td> </tr> <tr style="height:20px;"> <td style="border-left:1px solid #000000;overflow:hidden;padding:0px 3px 0px 3px;vertical-align:bottom;"></td> <td style="overflow:hidden;padding:0px 3px 0px 3px;vertical-align:bottom;"></td> <td data-sheets-value='{"1":2,"2":"Clear (A/A)"}' style="overflow:hidden;padding:0px 3px 0px 3px;vertical-align:bottom;">Clear (A/A)</td> <td data-sheets-numberformat='{"1":2,"2":"0.00","3":1}' data-sheets-value='{"1":3,"3":0.98}' style="overflow:hidden;padding:0px 3px 0px 3px;vertical-align:bottom;text-align:center;">0.98</td> <td data-sheets-numberformat='{"1":2,"2":"0","3":1}' data-sheets-value='{"1":3,"3":31.569999999999997}' style="overflow:hidden;padding:0px 3px 0px 3px;vertical-align:bottom;text-align:center;">32</td> <td data-sheets-numberformat='{"1":2,"2":"0","3":1}' data-sheets-value='{"1":3,"3":45.54}' style="overflow:hidden;padding:0px 3px 0px 3px;vertical-align:bottom;text-align:center;">46</td> <td data-sheets-value='{"1":3,"3":26}' style="border-right:1px solid #000000;overflow:hidden;padding:0px 3px 0px 3px;vertical-align:bottom;text-align:center;">26</td> </tr> <tr style="height:20px;"> <td style="border-left:1px solid #000000;overflow:hidden;padding:0px 3px 0px 3px;vertical-align:bottom;"></td> <td style="overflow:hidden;padding:0px 3px 0px 3px;vertical-align:bottom;"></td> <td data-sheets-value='{"1":2,"2":"Opal (A/O)"}' style="overflow:hidden;padding:0px 3px 0px 3px;vertical-align:bottom;">Opal (A/O)</td> <td data-sheets-numberformat='{"1":2,"2":"0.00","3":1}' data-sheets-value='{"1":3,"3":0.98}' style="overflow:hidden;padding:0px 3px 0px 3px;vertical-align:bottom;text-align:center;">0.98</td> <td data-sheets-numberformat='{"1":2,"2":"0","3":1}' data-sheets-value='{"1":3,"3":29.93}' style="overflow:hidden;padding:0px 3px 0px 3px;vertical-align:bottom;text-align:center;">30</td> <td data-sheets-numberformat='{"1":2,"2":"0","3":1}' data-sheets-value='{"1":3,"3":41.580000000000005}' style="overflow:hidden;padding:0px 3px 0px 3px;vertical-align:bottom;text-align:center;">42</td> <td data-sheets-value='{"1":3,"3":26}' style="border-right:1px solid #000000;overflow:hidden;padding:0px 3px 0px 3px;vertical-align:bottom;text-align:center;">26</td> </tr> <tr style="height:20px;"> <td style="border-bottom:1px solid #000000;border-left:1px solid #000000;overflow:hidden;padding:0px 3px 0px 3px;vertical-align:bottom;"></td> <td style="border-bottom:1px solid #000000;overflow:hidden;padding:0px 3px 0px 3px;vertical-align:bottom;"></td> <td data-sheets-value='{"1":2,"2":"Opal (A/D)"}' style="border-bottom:1px solid #000000;overflow:hidden;padding:0px 3px 0px 3px;vertical-align:bottom;">Opal (A/D)</td> <td data-sheets-numberformat='{"1":2,"2":"0.00","3":1}' data-sheets-value='{"1":3,"3":0.98}' style="border-bottom:1px solid #000000;overflow:hidden;padding:0px 3px 0px 3px;vertical-align:bottom;text-align:center;">0.98</td> <td data-sheets-numberformat='{"1":2,"2":"0","3":1}' data-sheets-value='{"1":3,"3":20.91}' style="border-bottom:1px solid #000000;overflow:hidden;padding:0px 3px 0px 3px;vertical-align:bottom;text-align:center;">21</td> <td data-sheets-numberformat='{"1":2,"2":"0","3":1}' data-sheets-value='{"1":3,"3":33}' style="border-bottom:1px solid #000000;overflow:hidden;padding:0px 3px 0px 3px;vertical-align:bottom;text-align:center;">33</td> <td data-sheets-value='{"1":3,"3":26}' style="border-right:1px solid #000000;border-bottom:1px solid #000000;overflow:hidden;padding:0px 3px 0px 3px;vertical-align:bottom;text-align:center;">26</td> </tr> <tr style="height:20px;"> <td data-sheets-value='{"1":2,"2":"Polycarbonate"}' style="border-left:1px solid #000000;overflow:hidden;padding:0px 3px 0px 3px;vertical-align:bottom;">Polycarbonate</td> <td data-sheets-value='{"1":2,"2":"EW"}' style="overflow:hidden;padding:0px 3px 0px 3px;vertical-align:bottom;">EW</td> <td data-sheets-value='{"1":2,"2":"Heatstop Opal (T)"}' style="overflow:hidden;padding:0px 3px 0px 3px;vertical-align:bottom;">Heatstop Opal (T)</td> <td data-sheets-numberformat='{"1":2,"2":"0.00","3":1}' data-sheets-value='{"1":3,"3":1.19}' style="overflow:hidden;padding:0px 3px 0px 3px;vertical-align:bottom;text-align:center;">1.19</td> <td data-sheets-numberformat='{"1":2,"2":"0","3":1}' data-sheets-value='{"1":3,"3":20.09}' style="overflow:hidden;padding:0px 3px 0px 3px;vertical-align:bottom;text-align:center;">20</td> <td data-sheets-numberformat='{"1":2,"2":"0","3":1}' data-sheets-value='{"1":3,"3":38.940000000000005}' style="overflow:hidden;padding:0px 3px 0px 3px;vertical-align:bottom;text-align:center;">39</td> <td data-sheets-value='{"1":3,"3":24}' style="border-right:1px solid #000000;overflow:hidden;padding:0px 3px 0px 3px;vertical-align:bottom;text-align:center;">24</td> </tr> <tr style="height:20px;"> <td data-sheets-value='{"1":2,"2":"Heatstop PC"}' style="border-left:1px solid #000000;overflow:hidden;padding:0px 3px 0px 3px;vertical-align:bottom;">Heatstop PC</td> <td data-sheets-value='{"1":2,"2":"DW"}' style="overflow:hidden;padding:0px 3px 0px 3px;vertical-align:bottom;">DW</td> <td data-sheets-value='{"1":2,"2":"Clear (T/H)"}' style="overflow:hidden;padding:0px 3px 0px 3px;vertical-align:bottom;">Clear (T/H)</td> <td data-sheets-numberformat='{"1":2,"2":"0.00","3":1}' data-sheets-value='{"1":3,"3":0.98}' style="overflow:hidden;padding:0px 3px 0px 3px;vertical-align:bottom;text-align:center;">0.98</td> <td data-sheets-numberformat='{"1":2,"2":"0","3":1}' data-sheets-value='{"1":3,"3":18.04}' style="overflow:hidden;padding:0px 3px 0px 3px;vertical-align:bottom;text-align:center;">18</td> <td data-sheets-numberformat='{"1":2,"2":"0","3":1}' data-sheets-value='{"1":3,"3":33.660000000000004}' style="overflow:hidden;padding:0px 3px 0px 3px;vertical-align:bottom;text-align:center;">34</td> <td data-sheets-value='{"1":3,"3":26}' style="border-right:1px solid #000000;overflow:hidden;padding:0px 3px 0px 3px;vertical-align:bottom;text-align:center;">26</td> </tr> <tr style="height:20px;"> <td style="border-bottom:1px solid #000000;border-left:1px solid #000000;overflow:hidden;padding:0px 3px 0px 3px;vertical-align:bottom;"></td> <td style="border-bottom:1px solid #000000;overflow:hidden;padding:0px 3px 0px 3px;vertical-align:bottom;"></td> <td data-sheets-value='{"1":2,"2":"Opal (T/O)"}' style="border-bottom:1px solid #000000;overflow:hidden;padding:0px 3px 0px 3px;vertical-align:bottom;">Opal (T/O)</td> <td data-sheets-numberformat='{"1":2,"2":"0.00","3":1}' data-sheets-value='{"1":3,"3":0.98}' style="border-bottom:1px solid #000000;overflow:hidden;padding:0px 3px 0px 3px;vertical-align:bottom;text-align:center;">0.98</td> <td data-sheets-numberformat='{"1":2,"2":"0","3":1}' data-sheets-value='{"1":3,"3":16.81}' style="border-bottom:1px solid #000000;overflow:hidden;padding:0px 3px 0px 3px;vertical-align:bottom;text-align:center;">17</td> <td data-sheets-numberformat='{"1":2,"2":"0","3":1}' data-sheets-value='{"1":3,"3":29.700000000000003}' style="border-bottom:1px solid #000000;overflow:hidden;padding:0px 3px 0px 3px;vertical-align:bottom;text-align:center;">30</td> <td data-sheets-value='{"1":3,"3":26}' style="border-right:1px solid #000000;border-bottom:1px solid #000000;overflow:hidden;padding:0px 3px 0px 3px;vertical-align:bottom;text-align:center;">26</td> </tr> </tbody></table> | skylux-160-ce-met-koepel-en-pvc-opstand-35-30-met-lm-motor-pvc-raam-type-ep25-en-windvang-1100-x-2300-mm | 8586051060045 | 46872391090509
Smoke and heat exhaust (SHEV) | SHE system | Skylux | Skylux 160° CE with skylight and PVC curb 35/30 with LM-actuator, PVC frame type EP25 and spoiler 1200 x 1200 mm |  | 50639 | 5412970506393 | 5357.9 | Yes | 30-45 | 84.59 | 1200 x 1200 mm | 1200 | 1200 |  | PVC 35/30 (35 cm high & roof opening = 30 cm larger than daylight size) | Square | 1.19 W/m²K - 0.98 W/m²K | 57% - 30% | 37% - 17% | 24dB - 26dB | 160° CE (for industry) | PVC frame EP25 | with spoiler | E | Single actuator | Maximum double-walled skylight possible for this product | Ut-value LT-value g-value Rw-value EN 1873 : 2014 EN ISO 13468 EN 16153 EN 410 EN 410 EN ISO 140-3 Material Walls Shells (W/m²K) (%) (%) (dB) Acrylic EW Clear (H) 1.19 37 57 24 PMMA Opal (O) 1.19 34 50 24 DW Clear (H/H) 0.98 33 50 26 Opal (O/O) 0.98 28 38 26 Polycarbonate EW Clear (A) 1.19 36 55 24 PC Opal (D) 1.19 24 40 24 DW Clear (A/H) 0.98 32 48 26 Clear (A/A) 0.98 32 46 26 Opal (A/O) 0.98 30 42 26 Opal (A/D) 0.98 21 33 26 Polycarbonate EW Heatstop Opal (T) 1.19 20 39 24 Heatstop PC DW Clear (T/H) 0.98 18 34 26 Opal (T/O) 0.98 17 30 26 | https://skylux.eu/en/products/skylux-160-ce-met-koepel-en-pvc-opstand-35-30-met-lm-motor-pvc-raam-type-ep25-en-windvang-1200-x-1200-mm | https://skylux.eu/cdn/shop/files/Skylux-160deg-CE-met-koepel-en-pvc-opstand-3530-met-LM-motor-pvc-raam-type-EP25-en-windvang-1200-x-1200-mm-RWA-systeem.jpg?v=1702982519&width=1600 |  | //skylux.eu/cdn/shop/files/E_MH_Mounting_instructions_Skylux_160_CE_LM.pdf?v=12406716259046007223 | //skylux.eu/cdn/shop/files/E_TD_Technical_File_Skylux_Skylux_160_CE_Electric.pdf?v=3667116872303399239 | <style type="text/css" id="isPasted"><!--td {border: 1px solid #cccccc;}br {mso-data-placement:same-cell;}--></style><table border="1" cellpadding="0" cellspacing="0" dir="ltr" style="table-layout:fixed;font-size:10pt;font-family:Arial;border-collapse:collapse;border:none;"><tbody> <tr style="height:20px;"> <td style="overflow:hidden;padding:0px 3px 0px 3px;vertical-align:bottom;"></td> <td style="overflow:hidden;padding:0px 3px 0px 3px;vertical-align:bottom;"></td> <td style="overflow:hidden;padding:0px 3px 0px 3px;vertical-align:bottom;"></td> <td data-sheets-value='{"1":2,"2":"Ut-value"}' style="overflow:hidden;padding:0px 3px 0px 3px;vertical-align:bottom;font-weight:bold;text-align:center;">Ut-value</td> <td data-sheets-value='{"1":2,"2":"LT-value"}' style="overflow:hidden;padding:0px 3px 0px 3px;vertical-align:bottom;font-weight:bold;text-align:center;">LT-value</td> <td data-sheets-value='{"1":2,"2":"g-value"}' style="overflow:hidden;padding:0px 3px 0px 3px;vertical-align:bottom;font-weight:bold;text-align:center;">g-value</td> <td data-sheets-value='{"1":2,"2":"Rw-value "}' style="overflow:hidden;padding:0px 3px 0px 3px;vertical-align:bottom;font-weight:bold;text-align:center;">Rw-value </td> </tr> <tr style="height:20px;"> <td style="overflow:hidden;padding:0px 3px 0px 3px;vertical-align:bottom;"></td> <td style="overflow:hidden;padding:0px 3px 0px 3px;vertical-align:bottom;"></td> <td style="overflow:hidden;padding:0px 3px 0px 3px;vertical-align:bottom;"></td> <td data-sheets-numberformat='{"1":2,"2":"0.00","3":1}' data-sheets-value='{"1":2,"2":"EN 1873 : 2014"}' style="overflow:hidden;padding:0px 3px 0px 3px;vertical-align:bottom;text-align:center;">EN 1873 : 2014</td> <td data-sheets-numberformat='{"1":2,"2":"0","3":1}' data-sheets-value='{"1":2,"2":"EN ISO 13468 EN 16153 EN 410"}' style="overflow:hidden;padding:0px 3px 0px 3px;vertical-align:bottom;text-align:center;">EN ISO 13468 EN 16153 EN 410</td> <td data-sheets-numberformat='{"1":2,"2":"0","3":1}' data-sheets-value='{"1":2,"2":"EN 410"}' style="overflow:hidden;padding:0px 3px 0px 3px;vertical-align:bottom;text-align:center;">EN 410</td> <td data-sheets-value='{"1":2,"2":"EN ISO 140-3\t\t"}' style="overflow:hidden;padding:0px 3px 0px 3px;vertical-align:bottom;text-align:center;">EN ISO 140-3 </td> </tr> <tr style="height:20px;"> <td data-sheets-value='{"1":2,"2":"Material"}' style="border-bottom:1px solid #000000;overflow:hidden;padding:0px 3px 0px 3px;vertical-align:bottom;background-color:#000000;font-weight:bold;color:#ffffff;">Material</td> <td data-sheets-value='{"1":2,"2":"Walls"}' style="border-bottom:1px solid #000000;overflow:hidden;padding:0px 3px 0px 3px;vertical-align:bottom;background-color:#000000;font-weight:bold;color:#ffffff;">Walls</td> <td data-sheets-value='{"1":2,"2":"Shells"}' style="border-bottom:1px solid #000000;overflow:hidden;padding:0px 3px 0px 3px;vertical-align:bottom;background-color:#000000;font-weight:bold;color:#ffffff;">Shells</td> <td data-sheets-numberformat='{"1":2,"2":"0.00","3":1}' data-sheets-value='{"1":2,"2":"(W/m²K)\t"}' style="border-bottom:1px solid #000000;overflow:hidden;padding:0px 3px 0px 3px;vertical-align:bottom;background-color:#000000;font-weight:bold;color:#ffffff;text-align:center;">(W/m²K) </td> <td data-sheets-numberformat='{"1":2,"2":"0","3":1}' data-sheets-value='{"1":2,"2":"(%)"}' style="border-bottom:1px solid #000000;overflow:hidden;padding:0px 3px 0px 3px;vertical-align:bottom;background-color:#000000;font-weight:bold;color:#ffffff;text-align:center;">(%)</td> <td data-sheets-numberformat='{"1":2,"2":"0","3":1}' data-sheets-value='{"1":2,"2":"(%)"}' style="border-bottom:1px solid #000000;overflow:hidden;padding:0px 3px 0px 3px;vertical-align:bottom;background-color:#000000;font-weight:bold;color:#ffffff;text-align:center;">(%)</td> <td data-sheets-value='{"1":2,"2":"(dB)"}' style="border-bottom:1px solid #000000;overflow:hidden;padding:0px 3px 0px 3px;vertical-align:bottom;background-color:#000000;font-weight:bold;color:#ffffff;text-align:center;">(dB)</td> </tr> <tr style="height:20px;"> <td data-sheets-value='{"1":2,"2":"Acrylic"}' style="border-left:1px solid #000000;overflow:hidden;padding:0px 3px 0px 3px;vertical-align:bottom;">Acrylic</td> <td data-sheets-value='{"1":2,"2":"EW"}' style="overflow:hidden;padding:0px 3px 0px 3px;vertical-align:bottom;">EW</td> <td data-sheets-value='{"1":2,"2":"Clear (H)"}' style="overflow:hidden;padding:0px 3px 0px 3px;vertical-align:bottom;">Clear (H)</td> <td data-sheets-numberformat='{"1":2,"2":"0.00","3":1}' data-sheets-value='{"1":3,"3":1.19}' style="overflow:hidden;padding:0px 3px 0px 3px;vertical-align:bottom;text-align:center;">1.19</td> <td data-sheets-numberformat='{"1":2,"2":"0","3":1}' data-sheets-value='{"1":3,"3":36.9}' style="overflow:hidden;padding:0px 3px 0px 3px;vertical-align:bottom;text-align:center;">37</td> <td data-sheets-numberformat='{"1":2,"2":"0","3":1}' data-sheets-value='{"1":3,"3":57.42}' style="overflow:hidden;padding:0px 3px 0px 3px;vertical-align:bottom;text-align:center;">57</td> <td data-sheets-value='{"1":3,"3":24}' style="border-right:1px solid #000000;overflow:hidden;padding:0px 3px 0px 3px;vertical-align:bottom;text-align:center;">24</td> </tr> <tr style="height:20px;"> <td data-sheets-value='{"1":2,"2":"PMMA"}' style="border-left:1px solid #000000;overflow:hidden;padding:0px 3px 0px 3px;vertical-align:bottom;">PMMA</td> <td style="overflow:hidden;padding:0px 3px 0px 3px;vertical-align:bottom;"></td> <td data-sheets-value='{"1":2,"2":"Opal (O)"}' style="overflow:hidden;padding:0px 3px 0px 3px;vertical-align:bottom;">Opal (O)</td> <td data-sheets-numberformat='{"1":2,"2":"0.00","3":1}' data-sheets-value='{"1":3,"3":1.19}' style="overflow:hidden;padding:0px 3px 0px 3px;vertical-align:bottom;text-align:center;">1.19</td> <td data-sheets-numberformat='{"1":2,"2":"0","3":1}' data-sheets-value='{"1":3,"3":34.03}' style="overflow:hidden;padding:0px 3px 0px 3px;vertical-align:bottom;text-align:center;">34</td> <td data-sheets-numberformat='{"1":2,"2":"0","3":1}' data-sheets-value='{"1":3,"3":50.160000000000004}' style="overflow:hidden;padding:0px 3px 0px 3px;vertical-align:bottom;text-align:center;">50</td> <td data-sheets-value='{"1":3,"3":24}' style="border-right:1px solid #000000;overflow:hidden;padding:0px 3px 0px 3px;vertical-align:bottom;text-align:center;">24</td> </tr> <tr style="height:20px;"> <td style="border-left:1px solid #000000;overflow:hidden;padding:0px 3px 0px 3px;vertical-align:bottom;"></td> <td data-sheets-value='{"1":2,"2":"DW"}' style="overflow:hidden;padding:0px 3px 0px 3px;vertical-align:bottom;">DW</td> <td data-sheets-value='{"1":2,"2":"Clear (H/H)"}' style="overflow:hidden;padding:0px 3px 0px 3px;vertical-align:bottom;">Clear (H/H)</td> <td data-sheets-numberformat='{"1":2,"2":"0.00","3":1}' data-sheets-value='{"1":3,"3":0.98}' style="overflow:hidden;padding:0px 3px 0px 3px;vertical-align:bottom;text-align:center;">0.98</td> <td data-sheets-numberformat='{"1":2,"2":"0","3":1}' data-sheets-value='{"1":3,"3":33.21}' style="overflow:hidden;padding:0px 3px 0px 3px;vertical-align:bottom;text-align:center;">33</td> <td data-sheets-numberformat='{"1":2,"2":"0","3":1}' data-sheets-value='{"1":3,"3":49.5}' style="overflow:hidden;padding:0px 3px 0px 3px;vertical-align:bottom;text-align:center;">50</td> <td data-sheets-value='{"1":3,"3":26}' style="border-right:1px solid #000000;overflow:hidden;padding:0px 3px 0px 3px;vertical-align:bottom;text-align:center;">26</td> </tr> <tr style="height:20px;"> <td style="border-bottom:1px solid #000000;border-left:1px solid #000000;overflow:hidden;padding:0px 3px 0px 3px;vertical-align:bottom;"></td> <td style="border-bottom:1px solid #000000;overflow:hidden;padding:0px 3px 0px 3px;vertical-align:bottom;"></td> <td data-sheets-value='{"1":2,"2":"Opal (O/O)"}' style="border-bottom:1px solid #000000;overflow:hidden;padding:0px 3px 0px 3px;vertical-align:bottom;">Opal (O/O)</td> <td data-sheets-numberformat='{"1":2,"2":"0.00","3":1}' data-sheets-value='{"1":3,"3":0.98}' style="border-bottom:1px solid #000000;overflow:hidden;padding:0px 3px 0px 3px;vertical-align:bottom;text-align:center;">0.98</td> <td data-sheets-numberformat='{"1":2,"2":"0","3":1}' data-sheets-value='{"1":3,"3":28.29}' style="border-bottom:1px solid #000000;overflow:hidden;padding:0px 3px 0px 3px;vertical-align:bottom;text-align:center;">28</td> <td data-sheets-numberformat='{"1":2,"2":"0","3":1}' data-sheets-value='{"1":3,"3":38.28}' style="border-bottom:1px solid #000000;overflow:hidden;padding:0px 3px 0px 3px;vertical-align:bottom;text-align:center;">38</td> <td data-sheets-value='{"1":3,"3":26}' style="border-right:1px solid #000000;border-bottom:1px solid #000000;overflow:hidden;padding:0px 3px 0px 3px;vertical-align:bottom;text-align:center;">26</td> </tr> <tr style="height:20px;"> <td data-sheets-value='{"1":2,"2":"Polycarbonate "}' style="border-left:1px solid #000000;overflow:hidden;padding:0px 3px 0px 3px;vertical-align:bottom;">Polycarbonate </td> <td data-sheets-value='{"1":2,"2":"EW"}' style="overflow:hidden;padding:0px 3px 0px 3px;vertical-align:bottom;">EW</td> <td data-sheets-value='{"1":2,"2":"Clear (A)"}' style="overflow:hidden;padding:0px 3px 0px 3px;vertical-align:bottom;">Clear (A)</td> <td data-sheets-numberformat='{"1":2,"2":"0.00","3":1}' data-sheets-value='{"1":3,"3":1.19}' style="overflow:hidden;padding:0px 3px 0px 3px;vertical-align:bottom;text-align:center;">1.19</td> <td data-sheets-numberformat='{"1":2,"2":"0","3":1}' data-sheets-value='{"1":3,"3":36.08}' style="overflow:hidden;padding:0px 3px 0px 3px;vertical-align:bottom;text-align:center;">36</td> <td data-sheets-numberformat='{"1":2,"2":"0","3":1}' data-sheets-value='{"1":3,"3":54.78}' style="overflow:hidden;padding:0px 3px 0px 3px;vertical-align:bottom;text-align:center;">55</td> <td data-sheets-value='{"1":3,"3":24}' style="border-right:1px solid #000000;overflow:hidden;padding:0px 3px 0px 3px;vertical-align:bottom;text-align:center;">24</td> </tr> <tr style="height:20px;"> <td data-sheets-value='{"1":2,"2":"PC"}' style="border-left:1px solid #000000;overflow:hidden;padding:0px 3px 0px 3px;vertical-align:bottom;">PC</td> <td style="overflow:hidden;padding:0px 3px 0px 3px;vertical-align:bottom;"></td> <td data-sheets-value='{"1":2,"2":"Opal (D)"}' style="overflow:hidden;padding:0px 3px 0px 3px;vertical-align:bottom;">Opal (D)</td> <td data-sheets-numberformat='{"1":2,"2":"0.00","3":1}' data-sheets-value='{"1":3,"3":1.19}' style="overflow:hidden;padding:0px 3px 0px 3px;vertical-align:bottom;text-align:center;">1.19</td> <td data-sheets-numberformat='{"1":2,"2":"0","3":1}' data-sheets-value='{"1":3,"3":23.779999999999998}' style="overflow:hidden;padding:0px 3px 0px 3px;vertical-align:bottom;text-align:center;">24</td> <td data-sheets-numberformat='{"1":2,"2":"0","3":1}' data-sheets-value='{"1":3,"3":39.6}' style="overflow:hidden;padding:0px 3px 0px 3px;vertical-align:bottom;text-align:center;">40</td> <td data-sheets-value='{"1":3,"3":24}' style="border-right:1px solid #000000;overflow:hidden;padding:0px 3px 0px 3px;vertical-align:bottom;text-align:center;">24</td> </tr> <tr style="height:20px;"> <td style="border-left:1px solid #000000;overflow:hidden;padding:0px 3px 0px 3px;vertical-align:bottom;"></td> <td data-sheets-value='{"1":2,"2":"DW"}' style="overflow:hidden;padding:0px 3px 0px 3px;vertical-align:bottom;">DW</td> <td data-sheets-value='{"1":2,"2":"Clear (A/H)"}' style="overflow:hidden;padding:0px 3px 0px 3px;vertical-align:bottom;">Clear (A/H)</td> <td data-sheets-numberformat='{"1":2,"2":"0.00","3":1}' data-sheets-value='{"1":3,"3":0.98}' style="overflow:hidden;padding:0px 3px 0px 3px;vertical-align:bottom;text-align:center;">0.98</td> <td data-sheets-numberformat='{"1":2,"2":"0","3":1}' data-sheets-value='{"1":3,"3":32.39}' style="overflow:hidden;padding:0px 3px 0px 3px;vertical-align:bottom;text-align:center;">32</td> <td data-sheets-numberformat='{"1":2,"2":"0","3":1}' data-sheets-value='{"1":3,"3":47.52}' style="overflow:hidden;padding:0px 3px 0px 3px;vertical-align:bottom;text-align:center;">48</td> <td data-sheets-value='{"1":3,"3":26}' style="border-right:1px solid #000000;overflow:hidden;padding:0px 3px 0px 3px;vertical-align:bottom;text-align:center;">26</td> </tr> <tr style="height:20px;"> <td style="border-left:1px solid #000000;overflow:hidden;padding:0px 3px 0px 3px;vertical-align:bottom;"></td> <td style="overflow:hidden;padding:0px 3px 0px 3px;vertical-align:bottom;"></td> <td data-sheets-value='{"1":2,"2":"Clear (A/A)"}' style="overflow:hidden;padding:0px 3px 0px 3px;vertical-align:bottom;">Clear (A/A)</td> <td data-sheets-numberformat='{"1":2,"2":"0.00","3":1}' data-sheets-value='{"1":3,"3":0.98}' style="overflow:hidden;padding:0px 3px 0px 3px;vertical-align:bottom;text-align:center;">0.98</td> <td data-sheets-numberformat='{"1":2,"2":"0","3":1}' data-sheets-value='{"1":3,"3":31.569999999999997}' style="overflow:hidden;padding:0px 3px 0px 3px;vertical-align:bottom;text-align:center;">32</td> <td data-sheets-numberformat='{"1":2,"2":"0","3":1}' data-sheets-value='{"1":3,"3":45.54}' style="overflow:hidden;padding:0px 3px 0px 3px;vertical-align:bottom;text-align:center;">46</td> <td data-sheets-value='{"1":3,"3":26}' style="border-right:1px solid #000000;overflow:hidden;padding:0px 3px 0px 3px;vertical-align:bottom;text-align:center;">26</td> </tr> <tr style="height:20px;"> <td style="border-left:1px solid #000000;overflow:hidden;padding:0px 3px 0px 3px;vertical-align:bottom;"></td> <td style="overflow:hidden;padding:0px 3px 0px 3px;vertical-align:bottom;"></td> <td data-sheets-value='{"1":2,"2":"Opal (A/O)"}' style="overflow:hidden;padding:0px 3px 0px 3px;vertical-align:bottom;">Opal (A/O)</td> <td data-sheets-numberformat='{"1":2,"2":"0.00","3":1}' data-sheets-value='{"1":3,"3":0.98}' style="overflow:hidden;padding:0px 3px 0px 3px;vertical-align:bottom;text-align:center;">0.98</td> <td data-sheets-numberformat='{"1":2,"2":"0","3":1}' data-sheets-value='{"1":3,"3":29.93}' style="overflow:hidden;padding:0px 3px 0px 3px;vertical-align:bottom;text-align:center;">30</td> <td data-sheets-numberformat='{"1":2,"2":"0","3":1}' data-sheets-value='{"1":3,"3":41.580000000000005}' style="overflow:hidden;padding:0px 3px 0px 3px;vertical-align:bottom;text-align:center;">42</td> <td data-sheets-value='{"1":3,"3":26}' style="border-right:1px solid #000000;overflow:hidden;padding:0px 3px 0px 3px;vertical-align:bottom;text-align:center;">26</td> </tr> <tr style="height:20px;"> <td style="border-bottom:1px solid #000000;border-left:1px solid #000000;overflow:hidden;padding:0px 3px 0px 3px;vertical-align:bottom;"></td> <td style="border-bottom:1px solid #000000;overflow:hidden;padding:0px 3px 0px 3px;vertical-align:bottom;"></td> <td data-sheets-value='{"1":2,"2":"Opal (A/D)"}' style="border-bottom:1px solid #000000;overflow:hidden;padding:0px 3px 0px 3px;vertical-align:bottom;">Opal (A/D)</td> <td data-sheets-numberformat='{"1":2,"2":"0.00","3":1}' data-sheets-value='{"1":3,"3":0.98}' style="border-bottom:1px solid #000000;overflow:hidden;padding:0px 3px 0px 3px;vertical-align:bottom;text-align:center;">0.98</td> <td data-sheets-numberformat='{"1":2,"2":"0","3":1}' data-sheets-value='{"1":3,"3":20.91}' style="border-bottom:1px solid #000000;overflow:hidden;padding:0px 3px 0px 3px;vertical-align:bottom;text-align:center;">21</td> <td data-sheets-numberformat='{"1":2,"2":"0","3":1}' data-sheets-value='{"1":3,"3":33}' style="border-bottom:1px solid #000000;overflow:hidden;padding:0px 3px 0px 3px;vertical-align:bottom;text-align:center;">33</td> <td data-sheets-value='{"1":3,"3":26}' style="border-right:1px solid #000000;border-bottom:1px solid #000000;overflow:hidden;padding:0px 3px 0px 3px;vertical-align:bottom;text-align:center;">26</td> </tr> <tr style="height:20px;"> <td data-sheets-value='{"1":2,"2":"Polycarbonate"}' style="border-left:1px solid #000000;overflow:hidden;padding:0px 3px 0px 3px;vertical-align:bottom;">Polycarbonate</td> <td data-sheets-value='{"1":2,"2":"EW"}' style="overflow:hidden;padding:0px 3px 0px 3px;vertical-align:bottom;">EW</td> <td data-sheets-value='{"1":2,"2":"Heatstop Opal (T)"}' style="overflow:hidden;padding:0px 3px 0px 3px;vertical-align:bottom;">Heatstop Opal (T)</td> <td data-sheets-numberformat='{"1":2,"2":"0.00","3":1}' data-sheets-value='{"1":3,"3":1.19}' style="overflow:hidden;padding:0px 3px 0px 3px;vertical-align:bottom;text-align:center;">1.19</td> <td data-sheets-numberformat='{"1":2,"2":"0","3":1}' data-sheets-value='{"1":3,"3":20.09}' style="overflow:hidden;padding:0px 3px 0px 3px;vertical-align:bottom;text-align:center;">20</td> <td data-sheets-numberformat='{"1":2,"2":"0","3":1}' data-sheets-value='{"1":3,"3":38.940000000000005}' style="overflow:hidden;padding:0px 3px 0px 3px;vertical-align:bottom;text-align:center;">39</td> <td data-sheets-value='{"1":3,"3":24}' style="border-right:1px solid #000000;overflow:hidden;padding:0px 3px 0px 3px;vertical-align:bottom;text-align:center;">24</td> </tr> <tr style="height:20px;"> <td data-sheets-value='{"1":2,"2":"Heatstop PC"}' style="border-left:1px solid #000000;overflow:hidden;padding:0px 3px 0px 3px;vertical-align:bottom;">Heatstop PC</td> <td data-sheets-value='{"1":2,"2":"DW"}' style="overflow:hidden;padding:0px 3px 0px 3px;vertical-align:bottom;">DW</td> <td data-sheets-value='{"1":2,"2":"Clear (T/H)"}' style="overflow:hidden;padding:0px 3px 0px 3px;vertical-align:bottom;">Clear (T/H)</td> <td data-sheets-numberformat='{"1":2,"2":"0.00","3":1}' data-sheets-value='{"1":3,"3":0.98}' style="overflow:hidden;padding:0px 3px 0px 3px;vertical-align:bottom;text-align:center;">0.98</td> <td data-sheets-numberformat='{"1":2,"2":"0","3":1}' data-sheets-value='{"1":3,"3":18.04}' style="overflow:hidden;padding:0px 3px 0px 3px;vertical-align:bottom;text-align:center;">18</td> <td data-sheets-numberformat='{"1":2,"2":"0","3":1}' data-sheets-value='{"1":3,"3":33.660000000000004}' style="overflow:hidden;padding:0px 3px 0px 3px;vertical-align:bottom;text-align:center;">34</td> <td data-sheets-value='{"1":3,"3":26}' style="border-right:1px solid #000000;overflow:hidden;padding:0px 3px 0px 3px;vertical-align:bottom;text-align:center;">26</td> </tr> <tr style="height:20px;"> <td style="border-bottom:1px solid #000000;border-left:1px solid #000000;overflow:hidden;padding:0px 3px 0px 3px;vertical-align:bottom;"></td> <td style="border-bottom:1px solid #000000;overflow:hidden;padding:0px 3px 0px 3px;vertical-align:bottom;"></td> <td data-sheets-value='{"1":2,"2":"Opal (T/O)"}' style="border-bottom:1px solid #000000;overflow:hidden;padding:0px 3px 0px 3px;vertical-align:bottom;">Opal (T/O)</td> <td data-sheets-numberformat='{"1":2,"2":"0.00","3":1}' data-sheets-value='{"1":3,"3":0.98}' style="border-bottom:1px solid #000000;overflow:hidden;padding:0px 3px 0px 3px;vertical-align:bottom;text-align:center;">0.98</td> <td data-sheets-numberformat='{"1":2,"2":"0","3":1}' data-sheets-value='{"1":3,"3":16.81}' style="border-bottom:1px solid #000000;overflow:hidden;padding:0px 3px 0px 3px;vertical-align:bottom;text-align:center;">17</td> <td data-sheets-numberformat='{"1":2,"2":"0","3":1}' data-sheets-value='{"1":3,"3":29.700000000000003}' style="border-bottom:1px solid #000000;overflow:hidden;padding:0px 3px 0px 3px;vertical-align:bottom;text-align:center;">30</td> <td data-sheets-value='{"1":3,"3":26}' style="border-right:1px solid #000000;border-bottom:1px solid #000000;overflow:hidden;padding:0px 3px 0px 3px;vertical-align:bottom;text-align:center;">26</td> </tr> </tbody></table> | skylux-160-ce-met-koepel-en-pvc-opstand-35-30-met-lm-motor-pvc-raam-type-ep25-en-windvang-1200-x-1200-mm | 8586051125581 | 46872391188813
Smoke and heat exhaust (SHEV) | SHE system | Skylux | Skylux 160° CE with skylight and PVC curb 35/30 with LM-actuator, PVC frame type EP25 and spoiler 1200 x 1400 mm |  | 50640 | 5412970506409 | 5768.1 | Yes | 30-45 | 89.98 | 1200 x 1400 mm | 1400 | 1200 |  | PVC 35/30 (35 cm high & roof opening = 30 cm larger than daylight size) | Rectangular | 1.19 W/m²K - 0.98 W/m²K | 57% - 30% | 37% - 17% | 24dB - 26dB | 160° CE (for industry) | PVC frame EP25 | with spoiler | E | Single actuator | Maximum double-walled skylight possible for this product | Ut-value LT-value g-value Rw-value EN 1873 : 2014 EN ISO 13468 EN 16153 EN 410 EN 410 EN ISO 140-3 Material Walls Shells (W/m²K) (%) (%) (dB) Acrylic EW Clear (H) 1.19 37 57 24 PMMA Opal (O) 1.19 34 50 24 DW Clear (H/H) 0.98 33 50 26 Opal (O/O) 0.98 28 38 26 Polycarbonate EW Clear (A) 1.19 36 55 24 PC Opal (D) 1.19 24 40 24 DW Clear (A/H) 0.98 32 48 26 Clear (A/A) 0.98 32 46 26 Opal (A/O) 0.98 30 42 26 Opal (A/D) 0.98 21 33 26 Polycarbonate EW Heatstop Opal (T) 1.19 20 39 24 Heatstop PC DW Clear (T/H) 0.98 18 34 26 Opal (T/O) 0.98 17 30 26 | https://skylux.eu/en/products/skylux-160-ce-met-koepel-en-pvc-opstand-35-30-met-lm-motor-pvc-raam-type-ep25-en-windvang-1200-x-1400-mm | https://skylux.eu/cdn/shop/files/Skylux-160deg-CE-met-koepel-en-pvc-opstand-3530-met-LM-motor-pvc-raam-type-EP25-en-windvang-1200-x-1400-mm-RWA-systeem.jpg?v=1702982525&width=1600 | https://skylux.eu/cdn/shop/files/e5a82811-1bb0-48e4-a776-cacb59c7c092_c6c9111f-afec-4a20-8aab-c1c127d3a727.jpg?v=1688551636&width=1600 | //skylux.eu/cdn/shop/files/E_MH_Mounting_instructions_Skylux_160_CE_LM.pdf?v=12406716259046007223 | //skylux.eu/cdn/shop/files/E_TD_Technical_File_Skylux_Skylux_160_CE_Electric.pdf?v=3667116872303399239 | <style type="text/css" id="isPasted"><!--td {border: 1px solid #cccccc;}br {mso-data-placement:same-cell;}--></style><table border="1" cellpadding="0" cellspacing="0" dir="ltr" style="table-layout:fixed;font-size:10pt;font-family:Arial;border-collapse:collapse;border:none;"><tbody> <tr style="height:20px;"> <td style="overflow:hidden;padding:0px 3px 0px 3px;vertical-align:bottom;"></td> <td style="overflow:hidden;padding:0px 3px 0px 3px;vertical-align:bottom;"></td> <td style="overflow:hidden;padding:0px 3px 0px 3px;vertical-align:bottom;"></td> <td data-sheets-value='{"1":2,"2":"Ut-value"}' style="overflow:hidden;padding:0px 3px 0px 3px;vertical-align:bottom;font-weight:bold;text-align:center;">Ut-value</td> <td data-sheets-value='{"1":2,"2":"LT-value"}' style="overflow:hidden;padding:0px 3px 0px 3px;vertical-align:bottom;font-weight:bold;text-align:center;">LT-value</td> <td data-sheets-value='{"1":2,"2":"g-value"}' style="overflow:hidden;padding:0px 3px 0px 3px;vertical-align:bottom;font-weight:bold;text-align:center;">g-value</td> <td data-sheets-value='{"1":2,"2":"Rw-value "}' style="overflow:hidden;padding:0px 3px 0px 3px;vertical-align:bottom;font-weight:bold;text-align:center;">Rw-value </td> </tr> <tr style="height:20px;"> <td style="overflow:hidden;padding:0px 3px 0px 3px;vertical-align:bottom;"></td> <td style="overflow:hidden;padding:0px 3px 0px 3px;vertical-align:bottom;"></td> <td style="overflow:hidden;padding:0px 3px 0px 3px;vertical-align:bottom;"></td> <td data-sheets-numberformat='{"1":2,"2":"0.00","3":1}' data-sheets-value='{"1":2,"2":"EN 1873 : 2014"}' style="overflow:hidden;padding:0px 3px 0px 3px;vertical-align:bottom;text-align:center;">EN 1873 : 2014</td> <td data-sheets-numberformat='{"1":2,"2":"0","3":1}' data-sheets-value='{"1":2,"2":"EN ISO 13468 EN 16153 EN 410"}' style="overflow:hidden;padding:0px 3px 0px 3px;vertical-align:bottom;text-align:center;">EN ISO 13468 EN 16153 EN 410</td> <td data-sheets-numberformat='{"1":2,"2":"0","3":1}' data-sheets-value='{"1":2,"2":"EN 410"}' style="overflow:hidden;padding:0px 3px 0px 3px;vertical-align:bottom;text-align:center;">EN 410</td> <td data-sheets-value='{"1":2,"2":"EN ISO 140-3\t\t"}' style="overflow:hidden;padding:0px 3px 0px 3px;vertical-align:bottom;text-align:center;">EN ISO 140-3 </td> </tr> <tr style="height:20px;"> <td data-sheets-value='{"1":2,"2":"Material"}' style="border-bottom:1px solid #000000;overflow:hidden;padding:0px 3px 0px 3px;vertical-align:bottom;background-color:#000000;font-weight:bold;color:#ffffff;">Material</td> <td data-sheets-value='{"1":2,"2":"Walls"}' style="border-bottom:1px solid #000000;overflow:hidden;padding:0px 3px 0px 3px;vertical-align:bottom;background-color:#000000;font-weight:bold;color:#ffffff;">Walls</td> <td data-sheets-value='{"1":2,"2":"Shells"}' style="border-bottom:1px solid #000000;overflow:hidden;padding:0px 3px 0px 3px;vertical-align:bottom;background-color:#000000;font-weight:bold;color:#ffffff;">Shells</td> <td data-sheets-numberformat='{"1":2,"2":"0.00","3":1}' data-sheets-value='{"1":2,"2":"(W/m²K)\t"}' style="border-bottom:1px solid #000000;overflow:hidden;padding:0px 3px 0px 3px;vertical-align:bottom;background-color:#000000;font-weight:bold;color:#ffffff;text-align:center;">(W/m²K) </td> <td data-sheets-numberformat='{"1":2,"2":"0","3":1}' data-sheets-value='{"1":2,"2":"(%)"}' style="border-bottom:1px solid #000000;overflow:hidden;padding:0px 3px 0px 3px;vertical-align:bottom;background-color:#000000;font-weight:bold;color:#ffffff;text-align:center;">(%)</td> <td data-sheets-numberformat='{"1":2,"2":"0","3":1}' data-sheets-value='{"1":2,"2":"(%)"}' style="border-bottom:1px solid #000000;overflow:hidden;padding:0px 3px 0px 3px;vertical-align:bottom;background-color:#000000;font-weight:bold;color:#ffffff;text-align:center;">(%)</td> <td data-sheets-value='{"1":2,"2":"(dB)"}' style="border-bottom:1px solid #000000;overflow:hidden;padding:0px 3px 0px 3px;vertical-align:bottom;background-color:#000000;font-weight:bold;color:#ffffff;text-align:center;">(dB)</td> </tr> <tr style="height:20px;"> <td data-sheets-value='{"1":2,"2":"Acrylic"}' style="border-left:1px solid #000000;overflow:hidden;padding:0px 3px 0px 3px;vertical-align:bottom;">Acrylic</td> <td data-sheets-value='{"1":2,"2":"EW"}' style="overflow:hidden;padding:0px 3px 0px 3px;vertical-align:bottom;">EW</td> <td data-sheets-value='{"1":2,"2":"Clear (H)"}' style="overflow:hidden;padding:0px 3px 0px 3px;vertical-align:bottom;">Clear (H)</td> <td data-sheets-numberformat='{"1":2,"2":"0.00","3":1}' data-sheets-value='{"1":3,"3":1.19}' style="overflow:hidden;padding:0px 3px 0px 3px;vertical-align:bottom;text-align:center;">1.19</td> <td data-sheets-numberformat='{"1":2,"2":"0","3":1}' data-sheets-value='{"1":3,"3":36.9}' style="overflow:hidden;padding:0px 3px 0px 3px;vertical-align:bottom;text-align:center;">37</td> <td data-sheets-numberformat='{"1":2,"2":"0","3":1}' data-sheets-value='{"1":3,"3":57.42}' style="overflow:hidden;padding:0px 3px 0px 3px;vertical-align:bottom;text-align:center;">57</td> <td data-sheets-value='{"1":3,"3":24}' style="border-right:1px solid #000000;overflow:hidden;padding:0px 3px 0px 3px;vertical-align:bottom;text-align:center;">24</td> </tr> <tr style="height:20px;"> <td data-sheets-value='{"1":2,"2":"PMMA"}' style="border-left:1px solid #000000;overflow:hidden;padding:0px 3px 0px 3px;vertical-align:bottom;">PMMA</td> <td style="overflow:hidden;padding:0px 3px 0px 3px;vertical-align:bottom;"></td> <td data-sheets-value='{"1":2,"2":"Opal (O)"}' style="overflow:hidden;padding:0px 3px 0px 3px;vertical-align:bottom;">Opal (O)</td> <td data-sheets-numberformat='{"1":2,"2":"0.00","3":1}' data-sheets-value='{"1":3,"3":1.19}' style="overflow:hidden;padding:0px 3px 0px 3px;vertical-align:bottom;text-align:center;">1.19</td> <td data-sheets-numberformat='{"1":2,"2":"0","3":1}' data-sheets-value='{"1":3,"3":34.03}' style="overflow:hidden;padding:0px 3px 0px 3px;vertical-align:bottom;text-align:center;">34</td> <td data-sheets-numberformat='{"1":2,"2":"0","3":1}' data-sheets-value='{"1":3,"3":50.160000000000004}' style="overflow:hidden;padding:0px 3px 0px 3px;vertical-align:bottom;text-align:center;">50</td> <td data-sheets-value='{"1":3,"3":24}' style="border-right:1px solid #000000;overflow:hidden;padding:0px 3px 0px 3px;vertical-align:bottom;text-align:center;">24</td> </tr> <tr style="height:20px;"> <td style="border-left:1px solid #000000;overflow:hidden;padding:0px 3px 0px 3px;vertical-align:bottom;"></td> <td data-sheets-value='{"1":2,"2":"DW"}' style="overflow:hidden;padding:0px 3px 0px 3px;vertical-align:bottom;">DW</td> <td data-sheets-value='{"1":2,"2":"Clear (H/H)"}' style="overflow:hidden;padding:0px 3px 0px 3px;vertical-align:bottom;">Clear (H/H)</td> <td data-sheets-numberformat='{"1":2,"2":"0.00","3":1}' data-sheets-value='{"1":3,"3":0.98}' style="overflow:hidden;padding:0px 3px 0px 3px;vertical-align:bottom;text-align:center;">0.98</td> <td data-sheets-numberformat='{"1":2,"2":"0","3":1}' data-sheets-value='{"1":3,"3":33.21}' style="overflow:hidden;padding:0px 3px 0px 3px;vertical-align:bottom;text-align:center;">33</td> <td data-sheets-numberformat='{"1":2,"2":"0","3":1}' data-sheets-value='{"1":3,"3":49.5}' style="overflow:hidden;padding:0px 3px 0px 3px;vertical-align:bottom;text-align:center;">50</td> <td data-sheets-value='{"1":3,"3":26}' style="border-right:1px solid #000000;overflow:hidden;padding:0px 3px 0px 3px;vertical-align:bottom;text-align:center;">26</td> </tr> <tr style="height:20px;"> <td style="border-bottom:1px solid #000000;border-left:1px solid #000000;overflow:hidden;padding:0px 3px 0px 3px;vertical-align:bottom;"></td> <td style="border-bottom:1px solid #000000;overflow:hidden;padding:0px 3px 0px 3px;vertical-align:bottom;"></td> <td data-sheets-value='{"1":2,"2":"Opal (O/O)"}' style="border-bottom:1px solid #000000;overflow:hidden;padding:0px 3px 0px 3px;vertical-align:bottom;">Opal (O/O)</td> <td data-sheets-numberformat='{"1":2,"2":"0.00","3":1}' data-sheets-value='{"1":3,"3":0.98}' style="border-bottom:1px solid #000000;overflow:hidden;padding:0px 3px 0px 3px;vertical-align:bottom;text-align:center;">0.98</td> <td data-sheets-numberformat='{"1":2,"2":"0","3":1}' data-sheets-value='{"1":3,"3":28.29}' style="border-bottom:1px solid #000000;overflow:hidden;padding:0px 3px 0px 3px;vertical-align:bottom;text-align:center;">28</td> <td data-sheets-numberformat='{"1":2,"2":"0","3":1}' data-sheets-value='{"1":3,"3":38.28}' style="border-bottom:1px solid #000000;overflow:hidden;padding:0px 3px 0px 3px;vertical-align:bottom;text-align:center;">38</td> <td data-sheets-value='{"1":3,"3":26}' style="border-right:1px solid #000000;border-bottom:1px solid #000000;overflow:hidden;padding:0px 3px 0px 3px;vertical-align:bottom;text-align:center;">26</td> </tr> <tr style="height:20px;"> <td data-sheets-value='{"1":2,"2":"Polycarbonate "}' style="border-left:1px solid #000000;overflow:hidden;padding:0px 3px 0px 3px;vertical-align:bottom;">Polycarbonate </td> <td data-sheets-value='{"1":2,"2":"EW"}' style="overflow:hidden;padding:0px 3px 0px 3px;vertical-align:bottom;">EW</td> <td data-sheets-value='{"1":2,"2":"Clear (A)"}' style="overflow:hidden;padding:0px 3px 0px 3px;vertical-align:bottom;">Clear (A)</td> <td data-sheets-numberformat='{"1":2,"2":"0.00","3":1}' data-sheets-value='{"1":3,"3":1.19}' style="overflow:hidden;padding:0px 3px 0px 3px;vertical-align:bottom;text-align:center;">1.19</td> <td data-sheets-numberformat='{"1":2,"2":"0","3":1}' data-sheets-value='{"1":3,"3":36.08}' style="overflow:hidden;padding:0px 3px 0px 3px;vertical-align:bottom;text-align:center;">36</td> <td data-sheets-numberformat='{"1":2,"2":"0","3":1}' data-sheets-value='{"1":3,"3":54.78}' style="overflow:hidden;padding:0px 3px 0px 3px;vertical-align:bottom;text-align:center;">55</td> <td data-sheets-value='{"1":3,"3":24}' style="border-right:1px solid #000000;overflow:hidden;padding:0px 3px 0px 3px;vertical-align:bottom;text-align:center;">24</td> </tr> <tr style="height:20px;"> <td data-sheets-value='{"1":2,"2":"PC"}' style="border-left:1px solid #000000;overflow:hidden;padding:0px 3px 0px 3px;vertical-align:bottom;">PC</td> <td style="overflow:hidden;padding:0px 3px 0px 3px;vertical-align:bottom;"></td> <td data-sheets-value='{"1":2,"2":"Opal (D)"}' style="overflow:hidden;padding:0px 3px 0px 3px;vertical-align:bottom;">Opal (D)</td> <td data-sheets-numberformat='{"1":2,"2":"0.00","3":1}' data-sheets-value='{"1":3,"3":1.19}' style="overflow:hidden;padding:0px 3px 0px 3px;vertical-align:bottom;text-align:center;">1.19</td> <td data-sheets-numberformat='{"1":2,"2":"0","3":1}' data-sheets-value='{"1":3,"3":23.779999999999998}' style="overflow:hidden;padding:0px 3px 0px 3px;vertical-align:bottom;text-align:center;">24</td> <td data-sheets-numberformat='{"1":2,"2":"0","3":1}' data-sheets-value='{"1":3,"3":39.6}' style="overflow:hidden;padding:0px 3px 0px 3px;vertical-align:bottom;text-align:center;">40</td> <td data-sheets-value='{"1":3,"3":24}' style="border-right:1px solid #000000;overflow:hidden;padding:0px 3px 0px 3px;vertical-align:bottom;text-align:center;">24</td> </tr> <tr style="height:20px;"> <td style="border-left:1px solid #000000;overflow:hidden;padding:0px 3px 0px 3px;vertical-align:bottom;"></td> <td data-sheets-value='{"1":2,"2":"DW"}' style="overflow:hidden;padding:0px 3px 0px 3px;vertical-align:bottom;">DW</td> <td data-sheets-value='{"1":2,"2":"Clear (A/H)"}' style="overflow:hidden;padding:0px 3px 0px 3px;vertical-align:bottom;">Clear (A/H)</td> <td data-sheets-numberformat='{"1":2,"2":"0.00","3":1}' data-sheets-value='{"1":3,"3":0.98}' style="overflow:hidden;padding:0px 3px 0px 3px;vertical-align:bottom;text-align:center;">0.98</td> <td data-sheets-numberformat='{"1":2,"2":"0","3":1}' data-sheets-value='{"1":3,"3":32.39}' style="overflow:hidden;padding:0px 3px 0px 3px;vertical-align:bottom;text-align:center;">32</td> <td data-sheets-numberformat='{"1":2,"2":"0","3":1}' data-sheets-value='{"1":3,"3":47.52}' style="overflow:hidden;padding:0px 3px 0px 3px;vertical-align:bottom;text-align:center;">48</td> <td data-sheets-value='{"1":3,"3":26}' style="border-right:1px solid #000000;overflow:hidden;padding:0px 3px 0px 3px;vertical-align:bottom;text-align:center;">26</td> </tr> <tr style="height:20px;"> <td style="border-left:1px solid #000000;overflow:hidden;padding:0px 3px 0px 3px;vertical-align:bottom;"></td> <td style="overflow:hidden;padding:0px 3px 0px 3px;vertical-align:bottom;"></td> <td data-sheets-value='{"1":2,"2":"Clear (A/A)"}' style="overflow:hidden;padding:0px 3px 0px 3px;vertical-align:bottom;">Clear (A/A)</td> <td data-sheets-numberformat='{"1":2,"2":"0.00","3":1}' data-sheets-value='{"1":3,"3":0.98}' style="overflow:hidden;padding:0px 3px 0px 3px;vertical-align:bottom;text-align:center;">0.98</td> <td data-sheets-numberformat='{"1":2,"2":"0","3":1}' data-sheets-value='{"1":3,"3":31.569999999999997}' style="overflow:hidden;padding:0px 3px 0px 3px;vertical-align:bottom;text-align:center;">32</td> <td data-sheets-numberformat='{"1":2,"2":"0","3":1}' data-sheets-value='{"1":3,"3":45.54}' style="overflow:hidden;padding:0px 3px 0px 3px;vertical-align:bottom;text-align:center;">46</td> <td data-sheets-value='{"1":3,"3":26}' style="border-right:1px solid #000000;overflow:hidden;padding:0px 3px 0px 3px;vertical-align:bottom;text-align:center;">26</td> </tr> <tr style="height:20px;"> <td style="border-left:1px solid #000000;overflow:hidden;padding:0px 3px 0px 3px;vertical-align:bottom;"></td> <td style="overflow:hidden;padding:0px 3px 0px 3px;vertical-align:bottom;"></td> <td data-sheets-value='{"1":2,"2":"Opal (A/O)"}' style="overflow:hidden;padding:0px 3px 0px 3px;vertical-align:bottom;">Opal (A/O)</td> <td data-sheets-numberformat='{"1":2,"2":"0.00","3":1}' data-sheets-value='{"1":3,"3":0.98}' style="overflow:hidden;padding:0px 3px 0px 3px;vertical-align:bottom;text-align:center;">0.98</td> <td data-sheets-numberformat='{"1":2,"2":"0","3":1}' data-sheets-value='{"1":3,"3":29.93}' style="overflow:hidden;padding:0px 3px 0px 3px;vertical-align:bottom;text-align:center;">30</td> <td data-sheets-numberformat='{"1":2,"2":"0","3":1}' data-sheets-value='{"1":3,"3":41.580000000000005}' style="overflow:hidden;padding:0px 3px 0px 3px;vertical-align:bottom;text-align:center;">42</td> <td data-sheets-value='{"1":3,"3":26}' style="border-right:1px solid #000000;overflow:hidden;padding:0px 3px 0px 3px;vertical-align:bottom;text-align:center;">26</td> </tr> <tr style="height:20px;"> <td style="border-bottom:1px solid #000000;border-left:1px solid #000000;overflow:hidden;padding:0px 3px 0px 3px;vertical-align:bottom;"></td> <td style="border-bottom:1px solid #000000;overflow:hidden;padding:0px 3px 0px 3px;vertical-align:bottom;"></td> <td data-sheets-value='{"1":2,"2":"Opal (A/D)"}' style="border-bottom:1px solid #000000;overflow:hidden;padding:0px 3px 0px 3px;vertical-align:bottom;">Opal (A/D)</td> <td data-sheets-numberformat='{"1":2,"2":"0.00","3":1}' data-sheets-value='{"1":3,"3":0.98}' style="border-bottom:1px solid #000000;overflow:hidden;padding:0px 3px 0px 3px;vertical-align:bottom;text-align:center;">0.98</td> <td data-sheets-numberformat='{"1":2,"2":"0","3":1}' data-sheets-value='{"1":3,"3":20.91}' style="border-bottom:1px solid #000000;overflow:hidden;padding:0px 3px 0px 3px;vertical-align:bottom;text-align:center;">21</td> <td data-sheets-numberformat='{"1":2,"2":"0","3":1}' data-sheets-value='{"1":3,"3":33}' style="border-bottom:1px solid #000000;overflow:hidden;padding:0px 3px 0px 3px;vertical-align:bottom;text-align:center;">33</td> <td data-sheets-value='{"1":3,"3":26}' style="border-right:1px solid #000000;border-bottom:1px solid #000000;overflow:hidden;padding:0px 3px 0px 3px;vertical-align:bottom;text-align:center;">26</td> </tr> <tr style="height:20px;"> <td data-sheets-value='{"1":2,"2":"Polycarbonate"}' style="border-left:1px solid #000000;overflow:hidden;padding:0px 3px 0px 3px;vertical-align:bottom;">Polycarbonate</td> <td data-sheets-value='{"1":2,"2":"EW"}' style="overflow:hidden;padding:0px 3px 0px 3px;vertical-align:bottom;">EW</td> <td data-sheets-value='{"1":2,"2":"Heatstop Opal (T)"}' style="overflow:hidden;padding:0px 3px 0px 3px;vertical-align:bottom;">Heatstop Opal (T)</td> <td data-sheets-numberformat='{"1":2,"2":"0.00","3":1}' data-sheets-value='{"1":3,"3":1.19}' style="overflow:hidden;padding:0px 3px 0px 3px;vertical-align:bottom;text-align:center;">1.19</td> <td data-sheets-numberformat='{"1":2,"2":"0","3":1}' data-sheets-value='{"1":3,"3":20.09}' style="overflow:hidden;padding:0px 3px 0px 3px;vertical-align:bottom;text-align:center;">20</td> <td data-sheets-numberformat='{"1":2,"2":"0","3":1}' data-sheets-value='{"1":3,"3":38.940000000000005}' style="overflow:hidden;padding:0px 3px 0px 3px;vertical-align:bottom;text-align:center;">39</td> <td data-sheets-value='{"1":3,"3":24}' style="border-right:1px solid #000000;overflow:hidden;padding:0px 3px 0px 3px;vertical-align:bottom;text-align:center;">24</td> </tr> <tr style="height:20px;"> <td data-sheets-value='{"1":2,"2":"Heatstop PC"}' style="border-left:1px solid #000000;overflow:hidden;padding:0px 3px 0px 3px;vertical-align:bottom;">Heatstop PC</td> <td data-sheets-value='{"1":2,"2":"DW"}' style="overflow:hidden;padding:0px 3px 0px 3px;vertical-align:bottom;">DW</td> <td data-sheets-value='{"1":2,"2":"Clear (T/H)"}' style="overflow:hidden;padding:0px 3px 0px 3px;vertical-align:bottom;">Clear (T/H)</td> <td data-sheets-numberformat='{"1":2,"2":"0.00","3":1}' data-sheets-value='{"1":3,"3":0.98}' style="overflow:hidden;padding:0px 3px 0px 3px;vertical-align:bottom;text-align:center;">0.98</td> <td data-sheets-numberformat='{"1":2,"2":"0","3":1}' data-sheets-value='{"1":3,"3":18.04}' style="overflow:hidden;padding:0px 3px 0px 3px;vertical-align:bottom;text-align:center;">18</td> <td data-sheets-numberformat='{"1":2,"2":"0","3":1}' data-sheets-value='{"1":3,"3":33.660000000000004}' style="overflow:hidden;padding:0px 3px 0px 3px;vertical-align:bottom;text-align:center;">34</td> <td data-sheets-value='{"1":3,"3":26}' style="border-right:1px solid #000000;overflow:hidden;padding:0px 3px 0px 3px;vertical-align:bottom;text-align:center;">26</td> </tr> <tr style="height:20px;"> <td style="border-bottom:1px solid #000000;border-left:1px solid #000000;overflow:hidden;padding:0px 3px 0px 3px;vertical-align:bottom;"></td> <td style="border-bottom:1px solid #000000;overflow:hidden;padding:0px 3px 0px 3px;vertical-align:bottom;"></td> <td data-sheets-value='{"1":2,"2":"Opal (T/O)"}' style="border-bottom:1px solid #000000;overflow:hidden;padding:0px 3px 0px 3px;vertical-align:bottom;">Opal (T/O)</td> <td data-sheets-numberformat='{"1":2,"2":"0.00","3":1}' data-sheets-value='{"1":3,"3":0.98}' style="border-bottom:1px solid #000000;overflow:hidden;padding:0px 3px 0px 3px;vertical-align:bottom;text-align:center;">0.98</td> <td data-sheets-numberformat='{"1":2,"2":"0","3":1}' data-sheets-value='{"1":3,"3":16.81}' style="border-bottom:1px solid #000000;overflow:hidden;padding:0px 3px 0px 3px;vertical-align:bottom;text-align:center;">17</td> <td data-sheets-numberformat='{"1":2,"2":"0","3":1}' data-sheets-value='{"1":3,"3":29.700000000000003}' style="border-bottom:1px solid #000000;overflow:hidden;padding:0px 3px 0px 3px;vertical-align:bottom;text-align:center;">30</td> <td data-sheets-value='{"1":3,"3":26}' style="border-right:1px solid #000000;border-bottom:1px solid #000000;overflow:hidden;padding:0px 3px 0px 3px;vertical-align:bottom;text-align:center;">26</td> </tr> </tbody></table> | skylux-160-ce-met-koepel-en-pvc-opstand-35-30-met-lm-motor-pvc-raam-type-ep25-en-windvang-1200-x-1400-mm | 8586051191117 | 46872391254349
Smoke and heat exhaust (SHEV) | SHE system | Skylux | Skylux 160° CE with skylight and PVC curb 35/30 with LM-actuator, PVC frame type EP25 and spoiler 1200 x 1500 mm |  | 50641 | 5412970506416 | 6028.25 | Yes | 30-45 | 91.28 | 1200 x 1500 mm | 1500 | 1200 |  | PVC 35/30 (35 cm high & roof opening = 30 cm larger than daylight size) | Rectangular | 1.19 W/m²K - 0.98 W/m²K | 57% - 30% | 37% - 17% | 24dB - 26dB | 160° CE (for industry) | PVC frame EP25 | with spoiler | E | Single actuator | Maximum double-walled skylight possible for this product | Ut-value LT-value g-value Rw-value EN 1873 : 2014 EN ISO 13468 EN 16153 EN 410 EN 410 EN ISO 140-3 Material Walls Shells (W/m²K) (%) (%) (dB) Acrylic EW Clear (H) 1.19 37 57 24 PMMA Opal (O) 1.19 34 50 24 DW Clear (H/H) 0.98 33 50 26 Opal (O/O) 0.98 28 38 26 Polycarbonate EW Clear (A) 1.19 36 55 24 PC Opal (D) 1.19 24 40 24 DW Clear (A/H) 0.98 32 48 26 Clear (A/A) 0.98 32 46 26 Opal (A/O) 0.98 30 42 26 Opal (A/D) 0.98 21 33 26 Polycarbonate EW Heatstop Opal (T) 1.19 20 39 24 Heatstop PC DW Clear (T/H) 0.98 18 34 26 Opal (T/O) 0.98 17 30 26 | https://skylux.eu/en/products/skylux-160-ce-met-koepel-en-pvc-opstand-35-30-met-lm-motor-pvc-raam-type-ep25-en-windvang-1200-x-1500-mm | https://skylux.eu/cdn/shop/files/Skylux-160deg-CE-met-koepel-en-pvc-opstand-3530-met-LM-motor-pvc-raam-type-EP25-en-windvang-1200-x-1500-mm-RWA-systeem.jpg?v=1702982530&width=1600 | https://skylux.eu/cdn/shop/files/e5a82811-1bb0-48e4-a776-cacb59c7c092_e92ac068-be59-4931-9c31-cdfef9c4430f.jpg?v=1688551637&width=1600 | //skylux.eu/cdn/shop/files/E_MH_Mounting_instructions_Skylux_160_CE_LM.pdf?v=12406716259046007223 | //skylux.eu/cdn/shop/files/E_TD_Technical_File_Skylux_Skylux_160_CE_Electric.pdf?v=3667116872303399239 | <style type="text/css" id="isPasted"><!--td {border: 1px solid #cccccc;}br {mso-data-placement:same-cell;}--></style><table border="1" cellpadding="0" cellspacing="0" dir="ltr" style="table-layout:fixed;font-size:10pt;font-family:Arial;border-collapse:collapse;border:none;"><tbody> <tr style="height:20px;"> <td style="overflow:hidden;padding:0px 3px 0px 3px;vertical-align:bottom;"></td> <td style="overflow:hidden;padding:0px 3px 0px 3px;vertical-align:bottom;"></td> <td style="overflow:hidden;padding:0px 3px 0px 3px;vertical-align:bottom;"></td> <td data-sheets-value='{"1":2,"2":"Ut-value"}' style="overflow:hidden;padding:0px 3px 0px 3px;vertical-align:bottom;font-weight:bold;text-align:center;">Ut-value</td> <td data-sheets-value='{"1":2,"2":"LT-value"}' style="overflow:hidden;padding:0px 3px 0px 3px;vertical-align:bottom;font-weight:bold;text-align:center;">LT-value</td> <td data-sheets-value='{"1":2,"2":"g-value"}' style="overflow:hidden;padding:0px 3px 0px 3px;vertical-align:bottom;font-weight:bold;text-align:center;">g-value</td> <td data-sheets-value='{"1":2,"2":"Rw-value "}' style="overflow:hidden;padding:0px 3px 0px 3px;vertical-align:bottom;font-weight:bold;text-align:center;">Rw-value </td> </tr> <tr style="height:20px;"> <td style="overflow:hidden;padding:0px 3px 0px 3px;vertical-align:bottom;"></td> <td style="overflow:hidden;padding:0px 3px 0px 3px;vertical-align:bottom;"></td> <td style="overflow:hidden;padding:0px 3px 0px 3px;vertical-align:bottom;"></td> <td data-sheets-numberformat='{"1":2,"2":"0.00","3":1}' data-sheets-value='{"1":2,"2":"EN 1873 : 2014"}' style="overflow:hidden;padding:0px 3px 0px 3px;vertical-align:bottom;text-align:center;">EN 1873 : 2014</td> <td data-sheets-numberformat='{"1":2,"2":"0","3":1}' data-sheets-value='{"1":2,"2":"EN ISO 13468 EN 16153 EN 410"}' style="overflow:hidden;padding:0px 3px 0px 3px;vertical-align:bottom;text-align:center;">EN ISO 13468 EN 16153 EN 410</td> <td data-sheets-numberformat='{"1":2,"2":"0","3":1}' data-sheets-value='{"1":2,"2":"EN 410"}' style="overflow:hidden;padding:0px 3px 0px 3px;vertical-align:bottom;text-align:center;">EN 410</td> <td data-sheets-value='{"1":2,"2":"EN ISO 140-3\t\t"}' style="overflow:hidden;padding:0px 3px 0px 3px;vertical-align:bottom;text-align:center;">EN ISO 140-3 </td> </tr> <tr style="height:20px;"> <td data-sheets-value='{"1":2,"2":"Material"}' style="border-bottom:1px solid #000000;overflow:hidden;padding:0px 3px 0px 3px;vertical-align:bottom;background-color:#000000;font-weight:bold;color:#ffffff;">Material</td> <td data-sheets-value='{"1":2,"2":"Walls"}' style="border-bottom:1px solid #000000;overflow:hidden;padding:0px 3px 0px 3px;vertical-align:bottom;background-color:#000000;font-weight:bold;color:#ffffff;">Walls</td> <td data-sheets-value='{"1":2,"2":"Shells"}' style="border-bottom:1px solid #000000;overflow:hidden;padding:0px 3px 0px 3px;vertical-align:bottom;background-color:#000000;font-weight:bold;color:#ffffff;">Shells</td> <td data-sheets-numberformat='{"1":2,"2":"0.00","3":1}' data-sheets-value='{"1":2,"2":"(W/m²K)\t"}' style="border-bottom:1px solid #000000;overflow:hidden;padding:0px 3px 0px 3px;vertical-align:bottom;background-color:#000000;font-weight:bold;color:#ffffff;text-align:center;">(W/m²K) </td> <td data-sheets-numberformat='{"1":2,"2":"0","3":1}' data-sheets-value='{"1":2,"2":"(%)"}' style="border-bottom:1px solid #000000;overflow:hidden;padding:0px 3px 0px 3px;vertical-align:bottom;background-color:#000000;font-weight:bold;color:#ffffff;text-align:center;">(%)</td> <td data-sheets-numberformat='{"1":2,"2":"0","3":1}' data-sheets-value='{"1":2,"2":"(%)"}' style="border-bottom:1px solid #000000;overflow:hidden;padding:0px 3px 0px 3px;vertical-align:bottom;background-color:#000000;font-weight:bold;color:#ffffff;text-align:center;">(%)</td> <td data-sheets-value='{"1":2,"2":"(dB)"}' style="border-bottom:1px solid #000000;overflow:hidden;padding:0px 3px 0px 3px;vertical-align:bottom;background-color:#000000;font-weight:bold;color:#ffffff;text-align:center;">(dB)</td> </tr> <tr style="height:20px;"> <td data-sheets-value='{"1":2,"2":"Acrylic"}' style="border-left:1px solid #000000;overflow:hidden;padding:0px 3px 0px 3px;vertical-align:bottom;">Acrylic</td> <td data-sheets-value='{"1":2,"2":"EW"}' style="overflow:hidden;padding:0px 3px 0px 3px;vertical-align:bottom;">EW</td> <td data-sheets-value='{"1":2,"2":"Clear (H)"}' style="overflow:hidden;padding:0px 3px 0px 3px;vertical-align:bottom;">Clear (H)</td> <td data-sheets-numberformat='{"1":2,"2":"0.00","3":1}' data-sheets-value='{"1":3,"3":1.19}' style="overflow:hidden;padding:0px 3px 0px 3px;vertical-align:bottom;text-align:center;">1.19</td> <td data-sheets-numberformat='{"1":2,"2":"0","3":1}' data-sheets-value='{"1":3,"3":36.9}' style="overflow:hidden;padding:0px 3px 0px 3px;vertical-align:bottom;text-align:center;">37</td> <td data-sheets-numberformat='{"1":2,"2":"0","3":1}' data-sheets-value='{"1":3,"3":57.42}' style="overflow:hidden;padding:0px 3px 0px 3px;vertical-align:bottom;text-align:center;">57</td> <td data-sheets-value='{"1":3,"3":24}' style="border-right:1px solid #000000;overflow:hidden;padding:0px 3px 0px 3px;vertical-align:bottom;text-align:center;">24</td> </tr> <tr style="height:20px;"> <td data-sheets-value='{"1":2,"2":"PMMA"}' style="border-left:1px solid #000000;overflow:hidden;padding:0px 3px 0px 3px;vertical-align:bottom;">PMMA</td> <td style="overflow:hidden;padding:0px 3px 0px 3px;vertical-align:bottom;"></td> <td data-sheets-value='{"1":2,"2":"Opal (O)"}' style="overflow:hidden;padding:0px 3px 0px 3px;vertical-align:bottom;">Opal (O)</td> <td data-sheets-numberformat='{"1":2,"2":"0.00","3":1}' data-sheets-value='{"1":3,"3":1.19}' style="overflow:hidden;padding:0px 3px 0px 3px;vertical-align:bottom;text-align:center;">1.19</td> <td data-sheets-numberformat='{"1":2,"2":"0","3":1}' data-sheets-value='{"1":3,"3":34.03}' style="overflow:hidden;padding:0px 3px 0px 3px;vertical-align:bottom;text-align:center;">34</td> <td data-sheets-numberformat='{"1":2,"2":"0","3":1}' data-sheets-value='{"1":3,"3":50.160000000000004}' style="overflow:hidden;padding:0px 3px 0px 3px;vertical-align:bottom;text-align:center;">50</td> <td data-sheets-value='{"1":3,"3":24}' style="border-right:1px solid #000000;overflow:hidden;padding:0px 3px 0px 3px;vertical-align:bottom;text-align:center;">24</td> </tr> <tr style="height:20px;"> <td style="border-left:1px solid #000000;overflow:hidden;padding:0px 3px 0px 3px;vertical-align:bottom;"></td> <td data-sheets-value='{"1":2,"2":"DW"}' style="overflow:hidden;padding:0px 3px 0px 3px;vertical-align:bottom;">DW</td> <td data-sheets-value='{"1":2,"2":"Clear (H/H)"}' style="overflow:hidden;padding:0px 3px 0px 3px;vertical-align:bottom;">Clear (H/H)</td> <td data-sheets-numberformat='{"1":2,"2":"0.00","3":1}' data-sheets-value='{"1":3,"3":0.98}' style="overflow:hidden;padding:0px 3px 0px 3px;vertical-align:bottom;text-align:center;">0.98</td> <td data-sheets-numberformat='{"1":2,"2":"0","3":1}' data-sheets-value='{"1":3,"3":33.21}' style="overflow:hidden;padding:0px 3px 0px 3px;vertical-align:bottom;text-align:center;">33</td> <td data-sheets-numberformat='{"1":2,"2":"0","3":1}' data-sheets-value='{"1":3,"3":49.5}' style="overflow:hidden;padding:0px 3px 0px 3px;vertical-align:bottom;text-align:center;">50</td> <td data-sheets-value='{"1":3,"3":26}' style="border-right:1px solid #000000;overflow:hidden;padding:0px 3px 0px 3px;vertical-align:bottom;text-align:center;">26</td> </tr> <tr style="height:20px;"> <td style="border-bottom:1px solid #000000;border-left:1px solid #000000;overflow:hidden;padding:0px 3px 0px 3px;vertical-align:bottom;"></td> <td style="border-bottom:1px solid #000000;overflow:hidden;padding:0px 3px 0px 3px;vertical-align:bottom;"></td> <td data-sheets-value='{"1":2,"2":"Opal (O/O)"}' style="border-bottom:1px solid #000000;overflow:hidden;padding:0px 3px 0px 3px;vertical-align:bottom;">Opal (O/O)</td> <td data-sheets-numberformat='{"1":2,"2":"0.00","3":1}' data-sheets-value='{"1":3,"3":0.98}' style="border-bottom:1px solid #000000;overflow:hidden;padding:0px 3px 0px 3px;vertical-align:bottom;text-align:center;">0.98</td> <td data-sheets-numberformat='{"1":2,"2":"0","3":1}' data-sheets-value='{"1":3,"3":28.29}' style="border-bottom:1px solid #000000;overflow:hidden;padding:0px 3px 0px 3px;vertical-align:bottom;text-align:center;">28</td> <td data-sheets-numberformat='{"1":2,"2":"0","3":1}' data-sheets-value='{"1":3,"3":38.28}' style="border-bottom:1px solid #000000;overflow:hidden;padding:0px 3px 0px 3px;vertical-align:bottom;text-align:center;">38</td> <td data-sheets-value='{"1":3,"3":26}' style="border-right:1px solid #000000;border-bottom:1px solid #000000;overflow:hidden;padding:0px 3px 0px 3px;vertical-align:bottom;text-align:center;">26</td> </tr> <tr style="height:20px;"> <td data-sheets-value='{"1":2,"2":"Polycarbonate "}' style="border-left:1px solid #000000;overflow:hidden;padding:0px 3px 0px 3px;vertical-align:bottom;">Polycarbonate </td> <td data-sheets-value='{"1":2,"2":"EW"}' style="overflow:hidden;padding:0px 3px 0px 3px;vertical-align:bottom;">EW</td> <td data-sheets-value='{"1":2,"2":"Clear (A)"}' style="overflow:hidden;padding:0px 3px 0px 3px;vertical-align:bottom;">Clear (A)</td> <td data-sheets-numberformat='{"1":2,"2":"0.00","3":1}' data-sheets-value='{"1":3,"3":1.19}' style="overflow:hidden;padding:0px 3px 0px 3px;vertical-align:bottom;text-align:center;">1.19</td> <td data-sheets-numberformat='{"1":2,"2":"0","3":1}' data-sheets-value='{"1":3,"3":36.08}' style="overflow:hidden;padding:0px 3px 0px 3px;vertical-align:bottom;text-align:center;">36</td> <td data-sheets-numberformat='{"1":2,"2":"0","3":1}' data-sheets-value='{"1":3,"3":54.78}' style="overflow:hidden;padding:0px 3px 0px 3px;vertical-align:bottom;text-align:center;">55</td> <td data-sheets-value='{"1":3,"3":24}' style="border-right:1px solid #000000;overflow:hidden;padding:0px 3px 0px 3px;vertical-align:bottom;text-align:center;">24</td> </tr> <tr style="height:20px;"> <td data-sheets-value='{"1":2,"2":"PC"}' style="border-left:1px solid #000000;overflow:hidden;padding:0px 3px 0px 3px;vertical-align:bottom;">PC</td> <td style="overflow:hidden;padding:0px 3px 0px 3px;vertical-align:bottom;"></td> <td data-sheets-value='{"1":2,"2":"Opal (D)"}' style="overflow:hidden;padding:0px 3px 0px 3px;vertical-align:bottom;">Opal (D)</td> <td data-sheets-numberformat='{"1":2,"2":"0.00","3":1}' data-sheets-value='{"1":3,"3":1.19}' style="overflow:hidden;padding:0px 3px 0px 3px;vertical-align:bottom;text-align:center;">1.19</td> <td data-sheets-numberformat='{"1":2,"2":"0","3":1}' data-sheets-value='{"1":3,"3":23.779999999999998}' style="overflow:hidden;padding:0px 3px 0px 3px;vertical-align:bottom;text-align:center;">24</td> <td data-sheets-numberformat='{"1":2,"2":"0","3":1}' data-sheets-value='{"1":3,"3":39.6}' style="overflow:hidden;padding:0px 3px 0px 3px;vertical-align:bottom;text-align:center;">40</td> <td data-sheets-value='{"1":3,"3":24}' style="border-right:1px solid #000000;overflow:hidden;padding:0px 3px 0px 3px;vertical-align:bottom;text-align:center;">24</td> </tr> <tr style="height:20px;"> <td style="border-left:1px solid #000000;overflow:hidden;padding:0px 3px 0px 3px;vertical-align:bottom;"></td> <td data-sheets-value='{"1":2,"2":"DW"}' style="overflow:hidden;padding:0px 3px 0px 3px;vertical-align:bottom;">DW</td> <td data-sheets-value='{"1":2,"2":"Clear (A/H)"}' style="overflow:hidden;padding:0px 3px 0px 3px;vertical-align:bottom;">Clear (A/H)</td> <td data-sheets-numberformat='{"1":2,"2":"0.00","3":1}' data-sheets-value='{"1":3,"3":0.98}' style="overflow:hidden;padding:0px 3px 0px 3px;vertical-align:bottom;text-align:center;">0.98</td> <td data-sheets-numberformat='{"1":2,"2":"0","3":1}' data-sheets-value='{"1":3,"3":32.39}' style="overflow:hidden;padding:0px 3px 0px 3px;vertical-align:bottom;text-align:center;">32</td> <td data-sheets-numberformat='{"1":2,"2":"0","3":1}' data-sheets-value='{"1":3,"3":47.52}' style="overflow:hidden;padding:0px 3px 0px 3px;vertical-align:bottom;text-align:center;">48</td> <td data-sheets-value='{"1":3,"3":26}' style="border-right:1px solid #000000;overflow:hidden;padding:0px 3px 0px 3px;vertical-align:bottom;text-align:center;">26</td> </tr> <tr style="height:20px;"> <td style="border-left:1px solid #000000;overflow:hidden;padding:0px 3px 0px 3px;vertical-align:bottom;"></td> <td style="overflow:hidden;padding:0px 3px 0px 3px;vertical-align:bottom;"></td> <td data-sheets-value='{"1":2,"2":"Clear (A/A)"}' style="overflow:hidden;padding:0px 3px 0px 3px;vertical-align:bottom;">Clear (A/A)</td> <td data-sheets-numberformat='{"1":2,"2":"0.00","3":1}' data-sheets-value='{"1":3,"3":0.98}' style="overflow:hidden;padding:0px 3px 0px 3px;vertical-align:bottom;text-align:center;">0.98</td> <td data-sheets-numberformat='{"1":2,"2":"0","3":1}' data-sheets-value='{"1":3,"3":31.569999999999997}' style="overflow:hidden;padding:0px 3px 0px 3px;vertical-align:bottom;text-align:center;">32</td> <td data-sheets-numberformat='{"1":2,"2":"0","3":1}' data-sheets-value='{"1":3,"3":45.54}' style="overflow:hidden;padding:0px 3px 0px 3px;vertical-align:bottom;text-align:center;">46</td> <td data-sheets-value='{"1":3,"3":26}' style="border-right:1px solid #000000;overflow:hidden;padding:0px 3px 0px 3px;vertical-align:bottom;text-align:center;">26</td> </tr> <tr style="height:20px;"> <td style="border-left:1px solid #000000;overflow:hidden;padding:0px 3px 0px 3px;vertical-align:bottom;"></td> <td style="overflow:hidden;padding:0px 3px 0px 3px;vertical-align:bottom;"></td> <td data-sheets-value='{"1":2,"2":"Opal (A/O)"}' style="overflow:hidden;padding:0px 3px 0px 3px;vertical-align:bottom;">Opal (A/O)</td> <td data-sheets-numberformat='{"1":2,"2":"0.00","3":1}' data-sheets-value='{"1":3,"3":0.98}' style="overflow:hidden;padding:0px 3px 0px 3px;vertical-align:bottom;text-align:center;">0.98</td> <td data-sheets-numberformat='{"1":2,"2":"0","3":1}' data-sheets-value='{"1":3,"3":29.93}' style="overflow:hidden;padding:0px 3px 0px 3px;vertical-align:bottom;text-align:center;">30</td> <td data-sheets-numberformat='{"1":2,"2":"0","3":1}' data-sheets-value='{"1":3,"3":41.580000000000005}' style="overflow:hidden;padding:0px 3px 0px 3px;vertical-align:bottom;text-align:center;">42</td> <td data-sheets-value='{"1":3,"3":26}' style="border-right:1px solid #000000;overflow:hidden;padding:0px 3px 0px 3px;vertical-align:bottom;text-align:center;">26</td> </tr> <tr style="height:20px;"> <td style="border-bottom:1px solid #000000;border-left:1px solid #000000;overflow:hidden;padding:0px 3px 0px 3px;vertical-align:bottom;"></td> <td style="border-bottom:1px solid #000000;overflow:hidden;padding:0px 3px 0px 3px;vertical-align:bottom;"></td> <td data-sheets-value='{"1":2,"2":"Opal (A/D)"}' style="border-bottom:1px solid #000000;overflow:hidden;padding:0px 3px 0px 3px;vertical-align:bottom;">Opal (A/D)</td> <td data-sheets-numberformat='{"1":2,"2":"0.00","3":1}' data-sheets-value='{"1":3,"3":0.98}' style="border-bottom:1px solid #000000;overflow:hidden;padding:0px 3px 0px 3px;vertical-align:bottom;text-align:center;">0.98</td> <td data-sheets-numberformat='{"1":2,"2":"0","3":1}' data-sheets-value='{"1":3,"3":20.91}' style="border-bottom:1px solid #000000;overflow:hidden;padding:0px 3px 0px 3px;vertical-align:bottom;text-align:center;">21</td> <td data-sheets-numberformat='{"1":2,"2":"0","3":1}' data-sheets-value='{"1":3,"3":33}' style="border-bottom:1px solid #000000;overflow:hidden;padding:0px 3px 0px 3px;vertical-align:bottom;text-align:center;">33</td> <td data-sheets-value='{"1":3,"3":26}' style="border-right:1px solid #000000;border-bottom:1px solid #000000;overflow:hidden;padding:0px 3px 0px 3px;vertical-align:bottom;text-align:center;">26</td> </tr> <tr style="height:20px;"> <td data-sheets-value='{"1":2,"2":"Polycarbonate"}' style="border-left:1px solid #000000;overflow:hidden;padding:0px 3px 0px 3px;vertical-align:bottom;">Polycarbonate</td> <td data-sheets-value='{"1":2,"2":"EW"}' style="overflow:hidden;padding:0px 3px 0px 3px;vertical-align:bottom;">EW</td> <td data-sheets-value='{"1":2,"2":"Heatstop Opal (T)"}' style="overflow:hidden;padding:0px 3px 0px 3px;vertical-align:bottom;">Heatstop Opal (T)</td> <td data-sheets-numberformat='{"1":2,"2":"0.00","3":1}' data-sheets-value='{"1":3,"3":1.19}' style="overflow:hidden;padding:0px 3px 0px 3px;vertical-align:bottom;text-align:center;">1.19</td> <td data-sheets-numberformat='{"1":2,"2":"0","3":1}' data-sheets-value='{"1":3,"3":20.09}' style="overflow:hidden;padding:0px 3px 0px 3px;vertical-align:bottom;text-align:center;">20</td> <td data-sheets-numberformat='{"1":2,"2":"0","3":1}' data-sheets-value='{"1":3,"3":38.940000000000005}' style="overflow:hidden;padding:0px 3px 0px 3px;vertical-align:bottom;text-align:center;">39</td> <td data-sheets-value='{"1":3,"3":24}' style="border-right:1px solid #000000;overflow:hidden;padding:0px 3px 0px 3px;vertical-align:bottom;text-align:center;">24</td> </tr> <tr style="height:20px;"> <td data-sheets-value='{"1":2,"2":"Heatstop PC"}' style="border-left:1px solid #000000;overflow:hidden;padding:0px 3px 0px 3px;vertical-align:bottom;">Heatstop PC</td> <td data-sheets-value='{"1":2,"2":"DW"}' style="overflow:hidden;padding:0px 3px 0px 3px;vertical-align:bottom;">DW</td> <td data-sheets-value='{"1":2,"2":"Clear (T/H)"}' style="overflow:hidden;padding:0px 3px 0px 3px;vertical-align:bottom;">Clear (T/H)</td> <td data-sheets-numberformat='{"1":2,"2":"0.00","3":1}' data-sheets-value='{"1":3,"3":0.98}' style="overflow:hidden;padding:0px 3px 0px 3px;vertical-align:bottom;text-align:center;">0.98</td> <td data-sheets-numberformat='{"1":2,"2":"0","3":1}' data-sheets-value='{"1":3,"3":18.04}' style="overflow:hidden;padding:0px 3px 0px 3px;vertical-align:bottom;text-align:center;">18</td> <td data-sheets-numberformat='{"1":2,"2":"0","3":1}' data-sheets-value='{"1":3,"3":33.660000000000004}' style="overflow:hidden;padding:0px 3px 0px 3px;vertical-align:bottom;text-align:center;">34</td> <td data-sheets-value='{"1":3,"3":26}' style="border-right:1px solid #000000;overflow:hidden;padding:0px 3px 0px 3px;vertical-align:bottom;text-align:center;">26</td> </tr> <tr style="height:20px;"> <td style="border-bottom:1px solid #000000;border-left:1px solid #000000;overflow:hidden;padding:0px 3px 0px 3px;vertical-align:bottom;"></td> <td style="border-bottom:1px solid #000000;overflow:hidden;padding:0px 3px 0px 3px;vertical-align:bottom;"></td> <td data-sheets-value='{"1":2,"2":"Opal (T/O)"}' style="border-bottom:1px solid #000000;overflow:hidden;padding:0px 3px 0px 3px;vertical-align:bottom;">Opal (T/O)</td> <td data-sheets-numberformat='{"1":2,"2":"0.00","3":1}' data-sheets-value='{"1":3,"3":0.98}' style="border-bottom:1px solid #000000;overflow:hidden;padding:0px 3px 0px 3px;vertical-align:bottom;text-align:center;">0.98</td> <td data-sheets-numberformat='{"1":2,"2":"0","3":1}' data-sheets-value='{"1":3,"3":16.81}' style="border-bottom:1px solid #000000;overflow:hidden;padding:0px 3px 0px 3px;vertical-align:bottom;text-align:center;">17</td> <td data-sheets-numberformat='{"1":2,"2":"0","3":1}' data-sheets-value='{"1":3,"3":29.700000000000003}' style="border-bottom:1px solid #000000;overflow:hidden;padding:0px 3px 0px 3px;vertical-align:bottom;text-align:center;">30</td> <td data-sheets-value='{"1":3,"3":26}' style="border-right:1px solid #000000;border-bottom:1px solid #000000;overflow:hidden;padding:0px 3px 0px 3px;vertical-align:bottom;text-align:center;">26</td> </tr> </tbody></table> | skylux-160-ce-met-koepel-en-pvc-opstand-35-30-met-lm-motor-pvc-raam-type-ep25-en-windvang-1200-x-1500-mm | 8586051256653 | 46872391352653
Smoke and heat exhaust (SHEV) | SHE system | Skylux | Skylux 160° CE with skylight and PVC curb 35/30 with LM-actuator, PVC frame type EP25 and spoiler 1200 x 1800 mm |  | 50642 | 5412970506423 | 6490.45 | Yes | 30-45 | 113.54 | 1200 x 1800 mm | 1800 | 1200 |  | PVC 35/30 (35 cm high & roof opening = 30 cm larger than daylight size) | Rectangular | 1.19 W/m²K - 0.98 W/m²K | 57% - 30% | 37% - 17% | 24dB - 26dB | 160° CE (for industry) | PVC frame EP25 | with spoiler | E | Single actuator | Maximum double-walled skylight possible for this product | Ut-value LT-value g-value Rw-value EN 1873 : 2014 EN ISO 13468 EN 16153 EN 410 EN 410 EN ISO 140-3 Material Walls Shells (W/m²K) (%) (%) (dB) Acrylic EW Clear (H) 1.19 37 57 24 PMMA Opal (O) 1.19 34 50 24 DW Clear (H/H) 0.98 33 50 26 Opal (O/O) 0.98 28 38 26 Polycarbonate EW Clear (A) 1.19 36 55 24 PC Opal (D) 1.19 24 40 24 DW Clear (A/H) 0.98 32 48 26 Clear (A/A) 0.98 32 46 26 Opal (A/O) 0.98 30 42 26 Opal (A/D) 0.98 21 33 26 Polycarbonate EW Heatstop Opal (T) 1.19 20 39 24 Heatstop PC DW Clear (T/H) 0.98 18 34 26 Opal (T/O) 0.98 17 30 26 | https://skylux.eu/en/products/skylux-160-ce-met-koepel-en-pvc-opstand-35-30-met-lm-motor-pvc-raam-type-ep25-en-windvang-1200-x-1800-mm | https://skylux.eu/cdn/shop/files/Skylux-160deg-CE-met-koepel-en-pvc-opstand-3530-met-LM-motor-pvc-raam-type-EP25-en-windvang-1200-x-1800-mm-RWA-systeem.jpg?v=1702982535&width=1600 | https://skylux.eu/cdn/shop/files/e5a82811-1bb0-48e4-a776-cacb59c7c092_eed921f0-869e-4291-b72f-dafb3eb05662.jpg?v=1688551638&width=1600 | //skylux.eu/cdn/shop/files/E_MH_Mounting_instructions_Skylux_160_CE_LM.pdf?v=12406716259046007223 | //skylux.eu/cdn/shop/files/E_TD_Technical_File_Skylux_Skylux_160_CE_Electric.pdf?v=3667116872303399239 | <style type="text/css" id="isPasted"><!--td {border: 1px solid #cccccc;}br {mso-data-placement:same-cell;}--></style><table border="1" cellpadding="0" cellspacing="0" dir="ltr" style="table-layout:fixed;font-size:10pt;font-family:Arial;border-collapse:collapse;border:none;"><tbody> <tr style="height:20px;"> <td style="overflow:hidden;padding:0px 3px 0px 3px;vertical-align:bottom;"></td> <td style="overflow:hidden;padding:0px 3px 0px 3px;vertical-align:bottom;"></td> <td style="overflow:hidden;padding:0px 3px 0px 3px;vertical-align:bottom;"></td> <td data-sheets-value='{"1":2,"2":"Ut-value"}' style="overflow:hidden;padding:0px 3px 0px 3px;vertical-align:bottom;font-weight:bold;text-align:center;">Ut-value</td> <td data-sheets-value='{"1":2,"2":"LT-value"}' style="overflow:hidden;padding:0px 3px 0px 3px;vertical-align:bottom;font-weight:bold;text-align:center;">LT-value</td> <td data-sheets-value='{"1":2,"2":"g-value"}' style="overflow:hidden;padding:0px 3px 0px 3px;vertical-align:bottom;font-weight:bold;text-align:center;">g-value</td> <td data-sheets-value='{"1":2,"2":"Rw-value "}' style="overflow:hidden;padding:0px 3px 0px 3px;vertical-align:bottom;font-weight:bold;text-align:center;">Rw-value </td> </tr> <tr style="height:20px;"> <td style="overflow:hidden;padding:0px 3px 0px 3px;vertical-align:bottom;"></td> <td style="overflow:hidden;padding:0px 3px 0px 3px;vertical-align:bottom;"></td> <td style="overflow:hidden;padding:0px 3px 0px 3px;vertical-align:bottom;"></td> <td data-sheets-numberformat='{"1":2,"2":"0.00","3":1}' data-sheets-value='{"1":2,"2":"EN 1873 : 2014"}' style="overflow:hidden;padding:0px 3px 0px 3px;vertical-align:bottom;text-align:center;">EN 1873 : 2014</td> <td data-sheets-numberformat='{"1":2,"2":"0","3":1}' data-sheets-value='{"1":2,"2":"EN ISO 13468 EN 16153 EN 410"}' style="overflow:hidden;padding:0px 3px 0px 3px;vertical-align:bottom;text-align:center;">EN ISO 13468 EN 16153 EN 410</td> <td data-sheets-numberformat='{"1":2,"2":"0","3":1}' data-sheets-value='{"1":2,"2":"EN 410"}' style="overflow:hidden;padding:0px 3px 0px 3px;vertical-align:bottom;text-align:center;">EN 410</td> <td data-sheets-value='{"1":2,"2":"EN ISO 140-3\t\t"}' style="overflow:hidden;padding:0px 3px 0px 3px;vertical-align:bottom;text-align:center;">EN ISO 140-3 </td> </tr> <tr style="height:20px;"> <td data-sheets-value='{"1":2,"2":"Material"}' style="border-bottom:1px solid #000000;overflow:hidden;padding:0px 3px 0px 3px;vertical-align:bottom;background-color:#000000;font-weight:bold;color:#ffffff;">Material</td> <td data-sheets-value='{"1":2,"2":"Walls"}' style="border-bottom:1px solid #000000;overflow:hidden;padding:0px 3px 0px 3px;vertical-align:bottom;background-color:#000000;font-weight:bold;color:#ffffff;">Walls</td> <td data-sheets-value='{"1":2,"2":"Shells"}' style="border-bottom:1px solid #000000;overflow:hidden;padding:0px 3px 0px 3px;vertical-align:bottom;background-color:#000000;font-weight:bold;color:#ffffff;">Shells</td> <td data-sheets-numberformat='{"1":2,"2":"0.00","3":1}' data-sheets-value='{"1":2,"2":"(W/m²K)\t"}' style="border-bottom:1px solid #000000;overflow:hidden;padding:0px 3px 0px 3px;vertical-align:bottom;background-color:#000000;font-weight:bold;color:#ffffff;text-align:center;">(W/m²K) </td> <td data-sheets-numberformat='{"1":2,"2":"0","3":1}' data-sheets-value='{"1":2,"2":"(%)"}' style="border-bottom:1px solid #000000;overflow:hidden;padding:0px 3px 0px 3px;vertical-align:bottom;background-color:#000000;font-weight:bold;color:#ffffff;text-align:center;">(%)</td> <td data-sheets-numberformat='{"1":2,"2":"0","3":1}' data-sheets-value='{"1":2,"2":"(%)"}' style="border-bottom:1px solid #000000;overflow:hidden;padding:0px 3px 0px 3px;vertical-align:bottom;background-color:#000000;font-weight:bold;color:#ffffff;text-align:center;">(%)</td> <td data-sheets-value='{"1":2,"2":"(dB)"}' style="border-bottom:1px solid #000000;overflow:hidden;padding:0px 3px 0px 3px;vertical-align:bottom;background-color:#000000;font-weight:bold;color:#ffffff;text-align:center;">(dB)</td> </tr> <tr style="height:20px;"> <td data-sheets-value='{"1":2,"2":"Acrylic"}' style="border-left:1px solid #000000;overflow:hidden;padding:0px 3px 0px 3px;vertical-align:bottom;">Acrylic</td> <td data-sheets-value='{"1":2,"2":"EW"}' style="overflow:hidden;padding:0px 3px 0px 3px;vertical-align:bottom;">EW</td> <td data-sheets-value='{"1":2,"2":"Clear (H)"}' style="overflow:hidden;padding:0px 3px 0px 3px;vertical-align:bottom;">Clear (H)</td> <td data-sheets-numberformat='{"1":2,"2":"0.00","3":1}' data-sheets-value='{"1":3,"3":1.19}' style="overflow:hidden;padding:0px 3px 0px 3px;vertical-align:bottom;text-align:center;">1.19</td> <td data-sheets-numberformat='{"1":2,"2":"0","3":1}' data-sheets-value='{"1":3,"3":36.9}' style="overflow:hidden;padding:0px 3px 0px 3px;vertical-align:bottom;text-align:center;">37</td> <td data-sheets-numberformat='{"1":2,"2":"0","3":1}' data-sheets-value='{"1":3,"3":57.42}' style="overflow:hidden;padding:0px 3px 0px 3px;vertical-align:bottom;text-align:center;">57</td> <td data-sheets-value='{"1":3,"3":24}' style="border-right:1px solid #000000;overflow:hidden;padding:0px 3px 0px 3px;vertical-align:bottom;text-align:center;">24</td> </tr> <tr style="height:20px;"> <td data-sheets-value='{"1":2,"2":"PMMA"}' style="border-left:1px solid #000000;overflow:hidden;padding:0px 3px 0px 3px;vertical-align:bottom;">PMMA</td> <td style="overflow:hidden;padding:0px 3px 0px 3px;vertical-align:bottom;"></td> <td data-sheets-value='{"1":2,"2":"Opal (O)"}' style="overflow:hidden;padding:0px 3px 0px 3px;vertical-align:bottom;">Opal (O)</td> <td data-sheets-numberformat='{"1":2,"2":"0.00","3":1}' data-sheets-value='{"1":3,"3":1.19}' style="overflow:hidden;padding:0px 3px 0px 3px;vertical-align:bottom;text-align:center;">1.19</td> <td data-sheets-numberformat='{"1":2,"2":"0","3":1}' data-sheets-value='{"1":3,"3":34.03}' style="overflow:hidden;padding:0px 3px 0px 3px;vertical-align:bottom;text-align:center;">34</td> <td data-sheets-numberformat='{"1":2,"2":"0","3":1}' data-sheets-value='{"1":3,"3":50.160000000000004}' style="overflow:hidden;padding:0px 3px 0px 3px;vertical-align:bottom;text-align:center;">50</td> <td data-sheets-value='{"1":3,"3":24}' style="border-right:1px solid #000000;overflow:hidden;padding:0px 3px 0px 3px;vertical-align:bottom;text-align:center;">24</td> </tr> <tr style="height:20px;"> <td style="border-left:1px solid #000000;overflow:hidden;padding:0px 3px 0px 3px;vertical-align:bottom;"></td> <td data-sheets-value='{"1":2,"2":"DW"}' style="overflow:hidden;padding:0px 3px 0px 3px;vertical-align:bottom;">DW</td> <td data-sheets-value='{"1":2,"2":"Clear (H/H)"}' style="overflow:hidden;padding:0px 3px 0px 3px;vertical-align:bottom;">Clear (H/H)</td> <td data-sheets-numberformat='{"1":2,"2":"0.00","3":1}' data-sheets-value='{"1":3,"3":0.98}' style="overflow:hidden;padding:0px 3px 0px 3px;vertical-align:bottom;text-align:center;">0.98</td> <td data-sheets-numberformat='{"1":2,"2":"0","3":1}' data-sheets-value='{"1":3,"3":33.21}' style="overflow:hidden;padding:0px 3px 0px 3px;vertical-align:bottom;text-align:center;">33</td> <td data-sheets-numberformat='{"1":2,"2":"0","3":1}' data-sheets-value='{"1":3,"3":49.5}' style="overflow:hidden;padding:0px 3px 0px 3px;vertical-align:bottom;text-align:center;">50</td> <td data-sheets-value='{"1":3,"3":26}' style="border-right:1px solid #000000;overflow:hidden;padding:0px 3px 0px 3px;vertical-align:bottom;text-align:center;">26</td> </tr> <tr style="height:20px;"> <td style="border-bottom:1px solid #000000;border-left:1px solid #000000;overflow:hidden;padding:0px 3px 0px 3px;vertical-align:bottom;"></td> <td style="border-bottom:1px solid #000000;overflow:hidden;padding:0px 3px 0px 3px;vertical-align:bottom;"></td> <td data-sheets-value='{"1":2,"2":"Opal (O/O)"}' style="border-bottom:1px solid #000000;overflow:hidden;padding:0px 3px 0px 3px;vertical-align:bottom;">Opal (O/O)</td> <td data-sheets-numberformat='{"1":2,"2":"0.00","3":1}' data-sheets-value='{"1":3,"3":0.98}' style="border-bottom:1px solid #000000;overflow:hidden;padding:0px 3px 0px 3px;vertical-align:bottom;text-align:center;">0.98</td> <td data-sheets-numberformat='{"1":2,"2":"0","3":1}' data-sheets-value='{"1":3,"3":28.29}' style="border-bottom:1px solid #000000;overflow:hidden;padding:0px 3px 0px 3px;vertical-align:bottom;text-align:center;">28</td> <td data-sheets-numberformat='{"1":2,"2":"0","3":1}' data-sheets-value='{"1":3,"3":38.28}' style="border-bottom:1px solid #000000;overflow:hidden;padding:0px 3px 0px 3px;vertical-align:bottom;text-align:center;">38</td> <td data-sheets-value='{"1":3,"3":26}' style="border-right:1px solid #000000;border-bottom:1px solid #000000;overflow:hidden;padding:0px 3px 0px 3px;vertical-align:bottom;text-align:center;">26</td> </tr> <tr style="height:20px;"> <td data-sheets-value='{"1":2,"2":"Polycarbonate "}' style="border-left:1px solid #000000;overflow:hidden;padding:0px 3px 0px 3px;vertical-align:bottom;">Polycarbonate </td> <td data-sheets-value='{"1":2,"2":"EW"}' style="overflow:hidden;padding:0px 3px 0px 3px;vertical-align:bottom;">EW</td> <td data-sheets-value='{"1":2,"2":"Clear (A)"}' style="overflow:hidden;padding:0px 3px 0px 3px;vertical-align:bottom;">Clear (A)</td> <td data-sheets-numberformat='{"1":2,"2":"0.00","3":1}' data-sheets-value='{"1":3,"3":1.19}' style="overflow:hidden;padding:0px 3px 0px 3px;vertical-align:bottom;text-align:center;">1.19</td> <td data-sheets-numberformat='{"1":2,"2":"0","3":1}' data-sheets-value='{"1":3,"3":36.08}' style="overflow:hidden;padding:0px 3px 0px 3px;vertical-align:bottom;text-align:center;">36</td> <td data-sheets-numberformat='{"1":2,"2":"0","3":1}' data-sheets-value='{"1":3,"3":54.78}' style="overflow:hidden;padding:0px 3px 0px 3px;vertical-align:bottom;text-align:center;">55</td> <td data-sheets-value='{"1":3,"3":24}' style="border-right:1px solid #000000;overflow:hidden;padding:0px 3px 0px 3px;vertical-align:bottom;text-align:center;">24</td> </tr> <tr style="height:20px;"> <td data-sheets-value='{"1":2,"2":"PC"}' style="border-left:1px solid #000000;overflow:hidden;padding:0px 3px 0px 3px;vertical-align:bottom;">PC</td> <td style="overflow:hidden;padding:0px 3px 0px 3px;vertical-align:bottom;"></td> <td data-sheets-value='{"1":2,"2":"Opal (D)"}' style="overflow:hidden;padding:0px 3px 0px 3px;vertical-align:bottom;">Opal (D)</td> <td data-sheets-numberformat='{"1":2,"2":"0.00","3":1}' data-sheets-value='{"1":3,"3":1.19}' style="overflow:hidden;padding:0px 3px 0px 3px;vertical-align:bottom;text-align:center;">1.19</td> <td data-sheets-numberformat='{"1":2,"2":"0","3":1}' data-sheets-value='{"1":3,"3":23.779999999999998}' style="overflow:hidden;padding:0px 3px 0px 3px;vertical-align:bottom;text-align:center;">24</td> <td data-sheets-numberformat='{"1":2,"2":"0","3":1}' data-sheets-value='{"1":3,"3":39.6}' style="overflow:hidden;padding:0px 3px 0px 3px;vertical-align:bottom;text-align:center;">40</td> <td data-sheets-value='{"1":3,"3":24}' style="border-right:1px solid #000000;overflow:hidden;padding:0px 3px 0px 3px;vertical-align:bottom;text-align:center;">24</td> </tr> <tr style="height:20px;"> <td style="border-left:1px solid #000000;overflow:hidden;padding:0px 3px 0px 3px;vertical-align:bottom;"></td> <td data-sheets-value='{"1":2,"2":"DW"}' style="overflow:hidden;padding:0px 3px 0px 3px;vertical-align:bottom;">DW</td> <td data-sheets-value='{"1":2,"2":"Clear (A/H)"}' style="overflow:hidden;padding:0px 3px 0px 3px;vertical-align:bottom;">Clear (A/H)</td> <td data-sheets-numberformat='{"1":2,"2":"0.00","3":1}' data-sheets-value='{"1":3,"3":0.98}' style="overflow:hidden;padding:0px 3px 0px 3px;vertical-align:bottom;text-align:center;">0.98</td> <td data-sheets-numberformat='{"1":2,"2":"0","3":1}' data-sheets-value='{"1":3,"3":32.39}' style="overflow:hidden;padding:0px 3px 0px 3px;vertical-align:bottom;text-align:center;">32</td> <td data-sheets-numberformat='{"1":2,"2":"0","3":1}' data-sheets-value='{"1":3,"3":47.52}' style="overflow:hidden;padding:0px 3px 0px 3px;vertical-align:bottom;text-align:center;">48</td> <td data-sheets-value='{"1":3,"3":26}' style="border-right:1px solid #000000;overflow:hidden;padding:0px 3px 0px 3px;vertical-align:bottom;text-align:center;">26</td> </tr> <tr style="height:20px;"> <td style="border-left:1px solid #000000;overflow:hidden;padding:0px 3px 0px 3px;vertical-align:bottom;"></td> <td style="overflow:hidden;padding:0px 3px 0px 3px;vertical-align:bottom;"></td> <td data-sheets-value='{"1":2,"2":"Clear (A/A)"}' style="overflow:hidden;padding:0px 3px 0px 3px;vertical-align:bottom;">Clear (A/A)</td> <td data-sheets-numberformat='{"1":2,"2":"0.00","3":1}' data-sheets-value='{"1":3,"3":0.98}' style="overflow:hidden;padding:0px 3px 0px 3px;vertical-align:bottom;text-align:center;">0.98</td> <td data-sheets-numberformat='{"1":2,"2":"0","3":1}' data-sheets-value='{"1":3,"3":31.569999999999997}' style="overflow:hidden;padding:0px 3px 0px 3px;vertical-align:bottom;text-align:center;">32</td> <td data-sheets-numberformat='{"1":2,"2":"0","3":1}' data-sheets-value='{"1":3,"3":45.54}' style="overflow:hidden;padding:0px 3px 0px 3px;vertical-align:bottom;text-align:center;">46</td> <td data-sheets-value='{"1":3,"3":26}' style="border-right:1px solid #000000;overflow:hidden;padding:0px 3px 0px 3px;vertical-align:bottom;text-align:center;">26</td> </tr> <tr style="height:20px;"> <td style="border-left:1px solid #000000;overflow:hidden;padding:0px 3px 0px 3px;vertical-align:bottom;"></td> <td style="overflow:hidden;padding:0px 3px 0px 3px;vertical-align:bottom;"></td> <td data-sheets-value='{"1":2,"2":"Opal (A/O)"}' style="overflow:hidden;padding:0px 3px 0px 3px;vertical-align:bottom;">Opal (A/O)</td> <td data-sheets-numberformat='{"1":2,"2":"0.00","3":1}' data-sheets-value='{"1":3,"3":0.98}' style="overflow:hidden;padding:0px 3px 0px 3px;vertical-align:bottom;text-align:center;">0.98</td> <td data-sheets-numberformat='{"1":2,"2":"0","3":1}' data-sheets-value='{"1":3,"3":29.93}' style="overflow:hidden;padding:0px 3px 0px 3px;vertical-align:bottom;text-align:center;">30</td> <td data-sheets-numberformat='{"1":2,"2":"0","3":1}' data-sheets-value='{"1":3,"3":41.580000000000005}' style="overflow:hidden;padding:0px 3px 0px 3px;vertical-align:bottom;text-align:center;">42</td> <td data-sheets-value='{"1":3,"3":26}' style="border-right:1px solid #000000;overflow:hidden;padding:0px 3px 0px 3px;vertical-align:bottom;text-align:center;">26</td> </tr> <tr style="height:20px;"> <td style="border-bottom:1px solid #000000;border-left:1px solid #000000;overflow:hidden;padding:0px 3px 0px 3px;vertical-align:bottom;"></td> <td style="border-bottom:1px solid #000000;overflow:hidden;padding:0px 3px 0px 3px;vertical-align:bottom;"></td> <td data-sheets-value='{"1":2,"2":"Opal (A/D)"}' style="border-bottom:1px solid #000000;overflow:hidden;padding:0px 3px 0px 3px;vertical-align:bottom;">Opal (A/D)</td> <td data-sheets-numberformat='{"1":2,"2":"0.00","3":1}' data-sheets-value='{"1":3,"3":0.98}' style="border-bottom:1px solid #000000;overflow:hidden;padding:0px 3px 0px 3px;vertical-align:bottom;text-align:center;">0.98</td> <td data-sheets-numberformat='{"1":2,"2":"0","3":1}' data-sheets-value='{"1":3,"3":20.91}' style="border-bottom:1px solid #000000;overflow:hidden;padding:0px 3px 0px 3px;vertical-align:bottom;text-align:center;">21</td> <td data-sheets-numberformat='{"1":2,"2":"0","3":1}' data-sheets-value='{"1":3,"3":33}' style="border-bottom:1px solid #000000;overflow:hidden;padding:0px 3px 0px 3px;vertical-align:bottom;text-align:center;">33</td> <td data-sheets-value='{"1":3,"3":26}' style="border-right:1px solid #000000;border-bottom:1px solid #000000;overflow:hidden;padding:0px 3px 0px 3px;vertical-align:bottom;text-align:center;">26</td> </tr> <tr style="height:20px;"> <td data-sheets-value='{"1":2,"2":"Polycarbonate"}' style="border-left:1px solid #000000;overflow:hidden;padding:0px 3px 0px 3px;vertical-align:bottom;">Polycarbonate</td> <td data-sheets-value='{"1":2,"2":"EW"}' style="overflow:hidden;padding:0px 3px 0px 3px;vertical-align:bottom;">EW</td> <td data-sheets-value='{"1":2,"2":"Heatstop Opal (T)"}' style="overflow:hidden;padding:0px 3px 0px 3px;vertical-align:bottom;">Heatstop Opal (T)</td> <td data-sheets-numberformat='{"1":2,"2":"0.00","3":1}' data-sheets-value='{"1":3,"3":1.19}' style="overflow:hidden;padding:0px 3px 0px 3px;vertical-align:bottom;text-align:center;">1.19</td> <td data-sheets-numberformat='{"1":2,"2":"0","3":1}' data-sheets-value='{"1":3,"3":20.09}' style="overflow:hidden;padding:0px 3px 0px 3px;vertical-align:bottom;text-align:center;">20</td> <td data-sheets-numberformat='{"1":2,"2":"0","3":1}' data-sheets-value='{"1":3,"3":38.940000000000005}' style="overflow:hidden;padding:0px 3px 0px 3px;vertical-align:bottom;text-align:center;">39</td> <td data-sheets-value='{"1":3,"3":24}' style="border-right:1px solid #000000;overflow:hidden;padding:0px 3px 0px 3px;vertical-align:bottom;text-align:center;">24</td> </tr> <tr style="height:20px;"> <td data-sheets-value='{"1":2,"2":"Heatstop PC"}' style="border-left:1px solid #000000;overflow:hidden;padding:0px 3px 0px 3px;vertical-align:bottom;">Heatstop PC</td> <td data-sheets-value='{"1":2,"2":"DW"}' style="overflow:hidden;padding:0px 3px 0px 3px;vertical-align:bottom;">DW</td> <td data-sheets-value='{"1":2,"2":"Clear (T/H)"}' style="overflow:hidden;padding:0px 3px 0px 3px;vertical-align:bottom;">Clear (T/H)</td> <td data-sheets-numberformat='{"1":2,"2":"0.00","3":1}' data-sheets-value='{"1":3,"3":0.98}' style="overflow:hidden;padding:0px 3px 0px 3px;vertical-align:bottom;text-align:center;">0.98</td> <td data-sheets-numberformat='{"1":2,"2":"0","3":1}' data-sheets-value='{"1":3,"3":18.04}' style="overflow:hidden;padding:0px 3px 0px 3px;vertical-align:bottom;text-align:center;">18</td> <td data-sheets-numberformat='{"1":2,"2":"0","3":1}' data-sheets-value='{"1":3,"3":33.660000000000004}' style="overflow:hidden;padding:0px 3px 0px 3px;vertical-align:bottom;text-align:center;">34</td> <td data-sheets-value='{"1":3,"3":26}' style="border-right:1px solid #000000;overflow:hidden;padding:0px 3px 0px 3px;vertical-align:bottom;text-align:center;">26</td> </tr> <tr style="height:20px;"> <td style="border-bottom:1px solid #000000;border-left:1px solid #000000;overflow:hidden;padding:0px 3px 0px 3px;vertical-align:bottom;"></td> <td style="border-bottom:1px solid #000000;overflow:hidden;padding:0px 3px 0px 3px;vertical-align:bottom;"></td> <td data-sheets-value='{"1":2,"2":"Opal (T/O)"}' style="border-bottom:1px solid #000000;overflow:hidden;padding:0px 3px 0px 3px;vertical-align:bottom;">Opal (T/O)</td> <td data-sheets-numberformat='{"1":2,"2":"0.00","3":1}' data-sheets-value='{"1":3,"3":0.98}' style="border-bottom:1px solid #000000;overflow:hidden;padding:0px 3px 0px 3px;vertical-align:bottom;text-align:center;">0.98</td> <td data-sheets-numberformat='{"1":2,"2":"0","3":1}' data-sheets-value='{"1":3,"3":16.81}' style="border-bottom:1px solid #000000;overflow:hidden;padding:0px 3px 0px 3px;vertical-align:bottom;text-align:center;">17</td> <td data-sheets-numberformat='{"1":2,"2":"0","3":1}' data-sheets-value='{"1":3,"3":29.700000000000003}' style="border-bottom:1px solid #000000;overflow:hidden;padding:0px 3px 0px 3px;vertical-align:bottom;text-align:center;">30</td> <td data-sheets-value='{"1":3,"3":26}' style="border-right:1px solid #000000;border-bottom:1px solid #000000;overflow:hidden;padding:0px 3px 0px 3px;vertical-align:bottom;text-align:center;">26</td> </tr> </tbody></table> | skylux-160-ce-met-koepel-en-pvc-opstand-35-30-met-lm-motor-pvc-raam-type-ep25-en-windvang-1200-x-1800-mm | 8586051322189 | 46872391450957
Smoke and heat exhaust (SHEV) | SHE system | Skylux | Skylux 160° CE with skylight and PVC curb 35/30 with LM-actuator, PVC frame type EP25 and spoiler 1200 x 2100 mm |  | 50643 | 5412970506430 | 7038.6 | Yes | 30-45 | 117.8 | 1200 x 2100 mm | 2100 | 1200 |  | PVC 35/30 (35 cm high & roof opening = 30 cm larger than daylight size) | Rectangular | 1.19 W/m²K - 0.98 W/m²K | 57% - 30% | 37% - 17% | 24dB - 26dB | 160° CE (for industry) | PVC frame EP25 | with spoiler | E | Single actuator | Maximum double-walled skylight possible for this product | Ut-value LT-value g-value Rw-value EN 1873 : 2014 EN ISO 13468 EN 16153 EN 410 EN 410 EN ISO 140-3 Material Walls Shells (W/m²K) (%) (%) (dB) Acrylic EW Clear (H) 1.19 37 57 24 PMMA Opal (O) 1.19 34 50 24 DW Clear (H/H) 0.98 33 50 26 Opal (O/O) 0.98 28 38 26 Polycarbonate EW Clear (A) 1.19 36 55 24 PC Opal (D) 1.19 24 40 24 DW Clear (A/H) 0.98 32 48 26 Clear (A/A) 0.98 32 46 26 Opal (A/O) 0.98 30 42 26 Opal (A/D) 0.98 21 33 26 Polycarbonate EW Heatstop Opal (T) 1.19 20 39 24 Heatstop PC DW Clear (T/H) 0.98 18 34 26 Opal (T/O) 0.98 17 30 26 | https://skylux.eu/en/products/skylux-160-ce-met-koepel-en-pvc-opstand-35-30-met-lm-motor-pvc-raam-type-ep25-en-windvang-1200-x-2100-mm | https://skylux.eu/cdn/shop/files/Skylux-160deg-CE-met-koepel-en-pvc-opstand-3530-met-LM-motor-pvc-raam-type-EP25-en-windvang-1200-x-2100-mm-RWA-systeem.jpg?v=1702982540&width=1600 | https://skylux.eu/cdn/shop/files/e5a82811-1bb0-48e4-a776-cacb59c7c092_62255b71-2729-488e-831b-0ebeb6625e07.jpg?v=1688551638&width=1600 | //skylux.eu/cdn/shop/files/E_MH_Mounting_instructions_Skylux_160_CE_LM.pdf?v=12406716259046007223 | //skylux.eu/cdn/shop/files/E_TD_Technical_File_Skylux_Skylux_160_CE_Electric.pdf?v=3667116872303399239 | <style type="text/css" id="isPasted"><!--td {border: 1px solid #cccccc;}br {mso-data-placement:same-cell;}--></style><table border="1" cellpadding="0" cellspacing="0" dir="ltr" style="table-layout:fixed;font-size:10pt;font-family:Arial;border-collapse:collapse;border:none;"><tbody> <tr style="height:20px;"> <td style="overflow:hidden;padding:0px 3px 0px 3px;vertical-align:bottom;"></td> <td style="overflow:hidden;padding:0px 3px 0px 3px;vertical-align:bottom;"></td> <td style="overflow:hidden;padding:0px 3px 0px 3px;vertical-align:bottom;"></td> <td data-sheets-value='{"1":2,"2":"Ut-value"}' style="overflow:hidden;padding:0px 3px 0px 3px;vertical-align:bottom;font-weight:bold;text-align:center;">Ut-value</td> <td data-sheets-value='{"1":2,"2":"LT-value"}' style="overflow:hidden;padding:0px 3px 0px 3px;vertical-align:bottom;font-weight:bold;text-align:center;">LT-value</td> <td data-sheets-value='{"1":2,"2":"g-value"}' style="overflow:hidden;padding:0px 3px 0px 3px;vertical-align:bottom;font-weight:bold;text-align:center;">g-value</td> <td data-sheets-value='{"1":2,"2":"Rw-value "}' style="overflow:hidden;padding:0px 3px 0px 3px;vertical-align:bottom;font-weight:bold;text-align:center;">Rw-value </td> </tr> <tr style="height:20px;"> <td style="overflow:hidden;padding:0px 3px 0px 3px;vertical-align:bottom;"></td> <td style="overflow:hidden;padding:0px 3px 0px 3px;vertical-align:bottom;"></td> <td style="overflow:hidden;padding:0px 3px 0px 3px;vertical-align:bottom;"></td> <td data-sheets-numberformat='{"1":2,"2":"0.00","3":1}' data-sheets-value='{"1":2,"2":"EN 1873 : 2014"}' style="overflow:hidden;padding:0px 3px 0px 3px;vertical-align:bottom;text-align:center;">EN 1873 : 2014</td> <td data-sheets-numberformat='{"1":2,"2":"0","3":1}' data-sheets-value='{"1":2,"2":"EN ISO 13468 EN 16153 EN 410"}' style="overflow:hidden;padding:0px 3px 0px 3px;vertical-align:bottom;text-align:center;">EN ISO 13468 EN 16153 EN 410</td> <td data-sheets-numberformat='{"1":2,"2":"0","3":1}' data-sheets-value='{"1":2,"2":"EN 410"}' style="overflow:hidden;padding:0px 3px 0px 3px;vertical-align:bottom;text-align:center;">EN 410</td> <td data-sheets-value='{"1":2,"2":"EN ISO 140-3\t\t"}' style="overflow:hidden;padding:0px 3px 0px 3px;vertical-align:bottom;text-align:center;">EN ISO 140-3 </td> </tr> <tr style="height:20px;"> <td data-sheets-value='{"1":2,"2":"Material"}' style="border-bottom:1px solid #000000;overflow:hidden;padding:0px 3px 0px 3px;vertical-align:bottom;background-color:#000000;font-weight:bold;color:#ffffff;">Material</td> <td data-sheets-value='{"1":2,"2":"Walls"}' style="border-bottom:1px solid #000000;overflow:hidden;padding:0px 3px 0px 3px;vertical-align:bottom;background-color:#000000;font-weight:bold;color:#ffffff;">Walls</td> <td data-sheets-value='{"1":2,"2":"Shells"}' style="border-bottom:1px solid #000000;overflow:hidden;padding:0px 3px 0px 3px;vertical-align:bottom;background-color:#000000;font-weight:bold;color:#ffffff;">Shells</td> <td data-sheets-numberformat='{"1":2,"2":"0.00","3":1}' data-sheets-value='{"1":2,"2":"(W/m²K)\t"}' style="border-bottom:1px solid #000000;overflow:hidden;padding:0px 3px 0px 3px;vertical-align:bottom;background-color:#000000;font-weight:bold;color:#ffffff;text-align:center;">(W/m²K) </td> <td data-sheets-numberformat='{"1":2,"2":"0","3":1}' data-sheets-value='{"1":2,"2":"(%)"}' style="border-bottom:1px solid #000000;overflow:hidden;padding:0px 3px 0px 3px;vertical-align:bottom;background-color:#000000;font-weight:bold;color:#ffffff;text-align:center;">(%)</td> <td data-sheets-numberformat='{"1":2,"2":"0","3":1}' data-sheets-value='{"1":2,"2":"(%)"}' style="border-bottom:1px solid #000000;overflow:hidden;padding:0px 3px 0px 3px;vertical-align:bottom;background-color:#000000;font-weight:bold;color:#ffffff;text-align:center;">(%)</td> <td data-sheets-value='{"1":2,"2":"(dB)"}' style="border-bottom:1px solid #000000;overflow:hidden;padding:0px 3px 0px 3px;vertical-align:bottom;background-color:#000000;font-weight:bold;color:#ffffff;text-align:center;">(dB)</td> </tr> <tr style="height:20px;"> <td data-sheets-value='{"1":2,"2":"Acrylic"}' style="border-left:1px solid #000000;overflow:hidden;padding:0px 3px 0px 3px;vertical-align:bottom;">Acrylic</td> <td data-sheets-value='{"1":2,"2":"EW"}' style="overflow:hidden;padding:0px 3px 0px 3px;vertical-align:bottom;">EW</td> <td data-sheets-value='{"1":2,"2":"Clear (H)"}' style="overflow:hidden;padding:0px 3px 0px 3px;vertical-align:bottom;">Clear (H)</td> <td data-sheets-numberformat='{"1":2,"2":"0.00","3":1}' data-sheets-value='{"1":3,"3":1.19}' style="overflow:hidden;padding:0px 3px 0px 3px;vertical-align:bottom;text-align:center;">1.19</td> <td data-sheets-numberformat='{"1":2,"2":"0","3":1}' data-sheets-value='{"1":3,"3":36.9}' style="overflow:hidden;padding:0px 3px 0px 3px;vertical-align:bottom;text-align:center;">37</td> <td data-sheets-numberformat='{"1":2,"2":"0","3":1}' data-sheets-value='{"1":3,"3":57.42}' style="overflow:hidden;padding:0px 3px 0px 3px;vertical-align:bottom;text-align:center;">57</td> <td data-sheets-value='{"1":3,"3":24}' style="border-right:1px solid #000000;overflow:hidden;padding:0px 3px 0px 3px;vertical-align:bottom;text-align:center;">24</td> </tr> <tr style="height:20px;"> <td data-sheets-value='{"1":2,"2":"PMMA"}' style="border-left:1px solid #000000;overflow:hidden;padding:0px 3px 0px 3px;vertical-align:bottom;">PMMA</td> <td style="overflow:hidden;padding:0px 3px 0px 3px;vertical-align:bottom;"></td> <td data-sheets-value='{"1":2,"2":"Opal (O)"}' style="overflow:hidden;padding:0px 3px 0px 3px;vertical-align:bottom;">Opal (O)</td> <td data-sheets-numberformat='{"1":2,"2":"0.00","3":1}' data-sheets-value='{"1":3,"3":1.19}' style="overflow:hidden;padding:0px 3px 0px 3px;vertical-align:bottom;text-align:center;">1.19</td> <td data-sheets-numberformat='{"1":2,"2":"0","3":1}' data-sheets-value='{"1":3,"3":34.03}' style="overflow:hidden;padding:0px 3px 0px 3px;vertical-align:bottom;text-align:center;">34</td> <td data-sheets-numberformat='{"1":2,"2":"0","3":1}' data-sheets-value='{"1":3,"3":50.160000000000004}' style="overflow:hidden;padding:0px 3px 0px 3px;vertical-align:bottom;text-align:center;">50</td> <td data-sheets-value='{"1":3,"3":24}' style="border-right:1px solid #000000;overflow:hidden;padding:0px 3px 0px 3px;vertical-align:bottom;text-align:center;">24</td> </tr> <tr style="height:20px;"> <td style="border-left:1px solid #000000;overflow:hidden;padding:0px 3px 0px 3px;vertical-align:bottom;"></td> <td data-sheets-value='{"1":2,"2":"DW"}' style="overflow:hidden;padding:0px 3px 0px 3px;vertical-align:bottom;">DW</td> <td data-sheets-value='{"1":2,"2":"Clear (H/H)"}' style="overflow:hidden;padding:0px 3px 0px 3px;vertical-align:bottom;">Clear (H/H)</td> <td data-sheets-numberformat='{"1":2,"2":"0.00","3":1}' data-sheets-value='{"1":3,"3":0.98}' style="overflow:hidden;padding:0px 3px 0px 3px;vertical-align:bottom;text-align:center;">0.98</td> <td data-sheets-numberformat='{"1":2,"2":"0","3":1}' data-sheets-value='{"1":3,"3":33.21}' style="overflow:hidden;padding:0px 3px 0px 3px;vertical-align:bottom;text-align:center;">33</td> <td data-sheets-numberformat='{"1":2,"2":"0","3":1}' data-sheets-value='{"1":3,"3":49.5}' style="overflow:hidden;padding:0px 3px 0px 3px;vertical-align:bottom;text-align:center;">50</td> <td data-sheets-value='{"1":3,"3":26}' style="border-right:1px solid #000000;overflow:hidden;padding:0px 3px 0px 3px;vertical-align:bottom;text-align:center;">26</td> </tr> <tr style="height:20px;"> <td style="border-bottom:1px solid #000000;border-left:1px solid #000000;overflow:hidden;padding:0px 3px 0px 3px;vertical-align:bottom;"></td> <td style="border-bottom:1px solid #000000;overflow:hidden;padding:0px 3px 0px 3px;vertical-align:bottom;"></td> <td data-sheets-value='{"1":2,"2":"Opal (O/O)"}' style="border-bottom:1px solid #000000;overflow:hidden;padding:0px 3px 0px 3px;vertical-align:bottom;">Opal (O/O)</td> <td data-sheets-numberformat='{"1":2,"2":"0.00","3":1}' data-sheets-value='{"1":3,"3":0.98}' style="border-bottom:1px solid #000000;overflow:hidden;padding:0px 3px 0px 3px;vertical-align:bottom;text-align:center;">0.98</td> <td data-sheets-numberformat='{"1":2,"2":"0","3":1}' data-sheets-value='{"1":3,"3":28.29}' style="border-bottom:1px solid #000000;overflow:hidden;padding:0px 3px 0px 3px;vertical-align:bottom;text-align:center;">28</td> <td data-sheets-numberformat='{"1":2,"2":"0","3":1}' data-sheets-value='{"1":3,"3":38.28}' style="border-bottom:1px solid #000000;overflow:hidden;padding:0px 3px 0px 3px;vertical-align:bottom;text-align:center;">38</td> <td data-sheets-value='{"1":3,"3":26}' style="border-right:1px solid #000000;border-bottom:1px solid #000000;overflow:hidden;padding:0px 3px 0px 3px;vertical-align:bottom;text-align:center;">26</td> </tr> <tr style="height:20px;"> <td data-sheets-value='{"1":2,"2":"Polycarbonate "}' style="border-left:1px solid #000000;overflow:hidden;padding:0px 3px 0px 3px;vertical-align:bottom;">Polycarbonate </td> <td data-sheets-value='{"1":2,"2":"EW"}' style="overflow:hidden;padding:0px 3px 0px 3px;vertical-align:bottom;">EW</td> <td data-sheets-value='{"1":2,"2":"Clear (A)"}' style="overflow:hidden;padding:0px 3px 0px 3px;vertical-align:bottom;">Clear (A)</td> <td data-sheets-numberformat='{"1":2,"2":"0.00","3":1}' data-sheets-value='{"1":3,"3":1.19}' style="overflow:hidden;padding:0px 3px 0px 3px;vertical-align:bottom;text-align:center;">1.19</td> <td data-sheets-numberformat='{"1":2,"2":"0","3":1}' data-sheets-value='{"1":3,"3":36.08}' style="overflow:hidden;padding:0px 3px 0px 3px;vertical-align:bottom;text-align:center;">36</td> <td data-sheets-numberformat='{"1":2,"2":"0","3":1}' data-sheets-value='{"1":3,"3":54.78}' style="overflow:hidden;padding:0px 3px 0px 3px;vertical-align:bottom;text-align:center;">55</td> <td data-sheets-value='{"1":3,"3":24}' style="border-right:1px solid #000000;overflow:hidden;padding:0px 3px 0px 3px;vertical-align:bottom;text-align:center;">24</td> </tr> <tr style="height:20px;"> <td data-sheets-value='{"1":2,"2":"PC"}' style="border-left:1px solid #000000;overflow:hidden;padding:0px 3px 0px 3px;vertical-align:bottom;">PC</td> <td style="overflow:hidden;padding:0px 3px 0px 3px;vertical-align:bottom;"></td> <td data-sheets-value='{"1":2,"2":"Opal (D)"}' style="overflow:hidden;padding:0px 3px 0px 3px;vertical-align:bottom;">Opal (D)</td> <td data-sheets-numberformat='{"1":2,"2":"0.00","3":1}' data-sheets-value='{"1":3,"3":1.19}' style="overflow:hidden;padding:0px 3px 0px 3px;vertical-align:bottom;text-align:center;">1.19</td> <td data-sheets-numberformat='{"1":2,"2":"0","3":1}' data-sheets-value='{"1":3,"3":23.779999999999998}' style="overflow:hidden;padding:0px 3px 0px 3px;vertical-align:bottom;text-align:center;">24</td> <td data-sheets-numberformat='{"1":2,"2":"0","3":1}' data-sheets-value='{"1":3,"3":39.6}' style="overflow:hidden;padding:0px 3px 0px 3px;vertical-align:bottom;text-align:center;">40</td> <td data-sheets-value='{"1":3,"3":24}' style="border-right:1px solid #000000;overflow:hidden;padding:0px 3px 0px 3px;vertical-align:bottom;text-align:center;">24</td> </tr> <tr style="height:20px;"> <td style="border-left:1px solid #000000;overflow:hidden;padding:0px 3px 0px 3px;vertical-align:bottom;"></td> <td data-sheets-value='{"1":2,"2":"DW"}' style="overflow:hidden;padding:0px 3px 0px 3px;vertical-align:bottom;">DW</td> <td data-sheets-value='{"1":2,"2":"Clear (A/H)"}' style="overflow:hidden;padding:0px 3px 0px 3px;vertical-align:bottom;">Clear (A/H)</td> <td data-sheets-numberformat='{"1":2,"2":"0.00","3":1}' data-sheets-value='{"1":3,"3":0.98}' style="overflow:hidden;padding:0px 3px 0px 3px;vertical-align:bottom;text-align:center;">0.98</td> <td data-sheets-numberformat='{"1":2,"2":"0","3":1}' data-sheets-value='{"1":3,"3":32.39}' style="overflow:hidden;padding:0px 3px 0px 3px;vertical-align:bottom;text-align:center;">32</td> <td data-sheets-numberformat='{"1":2,"2":"0","3":1}' data-sheets-value='{"1":3,"3":47.52}' style="overflow:hidden;padding:0px 3px 0px 3px;vertical-align:bottom;text-align:center;">48</td> <td data-sheets-value='{"1":3,"3":26}' style="border-right:1px solid #000000;overflow:hidden;padding:0px 3px 0px 3px;vertical-align:bottom;text-align:center;">26</td> </tr> <tr style="height:20px;"> <td style="border-left:1px solid #000000;overflow:hidden;padding:0px 3px 0px 3px;vertical-align:bottom;"></td> <td style="overflow:hidden;padding:0px 3px 0px 3px;vertical-align:bottom;"></td> <td data-sheets-value='{"1":2,"2":"Clear (A/A)"}' style="overflow:hidden;padding:0px 3px 0px 3px;vertical-align:bottom;">Clear (A/A)</td> <td data-sheets-numberformat='{"1":2,"2":"0.00","3":1}' data-sheets-value='{"1":3,"3":0.98}' style="overflow:hidden;padding:0px 3px 0px 3px;vertical-align:bottom;text-align:center;">0.98</td> <td data-sheets-numberformat='{"1":2,"2":"0","3":1}' data-sheets-value='{"1":3,"3":31.569999999999997}' style="overflow:hidden;padding:0px 3px 0px 3px;vertical-align:bottom;text-align:center;">32</td> <td data-sheets-numberformat='{"1":2,"2":"0","3":1}' data-sheets-value='{"1":3,"3":45.54}' style="overflow:hidden;padding:0px 3px 0px 3px;vertical-align:bottom;text-align:center;">46</td> <td data-sheets-value='{"1":3,"3":26}' style="border-right:1px solid #000000;overflow:hidden;padding:0px 3px 0px 3px;vertical-align:bottom;text-align:center;">26</td> </tr> <tr style="height:20px;"> <td style="border-left:1px solid #000000;overflow:hidden;padding:0px 3px 0px 3px;vertical-align:bottom;"></td> <td style="overflow:hidden;padding:0px 3px 0px 3px;vertical-align:bottom;"></td> <td data-sheets-value='{"1":2,"2":"Opal (A/O)"}' style="overflow:hidden;padding:0px 3px 0px 3px;vertical-align:bottom;">Opal (A/O)</td> <td data-sheets-numberformat='{"1":2,"2":"0.00","3":1}' data-sheets-value='{"1":3,"3":0.98}' style="overflow:hidden;padding:0px 3px 0px 3px;vertical-align:bottom;text-align:center;">0.98</td> <td data-sheets-numberformat='{"1":2,"2":"0","3":1}' data-sheets-value='{"1":3,"3":29.93}' style="overflow:hidden;padding:0px 3px 0px 3px;vertical-align:bottom;text-align:center;">30</td> <td data-sheets-numberformat='{"1":2,"2":"0","3":1}' data-sheets-value='{"1":3,"3":41.580000000000005}' style="overflow:hidden;padding:0px 3px 0px 3px;vertical-align:bottom;text-align:center;">42</td> <td data-sheets-value='{"1":3,"3":26}' style="border-right:1px solid #000000;overflow:hidden;padding:0px 3px 0px 3px;vertical-align:bottom;text-align:center;">26</td> </tr> <tr style="height:20px;"> <td style="border-bottom:1px solid #000000;border-left:1px solid #000000;overflow:hidden;padding:0px 3px 0px 3px;vertical-align:bottom;"></td> <td style="border-bottom:1px solid #000000;overflow:hidden;padding:0px 3px 0px 3px;vertical-align:bottom;"></td> <td data-sheets-value='{"1":2,"2":"Opal (A/D)"}' style="border-bottom:1px solid #000000;overflow:hidden;padding:0px 3px 0px 3px;vertical-align:bottom;">Opal (A/D)</td> <td data-sheets-numberformat='{"1":2,"2":"0.00","3":1}' data-sheets-value='{"1":3,"3":0.98}' style="border-bottom:1px solid #000000;overflow:hidden;padding:0px 3px 0px 3px;vertical-align:bottom;text-align:center;">0.98</td> <td data-sheets-numberformat='{"1":2,"2":"0","3":1}' data-sheets-value='{"1":3,"3":20.91}' style="border-bottom:1px solid #000000;overflow:hidden;padding:0px 3px 0px 3px;vertical-align:bottom;text-align:center;">21</td> <td data-sheets-numberformat='{"1":2,"2":"0","3":1}' data-sheets-value='{"1":3,"3":33}' style="border-bottom:1px solid #000000;overflow:hidden;padding:0px 3px 0px 3px;vertical-align:bottom;text-align:center;">33</td> <td data-sheets-value='{"1":3,"3":26}' style="border-right:1px solid #000000;border-bottom:1px solid #000000;overflow:hidden;padding:0px 3px 0px 3px;vertical-align:bottom;text-align:center;">26</td> </tr> <tr style="height:20px;"> <td data-sheets-value='{"1":2,"2":"Polycarbonate"}' style="border-left:1px solid #000000;overflow:hidden;padding:0px 3px 0px 3px;vertical-align:bottom;">Polycarbonate</td> <td data-sheets-value='{"1":2,"2":"EW"}' style="overflow:hidden;padding:0px 3px 0px 3px;vertical-align:bottom;">EW</td> <td data-sheets-value='{"1":2,"2":"Heatstop Opal (T)"}' style="overflow:hidden;padding:0px 3px 0px 3px;vertical-align:bottom;">Heatstop Opal (T)</td> <td data-sheets-numberformat='{"1":2,"2":"0.00","3":1}' data-sheets-value='{"1":3,"3":1.19}' style="overflow:hidden;padding:0px 3px 0px 3px;vertical-align:bottom;text-align:center;">1.19</td> <td data-sheets-numberformat='{"1":2,"2":"0","3":1}' data-sheets-value='{"1":3,"3":20.09}' style="overflow:hidden;padding:0px 3px 0px 3px;vertical-align:bottom;text-align:center;">20</td> <td data-sheets-numberformat='{"1":2,"2":"0","3":1}' data-sheets-value='{"1":3,"3":38.940000000000005}' style="overflow:hidden;padding:0px 3px 0px 3px;vertical-align:bottom;text-align:center;">39</td> <td data-sheets-value='{"1":3,"3":24}' style="border-right:1px solid #000000;overflow:hidden;padding:0px 3px 0px 3px;vertical-align:bottom;text-align:center;">24</td> </tr> <tr style="height:20px;"> <td data-sheets-value='{"1":2,"2":"Heatstop PC"}' style="border-left:1px solid #000000;overflow:hidden;padding:0px 3px 0px 3px;vertical-align:bottom;">Heatstop PC</td> <td data-sheets-value='{"1":2,"2":"DW"}' style="overflow:hidden;padding:0px 3px 0px 3px;vertical-align:bottom;">DW</td> <td data-sheets-value='{"1":2,"2":"Clear (T/H)"}' style="overflow:hidden;padding:0px 3px 0px 3px;vertical-align:bottom;">Clear (T/H)</td> <td data-sheets-numberformat='{"1":2,"2":"0.00","3":1}' data-sheets-value='{"1":3,"3":0.98}' style="overflow:hidden;padding:0px 3px 0px 3px;vertical-align:bottom;text-align:center;">0.98</td> <td data-sheets-numberformat='{"1":2,"2":"0","3":1}' data-sheets-value='{"1":3,"3":18.04}' style="overflow:hidden;padding:0px 3px 0px 3px;vertical-align:bottom;text-align:center;">18</td> <td data-sheets-numberformat='{"1":2,"2":"0","3":1}' data-sheets-value='{"1":3,"3":33.660000000000004}' style="overflow:hidden;padding:0px 3px 0px 3px;vertical-align:bottom;text-align:center;">34</td> <td data-sheets-value='{"1":3,"3":26}' style="border-right:1px solid #000000;overflow:hidden;padding:0px 3px 0px 3px;vertical-align:bottom;text-align:center;">26</td> </tr> <tr style="height:20px;"> <td style="border-bottom:1px solid #000000;border-left:1px solid #000000;overflow:hidden;padding:0px 3px 0px 3px;vertical-align:bottom;"></td> <td style="border-bottom:1px solid #000000;overflow:hidden;padding:0px 3px 0px 3px;vertical-align:bottom;"></td> <td data-sheets-value='{"1":2,"2":"Opal (T/O)"}' style="border-bottom:1px solid #000000;overflow:hidden;padding:0px 3px 0px 3px;vertical-align:bottom;">Opal (T/O)</td> <td data-sheets-numberformat='{"1":2,"2":"0.00","3":1}' data-sheets-value='{"1":3,"3":0.98}' style="border-bottom:1px solid #000000;overflow:hidden;padding:0px 3px 0px 3px;vertical-align:bottom;text-align:center;">0.98</td> <td data-sheets-numberformat='{"1":2,"2":"0","3":1}' data-sheets-value='{"1":3,"3":16.81}' style="border-bottom:1px solid #000000;overflow:hidden;padding:0px 3px 0px 3px;vertical-align:bottom;text-align:center;">17</td> <td data-sheets-numberformat='{"1":2,"2":"0","3":1}' data-sheets-value='{"1":3,"3":29.700000000000003}' style="border-bottom:1px solid #000000;overflow:hidden;padding:0px 3px 0px 3px;vertical-align:bottom;text-align:center;">30</td> <td data-sheets-value='{"1":3,"3":26}' style="border-right:1px solid #000000;border-bottom:1px solid #000000;overflow:hidden;padding:0px 3px 0px 3px;vertical-align:bottom;text-align:center;">26</td> </tr> </tbody></table> | skylux-160-ce-met-koepel-en-pvc-opstand-35-30-met-lm-motor-pvc-raam-type-ep25-en-windvang-1200-x-2100-mm | 8586051387725 | 46872391582029
Smoke and heat exhaust (SHEV) | SHE system | Skylux | Skylux 160° CE with skylight and PVC curb 35/30 with LM-actuator, PVC frame type EP25 and spoiler 1300 x 1300 mm |  | 50645 | 5412970506454 | 5553.9 | Yes | 30-45 | 89.62 | 1300 x 1300 mm | 1300 | 1300 |  | PVC 35/30 (35 cm high & roof opening = 30 cm larger than daylight size) | Square | 1.19 W/m²K - 0.98 W/m²K | 57% - 30% | 37% - 17% | 24dB - 26dB | 160° CE (for industry) | PVC frame EP25 | with spoiler | E | Single actuator | Maximum double-walled skylight possible for this product | Ut-value LT-value g-value Rw-value EN 1873 : 2014 EN ISO 13468 EN 16153 EN 410 EN 410 EN ISO 140-3 Material Walls Shells (W/m²K) (%) (%) (dB) Acrylic EW Clear (H) 1.19 37 57 24 PMMA Opal (O) 1.19 34 50 24 DW Clear (H/H) 0.98 33 50 26 Opal (O/O) 0.98 28 38 26 Polycarbonate EW Clear (A) 1.19 36 55 24 PC Opal (D) 1.19 24 40 24 DW Clear (A/H) 0.98 32 48 26 Clear (A/A) 0.98 32 46 26 Opal (A/O) 0.98 30 42 26 Opal (A/D) 0.98 21 33 26 Polycarbonate EW Heatstop Opal (T) 1.19 20 39 24 Heatstop PC DW Clear (T/H) 0.98 18 34 26 Opal (T/O) 0.98 17 30 26 | https://skylux.eu/en/products/skylux-160-ce-met-koepel-en-pvc-opstand-35-30-met-lm-motor-pvc-raam-type-ep25-en-windvang-1300-x-1300-mm | https://skylux.eu/cdn/shop/files/Skylux-160deg-CE-met-koepel-en-pvc-opstand-3530-met-LM-motor-pvc-raam-type-EP25-en-windvang-1300-x-1300-mm-RWA-systeem.jpg?v=1702982552&width=1600 |  | //skylux.eu/cdn/shop/files/E_MH_Mounting_instructions_Skylux_160_CE_LM.pdf?v=12406716259046007223 | //skylux.eu/cdn/shop/files/E_TD_Technical_File_Skylux_Skylux_160_CE_Electric.pdf?v=3667116872303399239 | <style type="text/css" id="isPasted"><!--td {border: 1px solid #cccccc;}br {mso-data-placement:same-cell;}--></style><table border="1" cellpadding="0" cellspacing="0" dir="ltr" style="table-layout:fixed;font-size:10pt;font-family:Arial;border-collapse:collapse;border:none;"><tbody> <tr style="height:20px;"> <td style="overflow:hidden;padding:0px 3px 0px 3px;vertical-align:bottom;"></td> <td style="overflow:hidden;padding:0px 3px 0px 3px;vertical-align:bottom;"></td> <td style="overflow:hidden;padding:0px 3px 0px 3px;vertical-align:bottom;"></td> <td data-sheets-value='{"1":2,"2":"Ut-value"}' style="overflow:hidden;padding:0px 3px 0px 3px;vertical-align:bottom;font-weight:bold;text-align:center;">Ut-value</td> <td data-sheets-value='{"1":2,"2":"LT-value"}' style="overflow:hidden;padding:0px 3px 0px 3px;vertical-align:bottom;font-weight:bold;text-align:center;">LT-value</td> <td data-sheets-value='{"1":2,"2":"g-value"}' style="overflow:hidden;padding:0px 3px 0px 3px;vertical-align:bottom;font-weight:bold;text-align:center;">g-value</td> <td data-sheets-value='{"1":2,"2":"Rw-value "}' style="overflow:hidden;padding:0px 3px 0px 3px;vertical-align:bottom;font-weight:bold;text-align:center;">Rw-value </td> </tr> <tr style="height:20px;"> <td style="overflow:hidden;padding:0px 3px 0px 3px;vertical-align:bottom;"></td> <td style="overflow:hidden;padding:0px 3px 0px 3px;vertical-align:bottom;"></td> <td style="overflow:hidden;padding:0px 3px 0px 3px;vertical-align:bottom;"></td> <td data-sheets-numberformat='{"1":2,"2":"0.00","3":1}' data-sheets-value='{"1":2,"2":"EN 1873 : 2014"}' style="overflow:hidden;padding:0px 3px 0px 3px;vertical-align:bottom;text-align:center;">EN 1873 : 2014</td> <td data-sheets-numberformat='{"1":2,"2":"0","3":1}' data-sheets-value='{"1":2,"2":"EN ISO 13468 EN 16153 EN 410"}' style="overflow:hidden;padding:0px 3px 0px 3px;vertical-align:bottom;text-align:center;">EN ISO 13468 EN 16153 EN 410</td> <td data-sheets-numberformat='{"1":2,"2":"0","3":1}' data-sheets-value='{"1":2,"2":"EN 410"}' style="overflow:hidden;padding:0px 3px 0px 3px;vertical-align:bottom;text-align:center;">EN 410</td> <td data-sheets-value='{"1":2,"2":"EN ISO 140-3\t\t"}' style="overflow:hidden;padding:0px 3px 0px 3px;vertical-align:bottom;text-align:center;">EN ISO 140-3 </td> </tr> <tr style="height:20px;"> <td data-sheets-value='{"1":2,"2":"Material"}' style="border-bottom:1px solid #000000;overflow:hidden;padding:0px 3px 0px 3px;vertical-align:bottom;background-color:#000000;font-weight:bold;color:#ffffff;">Material</td> <td data-sheets-value='{"1":2,"2":"Walls"}' style="border-bottom:1px solid #000000;overflow:hidden;padding:0px 3px 0px 3px;vertical-align:bottom;background-color:#000000;font-weight:bold;color:#ffffff;">Walls</td> <td data-sheets-value='{"1":2,"2":"Shells"}' style="border-bottom:1px solid #000000;overflow:hidden;padding:0px 3px 0px 3px;vertical-align:bottom;background-color:#000000;font-weight:bold;color:#ffffff;">Shells</td> <td data-sheets-numberformat='{"1":2,"2":"0.00","3":1}' data-sheets-value='{"1":2,"2":"(W/m²K)\t"}' style="border-bottom:1px solid #000000;overflow:hidden;padding:0px 3px 0px 3px;vertical-align:bottom;background-color:#000000;font-weight:bold;color:#ffffff;text-align:center;">(W/m²K) </td> <td data-sheets-numberformat='{"1":2,"2":"0","3":1}' data-sheets-value='{"1":2,"2":"(%)"}' style="border-bottom:1px solid #000000;overflow:hidden;padding:0px 3px 0px 3px;vertical-align:bottom;background-color:#000000;font-weight:bold;color:#ffffff;text-align:center;">(%)</td> <td data-sheets-numberformat='{"1":2,"2":"0","3":1}' data-sheets-value='{"1":2,"2":"(%)"}' style="border-bottom:1px solid #000000;overflow:hidden;padding:0px 3px 0px 3px;vertical-align:bottom;background-color:#000000;font-weight:bold;color:#ffffff;text-align:center;">(%)</td> <td data-sheets-value='{"1":2,"2":"(dB)"}' style="border-bottom:1px solid #000000;overflow:hidden;padding:0px 3px 0px 3px;vertical-align:bottom;background-color:#000000;font-weight:bold;color:#ffffff;text-align:center;">(dB)</td> </tr> <tr style="height:20px;"> <td data-sheets-value='{"1":2,"2":"Acrylic"}' style="border-left:1px solid #000000;overflow:hidden;padding:0px 3px 0px 3px;vertical-align:bottom;">Acrylic</td> <td data-sheets-value='{"1":2,"2":"EW"}' style="overflow:hidden;padding:0px 3px 0px 3px;vertical-align:bottom;">EW</td> <td data-sheets-value='{"1":2,"2":"Clear (H)"}' style="overflow:hidden;padding:0px 3px 0px 3px;vertical-align:bottom;">Clear (H)</td> <td data-sheets-numberformat='{"1":2,"2":"0.00","3":1}' data-sheets-value='{"1":3,"3":1.19}' style="overflow:hidden;padding:0px 3px 0px 3px;vertical-align:bottom;text-align:center;">1.19</td> <td data-sheets-numberformat='{"1":2,"2":"0","3":1}' data-sheets-value='{"1":3,"3":36.9}' style="overflow:hidden;padding:0px 3px 0px 3px;vertical-align:bottom;text-align:center;">37</td> <td data-sheets-numberformat='{"1":2,"2":"0","3":1}' data-sheets-value='{"1":3,"3":57.42}' style="overflow:hidden;padding:0px 3px 0px 3px;vertical-align:bottom;text-align:center;">57</td> <td data-sheets-value='{"1":3,"3":24}' style="border-right:1px solid #000000;overflow:hidden;padding:0px 3px 0px 3px;vertical-align:bottom;text-align:center;">24</td> </tr> <tr style="height:20px;"> <td data-sheets-value='{"1":2,"2":"PMMA"}' style="border-left:1px solid #000000;overflow:hidden;padding:0px 3px 0px 3px;vertical-align:bottom;">PMMA</td> <td style="overflow:hidden;padding:0px 3px 0px 3px;vertical-align:bottom;"></td> <td data-sheets-value='{"1":2,"2":"Opal (O)"}' style="overflow:hidden;padding:0px 3px 0px 3px;vertical-align:bottom;">Opal (O)</td> <td data-sheets-numberformat='{"1":2,"2":"0.00","3":1}' data-sheets-value='{"1":3,"3":1.19}' style="overflow:hidden;padding:0px 3px 0px 3px;vertical-align:bottom;text-align:center;">1.19</td> <td data-sheets-numberformat='{"1":2,"2":"0","3":1}' data-sheets-value='{"1":3,"3":34.03}' style="overflow:hidden;padding:0px 3px 0px 3px;vertical-align:bottom;text-align:center;">34</td> <td data-sheets-numberformat='{"1":2,"2":"0","3":1}' data-sheets-value='{"1":3,"3":50.160000000000004}' style="overflow:hidden;padding:0px 3px 0px 3px;vertical-align:bottom;text-align:center;">50</td> <td data-sheets-value='{"1":3,"3":24}' style="border-right:1px solid #000000;overflow:hidden;padding:0px 3px 0px 3px;vertical-align:bottom;text-align:center;">24</td> </tr> <tr style="height:20px;"> <td style="border-left:1px solid #000000;overflow:hidden;padding:0px 3px 0px 3px;vertical-align:bottom;"></td> <td data-sheets-value='{"1":2,"2":"DW"}' style="overflow:hidden;padding:0px 3px 0px 3px;vertical-align:bottom;">DW</td> <td data-sheets-value='{"1":2,"2":"Clear (H/H)"}' style="overflow:hidden;padding:0px 3px 0px 3px;vertical-align:bottom;">Clear (H/H)</td> <td data-sheets-numberformat='{"1":2,"2":"0.00","3":1}' data-sheets-value='{"1":3,"3":0.98}' style="overflow:hidden;padding:0px 3px 0px 3px;vertical-align:bottom;text-align:center;">0.98</td> <td data-sheets-numberformat='{"1":2,"2":"0","3":1}' data-sheets-value='{"1":3,"3":33.21}' style="overflow:hidden;padding:0px 3px 0px 3px;vertical-align:bottom;text-align:center;">33</td> <td data-sheets-numberformat='{"1":2,"2":"0","3":1}' data-sheets-value='{"1":3,"3":49.5}' style="overflow:hidden;padding:0px 3px 0px 3px;vertical-align:bottom;text-align:center;">50</td> <td data-sheets-value='{"1":3,"3":26}' style="border-right:1px solid #000000;overflow:hidden;padding:0px 3px 0px 3px;vertical-align:bottom;text-align:center;">26</td> </tr> <tr style="height:20px;"> <td style="border-bottom:1px solid #000000;border-left:1px solid #000000;overflow:hidden;padding:0px 3px 0px 3px;vertical-align:bottom;"></td> <td style="border-bottom:1px solid #000000;overflow:hidden;padding:0px 3px 0px 3px;vertical-align:bottom;"></td> <td data-sheets-value='{"1":2,"2":"Opal (O/O)"}' style="border-bottom:1px solid #000000;overflow:hidden;padding:0px 3px 0px 3px;vertical-align:bottom;">Opal (O/O)</td> <td data-sheets-numberformat='{"1":2,"2":"0.00","3":1}' data-sheets-value='{"1":3,"3":0.98}' style="border-bottom:1px solid #000000;overflow:hidden;padding:0px 3px 0px 3px;vertical-align:bottom;text-align:center;">0.98</td> <td data-sheets-numberformat='{"1":2,"2":"0","3":1}' data-sheets-value='{"1":3,"3":28.29}' style="border-bottom:1px solid #000000;overflow:hidden;padding:0px 3px 0px 3px;vertical-align:bottom;text-align:center;">28</td> <td data-sheets-numberformat='{"1":2,"2":"0","3":1}' data-sheets-value='{"1":3,"3":38.28}' style="border-bottom:1px solid #000000;overflow:hidden;padding:0px 3px 0px 3px;vertical-align:bottom;text-align:center;">38</td> <td data-sheets-value='{"1":3,"3":26}' style="border-right:1px solid #000000;border-bottom:1px solid #000000;overflow:hidden;padding:0px 3px 0px 3px;vertical-align:bottom;text-align:center;">26</td> </tr> <tr style="height:20px;"> <td data-sheets-value='{"1":2,"2":"Polycarbonate "}' style="border-left:1px solid #000000;overflow:hidden;padding:0px 3px 0px 3px;vertical-align:bottom;">Polycarbonate </td> <td data-sheets-value='{"1":2,"2":"EW"}' style="overflow:hidden;padding:0px 3px 0px 3px;vertical-align:bottom;">EW</td> <td data-sheets-value='{"1":2,"2":"Clear (A)"}' style="overflow:hidden;padding:0px 3px 0px 3px;vertical-align:bottom;">Clear (A)</td> <td data-sheets-numberformat='{"1":2,"2":"0.00","3":1}' data-sheets-value='{"1":3,"3":1.19}' style="overflow:hidden;padding:0px 3px 0px 3px;vertical-align:bottom;text-align:center;">1.19</td> <td data-sheets-numberformat='{"1":2,"2":"0","3":1}' data-sheets-value='{"1":3,"3":36.08}' style="overflow:hidden;padding:0px 3px 0px 3px;vertical-align:bottom;text-align:center;">36</td> <td data-sheets-numberformat='{"1":2,"2":"0","3":1}' data-sheets-value='{"1":3,"3":54.78}' style="overflow:hidden;padding:0px 3px 0px 3px;vertical-align:bottom;text-align:center;">55</td> <td data-sheets-value='{"1":3,"3":24}' style="border-right:1px solid #000000;overflow:hidden;padding:0px 3px 0px 3px;vertical-align:bottom;text-align:center;">24</td> </tr> <tr style="height:20px;"> <td data-sheets-value='{"1":2,"2":"PC"}' style="border-left:1px solid #000000;overflow:hidden;padding:0px 3px 0px 3px;vertical-align:bottom;">PC</td> <td style="overflow:hidden;padding:0px 3px 0px 3px;vertical-align:bottom;"></td> <td data-sheets-value='{"1":2,"2":"Opal (D)"}' style="overflow:hidden;padding:0px 3px 0px 3px;vertical-align:bottom;">Opal (D)</td> <td data-sheets-numberformat='{"1":2,"2":"0.00","3":1}' data-sheets-value='{"1":3,"3":1.19}' style="overflow:hidden;padding:0px 3px 0px 3px;vertical-align:bottom;text-align:center;">1.19</td> <td data-sheets-numberformat='{"1":2,"2":"0","3":1}' data-sheets-value='{"1":3,"3":23.779999999999998}' style="overflow:hidden;padding:0px 3px 0px 3px;vertical-align:bottom;text-align:center;">24</td> <td data-sheets-numberformat='{"1":2,"2":"0","3":1}' data-sheets-value='{"1":3,"3":39.6}' style="overflow:hidden;padding:0px 3px 0px 3px;vertical-align:bottom;text-align:center;">40</td> <td data-sheets-value='{"1":3,"3":24}' style="border-right:1px solid #000000;overflow:hidden;padding:0px 3px 0px 3px;vertical-align:bottom;text-align:center;">24</td> </tr> <tr style="height:20px;"> <td style="border-left:1px solid #000000;overflow:hidden;padding:0px 3px 0px 3px;vertical-align:bottom;"></td> <td data-sheets-value='{"1":2,"2":"DW"}' style="overflow:hidden;padding:0px 3px 0px 3px;vertical-align:bottom;">DW</td> <td data-sheets-value='{"1":2,"2":"Clear (A/H)"}' style="overflow:hidden;padding:0px 3px 0px 3px;vertical-align:bottom;">Clear (A/H)</td> <td data-sheets-numberformat='{"1":2,"2":"0.00","3":1}' data-sheets-value='{"1":3,"3":0.98}' style="overflow:hidden;padding:0px 3px 0px 3px;vertical-align:bottom;text-align:center;">0.98</td> <td data-sheets-numberformat='{"1":2,"2":"0","3":1}' data-sheets-value='{"1":3,"3":32.39}' style="overflow:hidden;padding:0px 3px 0px 3px;vertical-align:bottom;text-align:center;">32</td> <td data-sheets-numberformat='{"1":2,"2":"0","3":1}' data-sheets-value='{"1":3,"3":47.52}' style="overflow:hidden;padding:0px 3px 0px 3px;vertical-align:bottom;text-align:center;">48</td> <td data-sheets-value='{"1":3,"3":26}' style="border-right:1px solid #000000;overflow:hidden;padding:0px 3px 0px 3px;vertical-align:bottom;text-align:center;">26</td> </tr> <tr style="height:20px;"> <td style="border-left:1px solid #000000;overflow:hidden;padding:0px 3px 0px 3px;vertical-align:bottom;"></td> <td style="overflow:hidden;padding:0px 3px 0px 3px;vertical-align:bottom;"></td> <td data-sheets-value='{"1":2,"2":"Clear (A/A)"}' style="overflow:hidden;padding:0px 3px 0px 3px;vertical-align:bottom;">Clear (A/A)</td> <td data-sheets-numberformat='{"1":2,"2":"0.00","3":1}' data-sheets-value='{"1":3,"3":0.98}' style="overflow:hidden;padding:0px 3px 0px 3px;vertical-align:bottom;text-align:center;">0.98</td> <td data-sheets-numberformat='{"1":2,"2":"0","3":1}' data-sheets-value='{"1":3,"3":31.569999999999997}' style="overflow:hidden;padding:0px 3px 0px 3px;vertical-align:bottom;text-align:center;">32</td> <td data-sheets-numberformat='{"1":2,"2":"0","3":1}' data-sheets-value='{"1":3,"3":45.54}' style="overflow:hidden;padding:0px 3px 0px 3px;vertical-align:bottom;text-align:center;">46</td> <td data-sheets-value='{"1":3,"3":26}' style="border-right:1px solid #000000;overflow:hidden;padding:0px 3px 0px 3px;vertical-align:bottom;text-align:center;">26</td> </tr> <tr style="height:20px;"> <td style="border-left:1px solid #000000;overflow:hidden;padding:0px 3px 0px 3px;vertical-align:bottom;"></td> <td style="overflow:hidden;padding:0px 3px 0px 3px;vertical-align:bottom;"></td> <td data-sheets-value='{"1":2,"2":"Opal (A/O)"}' style="overflow:hidden;padding:0px 3px 0px 3px;vertical-align:bottom;">Opal (A/O)</td> <td data-sheets-numberformat='{"1":2,"2":"0.00","3":1}' data-sheets-value='{"1":3,"3":0.98}' style="overflow:hidden;padding:0px 3px 0px 3px;vertical-align:bottom;text-align:center;">0.98</td> <td data-sheets-numberformat='{"1":2,"2":"0","3":1}' data-sheets-value='{"1":3,"3":29.93}' style="overflow:hidden;padding:0px 3px 0px 3px;vertical-align:bottom;text-align:center;">30</td> <td data-sheets-numberformat='{"1":2,"2":"0","3":1}' data-sheets-value='{"1":3,"3":41.580000000000005}' style="overflow:hidden;padding:0px 3px 0px 3px;vertical-align:bottom;text-align:center;">42</td> <td data-sheets-value='{"1":3,"3":26}' style="border-right:1px solid #000000;overflow:hidden;padding:0px 3px 0px 3px;vertical-align:bottom;text-align:center;">26</td> </tr> <tr style="height:20px;"> <td style="border-bottom:1px solid #000000;border-left:1px solid #000000;overflow:hidden;padding:0px 3px 0px 3px;vertical-align:bottom;"></td> <td style="border-bottom:1px solid #000000;overflow:hidden;padding:0px 3px 0px 3px;vertical-align:bottom;"></td> <td data-sheets-value='{"1":2,"2":"Opal (A/D)"}' style="border-bottom:1px solid #000000;overflow:hidden;padding:0px 3px 0px 3px;vertical-align:bottom;">Opal (A/D)</td> <td data-sheets-numberformat='{"1":2,"2":"0.00","3":1}' data-sheets-value='{"1":3,"3":0.98}' style="border-bottom:1px solid #000000;overflow:hidden;padding:0px 3px 0px 3px;vertical-align:bottom;text-align:center;">0.98</td> <td data-sheets-numberformat='{"1":2,"2":"0","3":1}' data-sheets-value='{"1":3,"3":20.91}' style="border-bottom:1px solid #000000;overflow:hidden;padding:0px 3px 0px 3px;vertical-align:bottom;text-align:center;">21</td> <td data-sheets-numberformat='{"1":2,"2":"0","3":1}' data-sheets-value='{"1":3,"3":33}' style="border-bottom:1px solid #000000;overflow:hidden;padding:0px 3px 0px 3px;vertical-align:bottom;text-align:center;">33</td> <td data-sheets-value='{"1":3,"3":26}' style="border-right:1px solid #000000;border-bottom:1px solid #000000;overflow:hidden;padding:0px 3px 0px 3px;vertical-align:bottom;text-align:center;">26</td> </tr> <tr style="height:20px;"> <td data-sheets-value='{"1":2,"2":"Polycarbonate"}' style="border-left:1px solid #000000;overflow:hidden;padding:0px 3px 0px 3px;vertical-align:bottom;">Polycarbonate</td> <td data-sheets-value='{"1":2,"2":"EW"}' style="overflow:hidden;padding:0px 3px 0px 3px;vertical-align:bottom;">EW</td> <td data-sheets-value='{"1":2,"2":"Heatstop Opal (T)"}' style="overflow:hidden;padding:0px 3px 0px 3px;vertical-align:bottom;">Heatstop Opal (T)</td> <td data-sheets-numberformat='{"1":2,"2":"0.00","3":1}' data-sheets-value='{"1":3,"3":1.19}' style="overflow:hidden;padding:0px 3px 0px 3px;vertical-align:bottom;text-align:center;">1.19</td> <td data-sheets-numberformat='{"1":2,"2":"0","3":1}' data-sheets-value='{"1":3,"3":20.09}' style="overflow:hidden;padding:0px 3px 0px 3px;vertical-align:bottom;text-align:center;">20</td> <td data-sheets-numberformat='{"1":2,"2":"0","3":1}' data-sheets-value='{"1":3,"3":38.940000000000005}' style="overflow:hidden;padding:0px 3px 0px 3px;vertical-align:bottom;text-align:center;">39</td> <td data-sheets-value='{"1":3,"3":24}' style="border-right:1px solid #000000;overflow:hidden;padding:0px 3px 0px 3px;vertical-align:bottom;text-align:center;">24</td> </tr> <tr style="height:20px;"> <td data-sheets-value='{"1":2,"2":"Heatstop PC"}' style="border-left:1px solid #000000;overflow:hidden;padding:0px 3px 0px 3px;vertical-align:bottom;">Heatstop PC</td> <td data-sheets-value='{"1":2,"2":"DW"}' style="overflow:hidden;padding:0px 3px 0px 3px;vertical-align:bottom;">DW</td> <td data-sheets-value='{"1":2,"2":"Clear (T/H)"}' style="overflow:hidden;padding:0px 3px 0px 3px;vertical-align:bottom;">Clear (T/H)</td> <td data-sheets-numberformat='{"1":2,"2":"0.00","3":1}' data-sheets-value='{"1":3,"3":0.98}' style="overflow:hidden;padding:0px 3px 0px 3px;vertical-align:bottom;text-align:center;">0.98</td> <td data-sheets-numberformat='{"1":2,"2":"0","3":1}' data-sheets-value='{"1":3,"3":18.04}' style="overflow:hidden;padding:0px 3px 0px 3px;vertical-align:bottom;text-align:center;">18</td> <td data-sheets-numberformat='{"1":2,"2":"0","3":1}' data-sheets-value='{"1":3,"3":33.660000000000004}' style="overflow:hidden;padding:0px 3px 0px 3px;vertical-align:bottom;text-align:center;">34</td> <td data-sheets-value='{"1":3,"3":26}' style="border-right:1px solid #000000;overflow:hidden;padding:0px 3px 0px 3px;vertical-align:bottom;text-align:center;">26</td> </tr> <tr style="height:20px;"> <td style="border-bottom:1px solid #000000;border-left:1px solid #000000;overflow:hidden;padding:0px 3px 0px 3px;vertical-align:bottom;"></td> <td style="border-bottom:1px solid #000000;overflow:hidden;padding:0px 3px 0px 3px;vertical-align:bottom;"></td> <td data-sheets-value='{"1":2,"2":"Opal (T/O)"}' style="border-bottom:1px solid #000000;overflow:hidden;padding:0px 3px 0px 3px;vertical-align:bottom;">Opal (T/O)</td> <td data-sheets-numberformat='{"1":2,"2":"0.00","3":1}' data-sheets-value='{"1":3,"3":0.98}' style="border-bottom:1px solid #000000;overflow:hidden;padding:0px 3px 0px 3px;vertical-align:bottom;text-align:center;">0.98</td> <td data-sheets-numberformat='{"1":2,"2":"0","3":1}' data-sheets-value='{"1":3,"3":16.81}' style="border-bottom:1px solid #000000;overflow:hidden;padding:0px 3px 0px 3px;vertical-align:bottom;text-align:center;">17</td> <td data-sheets-numberformat='{"1":2,"2":"0","3":1}' data-sheets-value='{"1":3,"3":29.700000000000003}' style="border-bottom:1px solid #000000;overflow:hidden;padding:0px 3px 0px 3px;vertical-align:bottom;text-align:center;">30</td> <td data-sheets-value='{"1":3,"3":26}' style="border-right:1px solid #000000;border-bottom:1px solid #000000;overflow:hidden;padding:0px 3px 0px 3px;vertical-align:bottom;text-align:center;">26</td> </tr> </tbody></table> | skylux-160-ce-met-koepel-en-pvc-opstand-35-30-met-lm-motor-pvc-raam-type-ep25-en-windvang-1300-x-1300-mm | 8586051486029 | 46872391713101
Smoke and heat exhaust (SHEV) | SHE system | Skylux | Skylux 160° CE with skylight and PVC curb 35/30 with LM-actuator, PVC frame type EP25 and spoiler 1300 x 1600 mm |  | 50646 | 5412970506461 | 6369.45 | Yes | 30-45 | 102.63 | 1300 x 1600 mm | 1600 | 1300 |  | PVC 35/30 (35 cm high & roof opening = 30 cm larger than daylight size) | Rectangular | 1.19 W/m²K - 0.98 W/m²K | 57% - 30% | 37% - 17% | 24dB - 26dB | 160° CE (for industry) | PVC frame EP25 | with spoiler | E | Single actuator | Maximum double-walled skylight possible for this product | Ut-value LT-value g-value Rw-value EN 1873 : 2014 EN ISO 13468 EN 16153 EN 410 EN 410 EN ISO 140-3 Material Walls Shells (W/m²K) (%) (%) (dB) Acrylic EW Clear (H) 1.19 37 57 24 PMMA Opal (O) 1.19 34 50 24 DW Clear (H/H) 0.98 33 50 26 Opal (O/O) 0.98 28 38 26 Polycarbonate EW Clear (A) 1.19 36 55 24 PC Opal (D) 1.19 24 40 24 DW Clear (A/H) 0.98 32 48 26 Clear (A/A) 0.98 32 46 26 Opal (A/O) 0.98 30 42 26 Opal (A/D) 0.98 21 33 26 Polycarbonate EW Heatstop Opal (T) 1.19 20 39 24 Heatstop PC DW Clear (T/H) 0.98 18 34 26 Opal (T/O) 0.98 17 30 26 | https://skylux.eu/en/products/skylux-160-ce-met-koepel-en-pvc-opstand-35-30-met-lm-motor-pvc-raam-type-ep25-en-windvang-1300-x-1600-mm | https://skylux.eu/cdn/shop/files/Skylux-160deg-CE-met-koepel-en-pvc-opstand-3530-met-LM-motor-pvc-raam-type-EP25-en-windvang-1300-x-1600-mm-RWA-systeem.jpg?v=1702982557&width=1600 | https://skylux.eu/cdn/shop/files/e5a82811-1bb0-48e4-a776-cacb59c7c092_12c4129a-1ebc-4a14-9e82-1d0c169a3c7c.jpg?v=1688551643&width=1600 | //skylux.eu/cdn/shop/files/E_MH_Mounting_instructions_Skylux_160_CE_LM.pdf?v=12406716259046007223 | //skylux.eu/cdn/shop/files/E_TD_Technical_File_Skylux_Skylux_160_CE_Electric.pdf?v=3667116872303399239 | <style type="text/css" id="isPasted"><!--td {border: 1px solid #cccccc;}br {mso-data-placement:same-cell;}--></style><table border="1" cellpadding="0" cellspacing="0" dir="ltr" style="table-layout:fixed;font-size:10pt;font-family:Arial;border-collapse:collapse;border:none;"><tbody> <tr style="height:20px;"> <td style="overflow:hidden;padding:0px 3px 0px 3px;vertical-align:bottom;"></td> <td style="overflow:hidden;padding:0px 3px 0px 3px;vertical-align:bottom;"></td> <td style="overflow:hidden;padding:0px 3px 0px 3px;vertical-align:bottom;"></td> <td data-sheets-value='{"1":2,"2":"Ut-value"}' style="overflow:hidden;padding:0px 3px 0px 3px;vertical-align:bottom;font-weight:bold;text-align:center;">Ut-value</td> <td data-sheets-value='{"1":2,"2":"LT-value"}' style="overflow:hidden;padding:0px 3px 0px 3px;vertical-align:bottom;font-weight:bold;text-align:center;">LT-value</td> <td data-sheets-value='{"1":2,"2":"g-value"}' style="overflow:hidden;padding:0px 3px 0px 3px;vertical-align:bottom;font-weight:bold;text-align:center;">g-value</td> <td data-sheets-value='{"1":2,"2":"Rw-value "}' style="overflow:hidden;padding:0px 3px 0px 3px;vertical-align:bottom;font-weight:bold;text-align:center;">Rw-value </td> </tr> <tr style="height:20px;"> <td style="overflow:hidden;padding:0px 3px 0px 3px;vertical-align:bottom;"></td> <td style="overflow:hidden;padding:0px 3px 0px 3px;vertical-align:bottom;"></td> <td style="overflow:hidden;padding:0px 3px 0px 3px;vertical-align:bottom;"></td> <td data-sheets-numberformat='{"1":2,"2":"0.00","3":1}' data-sheets-value='{"1":2,"2":"EN 1873 : 2014"}' style="overflow:hidden;padding:0px 3px 0px 3px;vertical-align:bottom;text-align:center;">EN 1873 : 2014</td> <td data-sheets-numberformat='{"1":2,"2":"0","3":1}' data-sheets-value='{"1":2,"2":"EN ISO 13468 EN 16153 EN 410"}' style="overflow:hidden;padding:0px 3px 0px 3px;vertical-align:bottom;text-align:center;">EN ISO 13468 EN 16153 EN 410</td> <td data-sheets-numberformat='{"1":2,"2":"0","3":1}' data-sheets-value='{"1":2,"2":"EN 410"}' style="overflow:hidden;padding:0px 3px 0px 3px;vertical-align:bottom;text-align:center;">EN 410</td> <td data-sheets-value='{"1":2,"2":"EN ISO 140-3\t\t"}' style="overflow:hidden;padding:0px 3px 0px 3px;vertical-align:bottom;text-align:center;">EN ISO 140-3 </td> </tr> <tr style="height:20px;"> <td data-sheets-value='{"1":2,"2":"Material"}' style="border-bottom:1px solid #000000;overflow:hidden;padding:0px 3px 0px 3px;vertical-align:bottom;background-color:#000000;font-weight:bold;color:#ffffff;">Material</td> <td data-sheets-value='{"1":2,"2":"Walls"}' style="border-bottom:1px solid #000000;overflow:hidden;padding:0px 3px 0px 3px;vertical-align:bottom;background-color:#000000;font-weight:bold;color:#ffffff;">Walls</td> <td data-sheets-value='{"1":2,"2":"Shells"}' style="border-bottom:1px solid #000000;overflow:hidden;padding:0px 3px 0px 3px;vertical-align:bottom;background-color:#000000;font-weight:bold;color:#ffffff;">Shells</td> <td data-sheets-numberformat='{"1":2,"2":"0.00","3":1}' data-sheets-value='{"1":2,"2":"(W/m²K)\t"}' style="border-bottom:1px solid #000000;overflow:hidden;padding:0px 3px 0px 3px;vertical-align:bottom;background-color:#000000;font-weight:bold;color:#ffffff;text-align:center;">(W/m²K) </td> <td data-sheets-numberformat='{"1":2,"2":"0","3":1}' data-sheets-value='{"1":2,"2":"(%)"}' style="border-bottom:1px solid #000000;overflow:hidden;padding:0px 3px 0px 3px;vertical-align:bottom;background-color:#000000;font-weight:bold;color:#ffffff;text-align:center;">(%)</td> <td data-sheets-numberformat='{"1":2,"2":"0","3":1}' data-sheets-value='{"1":2,"2":"(%)"}' style="border-bottom:1px solid #000000;overflow:hidden;padding:0px 3px 0px 3px;vertical-align:bottom;background-color:#000000;font-weight:bold;color:#ffffff;text-align:center;">(%)</td> <td data-sheets-value='{"1":2,"2":"(dB)"}' style="border-bottom:1px solid #000000;overflow:hidden;padding:0px 3px 0px 3px;vertical-align:bottom;background-color:#000000;font-weight:bold;color:#ffffff;text-align:center;">(dB)</td> </tr> <tr style="height:20px;"> <td data-sheets-value='{"1":2,"2":"Acrylic"}' style="border-left:1px solid #000000;overflow:hidden;padding:0px 3px 0px 3px;vertical-align:bottom;">Acrylic</td> <td data-sheets-value='{"1":2,"2":"EW"}' style="overflow:hidden;padding:0px 3px 0px 3px;vertical-align:bottom;">EW</td> <td data-sheets-value='{"1":2,"2":"Clear (H)"}' style="overflow:hidden;padding:0px 3px 0px 3px;vertical-align:bottom;">Clear (H)</td> <td data-sheets-numberformat='{"1":2,"2":"0.00","3":1}' data-sheets-value='{"1":3,"3":1.19}' style="overflow:hidden;padding:0px 3px 0px 3px;vertical-align:bottom;text-align:center;">1.19</td> <td data-sheets-numberformat='{"1":2,"2":"0","3":1}' data-sheets-value='{"1":3,"3":36.9}' style="overflow:hidden;padding:0px 3px 0px 3px;vertical-align:bottom;text-align:center;">37</td> <td data-sheets-numberformat='{"1":2,"2":"0","3":1}' data-sheets-value='{"1":3,"3":57.42}' style="overflow:hidden;padding:0px 3px 0px 3px;vertical-align:bottom;text-align:center;">57</td> <td data-sheets-value='{"1":3,"3":24}' style="border-right:1px solid #000000;overflow:hidden;padding:0px 3px 0px 3px;vertical-align:bottom;text-align:center;">24</td> </tr> <tr style="height:20px;"> <td data-sheets-value='{"1":2,"2":"PMMA"}' style="border-left:1px solid #000000;overflow:hidden;padding:0px 3px 0px 3px;vertical-align:bottom;">PMMA</td> <td style="overflow:hidden;padding:0px 3px 0px 3px;vertical-align:bottom;"></td> <td data-sheets-value='{"1":2,"2":"Opal (O)"}' style="overflow:hidden;padding:0px 3px 0px 3px;vertical-align:bottom;">Opal (O)</td> <td data-sheets-numberformat='{"1":2,"2":"0.00","3":1}' data-sheets-value='{"1":3,"3":1.19}' style="overflow:hidden;padding:0px 3px 0px 3px;vertical-align:bottom;text-align:center;">1.19</td> <td data-sheets-numberformat='{"1":2,"2":"0","3":1}' data-sheets-value='{"1":3,"3":34.03}' style="overflow:hidden;padding:0px 3px 0px 3px;vertical-align:bottom;text-align:center;">34</td> <td data-sheets-numberformat='{"1":2,"2":"0","3":1}' data-sheets-value='{"1":3,"3":50.160000000000004}' style="overflow:hidden;padding:0px 3px 0px 3px;vertical-align:bottom;text-align:center;">50</td> <td data-sheets-value='{"1":3,"3":24}' style="border-right:1px solid #000000;overflow:hidden;padding:0px 3px 0px 3px;vertical-align:bottom;text-align:center;">24</td> </tr> <tr style="height:20px;"> <td style="border-left:1px solid #000000;overflow:hidden;padding:0px 3px 0px 3px;vertical-align:bottom;"></td> <td data-sheets-value='{"1":2,"2":"DW"}' style="overflow:hidden;padding:0px 3px 0px 3px;vertical-align:bottom;">DW</td> <td data-sheets-value='{"1":2,"2":"Clear (H/H)"}' style="overflow:hidden;padding:0px 3px 0px 3px;vertical-align:bottom;">Clear (H/H)</td> <td data-sheets-numberformat='{"1":2,"2":"0.00","3":1}' data-sheets-value='{"1":3,"3":0.98}' style="overflow:hidden;padding:0px 3px 0px 3px;vertical-align:bottom;text-align:center;">0.98</td> <td data-sheets-numberformat='{"1":2,"2":"0","3":1}' data-sheets-value='{"1":3,"3":33.21}' style="overflow:hidden;padding:0px 3px 0px 3px;vertical-align:bottom;text-align:center;">33</td> <td data-sheets-numberformat='{"1":2,"2":"0","3":1}' data-sheets-value='{"1":3,"3":49.5}' style="overflow:hidden;padding:0px 3px 0px 3px;vertical-align:bottom;text-align:center;">50</td> <td data-sheets-value='{"1":3,"3":26}' style="border-right:1px solid #000000;overflow:hidden;padding:0px 3px 0px 3px;vertical-align:bottom;text-align:center;">26</td> </tr> <tr style="height:20px;"> <td style="border-bottom:1px solid #000000;border-left:1px solid #000000;overflow:hidden;padding:0px 3px 0px 3px;vertical-align:bottom;"></td> <td style="border-bottom:1px solid #000000;overflow:hidden;padding:0px 3px 0px 3px;vertical-align:bottom;"></td> <td data-sheets-value='{"1":2,"2":"Opal (O/O)"}' style="border-bottom:1px solid #000000;overflow:hidden;padding:0px 3px 0px 3px;vertical-align:bottom;">Opal (O/O)</td> <td data-sheets-numberformat='{"1":2,"2":"0.00","3":1}' data-sheets-value='{"1":3,"3":0.98}' style="border-bottom:1px solid #000000;overflow:hidden;padding:0px 3px 0px 3px;vertical-align:bottom;text-align:center;">0.98</td> <td data-sheets-numberformat='{"1":2,"2":"0","3":1}' data-sheets-value='{"1":3,"3":28.29}' style="border-bottom:1px solid #000000;overflow:hidden;padding:0px 3px 0px 3px;vertical-align:bottom;text-align:center;">28</td> <td data-sheets-numberformat='{"1":2,"2":"0","3":1}' data-sheets-value='{"1":3,"3":38.28}' style="border-bottom:1px solid #000000;overflow:hidden;padding:0px 3px 0px 3px;vertical-align:bottom;text-align:center;">38</td> <td data-sheets-value='{"1":3,"3":26}' style="border-right:1px solid #000000;border-bottom:1px solid #000000;overflow:hidden;padding:0px 3px 0px 3px;vertical-align:bottom;text-align:center;">26</td> </tr> <tr style="height:20px;"> <td data-sheets-value='{"1":2,"2":"Polycarbonate "}' style="border-left:1px solid #000000;overflow:hidden;padding:0px 3px 0px 3px;vertical-align:bottom;">Polycarbonate </td> <td data-sheets-value='{"1":2,"2":"EW"}' style="overflow:hidden;padding:0px 3px 0px 3px;vertical-align:bottom;">EW</td> <td data-sheets-value='{"1":2,"2":"Clear (A)"}' style="overflow:hidden;padding:0px 3px 0px 3px;vertical-align:bottom;">Clear (A)</td> <td data-sheets-numberformat='{"1":2,"2":"0.00","3":1}' data-sheets-value='{"1":3,"3":1.19}' style="overflow:hidden;padding:0px 3px 0px 3px;vertical-align:bottom;text-align:center;">1.19</td> <td data-sheets-numberformat='{"1":2,"2":"0","3":1}' data-sheets-value='{"1":3,"3":36.08}' style="overflow:hidden;padding:0px 3px 0px 3px;vertical-align:bottom;text-align:center;">36</td> <td data-sheets-numberformat='{"1":2,"2":"0","3":1}' data-sheets-value='{"1":3,"3":54.78}' style="overflow:hidden;padding:0px 3px 0px 3px;vertical-align:bottom;text-align:center;">55</td> <td data-sheets-value='{"1":3,"3":24}' style="border-right:1px solid #000000;overflow:hidden;padding:0px 3px 0px 3px;vertical-align:bottom;text-align:center;">24</td> </tr> <tr style="height:20px;"> <td data-sheets-value='{"1":2,"2":"PC"}' style="border-left:1px solid #000000;overflow:hidden;padding:0px 3px 0px 3px;vertical-align:bottom;">PC</td> <td style="overflow:hidden;padding:0px 3px 0px 3px;vertical-align:bottom;"></td> <td data-sheets-value='{"1":2,"2":"Opal (D)"}' style="overflow:hidden;padding:0px 3px 0px 3px;vertical-align:bottom;">Opal (D)</td> <td data-sheets-numberformat='{"1":2,"2":"0.00","3":1}' data-sheets-value='{"1":3,"3":1.19}' style="overflow:hidden;padding:0px 3px 0px 3px;vertical-align:bottom;text-align:center;">1.19</td> <td data-sheets-numberformat='{"1":2,"2":"0","3":1}' data-sheets-value='{"1":3,"3":23.779999999999998}' style="overflow:hidden;padding:0px 3px 0px 3px;vertical-align:bottom;text-align:center;">24</td> <td data-sheets-numberformat='{"1":2,"2":"0","3":1}' data-sheets-value='{"1":3,"3":39.6}' style="overflow:hidden;padding:0px 3px 0px 3px;vertical-align:bottom;text-align:center;">40</td> <td data-sheets-value='{"1":3,"3":24}' style="border-right:1px solid #000000;overflow:hidden;padding:0px 3px 0px 3px;vertical-align:bottom;text-align:center;">24</td> </tr> <tr style="height:20px;"> <td style="border-left:1px solid #000000;overflow:hidden;padding:0px 3px 0px 3px;vertical-align:bottom;"></td> <td data-sheets-value='{"1":2,"2":"DW"}' style="overflow:hidden;padding:0px 3px 0px 3px;vertical-align:bottom;">DW</td> <td data-sheets-value='{"1":2,"2":"Clear (A/H)"}' style="overflow:hidden;padding:0px 3px 0px 3px;vertical-align:bottom;">Clear (A/H)</td> <td data-sheets-numberformat='{"1":2,"2":"0.00","3":1}' data-sheets-value='{"1":3,"3":0.98}' style="overflow:hidden;padding:0px 3px 0px 3px;vertical-align:bottom;text-align:center;">0.98</td> <td data-sheets-numberformat='{"1":2,"2":"0","3":1}' data-sheets-value='{"1":3,"3":32.39}' style="overflow:hidden;padding:0px 3px 0px 3px;vertical-align:bottom;text-align:center;">32</td> <td data-sheets-numberformat='{"1":2,"2":"0","3":1}' data-sheets-value='{"1":3,"3":47.52}' style="overflow:hidden;padding:0px 3px 0px 3px;vertical-align:bottom;text-align:center;">48</td> <td data-sheets-value='{"1":3,"3":26}' style="border-right:1px solid #000000;overflow:hidden;padding:0px 3px 0px 3px;vertical-align:bottom;text-align:center;">26</td> </tr> <tr style="height:20px;"> <td style="border-left:1px solid #000000;overflow:hidden;padding:0px 3px 0px 3px;vertical-align:bottom;"></td> <td style="overflow:hidden;padding:0px 3px 0px 3px;vertical-align:bottom;"></td> <td data-sheets-value='{"1":2,"2":"Clear (A/A)"}' style="overflow:hidden;padding:0px 3px 0px 3px;vertical-align:bottom;">Clear (A/A)</td> <td data-sheets-numberformat='{"1":2,"2":"0.00","3":1}' data-sheets-value='{"1":3,"3":0.98}' style="overflow:hidden;padding:0px 3px 0px 3px;vertical-align:bottom;text-align:center;">0.98</td> <td data-sheets-numberformat='{"1":2,"2":"0","3":1}' data-sheets-value='{"1":3,"3":31.569999999999997}' style="overflow:hidden;padding:0px 3px 0px 3px;vertical-align:bottom;text-align:center;">32</td> <td data-sheets-numberformat='{"1":2,"2":"0","3":1}' data-sheets-value='{"1":3,"3":45.54}' style="overflow:hidden;padding:0px 3px 0px 3px;vertical-align:bottom;text-align:center;">46</td> <td data-sheets-value='{"1":3,"3":26}' style="border-right:1px solid #000000;overflow:hidden;padding:0px 3px 0px 3px;vertical-align:bottom;text-align:center;">26</td> </tr> <tr style="height:20px;"> <td style="border-left:1px solid #000000;overflow:hidden;padding:0px 3px 0px 3px;vertical-align:bottom;"></td> <td style="overflow:hidden;padding:0px 3px 0px 3px;vertical-align:bottom;"></td> <td data-sheets-value='{"1":2,"2":"Opal (A/O)"}' style="overflow:hidden;padding:0px 3px 0px 3px;vertical-align:bottom;">Opal (A/O)</td> <td data-sheets-numberformat='{"1":2,"2":"0.00","3":1}' data-sheets-value='{"1":3,"3":0.98}' style="overflow:hidden;padding:0px 3px 0px 3px;vertical-align:bottom;text-align:center;">0.98</td> <td data-sheets-numberformat='{"1":2,"2":"0","3":1}' data-sheets-value='{"1":3,"3":29.93}' style="overflow:hidden;padding:0px 3px 0px 3px;vertical-align:bottom;text-align:center;">30</td> <td data-sheets-numberformat='{"1":2,"2":"0","3":1}' data-sheets-value='{"1":3,"3":41.580000000000005}' style="overflow:hidden;padding:0px 3px 0px 3px;vertical-align:bottom;text-align:center;">42</td> <td data-sheets-value='{"1":3,"3":26}' style="border-right:1px solid #000000;overflow:hidden;padding:0px 3px 0px 3px;vertical-align:bottom;text-align:center;">26</td> </tr> <tr style="height:20px;"> <td style="border-bottom:1px solid #000000;border-left:1px solid #000000;overflow:hidden;padding:0px 3px 0px 3px;vertical-align:bottom;"></td> <td style="border-bottom:1px solid #000000;overflow:hidden;padding:0px 3px 0px 3px;vertical-align:bottom;"></td> <td data-sheets-value='{"1":2,"2":"Opal (A/D)"}' style="border-bottom:1px solid #000000;overflow:hidden;padding:0px 3px 0px 3px;vertical-align:bottom;">Opal (A/D)</td> <td data-sheets-numberformat='{"1":2,"2":"0.00","3":1}' data-sheets-value='{"1":3,"3":0.98}' style="border-bottom:1px solid #000000;overflow:hidden;padding:0px 3px 0px 3px;vertical-align:bottom;text-align:center;">0.98</td> <td data-sheets-numberformat='{"1":2,"2":"0","3":1}' data-sheets-value='{"1":3,"3":20.91}' style="border-bottom:1px solid #000000;overflow:hidden;padding:0px 3px 0px 3px;vertical-align:bottom;text-align:center;">21</td> <td data-sheets-numberformat='{"1":2,"2":"0","3":1}' data-sheets-value='{"1":3,"3":33}' style="border-bottom:1px solid #000000;overflow:hidden;padding:0px 3px 0px 3px;vertical-align:bottom;text-align:center;">33</td> <td data-sheets-value='{"1":3,"3":26}' style="border-right:1px solid #000000;border-bottom:1px solid #000000;overflow:hidden;padding:0px 3px 0px 3px;vertical-align:bottom;text-align:center;">26</td> </tr> <tr style="height:20px;"> <td data-sheets-value='{"1":2,"2":"Polycarbonate"}' style="border-left:1px solid #000000;overflow:hidden;padding:0px 3px 0px 3px;vertical-align:bottom;">Polycarbonate</td> <td data-sheets-value='{"1":2,"2":"EW"}' style="overflow:hidden;padding:0px 3px 0px 3px;vertical-align:bottom;">EW</td> <td data-sheets-value='{"1":2,"2":"Heatstop Opal (T)"}' style="overflow:hidden;padding:0px 3px 0px 3px;vertical-align:bottom;">Heatstop Opal (T)</td> <td data-sheets-numberformat='{"1":2,"2":"0.00","3":1}' data-sheets-value='{"1":3,"3":1.19}' style="overflow:hidden;padding:0px 3px 0px 3px;vertical-align:bottom;text-align:center;">1.19</td> <td data-sheets-numberformat='{"1":2,"2":"0","3":1}' data-sheets-value='{"1":3,"3":20.09}' style="overflow:hidden;padding:0px 3px 0px 3px;vertical-align:bottom;text-align:center;">20</td> <td data-sheets-numberformat='{"1":2,"2":"0","3":1}' data-sheets-value='{"1":3,"3":38.940000000000005}' style="overflow:hidden;padding:0px 3px 0px 3px;vertical-align:bottom;text-align:center;">39</td> <td data-sheets-value='{"1":3,"3":24}' style="border-right:1px solid #000000;overflow:hidden;padding:0px 3px 0px 3px;vertical-align:bottom;text-align:center;">24</td> </tr> <tr style="height:20px;"> <td data-sheets-value='{"1":2,"2":"Heatstop PC"}' style="border-left:1px solid #000000;overflow:hidden;padding:0px 3px 0px 3px;vertical-align:bottom;">Heatstop PC</td> <td data-sheets-value='{"1":2,"2":"DW"}' style="overflow:hidden;padding:0px 3px 0px 3px;vertical-align:bottom;">DW</td> <td data-sheets-value='{"1":2,"2":"Clear (T/H)"}' style="overflow:hidden;padding:0px 3px 0px 3px;vertical-align:bottom;">Clear (T/H)</td> <td data-sheets-numberformat='{"1":2,"2":"0.00","3":1}' data-sheets-value='{"1":3,"3":0.98}' style="overflow:hidden;padding:0px 3px 0px 3px;vertical-align:bottom;text-align:center;">0.98</td> <td data-sheets-numberformat='{"1":2,"2":"0","3":1}' data-sheets-value='{"1":3,"3":18.04}' style="overflow:hidden;padding:0px 3px 0px 3px;vertical-align:bottom;text-align:center;">18</td> <td data-sheets-numberformat='{"1":2,"2":"0","3":1}' data-sheets-value='{"1":3,"3":33.660000000000004}' style="overflow:hidden;padding:0px 3px 0px 3px;vertical-align:bottom;text-align:center;">34</td> <td data-sheets-value='{"1":3,"3":26}' style="border-right:1px solid #000000;overflow:hidden;padding:0px 3px 0px 3px;vertical-align:bottom;text-align:center;">26</td> </tr> <tr style="height:20px;"> <td style="border-bottom:1px solid #000000;border-left:1px solid #000000;overflow:hidden;padding:0px 3px 0px 3px;vertical-align:bottom;"></td> <td style="border-bottom:1px solid #000000;overflow:hidden;padding:0px 3px 0px 3px;vertical-align:bottom;"></td> <td data-sheets-value='{"1":2,"2":"Opal (T/O)"}' style="border-bottom:1px solid #000000;overflow:hidden;padding:0px 3px 0px 3px;vertical-align:bottom;">Opal (T/O)</td> <td data-sheets-numberformat='{"1":2,"2":"0.00","3":1}' data-sheets-value='{"1":3,"3":0.98}' style="border-bottom:1px solid #000000;overflow:hidden;padding:0px 3px 0px 3px;vertical-align:bottom;text-align:center;">0.98</td> <td data-sheets-numberformat='{"1":2,"2":"0","3":1}' data-sheets-value='{"1":3,"3":16.81}' style="border-bottom:1px solid #000000;overflow:hidden;padding:0px 3px 0px 3px;vertical-align:bottom;text-align:center;">17</td> <td data-sheets-numberformat='{"1":2,"2":"0","3":1}' data-sheets-value='{"1":3,"3":29.700000000000003}' style="border-bottom:1px solid #000000;overflow:hidden;padding:0px 3px 0px 3px;vertical-align:bottom;text-align:center;">30</td> <td data-sheets-value='{"1":3,"3":26}' style="border-right:1px solid #000000;border-bottom:1px solid #000000;overflow:hidden;padding:0px 3px 0px 3px;vertical-align:bottom;text-align:center;">26</td> </tr> </tbody></table> | skylux-160-ce-met-koepel-en-pvc-opstand-35-30-met-lm-motor-pvc-raam-type-ep25-en-windvang-1300-x-1600-mm | 8586051518797 | 46872391778637
Smoke and heat exhaust (SHEV) | SHE system | Skylux | Skylux 160° CE with skylight and PVC curb 35/30 with LM-actuator, PVC frame type EP25 and spoiler 1300 x 1900 mm |  | 50647 | 5412970506478 | 6940.6 | Yes | 30-45 | 121.26 | 1300 x 1900 mm | 1900 | 1300 |  | PVC 35/30 (35 cm high & roof opening = 30 cm larger than daylight size) | Rectangular | 1.19 W/m²K - 0.98 W/m²K | 57% - 30% | 37% - 17% | 24dB - 26dB | 160° CE (for industry) | PVC frame EP25 | with spoiler | E | Single actuator | Maximum double-walled skylight possible for this product | Ut-value LT-value g-value Rw-value EN 1873 : 2014 EN ISO 13468 EN 16153 EN 410 EN 410 EN ISO 140-3 Material Walls Shells (W/m²K) (%) (%) (dB) Acrylic EW Clear (H) 1.19 37 57 24 PMMA Opal (O) 1.19 34 50 24 DW Clear (H/H) 0.98 33 50 26 Opal (O/O) 0.98 28 38 26 Polycarbonate EW Clear (A) 1.19 36 55 24 PC Opal (D) 1.19 24 40 24 DW Clear (A/H) 0.98 32 48 26 Clear (A/A) 0.98 32 46 26 Opal (A/O) 0.98 30 42 26 Opal (A/D) 0.98 21 33 26 Polycarbonate EW Heatstop Opal (T) 1.19 20 39 24 Heatstop PC DW Clear (T/H) 0.98 18 34 26 Opal (T/O) 0.98 17 30 26 | https://skylux.eu/en/products/skylux-160-ce-met-koepel-en-pvc-opstand-35-30-met-lm-motor-pvc-raam-type-ep25-en-windvang-1300-x-1900-mm | https://skylux.eu/cdn/shop/files/Skylux-160deg-CE-met-koepel-en-pvc-opstand-3530-met-LM-motor-pvc-raam-type-EP25-en-windvang-1300-x-1900-mm-RWA-systeem.jpg?v=1702982562&width=1600 | https://skylux.eu/cdn/shop/files/e5a82811-1bb0-48e4-a776-cacb59c7c092_59a01760-4a23-4349-ae98-796ad9150210.jpg?v=1688551644&width=1600 | //skylux.eu/cdn/shop/files/E_MH_Mounting_instructions_Skylux_160_CE_LM.pdf?v=12406716259046007223 | //skylux.eu/cdn/shop/files/E_TD_Technical_File_Skylux_Skylux_160_CE_Electric.pdf?v=3667116872303399239 | <style type="text/css" id="isPasted"><!--td {border: 1px solid #cccccc;}br {mso-data-placement:same-cell;}--></style><table border="1" cellpadding="0" cellspacing="0" dir="ltr" style="table-layout:fixed;font-size:10pt;font-family:Arial;border-collapse:collapse;border:none;"><tbody> <tr style="height:20px;"> <td style="overflow:hidden;padding:0px 3px 0px 3px;vertical-align:bottom;"></td> <td style="overflow:hidden;padding:0px 3px 0px 3px;vertical-align:bottom;"></td> <td style="overflow:hidden;padding:0px 3px 0px 3px;vertical-align:bottom;"></td> <td data-sheets-value='{"1":2,"2":"Ut-value"}' style="overflow:hidden;padding:0px 3px 0px 3px;vertical-align:bottom;font-weight:bold;text-align:center;">Ut-value</td> <td data-sheets-value='{"1":2,"2":"LT-value"}' style="overflow:hidden;padding:0px 3px 0px 3px;vertical-align:bottom;font-weight:bold;text-align:center;">LT-value</td> <td data-sheets-value='{"1":2,"2":"g-value"}' style="overflow:hidden;padding:0px 3px 0px 3px;vertical-align:bottom;font-weight:bold;text-align:center;">g-value</td> <td data-sheets-value='{"1":2,"2":"Rw-value "}' style="overflow:hidden;padding:0px 3px 0px 3px;vertical-align:bottom;font-weight:bold;text-align:center;">Rw-value </td> </tr> <tr style="height:20px;"> <td style="overflow:hidden;padding:0px 3px 0px 3px;vertical-align:bottom;"></td> <td style="overflow:hidden;padding:0px 3px 0px 3px;vertical-align:bottom;"></td> <td style="overflow:hidden;padding:0px 3px 0px 3px;vertical-align:bottom;"></td> <td data-sheets-numberformat='{"1":2,"2":"0.00","3":1}' data-sheets-value='{"1":2,"2":"EN 1873 : 2014"}' style="overflow:hidden;padding:0px 3px 0px 3px;vertical-align:bottom;text-align:center;">EN 1873 : 2014</td> <td data-sheets-numberformat='{"1":2,"2":"0","3":1}' data-sheets-value='{"1":2,"2":"EN ISO 13468 EN 16153 EN 410"}' style="overflow:hidden;padding:0px 3px 0px 3px;vertical-align:bottom;text-align:center;">EN ISO 13468 EN 16153 EN 410</td> <td data-sheets-numberformat='{"1":2,"2":"0","3":1}' data-sheets-value='{"1":2,"2":"EN 410"}' style="overflow:hidden;padding:0px 3px 0px 3px;vertical-align:bottom;text-align:center;">EN 410</td> <td data-sheets-value='{"1":2,"2":"EN ISO 140-3\t\t"}' style="overflow:hidden;padding:0px 3px 0px 3px;vertical-align:bottom;text-align:center;">EN ISO 140-3 </td> </tr> <tr style="height:20px;"> <td data-sheets-value='{"1":2,"2":"Material"}' style="border-bottom:1px solid #000000;overflow:hidden;padding:0px 3px 0px 3px;vertical-align:bottom;background-color:#000000;font-weight:bold;color:#ffffff;">Material</td> <td data-sheets-value='{"1":2,"2":"Walls"}' style="border-bottom:1px solid #000000;overflow:hidden;padding:0px 3px 0px 3px;vertical-align:bottom;background-color:#000000;font-weight:bold;color:#ffffff;">Walls</td> <td data-sheets-value='{"1":2,"2":"Shells"}' style="border-bottom:1px solid #000000;overflow:hidden;padding:0px 3px 0px 3px;vertical-align:bottom;background-color:#000000;font-weight:bold;color:#ffffff;">Shells</td> <td data-sheets-numberformat='{"1":2,"2":"0.00","3":1}' data-sheets-value='{"1":2,"2":"(W/m²K)\t"}' style="border-bottom:1px solid #000000;overflow:hidden;padding:0px 3px 0px 3px;vertical-align:bottom;background-color:#000000;font-weight:bold;color:#ffffff;text-align:center;">(W/m²K) </td> <td data-sheets-numberformat='{"1":2,"2":"0","3":1}' data-sheets-value='{"1":2,"2":"(%)"}' style="border-bottom:1px solid #000000;overflow:hidden;padding:0px 3px 0px 3px;vertical-align:bottom;background-color:#000000;font-weight:bold;color:#ffffff;text-align:center;">(%)</td> <td data-sheets-numberformat='{"1":2,"2":"0","3":1}' data-sheets-value='{"1":2,"2":"(%)"}' style="border-bottom:1px solid #000000;overflow:hidden;padding:0px 3px 0px 3px;vertical-align:bottom;background-color:#000000;font-weight:bold;color:#ffffff;text-align:center;">(%)</td> <td data-sheets-value='{"1":2,"2":"(dB)"}' style="border-bottom:1px solid #000000;overflow:hidden;padding:0px 3px 0px 3px;vertical-align:bottom;background-color:#000000;font-weight:bold;color:#ffffff;text-align:center;">(dB)</td> </tr> <tr style="height:20px;"> <td data-sheets-value='{"1":2,"2":"Acrylic"}' style="border-left:1px solid #000000;overflow:hidden;padding:0px 3px 0px 3px;vertical-align:bottom;">Acrylic</td> <td data-sheets-value='{"1":2,"2":"EW"}' style="overflow:hidden;padding:0px 3px 0px 3px;vertical-align:bottom;">EW</td> <td data-sheets-value='{"1":2,"2":"Clear (H)"}' style="overflow:hidden;padding:0px 3px 0px 3px;vertical-align:bottom;">Clear (H)</td> <td data-sheets-numberformat='{"1":2,"2":"0.00","3":1}' data-sheets-value='{"1":3,"3":1.19}' style="overflow:hidden;padding:0px 3px 0px 3px;vertical-align:bottom;text-align:center;">1.19</td> <td data-sheets-numberformat='{"1":2,"2":"0","3":1}' data-sheets-value='{"1":3,"3":36.9}' style="overflow:hidden;padding:0px 3px 0px 3px;vertical-align:bottom;text-align:center;">37</td> <td data-sheets-numberformat='{"1":2,"2":"0","3":1}' data-sheets-value='{"1":3,"3":57.42}' style="overflow:hidden;padding:0px 3px 0px 3px;vertical-align:bottom;text-align:center;">57</td> <td data-sheets-value='{"1":3,"3":24}' style="border-right:1px solid #000000;overflow:hidden;padding:0px 3px 0px 3px;vertical-align:bottom;text-align:center;">24</td> </tr> <tr style="height:20px;"> <td data-sheets-value='{"1":2,"2":"PMMA"}' style="border-left:1px solid #000000;overflow:hidden;padding:0px 3px 0px 3px;vertical-align:bottom;">PMMA</td> <td style="overflow:hidden;padding:0px 3px 0px 3px;vertical-align:bottom;"></td> <td data-sheets-value='{"1":2,"2":"Opal (O)"}' style="overflow:hidden;padding:0px 3px 0px 3px;vertical-align:bottom;">Opal (O)</td> <td data-sheets-numberformat='{"1":2,"2":"0.00","3":1}' data-sheets-value='{"1":3,"3":1.19}' style="overflow:hidden;padding:0px 3px 0px 3px;vertical-align:bottom;text-align:center;">1.19</td> <td data-sheets-numberformat='{"1":2,"2":"0","3":1}' data-sheets-value='{"1":3,"3":34.03}' style="overflow:hidden;padding:0px 3px 0px 3px;vertical-align:bottom;text-align:center;">34</td> <td data-sheets-numberformat='{"1":2,"2":"0","3":1}' data-sheets-value='{"1":3,"3":50.160000000000004}' style="overflow:hidden;padding:0px 3px 0px 3px;vertical-align:bottom;text-align:center;">50</td> <td data-sheets-value='{"1":3,"3":24}' style="border-right:1px solid #000000;overflow:hidden;padding:0px 3px 0px 3px;vertical-align:bottom;text-align:center;">24</td> </tr> <tr style="height:20px;"> <td style="border-left:1px solid #000000;overflow:hidden;padding:0px 3px 0px 3px;vertical-align:bottom;"></td> <td data-sheets-value='{"1":2,"2":"DW"}' style="overflow:hidden;padding:0px 3px 0px 3px;vertical-align:bottom;">DW</td> <td data-sheets-value='{"1":2,"2":"Clear (H/H)"}' style="overflow:hidden;padding:0px 3px 0px 3px;vertical-align:bottom;">Clear (H/H)</td> <td data-sheets-numberformat='{"1":2,"2":"0.00","3":1}' data-sheets-value='{"1":3,"3":0.98}' style="overflow:hidden;padding:0px 3px 0px 3px;vertical-align:bottom;text-align:center;">0.98</td> <td data-sheets-numberformat='{"1":2,"2":"0","3":1}' data-sheets-value='{"1":3,"3":33.21}' style="overflow:hidden;padding:0px 3px 0px 3px;vertical-align:bottom;text-align:center;">33</td> <td data-sheets-numberformat='{"1":2,"2":"0","3":1}' data-sheets-value='{"1":3,"3":49.5}' style="overflow:hidden;padding:0px 3px 0px 3px;vertical-align:bottom;text-align:center;">50</td> <td data-sheets-value='{"1":3,"3":26}' style="border-right:1px solid #000000;overflow:hidden;padding:0px 3px 0px 3px;vertical-align:bottom;text-align:center;">26</td> </tr> <tr style="height:20px;"> <td style="border-bottom:1px solid #000000;border-left:1px solid #000000;overflow:hidden;padding:0px 3px 0px 3px;vertical-align:bottom;"></td> <td style="border-bottom:1px solid #000000;overflow:hidden;padding:0px 3px 0px 3px;vertical-align:bottom;"></td> <td data-sheets-value='{"1":2,"2":"Opal (O/O)"}' style="border-bottom:1px solid #000000;overflow:hidden;padding:0px 3px 0px 3px;vertical-align:bottom;">Opal (O/O)</td> <td data-sheets-numberformat='{"1":2,"2":"0.00","3":1}' data-sheets-value='{"1":3,"3":0.98}' style="border-bottom:1px solid #000000;overflow:hidden;padding:0px 3px 0px 3px;vertical-align:bottom;text-align:center;">0.98</td> <td data-sheets-numberformat='{"1":2,"2":"0","3":1}' data-sheets-value='{"1":3,"3":28.29}' style="border-bottom:1px solid #000000;overflow:hidden;padding:0px 3px 0px 3px;vertical-align:bottom;text-align:center;">28</td> <td data-sheets-numberformat='{"1":2,"2":"0","3":1}' data-sheets-value='{"1":3,"3":38.28}' style="border-bottom:1px solid #000000;overflow:hidden;padding:0px 3px 0px 3px;vertical-align:bottom;text-align:center;">38</td> <td data-sheets-value='{"1":3,"3":26}' style="border-right:1px solid #000000;border-bottom:1px solid #000000;overflow:hidden;padding:0px 3px 0px 3px;vertical-align:bottom;text-align:center;">26</td> </tr> <tr style="height:20px;"> <td data-sheets-value='{"1":2,"2":"Polycarbonate "}' style="border-left:1px solid #000000;overflow:hidden;padding:0px 3px 0px 3px;vertical-align:bottom;">Polycarbonate </td> <td data-sheets-value='{"1":2,"2":"EW"}' style="overflow:hidden;padding:0px 3px 0px 3px;vertical-align:bottom;">EW</td> <td data-sheets-value='{"1":2,"2":"Clear (A)"}' style="overflow:hidden;padding:0px 3px 0px 3px;vertical-align:bottom;">Clear (A)</td> <td data-sheets-numberformat='{"1":2,"2":"0.00","3":1}' data-sheets-value='{"1":3,"3":1.19}' style="overflow:hidden;padding:0px 3px 0px 3px;vertical-align:bottom;text-align:center;">1.19</td> <td data-sheets-numberformat='{"1":2,"2":"0","3":1}' data-sheets-value='{"1":3,"3":36.08}' style="overflow:hidden;padding:0px 3px 0px 3px;vertical-align:bottom;text-align:center;">36</td> <td data-sheets-numberformat='{"1":2,"2":"0","3":1}' data-sheets-value='{"1":3,"3":54.78}' style="overflow:hidden;padding:0px 3px 0px 3px;vertical-align:bottom;text-align:center;">55</td> <td data-sheets-value='{"1":3,"3":24}' style="border-right:1px solid #000000;overflow:hidden;padding:0px 3px 0px 3px;vertical-align:bottom;text-align:center;">24</td> </tr> <tr style="height:20px;"> <td data-sheets-value='{"1":2,"2":"PC"}' style="border-left:1px solid #000000;overflow:hidden;padding:0px 3px 0px 3px;vertical-align:bottom;">PC</td> <td style="overflow:hidden;padding:0px 3px 0px 3px;vertical-align:bottom;"></td> <td data-sheets-value='{"1":2,"2":"Opal (D)"}' style="overflow:hidden;padding:0px 3px 0px 3px;vertical-align:bottom;">Opal (D)</td> <td data-sheets-numberformat='{"1":2,"2":"0.00","3":1}' data-sheets-value='{"1":3,"3":1.19}' style="overflow:hidden;padding:0px 3px 0px 3px;vertical-align:bottom;text-align:center;">1.19</td> <td data-sheets-numberformat='{"1":2,"2":"0","3":1}' data-sheets-value='{"1":3,"3":23.779999999999998}' style="overflow:hidden;padding:0px 3px 0px 3px;vertical-align:bottom;text-align:center;">24</td> <td data-sheets-numberformat='{"1":2,"2":"0","3":1}' data-sheets-value='{"1":3,"3":39.6}' style="overflow:hidden;padding:0px 3px 0px 3px;vertical-align:bottom;text-align:center;">40</td> <td data-sheets-value='{"1":3,"3":24}' style="border-right:1px solid #000000;overflow:hidden;padding:0px 3px 0px 3px;vertical-align:bottom;text-align:center;">24</td> </tr> <tr style="height:20px;"> <td style="border-left:1px solid #000000;overflow:hidden;padding:0px 3px 0px 3px;vertical-align:bottom;"></td> <td data-sheets-value='{"1":2,"2":"DW"}' style="overflow:hidden;padding:0px 3px 0px 3px;vertical-align:bottom;">DW</td> <td data-sheets-value='{"1":2,"2":"Clear (A/H)"}' style="overflow:hidden;padding:0px 3px 0px 3px;vertical-align:bottom;">Clear (A/H)</td> <td data-sheets-numberformat='{"1":2,"2":"0.00","3":1}' data-sheets-value='{"1":3,"3":0.98}' style="overflow:hidden;padding:0px 3px 0px 3px;vertical-align:bottom;text-align:center;">0.98</td> <td data-sheets-numberformat='{"1":2,"2":"0","3":1}' data-sheets-value='{"1":3,"3":32.39}' style="overflow:hidden;padding:0px 3px 0px 3px;vertical-align:bottom;text-align:center;">32</td> <td data-sheets-numberformat='{"1":2,"2":"0","3":1}' data-sheets-value='{"1":3,"3":47.52}' style="overflow:hidden;padding:0px 3px 0px 3px;vertical-align:bottom;text-align:center;">48</td> <td data-sheets-value='{"1":3,"3":26}' style="border-right:1px solid #000000;overflow:hidden;padding:0px 3px 0px 3px;vertical-align:bottom;text-align:center;">26</td> </tr> <tr style="height:20px;"> <td style="border-left:1px solid #000000;overflow:hidden;padding:0px 3px 0px 3px;vertical-align:bottom;"></td> <td style="overflow:hidden;padding:0px 3px 0px 3px;vertical-align:bottom;"></td> <td data-sheets-value='{"1":2,"2":"Clear (A/A)"}' style="overflow:hidden;padding:0px 3px 0px 3px;vertical-align:bottom;">Clear (A/A)</td> <td data-sheets-numberformat='{"1":2,"2":"0.00","3":1}' data-sheets-value='{"1":3,"3":0.98}' style="overflow:hidden;padding:0px 3px 0px 3px;vertical-align:bottom;text-align:center;">0.98</td> <td data-sheets-numberformat='{"1":2,"2":"0","3":1}' data-sheets-value='{"1":3,"3":31.569999999999997}' style="overflow:hidden;padding:0px 3px 0px 3px;vertical-align:bottom;text-align:center;">32</td> <td data-sheets-numberformat='{"1":2,"2":"0","3":1}' data-sheets-value='{"1":3,"3":45.54}' style="overflow:hidden;padding:0px 3px 0px 3px;vertical-align:bottom;text-align:center;">46</td> <td data-sheets-value='{"1":3,"3":26}' style="border-right:1px solid #000000;overflow:hidden;padding:0px 3px 0px 3px;vertical-align:bottom;text-align:center;">26</td> </tr> <tr style="height:20px;"> <td style="border-left:1px solid #000000;overflow:hidden;padding:0px 3px 0px 3px;vertical-align:bottom;"></td> <td style="overflow:hidden;padding:0px 3px 0px 3px;vertical-align:bottom;"></td> <td data-sheets-value='{"1":2,"2":"Opal (A/O)"}' style="overflow:hidden;padding:0px 3px 0px 3px;vertical-align:bottom;">Opal (A/O)</td> <td data-sheets-numberformat='{"1":2,"2":"0.00","3":1}' data-sheets-value='{"1":3,"3":0.98}' style="overflow:hidden;padding:0px 3px 0px 3px;vertical-align:bottom;text-align:center;">0.98</td> <td data-sheets-numberformat='{"1":2,"2":"0","3":1}' data-sheets-value='{"1":3,"3":29.93}' style="overflow:hidden;padding:0px 3px 0px 3px;vertical-align:bottom;text-align:center;">30</td> <td data-sheets-numberformat='{"1":2,"2":"0","3":1}' data-sheets-value='{"1":3,"3":41.580000000000005}' style="overflow:hidden;padding:0px 3px 0px 3px;vertical-align:bottom;text-align:center;">42</td> <td data-sheets-value='{"1":3,"3":26}' style="border-right:1px solid #000000;overflow:hidden;padding:0px 3px 0px 3px;vertical-align:bottom;text-align:center;">26</td> </tr> <tr style="height:20px;"> <td style="border-bottom:1px solid #000000;border-left:1px solid #000000;overflow:hidden;padding:0px 3px 0px 3px;vertical-align:bottom;"></td> <td style="border-bottom:1px solid #000000;overflow:hidden;padding:0px 3px 0px 3px;vertical-align:bottom;"></td> <td data-sheets-value='{"1":2,"2":"Opal (A/D)"}' style="border-bottom:1px solid #000000;overflow:hidden;padding:0px 3px 0px 3px;vertical-align:bottom;">Opal (A/D)</td> <td data-sheets-numberformat='{"1":2,"2":"0.00","3":1}' data-sheets-value='{"1":3,"3":0.98}' style="border-bottom:1px solid #000000;overflow:hidden;padding:0px 3px 0px 3px;vertical-align:bottom;text-align:center;">0.98</td> <td data-sheets-numberformat='{"1":2,"2":"0","3":1}' data-sheets-value='{"1":3,"3":20.91}' style="border-bottom:1px solid #000000;overflow:hidden;padding:0px 3px 0px 3px;vertical-align:bottom;text-align:center;">21</td> <td data-sheets-numberformat='{"1":2,"2":"0","3":1}' data-sheets-value='{"1":3,"3":33}' style="border-bottom:1px solid #000000;overflow:hidden;padding:0px 3px 0px 3px;vertical-align:bottom;text-align:center;">33</td> <td data-sheets-value='{"1":3,"3":26}' style="border-right:1px solid #000000;border-bottom:1px solid #000000;overflow:hidden;padding:0px 3px 0px 3px;vertical-align:bottom;text-align:center;">26</td> </tr> <tr style="height:20px;"> <td data-sheets-value='{"1":2,"2":"Polycarbonate"}' style="border-left:1px solid #000000;overflow:hidden;padding:0px 3px 0px 3px;vertical-align:bottom;">Polycarbonate</td> <td data-sheets-value='{"1":2,"2":"EW"}' style="overflow:hidden;padding:0px 3px 0px 3px;vertical-align:bottom;">EW</td> <td data-sheets-value='{"1":2,"2":"Heatstop Opal (T)"}' style="overflow:hidden;padding:0px 3px 0px 3px;vertical-align:bottom;">Heatstop Opal (T)</td> <td data-sheets-numberformat='{"1":2,"2":"0.00","3":1}' data-sheets-value='{"1":3,"3":1.19}' style="overflow:hidden;padding:0px 3px 0px 3px;vertical-align:bottom;text-align:center;">1.19</td> <td data-sheets-numberformat='{"1":2,"2":"0","3":1}' data-sheets-value='{"1":3,"3":20.09}' style="overflow:hidden;padding:0px 3px 0px 3px;vertical-align:bottom;text-align:center;">20</td> <td data-sheets-numberformat='{"1":2,"2":"0","3":1}' data-sheets-value='{"1":3,"3":38.940000000000005}' style="overflow:hidden;padding:0px 3px 0px 3px;vertical-align:bottom;text-align:center;">39</td> <td data-sheets-value='{"1":3,"3":24}' style="border-right:1px solid #000000;overflow:hidden;padding:0px 3px 0px 3px;vertical-align:bottom;text-align:center;">24</td> </tr> <tr style="height:20px;"> <td data-sheets-value='{"1":2,"2":"Heatstop PC"}' style="border-left:1px solid #000000;overflow:hidden;padding:0px 3px 0px 3px;vertical-align:bottom;">Heatstop PC</td> <td data-sheets-value='{"1":2,"2":"DW"}' style="overflow:hidden;padding:0px 3px 0px 3px;vertical-align:bottom;">DW</td> <td data-sheets-value='{"1":2,"2":"Clear (T/H)"}' style="overflow:hidden;padding:0px 3px 0px 3px;vertical-align:bottom;">Clear (T/H)</td> <td data-sheets-numberformat='{"1":2,"2":"0.00","3":1}' data-sheets-value='{"1":3,"3":0.98}' style="overflow:hidden;padding:0px 3px 0px 3px;vertical-align:bottom;text-align:center;">0.98</td> <td data-sheets-numberformat='{"1":2,"2":"0","3":1}' data-sheets-value='{"1":3,"3":18.04}' style="overflow:hidden;padding:0px 3px 0px 3px;vertical-align:bottom;text-align:center;">18</td> <td data-sheets-numberformat='{"1":2,"2":"0","3":1}' data-sheets-value='{"1":3,"3":33.660000000000004}' style="overflow:hidden;padding:0px 3px 0px 3px;vertical-align:bottom;text-align:center;">34</td> <td data-sheets-value='{"1":3,"3":26}' style="border-right:1px solid #000000;overflow:hidden;padding:0px 3px 0px 3px;vertical-align:bottom;text-align:center;">26</td> </tr> <tr style="height:20px;"> <td style="border-bottom:1px solid #000000;border-left:1px solid #000000;overflow:hidden;padding:0px 3px 0px 3px;vertical-align:bottom;"></td> <td style="border-bottom:1px solid #000000;overflow:hidden;padding:0px 3px 0px 3px;vertical-align:bottom;"></td> <td data-sheets-value='{"1":2,"2":"Opal (T/O)"}' style="border-bottom:1px solid #000000;overflow:hidden;padding:0px 3px 0px 3px;vertical-align:bottom;">Opal (T/O)</td> <td data-sheets-numberformat='{"1":2,"2":"0.00","3":1}' data-sheets-value='{"1":3,"3":0.98}' style="border-bottom:1px solid #000000;overflow:hidden;padding:0px 3px 0px 3px;vertical-align:bottom;text-align:center;">0.98</td> <td data-sheets-numberformat='{"1":2,"2":"0","3":1}' data-sheets-value='{"1":3,"3":16.81}' style="border-bottom:1px solid #000000;overflow:hidden;padding:0px 3px 0px 3px;vertical-align:bottom;text-align:center;">17</td> <td data-sheets-numberformat='{"1":2,"2":"0","3":1}' data-sheets-value='{"1":3,"3":29.700000000000003}' style="border-bottom:1px solid #000000;overflow:hidden;padding:0px 3px 0px 3px;vertical-align:bottom;text-align:center;">30</td> <td data-sheets-value='{"1":3,"3":26}' style="border-right:1px solid #000000;border-bottom:1px solid #000000;overflow:hidden;padding:0px 3px 0px 3px;vertical-align:bottom;text-align:center;">26</td> </tr> </tbody></table> | skylux-160-ce-met-koepel-en-pvc-opstand-35-30-met-lm-motor-pvc-raam-type-ep25-en-windvang-1300-x-1900-mm | 8586051617101 | 46872391975245
Smoke and heat exhaust (SHEV) | SHE system | Skylux | Skylux 160° CE with skylight and PVC curb 35/30 with LM-actuator, PVC frame type EP25 and spoiler 1300 x 2000 mm |  | 50648 | 5412970506485 | 7043.45 | Yes | 30-45 | 123.76 | 1300 x 2000 mm | 2000 | 1300 |  | PVC 35/30 (35 cm high & roof opening = 30 cm larger than daylight size) | Rectangular | 1.19 W/m²K - 0.98 W/m²K | 57% - 30% | 37% - 17% | 24dB - 26dB | 160° CE (for industry) | PVC frame EP25 | with spoiler | E | Single actuator | Maximum double-walled skylight possible for this product | Ut-value LT-value g-value Rw-value EN 1873 : 2014 EN ISO 13468 EN 16153 EN 410 EN 410 EN ISO 140-3 Material Walls Shells (W/m²K) (%) (%) (dB) Acrylic EW Clear (H) 1.19 37 57 24 PMMA Opal (O) 1.19 34 50 24 DW Clear (H/H) 0.98 33 50 26 Opal (O/O) 0.98 28 38 26 Polycarbonate EW Clear (A) 1.19 36 55 24 PC Opal (D) 1.19 24 40 24 DW Clear (A/H) 0.98 32 48 26 Clear (A/A) 0.98 32 46 26 Opal (A/O) 0.98 30 42 26 Opal (A/D) 0.98 21 33 26 Polycarbonate EW Heatstop Opal (T) 1.19 20 39 24 Heatstop PC DW Clear (T/H) 0.98 18 34 26 Opal (T/O) 0.98 17 30 26 | https://skylux.eu/en/products/skylux-160-ce-met-koepel-en-pvc-opstand-35-30-met-lm-motor-pvc-raam-type-ep25-en-windvang-1300-x-2000-mm | https://skylux.eu/cdn/shop/files/Skylux-160deg-CE-met-koepel-en-pvc-opstand-3530-met-LM-motor-pvc-raam-type-EP25-en-windvang-1300-x-2000-mm-RWA-systeem.jpg?v=1702982568&width=1600 | https://skylux.eu/cdn/shop/files/e5a82811-1bb0-48e4-a776-cacb59c7c092_5a749ed0-4b53-416d-b637-bbad39869de9.jpg?v=1688551645&width=1600 | //skylux.eu/cdn/shop/files/E_MH_Mounting_instructions_Skylux_160_CE_LM.pdf?v=12406716259046007223 | //skylux.eu/cdn/shop/files/E_TD_Technical_File_Skylux_Skylux_160_CE_Electric.pdf?v=3667116872303399239 | <style type="text/css" id="isPasted"><!--td {border: 1px solid #cccccc;}br {mso-data-placement:same-cell;}--></style><table border="1" cellpadding="0" cellspacing="0" dir="ltr" style="table-layout:fixed;font-size:10pt;font-family:Arial;border-collapse:collapse;border:none;"><tbody> <tr style="height:20px;"> <td style="overflow:hidden;padding:0px 3px 0px 3px;vertical-align:bottom;"></td> <td style="overflow:hidden;padding:0px 3px 0px 3px;vertical-align:bottom;"></td> <td style="overflow:hidden;padding:0px 3px 0px 3px;vertical-align:bottom;"></td> <td data-sheets-value='{"1":2,"2":"Ut-value"}' style="overflow:hidden;padding:0px 3px 0px 3px;vertical-align:bottom;font-weight:bold;text-align:center;">Ut-value</td> <td data-sheets-value='{"1":2,"2":"LT-value"}' style="overflow:hidden;padding:0px 3px 0px 3px;vertical-align:bottom;font-weight:bold;text-align:center;">LT-value</td> <td data-sheets-value='{"1":2,"2":"g-value"}' style="overflow:hidden;padding:0px 3px 0px 3px;vertical-align:bottom;font-weight:bold;text-align:center;">g-value</td> <td data-sheets-value='{"1":2,"2":"Rw-value "}' style="overflow:hidden;padding:0px 3px 0px 3px;vertical-align:bottom;font-weight:bold;text-align:center;">Rw-value </td> </tr> <tr style="height:20px;"> <td style="overflow:hidden;padding:0px 3px 0px 3px;vertical-align:bottom;"></td> <td style="overflow:hidden;padding:0px 3px 0px 3px;vertical-align:bottom;"></td> <td style="overflow:hidden;padding:0px 3px 0px 3px;vertical-align:bottom;"></td> <td data-sheets-numberformat='{"1":2,"2":"0.00","3":1}' data-sheets-value='{"1":2,"2":"EN 1873 : 2014"}' style="overflow:hidden;padding:0px 3px 0px 3px;vertical-align:bottom;text-align:center;">EN 1873 : 2014</td> <td data-sheets-numberformat='{"1":2,"2":"0","3":1}' data-sheets-value='{"1":2,"2":"EN ISO 13468 EN 16153 EN 410"}' style="overflow:hidden;padding:0px 3px 0px 3px;vertical-align:bottom;text-align:center;">EN ISO 13468 EN 16153 EN 410</td> <td data-sheets-numberformat='{"1":2,"2":"0","3":1}' data-sheets-value='{"1":2,"2":"EN 410"}' style="overflow:hidden;padding:0px 3px 0px 3px;vertical-align:bottom;text-align:center;">EN 410</td> <td data-sheets-value='{"1":2,"2":"EN ISO 140-3\t\t"}' style="overflow:hidden;padding:0px 3px 0px 3px;vertical-align:bottom;text-align:center;">EN ISO 140-3 </td> </tr> <tr style="height:20px;"> <td data-sheets-value='{"1":2,"2":"Material"}' style="border-bottom:1px solid #000000;overflow:hidden;padding:0px 3px 0px 3px;vertical-align:bottom;background-color:#000000;font-weight:bold;color:#ffffff;">Material</td> <td data-sheets-value='{"1":2,"2":"Walls"}' style="border-bottom:1px solid #000000;overflow:hidden;padding:0px 3px 0px 3px;vertical-align:bottom;background-color:#000000;font-weight:bold;color:#ffffff;">Walls</td> <td data-sheets-value='{"1":2,"2":"Shells"}' style="border-bottom:1px solid #000000;overflow:hidden;padding:0px 3px 0px 3px;vertical-align:bottom;background-color:#000000;font-weight:bold;color:#ffffff;">Shells</td> <td data-sheets-numberformat='{"1":2,"2":"0.00","3":1}' data-sheets-value='{"1":2,"2":"(W/m²K)\t"}' style="border-bottom:1px solid #000000;overflow:hidden;padding:0px 3px 0px 3px;vertical-align:bottom;background-color:#000000;font-weight:bold;color:#ffffff;text-align:center;">(W/m²K) </td> <td data-sheets-numberformat='{"1":2,"2":"0","3":1}' data-sheets-value='{"1":2,"2":"(%)"}' style="border-bottom:1px solid #000000;overflow:hidden;padding:0px 3px 0px 3px;vertical-align:bottom;background-color:#000000;font-weight:bold;color:#ffffff;text-align:center;">(%)</td> <td data-sheets-numberformat='{"1":2,"2":"0","3":1}' data-sheets-value='{"1":2,"2":"(%)"}' style="border-bottom:1px solid #000000;overflow:hidden;padding:0px 3px 0px 3px;vertical-align:bottom;background-color:#000000;font-weight:bold;color:#ffffff;text-align:center;">(%)</td> <td data-sheets-value='{"1":2,"2":"(dB)"}' style="border-bottom:1px solid #000000;overflow:hidden;padding:0px 3px 0px 3px;vertical-align:bottom;background-color:#000000;font-weight:bold;color:#ffffff;text-align:center;">(dB)</td> </tr> <tr style="height:20px;"> <td data-sheets-value='{"1":2,"2":"Acrylic"}' style="border-left:1px solid #000000;overflow:hidden;padding:0px 3px 0px 3px;vertical-align:bottom;">Acrylic</td> <td data-sheets-value='{"1":2,"2":"EW"}' style="overflow:hidden;padding:0px 3px 0px 3px;vertical-align:bottom;">EW</td> <td data-sheets-value='{"1":2,"2":"Clear (H)"}' style="overflow:hidden;padding:0px 3px 0px 3px;vertical-align:bottom;">Clear (H)</td> <td data-sheets-numberformat='{"1":2,"2":"0.00","3":1}' data-sheets-value='{"1":3,"3":1.19}' style="overflow:hidden;padding:0px 3px 0px 3px;vertical-align:bottom;text-align:center;">1.19</td> <td data-sheets-numberformat='{"1":2,"2":"0","3":1}' data-sheets-value='{"1":3,"3":36.9}' style="overflow:hidden;padding:0px 3px 0px 3px;vertical-align:bottom;text-align:center;">37</td> <td data-sheets-numberformat='{"1":2,"2":"0","3":1}' data-sheets-value='{"1":3,"3":57.42}' style="overflow:hidden;padding:0px 3px 0px 3px;vertical-align:bottom;text-align:center;">57</td> <td data-sheets-value='{"1":3,"3":24}' style="border-right:1px solid #000000;overflow:hidden;padding:0px 3px 0px 3px;vertical-align:bottom;text-align:center;">24</td> </tr> <tr style="height:20px;"> <td data-sheets-value='{"1":2,"2":"PMMA"}' style="border-left:1px solid #000000;overflow:hidden;padding:0px 3px 0px 3px;vertical-align:bottom;">PMMA</td> <td style="overflow:hidden;padding:0px 3px 0px 3px;vertical-align:bottom;"></td> <td data-sheets-value='{"1":2,"2":"Opal (O)"}' style="overflow:hidden;padding:0px 3px 0px 3px;vertical-align:bottom;">Opal (O)</td> <td data-sheets-numberformat='{"1":2,"2":"0.00","3":1}' data-sheets-value='{"1":3,"3":1.19}' style="overflow:hidden;padding:0px 3px 0px 3px;vertical-align:bottom;text-align:center;">1.19</td> <td data-sheets-numberformat='{"1":2,"2":"0","3":1}' data-sheets-value='{"1":3,"3":34.03}' style="overflow:hidden;padding:0px 3px 0px 3px;vertical-align:bottom;text-align:center;">34</td> <td data-sheets-numberformat='{"1":2,"2":"0","3":1}' data-sheets-value='{"1":3,"3":50.160000000000004}' style="overflow:hidden;padding:0px 3px 0px 3px;vertical-align:bottom;text-align:center;">50</td> <td data-sheets-value='{"1":3,"3":24}' style="border-right:1px solid #000000;overflow:hidden;padding:0px 3px 0px 3px;vertical-align:bottom;text-align:center;">24</td> </tr> <tr style="height:20px;"> <td style="border-left:1px solid #000000;overflow:hidden;padding:0px 3px 0px 3px;vertical-align:bottom;"></td> <td data-sheets-value='{"1":2,"2":"DW"}' style="overflow:hidden;padding:0px 3px 0px 3px;vertical-align:bottom;">DW</td> <td data-sheets-value='{"1":2,"2":"Clear (H/H)"}' style="overflow:hidden;padding:0px 3px 0px 3px;vertical-align:bottom;">Clear (H/H)</td> <td data-sheets-numberformat='{"1":2,"2":"0.00","3":1}' data-sheets-value='{"1":3,"3":0.98}' style="overflow:hidden;padding:0px 3px 0px 3px;vertical-align:bottom;text-align:center;">0.98</td> <td data-sheets-numberformat='{"1":2,"2":"0","3":1}' data-sheets-value='{"1":3,"3":33.21}' style="overflow:hidden;padding:0px 3px 0px 3px;vertical-align:bottom;text-align:center;">33</td> <td data-sheets-numberformat='{"1":2,"2":"0","3":1}' data-sheets-value='{"1":3,"3":49.5}' style="overflow:hidden;padding:0px 3px 0px 3px;vertical-align:bottom;text-align:center;">50</td> <td data-sheets-value='{"1":3,"3":26}' style="border-right:1px solid #000000;overflow:hidden;padding:0px 3px 0px 3px;vertical-align:bottom;text-align:center;">26</td> </tr> <tr style="height:20px;"> <td style="border-bottom:1px solid #000000;border-left:1px solid #000000;overflow:hidden;padding:0px 3px 0px 3px;vertical-align:bottom;"></td> <td style="border-bottom:1px solid #000000;overflow:hidden;padding:0px 3px 0px 3px;vertical-align:bottom;"></td> <td data-sheets-value='{"1":2,"2":"Opal (O/O)"}' style="border-bottom:1px solid #000000;overflow:hidden;padding:0px 3px 0px 3px;vertical-align:bottom;">Opal (O/O)</td> <td data-sheets-numberformat='{"1":2,"2":"0.00","3":1}' data-sheets-value='{"1":3,"3":0.98}' style="border-bottom:1px solid #000000;overflow:hidden;padding:0px 3px 0px 3px;vertical-align:bottom;text-align:center;">0.98</td> <td data-sheets-numberformat='{"1":2,"2":"0","3":1}' data-sheets-value='{"1":3,"3":28.29}' style="border-bottom:1px solid #000000;overflow:hidden;padding:0px 3px 0px 3px;vertical-align:bottom;text-align:center;">28</td> <td data-sheets-numberformat='{"1":2,"2":"0","3":1}' data-sheets-value='{"1":3,"3":38.28}' style="border-bottom:1px solid #000000;overflow:hidden;padding:0px 3px 0px 3px;vertical-align:bottom;text-align:center;">38</td> <td data-sheets-value='{"1":3,"3":26}' style="border-right:1px solid #000000;border-bottom:1px solid #000000;overflow:hidden;padding:0px 3px 0px 3px;vertical-align:bottom;text-align:center;">26</td> </tr> <tr style="height:20px;"> <td data-sheets-value='{"1":2,"2":"Polycarbonate "}' style="border-left:1px solid #000000;overflow:hidden;padding:0px 3px 0px 3px;vertical-align:bottom;">Polycarbonate </td> <td data-sheets-value='{"1":2,"2":"EW"}' style="overflow:hidden;padding:0px 3px 0px 3px;vertical-align:bottom;">EW</td> <td data-sheets-value='{"1":2,"2":"Clear (A)"}' style="overflow:hidden;padding:0px 3px 0px 3px;vertical-align:bottom;">Clear (A)</td> <td data-sheets-numberformat='{"1":2,"2":"0.00","3":1}' data-sheets-value='{"1":3,"3":1.19}' style="overflow:hidden;padding:0px 3px 0px 3px;vertical-align:bottom;text-align:center;">1.19</td> <td data-sheets-numberformat='{"1":2,"2":"0","3":1}' data-sheets-value='{"1":3,"3":36.08}' style="overflow:hidden;padding:0px 3px 0px 3px;vertical-align:bottom;text-align:center;">36</td> <td data-sheets-numberformat='{"1":2,"2":"0","3":1}' data-sheets-value='{"1":3,"3":54.78}' style="overflow:hidden;padding:0px 3px 0px 3px;vertical-align:bottom;text-align:center;">55</td> <td data-sheets-value='{"1":3,"3":24}' style="border-right:1px solid #000000;overflow:hidden;padding:0px 3px 0px 3px;vertical-align:bottom;text-align:center;">24</td> </tr> <tr style="height:20px;"> <td data-sheets-value='{"1":2,"2":"PC"}' style="border-left:1px solid #000000;overflow:hidden;padding:0px 3px 0px 3px;vertical-align:bottom;">PC</td> <td style="overflow:hidden;padding:0px 3px 0px 3px;vertical-align:bottom;"></td> <td data-sheets-value='{"1":2,"2":"Opal (D)"}' style="overflow:hidden;padding:0px 3px 0px 3px;vertical-align:bottom;">Opal (D)</td> <td data-sheets-numberformat='{"1":2,"2":"0.00","3":1}' data-sheets-value='{"1":3,"3":1.19}' style="overflow:hidden;padding:0px 3px 0px 3px;vertical-align:bottom;text-align:center;">1.19</td> <td data-sheets-numberformat='{"1":2,"2":"0","3":1}' data-sheets-value='{"1":3,"3":23.779999999999998}' style="overflow:hidden;padding:0px 3px 0px 3px;vertical-align:bottom;text-align:center;">24</td> <td data-sheets-numberformat='{"1":2,"2":"0","3":1}' data-sheets-value='{"1":3,"3":39.6}' style="overflow:hidden;padding:0px 3px 0px 3px;vertical-align:bottom;text-align:center;">40</td> <td data-sheets-value='{"1":3,"3":24}' style="border-right:1px solid #000000;overflow:hidden;padding:0px 3px 0px 3px;vertical-align:bottom;text-align:center;">24</td> </tr> <tr style="height:20px;"> <td style="border-left:1px solid #000000;overflow:hidden;padding:0px 3px 0px 3px;vertical-align:bottom;"></td> <td data-sheets-value='{"1":2,"2":"DW"}' style="overflow:hidden;padding:0px 3px 0px 3px;vertical-align:bottom;">DW</td> <td data-sheets-value='{"1":2,"2":"Clear (A/H)"}' style="overflow:hidden;padding:0px 3px 0px 3px;vertical-align:bottom;">Clear (A/H)</td> <td data-sheets-numberformat='{"1":2,"2":"0.00","3":1}' data-sheets-value='{"1":3,"3":0.98}' style="overflow:hidden;padding:0px 3px 0px 3px;vertical-align:bottom;text-align:center;">0.98</td> <td data-sheets-numberformat='{"1":2,"2":"0","3":1}' data-sheets-value='{"1":3,"3":32.39}' style="overflow:hidden;padding:0px 3px 0px 3px;vertical-align:bottom;text-align:center;">32</td> <td data-sheets-numberformat='{"1":2,"2":"0","3":1}' data-sheets-value='{"1":3,"3":47.52}' style="overflow:hidden;padding:0px 3px 0px 3px;vertical-align:bottom;text-align:center;">48</td> <td data-sheets-value='{"1":3,"3":26}' style="border-right:1px solid #000000;overflow:hidden;padding:0px 3px 0px 3px;vertical-align:bottom;text-align:center;">26</td> </tr> <tr style="height:20px;"> <td style="border-left:1px solid #000000;overflow:hidden;padding:0px 3px 0px 3px;vertical-align:bottom;"></td> <td style="overflow:hidden;padding:0px 3px 0px 3px;vertical-align:bottom;"></td> <td data-sheets-value='{"1":2,"2":"Clear (A/A)"}' style="overflow:hidden;padding:0px 3px 0px 3px;vertical-align:bottom;">Clear (A/A)</td> <td data-sheets-numberformat='{"1":2,"2":"0.00","3":1}' data-sheets-value='{"1":3,"3":0.98}' style="overflow:hidden;padding:0px 3px 0px 3px;vertical-align:bottom;text-align:center;">0.98</td> <td data-sheets-numberformat='{"1":2,"2":"0","3":1}' data-sheets-value='{"1":3,"3":31.569999999999997}' style="overflow:hidden;padding:0px 3px 0px 3px;vertical-align:bottom;text-align:center;">32</td> <td data-sheets-numberformat='{"1":2,"2":"0","3":1}' data-sheets-value='{"1":3,"3":45.54}' style="overflow:hidden;padding:0px 3px 0px 3px;vertical-align:bottom;text-align:center;">46</td> <td data-sheets-value='{"1":3,"3":26}' style="border-right:1px solid #000000;overflow:hidden;padding:0px 3px 0px 3px;vertical-align:bottom;text-align:center;">26</td> </tr> <tr style="height:20px;"> <td style="border-left:1px solid #000000;overflow:hidden;padding:0px 3px 0px 3px;vertical-align:bottom;"></td> <td style="overflow:hidden;padding:0px 3px 0px 3px;vertical-align:bottom;"></td> <td data-sheets-value='{"1":2,"2":"Opal (A/O)"}' style="overflow:hidden;padding:0px 3px 0px 3px;vertical-align:bottom;">Opal (A/O)</td> <td data-sheets-numberformat='{"1":2,"2":"0.00","3":1}' data-sheets-value='{"1":3,"3":0.98}' style="overflow:hidden;padding:0px 3px 0px 3px;vertical-align:bottom;text-align:center;">0.98</td> <td data-sheets-numberformat='{"1":2,"2":"0","3":1}' data-sheets-value='{"1":3,"3":29.93}' style="overflow:hidden;padding:0px 3px 0px 3px;vertical-align:bottom;text-align:center;">30</td> <td data-sheets-numberformat='{"1":2,"2":"0","3":1}' data-sheets-value='{"1":3,"3":41.580000000000005}' style="overflow:hidden;padding:0px 3px 0px 3px;vertical-align:bottom;text-align:center;">42</td> <td data-sheets-value='{"1":3,"3":26}' style="border-right:1px solid #000000;overflow:hidden;padding:0px 3px 0px 3px;vertical-align:bottom;text-align:center;">26</td> </tr> <tr style="height:20px;"> <td style="border-bottom:1px solid #000000;border-left:1px solid #000000;overflow:hidden;padding:0px 3px 0px 3px;vertical-align:bottom;"></td> <td style="border-bottom:1px solid #000000;overflow:hidden;padding:0px 3px 0px 3px;vertical-align:bottom;"></td> <td data-sheets-value='{"1":2,"2":"Opal (A/D)"}' style="border-bottom:1px solid #000000;overflow:hidden;padding:0px 3px 0px 3px;vertical-align:bottom;">Opal (A/D)</td> <td data-sheets-numberformat='{"1":2,"2":"0.00","3":1}' data-sheets-value='{"1":3,"3":0.98}' style="border-bottom:1px solid #000000;overflow:hidden;padding:0px 3px 0px 3px;vertical-align:bottom;text-align:center;">0.98</td> <td data-sheets-numberformat='{"1":2,"2":"0","3":1}' data-sheets-value='{"1":3,"3":20.91}' style="border-bottom:1px solid #000000;overflow:hidden;padding:0px 3px 0px 3px;vertical-align:bottom;text-align:center;">21</td> <td data-sheets-numberformat='{"1":2,"2":"0","3":1}' data-sheets-value='{"1":3,"3":33}' style="border-bottom:1px solid #000000;overflow:hidden;padding:0px 3px 0px 3px;vertical-align:bottom;text-align:center;">33</td> <td data-sheets-value='{"1":3,"3":26}' style="border-right:1px solid #000000;border-bottom:1px solid #000000;overflow:hidden;padding:0px 3px 0px 3px;vertical-align:bottom;text-align:center;">26</td> </tr> <tr style="height:20px;"> <td data-sheets-value='{"1":2,"2":"Polycarbonate"}' style="border-left:1px solid #000000;overflow:hidden;padding:0px 3px 0px 3px;vertical-align:bottom;">Polycarbonate</td> <td data-sheets-value='{"1":2,"2":"EW"}' style="overflow:hidden;padding:0px 3px 0px 3px;vertical-align:bottom;">EW</td> <td data-sheets-value='{"1":2,"2":"Heatstop Opal (T)"}' style="overflow:hidden;padding:0px 3px 0px 3px;vertical-align:bottom;">Heatstop Opal (T)</td> <td data-sheets-numberformat='{"1":2,"2":"0.00","3":1}' data-sheets-value='{"1":3,"3":1.19}' style="overflow:hidden;padding:0px 3px 0px 3px;vertical-align:bottom;text-align:center;">1.19</td> <td data-sheets-numberformat='{"1":2,"2":"0","3":1}' data-sheets-value='{"1":3,"3":20.09}' style="overflow:hidden;padding:0px 3px 0px 3px;vertical-align:bottom;text-align:center;">20</td> <td data-sheets-numberformat='{"1":2,"2":"0","3":1}' data-sheets-value='{"1":3,"3":38.940000000000005}' style="overflow:hidden;padding:0px 3px 0px 3px;vertical-align:bottom;text-align:center;">39</td> <td data-sheets-value='{"1":3,"3":24}' style="border-right:1px solid #000000;overflow:hidden;padding:0px 3px 0px 3px;vertical-align:bottom;text-align:center;">24</td> </tr> <tr style="height:20px;"> <td data-sheets-value='{"1":2,"2":"Heatstop PC"}' style="border-left:1px solid #000000;overflow:hidden;padding:0px 3px 0px 3px;vertical-align:bottom;">Heatstop PC</td> <td data-sheets-value='{"1":2,"2":"DW"}' style="overflow:hidden;padding:0px 3px 0px 3px;vertical-align:bottom;">DW</td> <td data-sheets-value='{"1":2,"2":"Clear (T/H)"}' style="overflow:hidden;padding:0px 3px 0px 3px;vertical-align:bottom;">Clear (T/H)</td> <td data-sheets-numberformat='{"1":2,"2":"0.00","3":1}' data-sheets-value='{"1":3,"3":0.98}' style="overflow:hidden;padding:0px 3px 0px 3px;vertical-align:bottom;text-align:center;">0.98</td> <td data-sheets-numberformat='{"1":2,"2":"0","3":1}' data-sheets-value='{"1":3,"3":18.04}' style="overflow:hidden;padding:0px 3px 0px 3px;vertical-align:bottom;text-align:center;">18</td> <td data-sheets-numberformat='{"1":2,"2":"0","3":1}' data-sheets-value='{"1":3,"3":33.660000000000004}' style="overflow:hidden;padding:0px 3px 0px 3px;vertical-align:bottom;text-align:center;">34</td> <td data-sheets-value='{"1":3,"3":26}' style="border-right:1px solid #000000;overflow:hidden;padding:0px 3px 0px 3px;vertical-align:bottom;text-align:center;">26</td> </tr> <tr style="height:20px;"> <td style="border-bottom:1px solid #000000;border-left:1px solid #000000;overflow:hidden;padding:0px 3px 0px 3px;vertical-align:bottom;"></td> <td style="border-bottom:1px solid #000000;overflow:hidden;padding:0px 3px 0px 3px;vertical-align:bottom;"></td> <td data-sheets-value='{"1":2,"2":"Opal (T/O)"}' style="border-bottom:1px solid #000000;overflow:hidden;padding:0px 3px 0px 3px;vertical-align:bottom;">Opal (T/O)</td> <td data-sheets-numberformat='{"1":2,"2":"0.00","3":1}' data-sheets-value='{"1":3,"3":0.98}' style="border-bottom:1px solid #000000;overflow:hidden;padding:0px 3px 0px 3px;vertical-align:bottom;text-align:center;">0.98</td> <td data-sheets-numberformat='{"1":2,"2":"0","3":1}' data-sheets-value='{"1":3,"3":16.81}' style="border-bottom:1px solid #000000;overflow:hidden;padding:0px 3px 0px 3px;vertical-align:bottom;text-align:center;">17</td> <td data-sheets-numberformat='{"1":2,"2":"0","3":1}' data-sheets-value='{"1":3,"3":29.700000000000003}' style="border-bottom:1px solid #000000;overflow:hidden;padding:0px 3px 0px 3px;vertical-align:bottom;text-align:center;">30</td> <td data-sheets-value='{"1":3,"3":26}' style="border-right:1px solid #000000;border-bottom:1px solid #000000;overflow:hidden;padding:0px 3px 0px 3px;vertical-align:bottom;text-align:center;">26</td> </tr> </tbody></table> | skylux-160-ce-met-koepel-en-pvc-opstand-35-30-met-lm-motor-pvc-raam-type-ep25-en-windvang-1300-x-2000-mm | 8586051682637 | 46872392073549
Smoke and heat exhaust (SHEV) | SHE system | Skylux | Skylux 160° CE with skylight and PVC curb 35/30 with LM-actuator, PVC frame type EP25 and spoiler 1300 x 2200 mm |  | 50649 | 5412970506492 | 7194.7 | Yes | 30-45 | 129.65 | 1300 x 2200 mm | 2200 | 1300 |  | PVC 35/30 (35 cm high & roof opening = 30 cm larger than daylight size) | Rectangular | 1.19 W/m²K - 0.98 W/m²K | 57% - 30% | 37% - 17% | 24dB - 26dB | 160° CE (for industry) | PVC frame EP25 | with spoiler | E | Single actuator | Maximum double-walled skylight possible for this product | Ut-value LT-value g-value Rw-value EN 1873 : 2014 EN ISO 13468 EN 16153 EN 410 EN 410 EN ISO 140-3 Material Walls Shells (W/m²K) (%) (%) (dB) Acrylic EW Clear (H) 1.19 37 57 24 PMMA Opal (O) 1.19 34 50 24 DW Clear (H/H) 0.98 33 50 26 Opal (O/O) 0.98 28 38 26 Polycarbonate EW Clear (A) 1.19 36 55 24 PC Opal (D) 1.19 24 40 24 DW Clear (A/H) 0.98 32 48 26 Clear (A/A) 0.98 32 46 26 Opal (A/O) 0.98 30 42 26 Opal (A/D) 0.98 21 33 26 Polycarbonate EW Heatstop Opal (T) 1.19 20 39 24 Heatstop PC DW Clear (T/H) 0.98 18 34 26 Opal (T/O) 0.98 17 30 26 | https://skylux.eu/en/products/skylux-160-ce-met-koepel-en-pvc-opstand-35-30-met-lm-motor-pvc-raam-type-ep25-en-windvang-1300-x-2200-mm | https://skylux.eu/cdn/shop/files/Skylux-160deg-CE-met-koepel-en-pvc-opstand-3530-met-LM-motor-pvc-raam-type-EP25-en-windvang-1300-x-2200-mm-RWA-systeem.jpg?v=1702982573&width=1600 | https://skylux.eu/cdn/shop/files/e5a82811-1bb0-48e4-a776-cacb59c7c092_ed0a0cab-01cc-4155-bbde-0ae3a6a06f37.jpg?v=1688551646&width=1600 | //skylux.eu/cdn/shop/files/E_MH_Mounting_instructions_Skylux_160_CE_LM.pdf?v=12406716259046007223 | //skylux.eu/cdn/shop/files/E_TD_Technical_File_Skylux_Skylux_160_CE_Electric.pdf?v=3667116872303399239 | <style type="text/css" id="isPasted"><!--td {border: 1px solid #cccccc;}br {mso-data-placement:same-cell;}--></style><table border="1" cellpadding="0" cellspacing="0" dir="ltr" style="table-layout:fixed;font-size:10pt;font-family:Arial;border-collapse:collapse;border:none;"><tbody> <tr style="height:20px;"> <td style="overflow:hidden;padding:0px 3px 0px 3px;vertical-align:bottom;"></td> <td style="overflow:hidden;padding:0px 3px 0px 3px;vertical-align:bottom;"></td> <td style="overflow:hidden;padding:0px 3px 0px 3px;vertical-align:bottom;"></td> <td data-sheets-value='{"1":2,"2":"Ut-value"}' style="overflow:hidden;padding:0px 3px 0px 3px;vertical-align:bottom;font-weight:bold;text-align:center;">Ut-value</td> <td data-sheets-value='{"1":2,"2":"LT-value"}' style="overflow:hidden;padding:0px 3px 0px 3px;vertical-align:bottom;font-weight:bold;text-align:center;">LT-value</td> <td data-sheets-value='{"1":2,"2":"g-value"}' style="overflow:hidden;padding:0px 3px 0px 3px;vertical-align:bottom;font-weight:bold;text-align:center;">g-value</td> <td data-sheets-value='{"1":2,"2":"Rw-value "}' style="overflow:hidden;padding:0px 3px 0px 3px;vertical-align:bottom;font-weight:bold;text-align:center;">Rw-value </td> </tr> <tr style="height:20px;"> <td style="overflow:hidden;padding:0px 3px 0px 3px;vertical-align:bottom;"></td> <td style="overflow:hidden;padding:0px 3px 0px 3px;vertical-align:bottom;"></td> <td style="overflow:hidden;padding:0px 3px 0px 3px;vertical-align:bottom;"></td> <td data-sheets-numberformat='{"1":2,"2":"0.00","3":1}' data-sheets-value='{"1":2,"2":"EN 1873 : 2014"}' style="overflow:hidden;padding:0px 3px 0px 3px;vertical-align:bottom;text-align:center;">EN 1873 : 2014</td> <td data-sheets-numberformat='{"1":2,"2":"0","3":1}' data-sheets-value='{"1":2,"2":"EN ISO 13468 EN 16153 EN 410"}' style="overflow:hidden;padding:0px 3px 0px 3px;vertical-align:bottom;text-align:center;">EN ISO 13468 EN 16153 EN 410</td> <td data-sheets-numberformat='{"1":2,"2":"0","3":1}' data-sheets-value='{"1":2,"2":"EN 410"}' style="overflow:hidden;padding:0px 3px 0px 3px;vertical-align:bottom;text-align:center;">EN 410</td> <td data-sheets-value='{"1":2,"2":"EN ISO 140-3\t\t"}' style="overflow:hidden;padding:0px 3px 0px 3px;vertical-align:bottom;text-align:center;">EN ISO 140-3 </td> </tr> <tr style="height:20px;"> <td data-sheets-value='{"1":2,"2":"Material"}' style="border-bottom:1px solid #000000;overflow:hidden;padding:0px 3px 0px 3px;vertical-align:bottom;background-color:#000000;font-weight:bold;color:#ffffff;">Material</td> <td data-sheets-value='{"1":2,"2":"Walls"}' style="border-bottom:1px solid #000000;overflow:hidden;padding:0px 3px 0px 3px;vertical-align:bottom;background-color:#000000;font-weight:bold;color:#ffffff;">Walls</td> <td data-sheets-value='{"1":2,"2":"Shells"}' style="border-bottom:1px solid #000000;overflow:hidden;padding:0px 3px 0px 3px;vertical-align:bottom;background-color:#000000;font-weight:bold;color:#ffffff;">Shells</td> <td data-sheets-numberformat='{"1":2,"2":"0.00","3":1}' data-sheets-value='{"1":2,"2":"(W/m²K)\t"}' style="border-bottom:1px solid #000000;overflow:hidden;padding:0px 3px 0px 3px;vertical-align:bottom;background-color:#000000;font-weight:bold;color:#ffffff;text-align:center;">(W/m²K) </td> <td data-sheets-numberformat='{"1":2,"2":"0","3":1}' data-sheets-value='{"1":2,"2":"(%)"}' style="border-bottom:1px solid #000000;overflow:hidden;padding:0px 3px 0px 3px;vertical-align:bottom;background-color:#000000;font-weight:bold;color:#ffffff;text-align:center;">(%)</td> <td data-sheets-numberformat='{"1":2,"2":"0","3":1}' data-sheets-value='{"1":2,"2":"(%)"}' style="border-bottom:1px solid #000000;overflow:hidden;padding:0px 3px 0px 3px;vertical-align:bottom;background-color:#000000;font-weight:bold;color:#ffffff;text-align:center;">(%)</td> <td data-sheets-value='{"1":2,"2":"(dB)"}' style="border-bottom:1px solid #000000;overflow:hidden;padding:0px 3px 0px 3px;vertical-align:bottom;background-color:#000000;font-weight:bold;color:#ffffff;text-align:center;">(dB)</td> </tr> <tr style="height:20px;"> <td data-sheets-value='{"1":2,"2":"Acrylic"}' style="border-left:1px solid #000000;overflow:hidden;padding:0px 3px 0px 3px;vertical-align:bottom;">Acrylic</td> <td data-sheets-value='{"1":2,"2":"EW"}' style="overflow:hidden;padding:0px 3px 0px 3px;vertical-align:bottom;">EW</td> <td data-sheets-value='{"1":2,"2":"Clear (H)"}' style="overflow:hidden;padding:0px 3px 0px 3px;vertical-align:bottom;">Clear (H)</td> <td data-sheets-numberformat='{"1":2,"2":"0.00","3":1}' data-sheets-value='{"1":3,"3":1.19}' style="overflow:hidden;padding:0px 3px 0px 3px;vertical-align:bottom;text-align:center;">1.19</td> <td data-sheets-numberformat='{"1":2,"2":"0","3":1}' data-sheets-value='{"1":3,"3":36.9}' style="overflow:hidden;padding:0px 3px 0px 3px;vertical-align:bottom;text-align:center;">37</td> <td data-sheets-numberformat='{"1":2,"2":"0","3":1}' data-sheets-value='{"1":3,"3":57.42}' style="overflow:hidden;padding:0px 3px 0px 3px;vertical-align:bottom;text-align:center;">57</td> <td data-sheets-value='{"1":3,"3":24}' style="border-right:1px solid #000000;overflow:hidden;padding:0px 3px 0px 3px;vertical-align:bottom;text-align:center;">24</td> </tr> <tr style="height:20px;"> <td data-sheets-value='{"1":2,"2":"PMMA"}' style="border-left:1px solid #000000;overflow:hidden;padding:0px 3px 0px 3px;vertical-align:bottom;">PMMA</td> <td style="overflow:hidden;padding:0px 3px 0px 3px;vertical-align:bottom;"></td> <td data-sheets-value='{"1":2,"2":"Opal (O)"}' style="overflow:hidden;padding:0px 3px 0px 3px;vertical-align:bottom;">Opal (O)</td> <td data-sheets-numberformat='{"1":2,"2":"0.00","3":1}' data-sheets-value='{"1":3,"3":1.19}' style="overflow:hidden;padding:0px 3px 0px 3px;vertical-align:bottom;text-align:center;">1.19</td> <td data-sheets-numberformat='{"1":2,"2":"0","3":1}' data-sheets-value='{"1":3,"3":34.03}' style="overflow:hidden;padding:0px 3px 0px 3px;vertical-align:bottom;text-align:center;">34</td> <td data-sheets-numberformat='{"1":2,"2":"0","3":1}' data-sheets-value='{"1":3,"3":50.160000000000004}' style="overflow:hidden;padding:0px 3px 0px 3px;vertical-align:bottom;text-align:center;">50</td> <td data-sheets-value='{"1":3,"3":24}' style="border-right:1px solid #000000;overflow:hidden;padding:0px 3px 0px 3px;vertical-align:bottom;text-align:center;">24</td> </tr> <tr style="height:20px;"> <td style="border-left:1px solid #000000;overflow:hidden;padding:0px 3px 0px 3px;vertical-align:bottom;"></td> <td data-sheets-value='{"1":2,"2":"DW"}' style="overflow:hidden;padding:0px 3px 0px 3px;vertical-align:bottom;">DW</td> <td data-sheets-value='{"1":2,"2":"Clear (H/H)"}' style="overflow:hidden;padding:0px 3px 0px 3px;vertical-align:bottom;">Clear (H/H)</td> <td data-sheets-numberformat='{"1":2,"2":"0.00","3":1}' data-sheets-value='{"1":3,"3":0.98}' style="overflow:hidden;padding:0px 3px 0px 3px;vertical-align:bottom;text-align:center;">0.98</td> <td data-sheets-numberformat='{"1":2,"2":"0","3":1}' data-sheets-value='{"1":3,"3":33.21}' style="overflow:hidden;padding:0px 3px 0px 3px;vertical-align:bottom;text-align:center;">33</td> <td data-sheets-numberformat='{"1":2,"2":"0","3":1}' data-sheets-value='{"1":3,"3":49.5}' style="overflow:hidden;padding:0px 3px 0px 3px;vertical-align:bottom;text-align:center;">50</td> <td data-sheets-value='{"1":3,"3":26}' style="border-right:1px solid #000000;overflow:hidden;padding:0px 3px 0px 3px;vertical-align:bottom;text-align:center;">26</td> </tr> <tr style="height:20px;"> <td style="border-bottom:1px solid #000000;border-left:1px solid #000000;overflow:hidden;padding:0px 3px 0px 3px;vertical-align:bottom;"></td> <td style="border-bottom:1px solid #000000;overflow:hidden;padding:0px 3px 0px 3px;vertical-align:bottom;"></td> <td data-sheets-value='{"1":2,"2":"Opal (O/O)"}' style="border-bottom:1px solid #000000;overflow:hidden;padding:0px 3px 0px 3px;vertical-align:bottom;">Opal (O/O)</td> <td data-sheets-numberformat='{"1":2,"2":"0.00","3":1}' data-sheets-value='{"1":3,"3":0.98}' style="border-bottom:1px solid #000000;overflow:hidden;padding:0px 3px 0px 3px;vertical-align:bottom;text-align:center;">0.98</td> <td data-sheets-numberformat='{"1":2,"2":"0","3":1}' data-sheets-value='{"1":3,"3":28.29}' style="border-bottom:1px solid #000000;overflow:hidden;padding:0px 3px 0px 3px;vertical-align:bottom;text-align:center;">28</td> <td data-sheets-numberformat='{"1":2,"2":"0","3":1}' data-sheets-value='{"1":3,"3":38.28}' style="border-bottom:1px solid #000000;overflow:hidden;padding:0px 3px 0px 3px;vertical-align:bottom;text-align:center;">38</td> <td data-sheets-value='{"1":3,"3":26}' style="border-right:1px solid #000000;border-bottom:1px solid #000000;overflow:hidden;padding:0px 3px 0px 3px;vertical-align:bottom;text-align:center;">26</td> </tr> <tr style="height:20px;"> <td data-sheets-value='{"1":2,"2":"Polycarbonate "}' style="border-left:1px solid #000000;overflow:hidden;padding:0px 3px 0px 3px;vertical-align:bottom;">Polycarbonate </td> <td data-sheets-value='{"1":2,"2":"EW"}' style="overflow:hidden;padding:0px 3px 0px 3px;vertical-align:bottom;">EW</td> <td data-sheets-value='{"1":2,"2":"Clear (A)"}' style="overflow:hidden;padding:0px 3px 0px 3px;vertical-align:bottom;">Clear (A)</td> <td data-sheets-numberformat='{"1":2,"2":"0.00","3":1}' data-sheets-value='{"1":3,"3":1.19}' style="overflow:hidden;padding:0px 3px 0px 3px;vertical-align:bottom;text-align:center;">1.19</td> <td data-sheets-numberformat='{"1":2,"2":"0","3":1}' data-sheets-value='{"1":3,"3":36.08}' style="overflow:hidden;padding:0px 3px 0px 3px;vertical-align:bottom;text-align:center;">36</td> <td data-sheets-numberformat='{"1":2,"2":"0","3":1}' data-sheets-value='{"1":3,"3":54.78}' style="overflow:hidden;padding:0px 3px 0px 3px;vertical-align:bottom;text-align:center;">55</td> <td data-sheets-value='{"1":3,"3":24}' style="border-right:1px solid #000000;overflow:hidden;padding:0px 3px 0px 3px;vertical-align:bottom;text-align:center;">24</td> </tr> <tr style="height:20px;"> <td data-sheets-value='{"1":2,"2":"PC"}' style="border-left:1px solid #000000;overflow:hidden;padding:0px 3px 0px 3px;vertical-align:bottom;">PC</td> <td style="overflow:hidden;padding:0px 3px 0px 3px;vertical-align:bottom;"></td> <td data-sheets-value='{"1":2,"2":"Opal (D)"}' style="overflow:hidden;padding:0px 3px 0px 3px;vertical-align:bottom;">Opal (D)</td> <td data-sheets-numberformat='{"1":2,"2":"0.00","3":1}' data-sheets-value='{"1":3,"3":1.19}' style="overflow:hidden;padding:0px 3px 0px 3px;vertical-align:bottom;text-align:center;">1.19</td> <td data-sheets-numberformat='{"1":2,"2":"0","3":1}' data-sheets-value='{"1":3,"3":23.779999999999998}' style="overflow:hidden;padding:0px 3px 0px 3px;vertical-align:bottom;text-align:center;">24</td> <td data-sheets-numberformat='{"1":2,"2":"0","3":1}' data-sheets-value='{"1":3,"3":39.6}' style="overflow:hidden;padding:0px 3px 0px 3px;vertical-align:bottom;text-align:center;">40</td> <td data-sheets-value='{"1":3,"3":24}' style="border-right:1px solid #000000;overflow:hidden;padding:0px 3px 0px 3px;vertical-align:bottom;text-align:center;">24</td> </tr> <tr style="height:20px;"> <td style="border-left:1px solid #000000;overflow:hidden;padding:0px 3px 0px 3px;vertical-align:bottom;"></td> <td data-sheets-value='{"1":2,"2":"DW"}' style="overflow:hidden;padding:0px 3px 0px 3px;vertical-align:bottom;">DW</td> <td data-sheets-value='{"1":2,"2":"Clear (A/H)"}' style="overflow:hidden;padding:0px 3px 0px 3px;vertical-align:bottom;">Clear (A/H)</td> <td data-sheets-numberformat='{"1":2,"2":"0.00","3":1}' data-sheets-value='{"1":3,"3":0.98}' style="overflow:hidden;padding:0px 3px 0px 3px;vertical-align:bottom;text-align:center;">0.98</td> <td data-sheets-numberformat='{"1":2,"2":"0","3":1}' data-sheets-value='{"1":3,"3":32.39}' style="overflow:hidden;padding:0px 3px 0px 3px;vertical-align:bottom;text-align:center;">32</td> <td data-sheets-numberformat='{"1":2,"2":"0","3":1}' data-sheets-value='{"1":3,"3":47.52}' style="overflow:hidden;padding:0px 3px 0px 3px;vertical-align:bottom;text-align:center;">48</td> <td data-sheets-value='{"1":3,"3":26}' style="border-right:1px solid #000000;overflow:hidden;padding:0px 3px 0px 3px;vertical-align:bottom;text-align:center;">26</td> </tr> <tr style="height:20px;"> <td style="border-left:1px solid #000000;overflow:hidden;padding:0px 3px 0px 3px;vertical-align:bottom;"></td> <td style="overflow:hidden;padding:0px 3px 0px 3px;vertical-align:bottom;"></td> <td data-sheets-value='{"1":2,"2":"Clear (A/A)"}' style="overflow:hidden;padding:0px 3px 0px 3px;vertical-align:bottom;">Clear (A/A)</td> <td data-sheets-numberformat='{"1":2,"2":"0.00","3":1}' data-sheets-value='{"1":3,"3":0.98}' style="overflow:hidden;padding:0px 3px 0px 3px;vertical-align:bottom;text-align:center;">0.98</td> <td data-sheets-numberformat='{"1":2,"2":"0","3":1}' data-sheets-value='{"1":3,"3":31.569999999999997}' style="overflow:hidden;padding:0px 3px 0px 3px;vertical-align:bottom;text-align:center;">32</td> <td data-sheets-numberformat='{"1":2,"2":"0","3":1}' data-sheets-value='{"1":3,"3":45.54}' style="overflow:hidden;padding:0px 3px 0px 3px;vertical-align:bottom;text-align:center;">46</td> <td data-sheets-value='{"1":3,"3":26}' style="border-right:1px solid #000000;overflow:hidden;padding:0px 3px 0px 3px;vertical-align:bottom;text-align:center;">26</td> </tr> <tr style="height:20px;"> <td style="border-left:1px solid #000000;overflow:hidden;padding:0px 3px 0px 3px;vertical-align:bottom;"></td> <td style="overflow:hidden;padding:0px 3px 0px 3px;vertical-align:bottom;"></td> <td data-sheets-value='{"1":2,"2":"Opal (A/O)"}' style="overflow:hidden;padding:0px 3px 0px 3px;vertical-align:bottom;">Opal (A/O)</td> <td data-sheets-numberformat='{"1":2,"2":"0.00","3":1}' data-sheets-value='{"1":3,"3":0.98}' style="overflow:hidden;padding:0px 3px 0px 3px;vertical-align:bottom;text-align:center;">0.98</td> <td data-sheets-numberformat='{"1":2,"2":"0","3":1}' data-sheets-value='{"1":3,"3":29.93}' style="overflow:hidden;padding:0px 3px 0px 3px;vertical-align:bottom;text-align:center;">30</td> <td data-sheets-numberformat='{"1":2,"2":"0","3":1}' data-sheets-value='{"1":3,"3":41.580000000000005}' style="overflow:hidden;padding:0px 3px 0px 3px;vertical-align:bottom;text-align:center;">42</td> <td data-sheets-value='{"1":3,"3":26}' style="border-right:1px solid #000000;overflow:hidden;padding:0px 3px 0px 3px;vertical-align:bottom;text-align:center;">26</td> </tr> <tr style="height:20px;"> <td style="border-bottom:1px solid #000000;border-left:1px solid #000000;overflow:hidden;padding:0px 3px 0px 3px;vertical-align:bottom;"></td> <td style="border-bottom:1px solid #000000;overflow:hidden;padding:0px 3px 0px 3px;vertical-align:bottom;"></td> <td data-sheets-value='{"1":2,"2":"Opal (A/D)"}' style="border-bottom:1px solid #000000;overflow:hidden;padding:0px 3px 0px 3px;vertical-align:bottom;">Opal (A/D)</td> <td data-sheets-numberformat='{"1":2,"2":"0.00","3":1}' data-sheets-value='{"1":3,"3":0.98}' style="border-bottom:1px solid #000000;overflow:hidden;padding:0px 3px 0px 3px;vertical-align:bottom;text-align:center;">0.98</td> <td data-sheets-numberformat='{"1":2,"2":"0","3":1}' data-sheets-value='{"1":3,"3":20.91}' style="border-bottom:1px solid #000000;overflow:hidden;padding:0px 3px 0px 3px;vertical-align:bottom;text-align:center;">21</td> <td data-sheets-numberformat='{"1":2,"2":"0","3":1}' data-sheets-value='{"1":3,"3":33}' style="border-bottom:1px solid #000000;overflow:hidden;padding:0px 3px 0px 3px;vertical-align:bottom;text-align:center;">33</td> <td data-sheets-value='{"1":3,"3":26}' style="border-right:1px solid #000000;border-bottom:1px solid #000000;overflow:hidden;padding:0px 3px 0px 3px;vertical-align:bottom;text-align:center;">26</td> </tr> <tr style="height:20px;"> <td data-sheets-value='{"1":2,"2":"Polycarbonate"}' style="border-left:1px solid #000000;overflow:hidden;padding:0px 3px 0px 3px;vertical-align:bottom;">Polycarbonate</td> <td data-sheets-value='{"1":2,"2":"EW"}' style="overflow:hidden;padding:0px 3px 0px 3px;vertical-align:bottom;">EW</td> <td data-sheets-value='{"1":2,"2":"Heatstop Opal (T)"}' style="overflow:hidden;padding:0px 3px 0px 3px;vertical-align:bottom;">Heatstop Opal (T)</td> <td data-sheets-numberformat='{"1":2,"2":"0.00","3":1}' data-sheets-value='{"1":3,"3":1.19}' style="overflow:hidden;padding:0px 3px 0px 3px;vertical-align:bottom;text-align:center;">1.19</td> <td data-sheets-numberformat='{"1":2,"2":"0","3":1}' data-sheets-value='{"1":3,"3":20.09}' style="overflow:hidden;padding:0px 3px 0px 3px;vertical-align:bottom;text-align:center;">20</td> <td data-sheets-numberformat='{"1":2,"2":"0","3":1}' data-sheets-value='{"1":3,"3":38.940000000000005}' style="overflow:hidden;padding:0px 3px 0px 3px;vertical-align:bottom;text-align:center;">39</td> <td data-sheets-value='{"1":3,"3":24}' style="border-right:1px solid #000000;overflow:hidden;padding:0px 3px 0px 3px;vertical-align:bottom;text-align:center;">24</td> </tr> <tr style="height:20px;"> <td data-sheets-value='{"1":2,"2":"Heatstop PC"}' style="border-left:1px solid #000000;overflow:hidden;padding:0px 3px 0px 3px;vertical-align:bottom;">Heatstop PC</td> <td data-sheets-value='{"1":2,"2":"DW"}' style="overflow:hidden;padding:0px 3px 0px 3px;vertical-align:bottom;">DW</td> <td data-sheets-value='{"1":2,"2":"Clear (T/H)"}' style="overflow:hidden;padding:0px 3px 0px 3px;vertical-align:bottom;">Clear (T/H)</td> <td data-sheets-numberformat='{"1":2,"2":"0.00","3":1}' data-sheets-value='{"1":3,"3":0.98}' style="overflow:hidden;padding:0px 3px 0px 3px;vertical-align:bottom;text-align:center;">0.98</td> <td data-sheets-numberformat='{"1":2,"2":"0","3":1}' data-sheets-value='{"1":3,"3":18.04}' style="overflow:hidden;padding:0px 3px 0px 3px;vertical-align:bottom;text-align:center;">18</td> <td data-sheets-numberformat='{"1":2,"2":"0","3":1}' data-sheets-value='{"1":3,"3":33.660000000000004}' style="overflow:hidden;padding:0px 3px 0px 3px;vertical-align:bottom;text-align:center;">34</td> <td data-sheets-value='{"1":3,"3":26}' style="border-right:1px solid #000000;overflow:hidden;padding:0px 3px 0px 3px;vertical-align:bottom;text-align:center;">26</td> </tr> <tr style="height:20px;"> <td style="border-bottom:1px solid #000000;border-left:1px solid #000000;overflow:hidden;padding:0px 3px 0px 3px;vertical-align:bottom;"></td> <td style="border-bottom:1px solid #000000;overflow:hidden;padding:0px 3px 0px 3px;vertical-align:bottom;"></td> <td data-sheets-value='{"1":2,"2":"Opal (T/O)"}' style="border-bottom:1px solid #000000;overflow:hidden;padding:0px 3px 0px 3px;vertical-align:bottom;">Opal (T/O)</td> <td data-sheets-numberformat='{"1":2,"2":"0.00","3":1}' data-sheets-value='{"1":3,"3":0.98}' style="border-bottom:1px solid #000000;overflow:hidden;padding:0px 3px 0px 3px;vertical-align:bottom;text-align:center;">0.98</td> <td data-sheets-numberformat='{"1":2,"2":"0","3":1}' data-sheets-value='{"1":3,"3":16.81}' style="border-bottom:1px solid #000000;overflow:hidden;padding:0px 3px 0px 3px;vertical-align:bottom;text-align:center;">17</td> <td data-sheets-numberformat='{"1":2,"2":"0","3":1}' data-sheets-value='{"1":3,"3":29.700000000000003}' style="border-bottom:1px solid #000000;overflow:hidden;padding:0px 3px 0px 3px;vertical-align:bottom;text-align:center;">30</td> <td data-sheets-value='{"1":3,"3":26}' style="border-right:1px solid #000000;border-bottom:1px solid #000000;overflow:hidden;padding:0px 3px 0px 3px;vertical-align:bottom;text-align:center;">26</td> </tr> </tbody></table> | skylux-160-ce-met-koepel-en-pvc-opstand-35-30-met-lm-motor-pvc-raam-type-ep25-en-windvang-1300-x-2200-mm | 8586051748173 | 46872392139085
Smoke and heat exhaust (SHEV) | SHE system | Skylux | Skylux 160° CE with skylight and PVC curb 35/30 with LM-actuator, PVC frame type EP25 and spoiler 1300 x 2300 mm |  | 50650 | 5412970506508 | 7406.45 | Yes | 30-45 | 136.35 | 1300 x 2300 mm | 2300 | 1300 |  | PVC 35/30 (35 cm high & roof opening = 30 cm larger than daylight size) | Rectangular | 1.19 W/m²K - 0.98 W/m²K | 57% - 30% | 37% - 17% | 24dB - 26dB | 160° CE (for industry) | PVC frame EP25 | with spoiler | E | Single actuator | Maximum double-walled skylight possible for this product | Ut-value LT-value g-value Rw-value EN 1873 : 2014 EN ISO 13468 EN 16153 EN 410 EN 410 EN ISO 140-3 Material Walls Shells (W/m²K) (%) (%) (dB) Acrylic EW Clear (H) 1.19 37 57 24 PMMA Opal (O) 1.19 34 50 24 DW Clear (H/H) 0.98 33 50 26 Opal (O/O) 0.98 28 38 26 Polycarbonate EW Clear (A) 1.19 36 55 24 PC Opal (D) 1.19 24 40 24 DW Clear (A/H) 0.98 32 48 26 Clear (A/A) 0.98 32 46 26 Opal (A/O) 0.98 30 42 26 Opal (A/D) 0.98 21 33 26 Polycarbonate EW Heatstop Opal (T) 1.19 20 39 24 Heatstop PC DW Clear (T/H) 0.98 18 34 26 Opal (T/O) 0.98 17 30 26 | https://skylux.eu/en/products/skylux-160-ce-met-koepel-en-pvc-opstand-35-30-met-lm-motor-pvc-raam-type-ep25-en-windvang-1300-x-2300-mm | https://skylux.eu/cdn/shop/files/Skylux-160deg-CE-met-koepel-en-pvc-opstand-3530-met-LM-motor-pvc-raam-type-EP25-en-windvang-1300-x-2300-mm-RWA-systeem.jpg?v=1702982578&width=1600 | https://skylux.eu/cdn/shop/files/e5a82811-1bb0-48e4-a776-cacb59c7c092_7797da08-8a84-402a-aa00-48d4f38debb6.jpg?v=1688551647&width=1600 | //skylux.eu/cdn/shop/files/E_MH_Mounting_instructions_Skylux_160_CE_LM.pdf?v=12406716259046007223 | //skylux.eu/cdn/shop/files/E_TD_Technical_File_Skylux_Skylux_160_CE_Electric.pdf?v=3667116872303399239 | <style type="text/css" id="isPasted"><!--td {border: 1px solid #cccccc;}br {mso-data-placement:same-cell;}--></style><table border="1" cellpadding="0" cellspacing="0" dir="ltr" style="table-layout:fixed;font-size:10pt;font-family:Arial;border-collapse:collapse;border:none;"><tbody> <tr style="height:20px;"> <td style="overflow:hidden;padding:0px 3px 0px 3px;vertical-align:bottom;"></td> <td style="overflow:hidden;padding:0px 3px 0px 3px;vertical-align:bottom;"></td> <td style="overflow:hidden;padding:0px 3px 0px 3px;vertical-align:bottom;"></td> <td data-sheets-value='{"1":2,"2":"Ut-value"}' style="overflow:hidden;padding:0px 3px 0px 3px;vertical-align:bottom;font-weight:bold;text-align:center;">Ut-value</td> <td data-sheets-value='{"1":2,"2":"LT-value"}' style="overflow:hidden;padding:0px 3px 0px 3px;vertical-align:bottom;font-weight:bold;text-align:center;">LT-value</td> <td data-sheets-value='{"1":2,"2":"g-value"}' style="overflow:hidden;padding:0px 3px 0px 3px;vertical-align:bottom;font-weight:bold;text-align:center;">g-value</td> <td data-sheets-value='{"1":2,"2":"Rw-value "}' style="overflow:hidden;padding:0px 3px 0px 3px;vertical-align:bottom;font-weight:bold;text-align:center;">Rw-value </td> </tr> <tr style="height:20px;"> <td style="overflow:hidden;padding:0px 3px 0px 3px;vertical-align:bottom;"></td> <td style="overflow:hidden;padding:0px 3px 0px 3px;vertical-align:bottom;"></td> <td style="overflow:hidden;padding:0px 3px 0px 3px;vertical-align:bottom;"></td> <td data-sheets-numberformat='{"1":2,"2":"0.00","3":1}' data-sheets-value='{"1":2,"2":"EN 1873 : 2014"}' style="overflow:hidden;padding:0px 3px 0px 3px;vertical-align:bottom;text-align:center;">EN 1873 : 2014</td> <td data-sheets-numberformat='{"1":2,"2":"0","3":1}' data-sheets-value='{"1":2,"2":"EN ISO 13468 EN 16153 EN 410"}' style="overflow:hidden;padding:0px 3px 0px 3px;vertical-align:bottom;text-align:center;">EN ISO 13468 EN 16153 EN 410</td> <td data-sheets-numberformat='{"1":2,"2":"0","3":1}' data-sheets-value='{"1":2,"2":"EN 410"}' style="overflow:hidden;padding:0px 3px 0px 3px;vertical-align:bottom;text-align:center;">EN 410</td> <td data-sheets-value='{"1":2,"2":"EN ISO 140-3\t\t"}' style="overflow:hidden;padding:0px 3px 0px 3px;vertical-align:bottom;text-align:center;">EN ISO 140-3 </td> </tr> <tr style="height:20px;"> <td data-sheets-value='{"1":2,"2":"Material"}' style="border-bottom:1px solid #000000;overflow:hidden;padding:0px 3px 0px 3px;vertical-align:bottom;background-color:#000000;font-weight:bold;color:#ffffff;">Material</td> <td data-sheets-value='{"1":2,"2":"Walls"}' style="border-bottom:1px solid #000000;overflow:hidden;padding:0px 3px 0px 3px;vertical-align:bottom;background-color:#000000;font-weight:bold;color:#ffffff;">Walls</td> <td data-sheets-value='{"1":2,"2":"Shells"}' style="border-bottom:1px solid #000000;overflow:hidden;padding:0px 3px 0px 3px;vertical-align:bottom;background-color:#000000;font-weight:bold;color:#ffffff;">Shells</td> <td data-sheets-numberformat='{"1":2,"2":"0.00","3":1}' data-sheets-value='{"1":2,"2":"(W/m²K)\t"}' style="border-bottom:1px solid #000000;overflow:hidden;padding:0px 3px 0px 3px;vertical-align:bottom;background-color:#000000;font-weight:bold;color:#ffffff;text-align:center;">(W/m²K) </td> <td data-sheets-numberformat='{"1":2,"2":"0","3":1}' data-sheets-value='{"1":2,"2":"(%)"}' style="border-bottom:1px solid #000000;overflow:hidden;padding:0px 3px 0px 3px;vertical-align:bottom;background-color:#000000;font-weight:bold;color:#ffffff;text-align:center;">(%)</td> <td data-sheets-numberformat='{"1":2,"2":"0","3":1}' data-sheets-value='{"1":2,"2":"(%)"}' style="border-bottom:1px solid #000000;overflow:hidden;padding:0px 3px 0px 3px;vertical-align:bottom;background-color:#000000;font-weight:bold;color:#ffffff;text-align:center;">(%)</td> <td data-sheets-value='{"1":2,"2":"(dB)"}' style="border-bottom:1px solid #000000;overflow:hidden;padding:0px 3px 0px 3px;vertical-align:bottom;background-color:#000000;font-weight:bold;color:#ffffff;text-align:center;">(dB)</td> </tr> <tr style="height:20px;"> <td data-sheets-value='{"1":2,"2":"Acrylic"}' style="border-left:1px solid #000000;overflow:hidden;padding:0px 3px 0px 3px;vertical-align:bottom;">Acrylic</td> <td data-sheets-value='{"1":2,"2":"EW"}' style="overflow:hidden;padding:0px 3px 0px 3px;vertical-align:bottom;">EW</td> <td data-sheets-value='{"1":2,"2":"Clear (H)"}' style="overflow:hidden;padding:0px 3px 0px 3px;vertical-align:bottom;">Clear (H)</td> <td data-sheets-numberformat='{"1":2,"2":"0.00","3":1}' data-sheets-value='{"1":3,"3":1.19}' style="overflow:hidden;padding:0px 3px 0px 3px;vertical-align:bottom;text-align:center;">1.19</td> <td data-sheets-numberformat='{"1":2,"2":"0","3":1}' data-sheets-value='{"1":3,"3":36.9}' style="overflow:hidden;padding:0px 3px 0px 3px;vertical-align:bottom;text-align:center;">37</td> <td data-sheets-numberformat='{"1":2,"2":"0","3":1}' data-sheets-value='{"1":3,"3":57.42}' style="overflow:hidden;padding:0px 3px 0px 3px;vertical-align:bottom;text-align:center;">57</td> <td data-sheets-value='{"1":3,"3":24}' style="border-right:1px solid #000000;overflow:hidden;padding:0px 3px 0px 3px;vertical-align:bottom;text-align:center;">24</td> </tr> <tr style="height:20px;"> <td data-sheets-value='{"1":2,"2":"PMMA"}' style="border-left:1px solid #000000;overflow:hidden;padding:0px 3px 0px 3px;vertical-align:bottom;">PMMA</td> <td style="overflow:hidden;padding:0px 3px 0px 3px;vertical-align:bottom;"></td> <td data-sheets-value='{"1":2,"2":"Opal (O)"}' style="overflow:hidden;padding:0px 3px 0px 3px;vertical-align:bottom;">Opal (O)</td> <td data-sheets-numberformat='{"1":2,"2":"0.00","3":1}' data-sheets-value='{"1":3,"3":1.19}' style="overflow:hidden;padding:0px 3px 0px 3px;vertical-align:bottom;text-align:center;">1.19</td> <td data-sheets-numberformat='{"1":2,"2":"0","3":1}' data-sheets-value='{"1":3,"3":34.03}' style="overflow:hidden;padding:0px 3px 0px 3px;vertical-align:bottom;text-align:center;">34</td> <td data-sheets-numberformat='{"1":2,"2":"0","3":1}' data-sheets-value='{"1":3,"3":50.160000000000004}' style="overflow:hidden;padding:0px 3px 0px 3px;vertical-align:bottom;text-align:center;">50</td> <td data-sheets-value='{"1":3,"3":24}' style="border-right:1px solid #000000;overflow:hidden;padding:0px 3px 0px 3px;vertical-align:bottom;text-align:center;">24</td> </tr> <tr style="height:20px;"> <td style="border-left:1px solid #000000;overflow:hidden;padding:0px 3px 0px 3px;vertical-align:bottom;"></td> <td data-sheets-value='{"1":2,"2":"DW"}' style="overflow:hidden;padding:0px 3px 0px 3px;vertical-align:bottom;">DW</td> <td data-sheets-value='{"1":2,"2":"Clear (H/H)"}' style="overflow:hidden;padding:0px 3px 0px 3px;vertical-align:bottom;">Clear (H/H)</td> <td data-sheets-numberformat='{"1":2,"2":"0.00","3":1}' data-sheets-value='{"1":3,"3":0.98}' style="overflow:hidden;padding:0px 3px 0px 3px;vertical-align:bottom;text-align:center;">0.98</td> <td data-sheets-numberformat='{"1":2,"2":"0","3":1}' data-sheets-value='{"1":3,"3":33.21}' style="overflow:hidden;padding:0px 3px 0px 3px;vertical-align:bottom;text-align:center;">33</td> <td data-sheets-numberformat='{"1":2,"2":"0","3":1}' data-sheets-value='{"1":3,"3":49.5}' style="overflow:hidden;padding:0px 3px 0px 3px;vertical-align:bottom;text-align:center;">50</td> <td data-sheets-value='{"1":3,"3":26}' style="border-right:1px solid #000000;overflow:hidden;padding:0px 3px 0px 3px;vertical-align:bottom;text-align:center;">26</td> </tr> <tr style="height:20px;"> <td style="border-bottom:1px solid #000000;border-left:1px solid #000000;overflow:hidden;padding:0px 3px 0px 3px;vertical-align:bottom;"></td> <td style="border-bottom:1px solid #000000;overflow:hidden;padding:0px 3px 0px 3px;vertical-align:bottom;"></td> <td data-sheets-value='{"1":2,"2":"Opal (O/O)"}' style="border-bottom:1px solid #000000;overflow:hidden;padding:0px 3px 0px 3px;vertical-align:bottom;">Opal (O/O)</td> <td data-sheets-numberformat='{"1":2,"2":"0.00","3":1}' data-sheets-value='{"1":3,"3":0.98}' style="border-bottom:1px solid #000000;overflow:hidden;padding:0px 3px 0px 3px;vertical-align:bottom;text-align:center;">0.98</td> <td data-sheets-numberformat='{"1":2,"2":"0","3":1}' data-sheets-value='{"1":3,"3":28.29}' style="border-bottom:1px solid #000000;overflow:hidden;padding:0px 3px 0px 3px;vertical-align:bottom;text-align:center;">28</td> <td data-sheets-numberformat='{"1":2,"2":"0","3":1}' data-sheets-value='{"1":3,"3":38.28}' style="border-bottom:1px solid #000000;overflow:hidden;padding:0px 3px 0px 3px;vertical-align:bottom;text-align:center;">38</td> <td data-sheets-value='{"1":3,"3":26}' style="border-right:1px solid #000000;border-bottom:1px solid #000000;overflow:hidden;padding:0px 3px 0px 3px;vertical-align:bottom;text-align:center;">26</td> </tr> <tr style="height:20px;"> <td data-sheets-value='{"1":2,"2":"Polycarbonate "}' style="border-left:1px solid #000000;overflow:hidden;padding:0px 3px 0px 3px;vertical-align:bottom;">Polycarbonate </td> <td data-sheets-value='{"1":2,"2":"EW"}' style="overflow:hidden;padding:0px 3px 0px 3px;vertical-align:bottom;">EW</td> <td data-sheets-value='{"1":2,"2":"Clear (A)"}' style="overflow:hidden;padding:0px 3px 0px 3px;vertical-align:bottom;">Clear (A)</td> <td data-sheets-numberformat='{"1":2,"2":"0.00","3":1}' data-sheets-value='{"1":3,"3":1.19}' style="overflow:hidden;padding:0px 3px 0px 3px;vertical-align:bottom;text-align:center;">1.19</td> <td data-sheets-numberformat='{"1":2,"2":"0","3":1}' data-sheets-value='{"1":3,"3":36.08}' style="overflow:hidden;padding:0px 3px 0px 3px;vertical-align:bottom;text-align:center;">36</td> <td data-sheets-numberformat='{"1":2,"2":"0","3":1}' data-sheets-value='{"1":3,"3":54.78}' style="overflow:hidden;padding:0px 3px 0px 3px;vertical-align:bottom;text-align:center;">55</td> <td data-sheets-value='{"1":3,"3":24}' style="border-right:1px solid #000000;overflow:hidden;padding:0px 3px 0px 3px;vertical-align:bottom;text-align:center;">24</td> </tr> <tr style="height:20px;"> <td data-sheets-value='{"1":2,"2":"PC"}' style="border-left:1px solid #000000;overflow:hidden;padding:0px 3px 0px 3px;vertical-align:bottom;">PC</td> <td style="overflow:hidden;padding:0px 3px 0px 3px;vertical-align:bottom;"></td> <td data-sheets-value='{"1":2,"2":"Opal (D)"}' style="overflow:hidden;padding:0px 3px 0px 3px;vertical-align:bottom;">Opal (D)</td> <td data-sheets-numberformat='{"1":2,"2":"0.00","3":1}' data-sheets-value='{"1":3,"3":1.19}' style="overflow:hidden;padding:0px 3px 0px 3px;vertical-align:bottom;text-align:center;">1.19</td> <td data-sheets-numberformat='{"1":2,"2":"0","3":1}' data-sheets-value='{"1":3,"3":23.779999999999998}' style="overflow:hidden;padding:0px 3px 0px 3px;vertical-align:bottom;text-align:center;">24</td> <td data-sheets-numberformat='{"1":2,"2":"0","3":1}' data-sheets-value='{"1":3,"3":39.6}' style="overflow:hidden;padding:0px 3px 0px 3px;vertical-align:bottom;text-align:center;">40</td> <td data-sheets-value='{"1":3,"3":24}' style="border-right:1px solid #000000;overflow:hidden;padding:0px 3px 0px 3px;vertical-align:bottom;text-align:center;">24</td> </tr> <tr style="height:20px;"> <td style="border-left:1px solid #000000;overflow:hidden;padding:0px 3px 0px 3px;vertical-align:bottom;"></td> <td data-sheets-value='{"1":2,"2":"DW"}' style="overflow:hidden;padding:0px 3px 0px 3px;vertical-align:bottom;">DW</td> <td data-sheets-value='{"1":2,"2":"Clear (A/H)"}' style="overflow:hidden;padding:0px 3px 0px 3px;vertical-align:bottom;">Clear (A/H)</td> <td data-sheets-numberformat='{"1":2,"2":"0.00","3":1}' data-sheets-value='{"1":3,"3":0.98}' style="overflow:hidden;padding:0px 3px 0px 3px;vertical-align:bottom;text-align:center;">0.98</td> <td data-sheets-numberformat='{"1":2,"2":"0","3":1}' data-sheets-value='{"1":3,"3":32.39}' style="overflow:hidden;padding:0px 3px 0px 3px;vertical-align:bottom;text-align:center;">32</td> <td data-sheets-numberformat='{"1":2,"2":"0","3":1}' data-sheets-value='{"1":3,"3":47.52}' style="overflow:hidden;padding:0px 3px 0px 3px;vertical-align:bottom;text-align:center;">48</td> <td data-sheets-value='{"1":3,"3":26}' style="border-right:1px solid #000000;overflow:hidden;padding:0px 3px 0px 3px;vertical-align:bottom;text-align:center;">26</td> </tr> <tr style="height:20px;"> <td style="border-left:1px solid #000000;overflow:hidden;padding:0px 3px 0px 3px;vertical-align:bottom;"></td> <td style="overflow:hidden;padding:0px 3px 0px 3px;vertical-align:bottom;"></td> <td data-sheets-value='{"1":2,"2":"Clear (A/A)"}' style="overflow:hidden;padding:0px 3px 0px 3px;vertical-align:bottom;">Clear (A/A)</td> <td data-sheets-numberformat='{"1":2,"2":"0.00","3":1}' data-sheets-value='{"1":3,"3":0.98}' style="overflow:hidden;padding:0px 3px 0px 3px;vertical-align:bottom;text-align:center;">0.98</td> <td data-sheets-numberformat='{"1":2,"2":"0","3":1}' data-sheets-value='{"1":3,"3":31.569999999999997}' style="overflow:hidden;padding:0px 3px 0px 3px;vertical-align:bottom;text-align:center;">32</td> <td data-sheets-numberformat='{"1":2,"2":"0","3":1}' data-sheets-value='{"1":3,"3":45.54}' style="overflow:hidden;padding:0px 3px 0px 3px;vertical-align:bottom;text-align:center;">46</td> <td data-sheets-value='{"1":3,"3":26}' style="border-right:1px solid #000000;overflow:hidden;padding:0px 3px 0px 3px;vertical-align:bottom;text-align:center;">26</td> </tr> <tr style="height:20px;"> <td style="border-left:1px solid #000000;overflow:hidden;padding:0px 3px 0px 3px;vertical-align:bottom;"></td> <td style="overflow:hidden;padding:0px 3px 0px 3px;vertical-align:bottom;"></td> <td data-sheets-value='{"1":2,"2":"Opal (A/O)"}' style="overflow:hidden;padding:0px 3px 0px 3px;vertical-align:bottom;">Opal (A/O)</td> <td data-sheets-numberformat='{"1":2,"2":"0.00","3":1}' data-sheets-value='{"1":3,"3":0.98}' style="overflow:hidden;padding:0px 3px 0px 3px;vertical-align:bottom;text-align:center;">0.98</td> <td data-sheets-numberformat='{"1":2,"2":"0","3":1}' data-sheets-value='{"1":3,"3":29.93}' style="overflow:hidden;padding:0px 3px 0px 3px;vertical-align:bottom;text-align:center;">30</td> <td data-sheets-numberformat='{"1":2,"2":"0","3":1}' data-sheets-value='{"1":3,"3":41.580000000000005}' style="overflow:hidden;padding:0px 3px 0px 3px;vertical-align:bottom;text-align:center;">42</td> <td data-sheets-value='{"1":3,"3":26}' style="border-right:1px solid #000000;overflow:hidden;padding:0px 3px 0px 3px;vertical-align:bottom;text-align:center;">26</td> </tr> <tr style="height:20px;"> <td style="border-bottom:1px solid #000000;border-left:1px solid #000000;overflow:hidden;padding:0px 3px 0px 3px;vertical-align:bottom;"></td> <td style="border-bottom:1px solid #000000;overflow:hidden;padding:0px 3px 0px 3px;vertical-align:bottom;"></td> <td data-sheets-value='{"1":2,"2":"Opal (A/D)"}' style="border-bottom:1px solid #000000;overflow:hidden;padding:0px 3px 0px 3px;vertical-align:bottom;">Opal (A/D)</td> <td data-sheets-numberformat='{"1":2,"2":"0.00","3":1}' data-sheets-value='{"1":3,"3":0.98}' style="border-bottom:1px solid #000000;overflow:hidden;padding:0px 3px 0px 3px;vertical-align:bottom;text-align:center;">0.98</td> <td data-sheets-numberformat='{"1":2,"2":"0","3":1}' data-sheets-value='{"1":3,"3":20.91}' style="border-bottom:1px solid #000000;overflow:hidden;padding:0px 3px 0px 3px;vertical-align:bottom;text-align:center;">21</td> <td data-sheets-numberformat='{"1":2,"2":"0","3":1}' data-sheets-value='{"1":3,"3":33}' style="border-bottom:1px solid #000000;overflow:hidden;padding:0px 3px 0px 3px;vertical-align:bottom;text-align:center;">33</td> <td data-sheets-value='{"1":3,"3":26}' style="border-right:1px solid #000000;border-bottom:1px solid #000000;overflow:hidden;padding:0px 3px 0px 3px;vertical-align:bottom;text-align:center;">26</td> </tr> <tr style="height:20px;"> <td data-sheets-value='{"1":2,"2":"Polycarbonate"}' style="border-left:1px solid #000000;overflow:hidden;padding:0px 3px 0px 3px;vertical-align:bottom;">Polycarbonate</td> <td data-sheets-value='{"1":2,"2":"EW"}' style="overflow:hidden;padding:0px 3px 0px 3px;vertical-align:bottom;">EW</td> <td data-sheets-value='{"1":2,"2":"Heatstop Opal (T)"}' style="overflow:hidden;padding:0px 3px 0px 3px;vertical-align:bottom;">Heatstop Opal (T)</td> <td data-sheets-numberformat='{"1":2,"2":"0.00","3":1}' data-sheets-value='{"1":3,"3":1.19}' style="overflow:hidden;padding:0px 3px 0px 3px;vertical-align:bottom;text-align:center;">1.19</td> <td data-sheets-numberformat='{"1":2,"2":"0","3":1}' data-sheets-value='{"1":3,"3":20.09}' style="overflow:hidden;padding:0px 3px 0px 3px;vertical-align:bottom;text-align:center;">20</td> <td data-sheets-numberformat='{"1":2,"2":"0","3":1}' data-sheets-value='{"1":3,"3":38.940000000000005}' style="overflow:hidden;padding:0px 3px 0px 3px;vertical-align:bottom;text-align:center;">39</td> <td data-sheets-value='{"1":3,"3":24}' style="border-right:1px solid #000000;overflow:hidden;padding:0px 3px 0px 3px;vertical-align:bottom;text-align:center;">24</td> </tr> <tr style="height:20px;"> <td data-sheets-value='{"1":2,"2":"Heatstop PC"}' style="border-left:1px solid #000000;overflow:hidden;padding:0px 3px 0px 3px;vertical-align:bottom;">Heatstop PC</td> <td data-sheets-value='{"1":2,"2":"DW"}' style="overflow:hidden;padding:0px 3px 0px 3px;vertical-align:bottom;">DW</td> <td data-sheets-value='{"1":2,"2":"Clear (T/H)"}' style="overflow:hidden;padding:0px 3px 0px 3px;vertical-align:bottom;">Clear (T/H)</td> <td data-sheets-numberformat='{"1":2,"2":"0.00","3":1}' data-sheets-value='{"1":3,"3":0.98}' style="overflow:hidden;padding:0px 3px 0px 3px;vertical-align:bottom;text-align:center;">0.98</td> <td data-sheets-numberformat='{"1":2,"2":"0","3":1}' data-sheets-value='{"1":3,"3":18.04}' style="overflow:hidden;padding:0px 3px 0px 3px;vertical-align:bottom;text-align:center;">18</td> <td data-sheets-numberformat='{"1":2,"2":"0","3":1}' data-sheets-value='{"1":3,"3":33.660000000000004}' style="overflow:hidden;padding:0px 3px 0px 3px;vertical-align:bottom;text-align:center;">34</td> <td data-sheets-value='{"1":3,"3":26}' style="border-right:1px solid #000000;overflow:hidden;padding:0px 3px 0px 3px;vertical-align:bottom;text-align:center;">26</td> </tr> <tr style="height:20px;"> <td style="border-bottom:1px solid #000000;border-left:1px solid #000000;overflow:hidden;padding:0px 3px 0px 3px;vertical-align:bottom;"></td> <td style="border-bottom:1px solid #000000;overflow:hidden;padding:0px 3px 0px 3px;vertical-align:bottom;"></td> <td data-sheets-value='{"1":2,"2":"Opal (T/O)"}' style="border-bottom:1px solid #000000;overflow:hidden;padding:0px 3px 0px 3px;vertical-align:bottom;">Opal (T/O)</td> <td data-sheets-numberformat='{"1":2,"2":"0.00","3":1}' data-sheets-value='{"1":3,"3":0.98}' style="border-bottom:1px solid #000000;overflow:hidden;padding:0px 3px 0px 3px;vertical-align:bottom;text-align:center;">0.98</td> <td data-sheets-numberformat='{"1":2,"2":"0","3":1}' data-sheets-value='{"1":3,"3":16.81}' style="border-bottom:1px solid #000000;overflow:hidden;padding:0px 3px 0px 3px;vertical-align:bottom;text-align:center;">17</td> <td data-sheets-numberformat='{"1":2,"2":"0","3":1}' data-sheets-value='{"1":3,"3":29.700000000000003}' style="border-bottom:1px solid #000000;overflow:hidden;padding:0px 3px 0px 3px;vertical-align:bottom;text-align:center;">30</td> <td data-sheets-value='{"1":3,"3":26}' style="border-right:1px solid #000000;border-bottom:1px solid #000000;overflow:hidden;padding:0px 3px 0px 3px;vertical-align:bottom;text-align:center;">26</td> </tr> </tbody></table> | skylux-160-ce-met-koepel-en-pvc-opstand-35-30-met-lm-motor-pvc-raam-type-ep25-en-windvang-1300-x-2300-mm | 8586051780941 | 46872392204621
Smoke and heat exhaust (SHEV) | SHE system | Skylux | Skylux 160° CE with skylight and PVC curb 35/30 with LM-actuator, PVC frame type EP25 and spoiler 1400 x 1400 mm |  | 50653 | 5412970506539 | 5885.45 | Yes | 30-45 | 97.68 | 1400 x 1400 mm | 1400 | 1400 |  | PVC 35/30 (35 cm high & roof opening = 30 cm larger than daylight size) | Square | 1.19 W/m²K - 0.98 W/m²K | 57% - 30% | 37% - 17% | 24dB - 26dB | 160° CE (for industry) | PVC frame EP25 | with spoiler | E | Single actuator | Maximum double-walled skylight possible for this product | Ut-value LT-value g-value Rw-value EN 1873 : 2014 EN ISO 13468 EN 16153 EN 410 EN 410 EN ISO 140-3 Material Walls Shells (W/m²K) (%) (%) (dB) Acrylic EW Clear (H) 1.19 37 57 24 PMMA Opal (O) 1.19 34 50 24 DW Clear (H/H) 0.98 33 50 26 Opal (O/O) 0.98 28 38 26 Polycarbonate EW Clear (A) 1.19 36 55 24 PC Opal (D) 1.19 24 40 24 DW Clear (A/H) 0.98 32 48 26 Clear (A/A) 0.98 32 46 26 Opal (A/O) 0.98 30 42 26 Opal (A/D) 0.98 21 33 26 Polycarbonate EW Heatstop Opal (T) 1.19 20 39 24 Heatstop PC DW Clear (T/H) 0.98 18 34 26 Opal (T/O) 0.98 17 30 26 | https://skylux.eu/en/products/skylux-160-ce-met-koepel-en-pvc-opstand-35-30-met-lm-motor-pvc-raam-type-ep25-en-windvang-1400-x-1400-mm | https://skylux.eu/cdn/shop/files/Skylux-160deg-CE-met-koepel-en-pvc-opstand-3530-met-LM-motor-pvc-raam-type-EP25-en-windvang-1400-x-1400-mm-RWA-systeem.jpg?v=1702982594&width=1600 |  | //skylux.eu/cdn/shop/files/E_MH_Mounting_instructions_Skylux_160_CE_LM.pdf?v=12406716259046007223 | //skylux.eu/cdn/shop/files/E_TD_Technical_File_Skylux_Skylux_160_CE_Electric.pdf?v=3667116872303399239 | <style type="text/css" id="isPasted"><!--td {border: 1px solid #cccccc;}br {mso-data-placement:same-cell;}--></style><table border="1" cellpadding="0" cellspacing="0" dir="ltr" style="table-layout:fixed;font-size:10pt;font-family:Arial;border-collapse:collapse;border:none;"><tbody> <tr style="height:20px;"> <td style="overflow:hidden;padding:0px 3px 0px 3px;vertical-align:bottom;"></td> <td style="overflow:hidden;padding:0px 3px 0px 3px;vertical-align:bottom;"></td> <td style="overflow:hidden;padding:0px 3px 0px 3px;vertical-align:bottom;"></td> <td data-sheets-value='{"1":2,"2":"Ut-value"}' style="overflow:hidden;padding:0px 3px 0px 3px;vertical-align:bottom;font-weight:bold;text-align:center;">Ut-value</td> <td data-sheets-value='{"1":2,"2":"LT-value"}' style="overflow:hidden;padding:0px 3px 0px 3px;vertical-align:bottom;font-weight:bold;text-align:center;">LT-value</td> <td data-sheets-value='{"1":2,"2":"g-value"}' style="overflow:hidden;padding:0px 3px 0px 3px;vertical-align:bottom;font-weight:bold;text-align:center;">g-value</td> <td data-sheets-value='{"1":2,"2":"Rw-value "}' style="overflow:hidden;padding:0px 3px 0px 3px;vertical-align:bottom;font-weight:bold;text-align:center;">Rw-value </td> </tr> <tr style="height:20px;"> <td style="overflow:hidden;padding:0px 3px 0px 3px;vertical-align:bottom;"></td> <td style="overflow:hidden;padding:0px 3px 0px 3px;vertical-align:bottom;"></td> <td style="overflow:hidden;padding:0px 3px 0px 3px;vertical-align:bottom;"></td> <td data-sheets-numberformat='{"1":2,"2":"0.00","3":1}' data-sheets-value='{"1":2,"2":"EN 1873 : 2014"}' style="overflow:hidden;padding:0px 3px 0px 3px;vertical-align:bottom;text-align:center;">EN 1873 : 2014</td> <td data-sheets-numberformat='{"1":2,"2":"0","3":1}' data-sheets-value='{"1":2,"2":"EN ISO 13468 EN 16153 EN 410"}' style="overflow:hidden;padding:0px 3px 0px 3px;vertical-align:bottom;text-align:center;">EN ISO 13468 EN 16153 EN 410</td> <td data-sheets-numberformat='{"1":2,"2":"0","3":1}' data-sheets-value='{"1":2,"2":"EN 410"}' style="overflow:hidden;padding:0px 3px 0px 3px;vertical-align:bottom;text-align:center;">EN 410</td> <td data-sheets-value='{"1":2,"2":"EN ISO 140-3\t\t"}' style="overflow:hidden;padding:0px 3px 0px 3px;vertical-align:bottom;text-align:center;">EN ISO 140-3 </td> </tr> <tr style="height:20px;"> <td data-sheets-value='{"1":2,"2":"Material"}' style="border-bottom:1px solid #000000;overflow:hidden;padding:0px 3px 0px 3px;vertical-align:bottom;background-color:#000000;font-weight:bold;color:#ffffff;">Material</td> <td data-sheets-value='{"1":2,"2":"Walls"}' style="border-bottom:1px solid #000000;overflow:hidden;padding:0px 3px 0px 3px;vertical-align:bottom;background-color:#000000;font-weight:bold;color:#ffffff;">Walls</td> <td data-sheets-value='{"1":2,"2":"Shells"}' style="border-bottom:1px solid #000000;overflow:hidden;padding:0px 3px 0px 3px;vertical-align:bottom;background-color:#000000;font-weight:bold;color:#ffffff;">Shells</td> <td data-sheets-numberformat='{"1":2,"2":"0.00","3":1}' data-sheets-value='{"1":2,"2":"(W/m²K)\t"}' style="border-bottom:1px solid #000000;overflow:hidden;padding:0px 3px 0px 3px;vertical-align:bottom;background-color:#000000;font-weight:bold;color:#ffffff;text-align:center;">(W/m²K) </td> <td data-sheets-numberformat='{"1":2,"2":"0","3":1}' data-sheets-value='{"1":2,"2":"(%)"}' style="border-bottom:1px solid #000000;overflow:hidden;padding:0px 3px 0px 3px;vertical-align:bottom;background-color:#000000;font-weight:bold;color:#ffffff;text-align:center;">(%)</td> <td data-sheets-numberformat='{"1":2,"2":"0","3":1}' data-sheets-value='{"1":2,"2":"(%)"}' style="border-bottom:1px solid #000000;overflow:hidden;padding:0px 3px 0px 3px;vertical-align:bottom;background-color:#000000;font-weight:bold;color:#ffffff;text-align:center;">(%)</td> <td data-sheets-value='{"1":2,"2":"(dB)"}' style="border-bottom:1px solid #000000;overflow:hidden;padding:0px 3px 0px 3px;vertical-align:bottom;background-color:#000000;font-weight:bold;color:#ffffff;text-align:center;">(dB)</td> </tr> <tr style="height:20px;"> <td data-sheets-value='{"1":2,"2":"Acrylic"}' style="border-left:1px solid #000000;overflow:hidden;padding:0px 3px 0px 3px;vertical-align:bottom;">Acrylic</td> <td data-sheets-value='{"1":2,"2":"EW"}' style="overflow:hidden;padding:0px 3px 0px 3px;vertical-align:bottom;">EW</td> <td data-sheets-value='{"1":2,"2":"Clear (H)"}' style="overflow:hidden;padding:0px 3px 0px 3px;vertical-align:bottom;">Clear (H)</td> <td data-sheets-numberformat='{"1":2,"2":"0.00","3":1}' data-sheets-value='{"1":3,"3":1.19}' style="overflow:hidden;padding:0px 3px 0px 3px;vertical-align:bottom;text-align:center;">1.19</td> <td data-sheets-numberformat='{"1":2,"2":"0","3":1}' data-sheets-value='{"1":3,"3":36.9}' style="overflow:hidden;padding:0px 3px 0px 3px;vertical-align:bottom;text-align:center;">37</td> <td data-sheets-numberformat='{"1":2,"2":"0","3":1}' data-sheets-value='{"1":3,"3":57.42}' style="overflow:hidden;padding:0px 3px 0px 3px;vertical-align:bottom;text-align:center;">57</td> <td data-sheets-value='{"1":3,"3":24}' style="border-right:1px solid #000000;overflow:hidden;padding:0px 3px 0px 3px;vertical-align:bottom;text-align:center;">24</td> </tr> <tr style="height:20px;"> <td data-sheets-value='{"1":2,"2":"PMMA"}' style="border-left:1px solid #000000;overflow:hidden;padding:0px 3px 0px 3px;vertical-align:bottom;">PMMA</td> <td style="overflow:hidden;padding:0px 3px 0px 3px;vertical-align:bottom;"></td> <td data-sheets-value='{"1":2,"2":"Opal (O)"}' style="overflow:hidden;padding:0px 3px 0px 3px;vertical-align:bottom;">Opal (O)</td> <td data-sheets-numberformat='{"1":2,"2":"0.00","3":1}' data-sheets-value='{"1":3,"3":1.19}' style="overflow:hidden;padding:0px 3px 0px 3px;vertical-align:bottom;text-align:center;">1.19</td> <td data-sheets-numberformat='{"1":2,"2":"0","3":1}' data-sheets-value='{"1":3,"3":34.03}' style="overflow:hidden;padding:0px 3px 0px 3px;vertical-align:bottom;text-align:center;">34</td> <td data-sheets-numberformat='{"1":2,"2":"0","3":1}' data-sheets-value='{"1":3,"3":50.160000000000004}' style="overflow:hidden;padding:0px 3px 0px 3px;vertical-align:bottom;text-align:center;">50</td> <td data-sheets-value='{"1":3,"3":24}' style="border-right:1px solid #000000;overflow:hidden;padding:0px 3px 0px 3px;vertical-align:bottom;text-align:center;">24</td> </tr> <tr style="height:20px;"> <td style="border-left:1px solid #000000;overflow:hidden;padding:0px 3px 0px 3px;vertical-align:bottom;"></td> <td data-sheets-value='{"1":2,"2":"DW"}' style="overflow:hidden;padding:0px 3px 0px 3px;vertical-align:bottom;">DW</td> <td data-sheets-value='{"1":2,"2":"Clear (H/H)"}' style="overflow:hidden;padding:0px 3px 0px 3px;vertical-align:bottom;">Clear (H/H)</td> <td data-sheets-numberformat='{"1":2,"2":"0.00","3":1}' data-sheets-value='{"1":3,"3":0.98}' style="overflow:hidden;padding:0px 3px 0px 3px;vertical-align:bottom;text-align:center;">0.98</td> <td data-sheets-numberformat='{"1":2,"2":"0","3":1}' data-sheets-value='{"1":3,"3":33.21}' style="overflow:hidden;padding:0px 3px 0px 3px;vertical-align:bottom;text-align:center;">33</td> <td data-sheets-numberformat='{"1":2,"2":"0","3":1}' data-sheets-value='{"1":3,"3":49.5}' style="overflow:hidden;padding:0px 3px 0px 3px;vertical-align:bottom;text-align:center;">50</td> <td data-sheets-value='{"1":3,"3":26}' style="border-right:1px solid #000000;overflow:hidden;padding:0px 3px 0px 3px;vertical-align:bottom;text-align:center;">26</td> </tr> <tr style="height:20px;"> <td style="border-bottom:1px solid #000000;border-left:1px solid #000000;overflow:hidden;padding:0px 3px 0px 3px;vertical-align:bottom;"></td> <td style="border-bottom:1px solid #000000;overflow:hidden;padding:0px 3px 0px 3px;vertical-align:bottom;"></td> <td data-sheets-value='{"1":2,"2":"Opal (O/O)"}' style="border-bottom:1px solid #000000;overflow:hidden;padding:0px 3px 0px 3px;vertical-align:bottom;">Opal (O/O)</td> <td data-sheets-numberformat='{"1":2,"2":"0.00","3":1}' data-sheets-value='{"1":3,"3":0.98}' style="border-bottom:1px solid #000000;overflow:hidden;padding:0px 3px 0px 3px;vertical-align:bottom;text-align:center;">0.98</td> <td data-sheets-numberformat='{"1":2,"2":"0","3":1}' data-sheets-value='{"1":3,"3":28.29}' style="border-bottom:1px solid #000000;overflow:hidden;padding:0px 3px 0px 3px;vertical-align:bottom;text-align:center;">28</td> <td data-sheets-numberformat='{"1":2,"2":"0","3":1}' data-sheets-value='{"1":3,"3":38.28}' style="border-bottom:1px solid #000000;overflow:hidden;padding:0px 3px 0px 3px;vertical-align:bottom;text-align:center;">38</td> <td data-sheets-value='{"1":3,"3":26}' style="border-right:1px solid #000000;border-bottom:1px solid #000000;overflow:hidden;padding:0px 3px 0px 3px;vertical-align:bottom;text-align:center;">26</td> </tr> <tr style="height:20px;"> <td data-sheets-value='{"1":2,"2":"Polycarbonate "}' style="border-left:1px solid #000000;overflow:hidden;padding:0px 3px 0px 3px;vertical-align:bottom;">Polycarbonate </td> <td data-sheets-value='{"1":2,"2":"EW"}' style="overflow:hidden;padding:0px 3px 0px 3px;vertical-align:bottom;">EW</td> <td data-sheets-value='{"1":2,"2":"Clear (A)"}' style="overflow:hidden;padding:0px 3px 0px 3px;vertical-align:bottom;">Clear (A)</td> <td data-sheets-numberformat='{"1":2,"2":"0.00","3":1}' data-sheets-value='{"1":3,"3":1.19}' style="overflow:hidden;padding:0px 3px 0px 3px;vertical-align:bottom;text-align:center;">1.19</td> <td data-sheets-numberformat='{"1":2,"2":"0","3":1}' data-sheets-value='{"1":3,"3":36.08}' style="overflow:hidden;padding:0px 3px 0px 3px;vertical-align:bottom;text-align:center;">36</td> <td data-sheets-numberformat='{"1":2,"2":"0","3":1}' data-sheets-value='{"1":3,"3":54.78}' style="overflow:hidden;padding:0px 3px 0px 3px;vertical-align:bottom;text-align:center;">55</td> <td data-sheets-value='{"1":3,"3":24}' style="border-right:1px solid #000000;overflow:hidden;padding:0px 3px 0px 3px;vertical-align:bottom;text-align:center;">24</td> </tr> <tr style="height:20px;"> <td data-sheets-value='{"1":2,"2":"PC"}' style="border-left:1px solid #000000;overflow:hidden;padding:0px 3px 0px 3px;vertical-align:bottom;">PC</td> <td style="overflow:hidden;padding:0px 3px 0px 3px;vertical-align:bottom;"></td> <td data-sheets-value='{"1":2,"2":"Opal (D)"}' style="overflow:hidden;padding:0px 3px 0px 3px;vertical-align:bottom;">Opal (D)</td> <td data-sheets-numberformat='{"1":2,"2":"0.00","3":1}' data-sheets-value='{"1":3,"3":1.19}' style="overflow:hidden;padding:0px 3px 0px 3px;vertical-align:bottom;text-align:center;">1.19</td> <td data-sheets-numberformat='{"1":2,"2":"0","3":1}' data-sheets-value='{"1":3,"3":23.779999999999998}' style="overflow:hidden;padding:0px 3px 0px 3px;vertical-align:bottom;text-align:center;">24</td> <td data-sheets-numberformat='{"1":2,"2":"0","3":1}' data-sheets-value='{"1":3,"3":39.6}' style="overflow:hidden;padding:0px 3px 0px 3px;vertical-align:bottom;text-align:center;">40</td> <td data-sheets-value='{"1":3,"3":24}' style="border-right:1px solid #000000;overflow:hidden;padding:0px 3px 0px 3px;vertical-align:bottom;text-align:center;">24</td> </tr> <tr style="height:20px;"> <td style="border-left:1px solid #000000;overflow:hidden;padding:0px 3px 0px 3px;vertical-align:bottom;"></td> <td data-sheets-value='{"1":2,"2":"DW"}' style="overflow:hidden;padding:0px 3px 0px 3px;vertical-align:bottom;">DW</td> <td data-sheets-value='{"1":2,"2":"Clear (A/H)"}' style="overflow:hidden;padding:0px 3px 0px 3px;vertical-align:bottom;">Clear (A/H)</td> <td data-sheets-numberformat='{"1":2,"2":"0.00","3":1}' data-sheets-value='{"1":3,"3":0.98}' style="overflow:hidden;padding:0px 3px 0px 3px;vertical-align:bottom;text-align:center;">0.98</td> <td data-sheets-numberformat='{"1":2,"2":"0","3":1}' data-sheets-value='{"1":3,"3":32.39}' style="overflow:hidden;padding:0px 3px 0px 3px;vertical-align:bottom;text-align:center;">32</td> <td data-sheets-numberformat='{"1":2,"2":"0","3":1}' data-sheets-value='{"1":3,"3":47.52}' style="overflow:hidden;padding:0px 3px 0px 3px;vertical-align:bottom;text-align:center;">48</td> <td data-sheets-value='{"1":3,"3":26}' style="border-right:1px solid #000000;overflow:hidden;padding:0px 3px 0px 3px;vertical-align:bottom;text-align:center;">26</td> </tr> <tr style="height:20px;"> <td style="border-left:1px solid #000000;overflow:hidden;padding:0px 3px 0px 3px;vertical-align:bottom;"></td> <td style="overflow:hidden;padding:0px 3px 0px 3px;vertical-align:bottom;"></td> <td data-sheets-value='{"1":2,"2":"Clear (A/A)"}' style="overflow:hidden;padding:0px 3px 0px 3px;vertical-align:bottom;">Clear (A/A)</td> <td data-sheets-numberformat='{"1":2,"2":"0.00","3":1}' data-sheets-value='{"1":3,"3":0.98}' style="overflow:hidden;padding:0px 3px 0px 3px;vertical-align:bottom;text-align:center;">0.98</td> <td data-sheets-numberformat='{"1":2,"2":"0","3":1}' data-sheets-value='{"1":3,"3":31.569999999999997}' style="overflow:hidden;padding:0px 3px 0px 3px;vertical-align:bottom;text-align:center;">32</td> <td data-sheets-numberformat='{"1":2,"2":"0","3":1}' data-sheets-value='{"1":3,"3":45.54}' style="overflow:hidden;padding:0px 3px 0px 3px;vertical-align:bottom;text-align:center;">46</td> <td data-sheets-value='{"1":3,"3":26}' style="border-right:1px solid #000000;overflow:hidden;padding:0px 3px 0px 3px;vertical-align:bottom;text-align:center;">26</td> </tr> <tr style="height:20px;"> <td style="border-left:1px solid #000000;overflow:hidden;padding:0px 3px 0px 3px;vertical-align:bottom;"></td> <td style="overflow:hidden;padding:0px 3px 0px 3px;vertical-align:bottom;"></td> <td data-sheets-value='{"1":2,"2":"Opal (A/O)"}' style="overflow:hidden;padding:0px 3px 0px 3px;vertical-align:bottom;">Opal (A/O)</td> <td data-sheets-numberformat='{"1":2,"2":"0.00","3":1}' data-sheets-value='{"1":3,"3":0.98}' style="overflow:hidden;padding:0px 3px 0px 3px;vertical-align:bottom;text-align:center;">0.98</td> <td data-sheets-numberformat='{"1":2,"2":"0","3":1}' data-sheets-value='{"1":3,"3":29.93}' style="overflow:hidden;padding:0px 3px 0px 3px;vertical-align:bottom;text-align:center;">30</td> <td data-sheets-numberformat='{"1":2,"2":"0","3":1}' data-sheets-value='{"1":3,"3":41.580000000000005}' style="overflow:hidden;padding:0px 3px 0px 3px;vertical-align:bottom;text-align:center;">42</td> <td data-sheets-value='{"1":3,"3":26}' style="border-right:1px solid #000000;overflow:hidden;padding:0px 3px 0px 3px;vertical-align:bottom;text-align:center;">26</td> </tr> <tr style="height:20px;"> <td style="border-bottom:1px solid #000000;border-left:1px solid #000000;overflow:hidden;padding:0px 3px 0px 3px;vertical-align:bottom;"></td> <td style="border-bottom:1px solid #000000;overflow:hidden;padding:0px 3px 0px 3px;vertical-align:bottom;"></td> <td data-sheets-value='{"1":2,"2":"Opal (A/D)"}' style="border-bottom:1px solid #000000;overflow:hidden;padding:0px 3px 0px 3px;vertical-align:bottom;">Opal (A/D)</td> <td data-sheets-numberformat='{"1":2,"2":"0.00","3":1}' data-sheets-value='{"1":3,"3":0.98}' style="border-bottom:1px solid #000000;overflow:hidden;padding:0px 3px 0px 3px;vertical-align:bottom;text-align:center;">0.98</td> <td data-sheets-numberformat='{"1":2,"2":"0","3":1}' data-sheets-value='{"1":3,"3":20.91}' style="border-bottom:1px solid #000000;overflow:hidden;padding:0px 3px 0px 3px;vertical-align:bottom;text-align:center;">21</td> <td data-sheets-numberformat='{"1":2,"2":"0","3":1}' data-sheets-value='{"1":3,"3":33}' style="border-bottom:1px solid #000000;overflow:hidden;padding:0px 3px 0px 3px;vertical-align:bottom;text-align:center;">33</td> <td data-sheets-value='{"1":3,"3":26}' style="border-right:1px solid #000000;border-bottom:1px solid #000000;overflow:hidden;padding:0px 3px 0px 3px;vertical-align:bottom;text-align:center;">26</td> </tr> <tr style="height:20px;"> <td data-sheets-value='{"1":2,"2":"Polycarbonate"}' style="border-left:1px solid #000000;overflow:hidden;padding:0px 3px 0px 3px;vertical-align:bottom;">Polycarbonate</td> <td data-sheets-value='{"1":2,"2":"EW"}' style="overflow:hidden;padding:0px 3px 0px 3px;vertical-align:bottom;">EW</td> <td data-sheets-value='{"1":2,"2":"Heatstop Opal (T)"}' style="overflow:hidden;padding:0px 3px 0px 3px;vertical-align:bottom;">Heatstop Opal (T)</td> <td data-sheets-numberformat='{"1":2,"2":"0.00","3":1}' data-sheets-value='{"1":3,"3":1.19}' style="overflow:hidden;padding:0px 3px 0px 3px;vertical-align:bottom;text-align:center;">1.19</td> <td data-sheets-numberformat='{"1":2,"2":"0","3":1}' data-sheets-value='{"1":3,"3":20.09}' style="overflow:hidden;padding:0px 3px 0px 3px;vertical-align:bottom;text-align:center;">20</td> <td data-sheets-numberformat='{"1":2,"2":"0","3":1}' data-sheets-value='{"1":3,"3":38.940000000000005}' style="overflow:hidden;padding:0px 3px 0px 3px;vertical-align:bottom;text-align:center;">39</td> <td data-sheets-value='{"1":3,"3":24}' style="border-right:1px solid #000000;overflow:hidden;padding:0px 3px 0px 3px;vertical-align:bottom;text-align:center;">24</td> </tr> <tr style="height:20px;"> <td data-sheets-value='{"1":2,"2":"Heatstop PC"}' style="border-left:1px solid #000000;overflow:hidden;padding:0px 3px 0px 3px;vertical-align:bottom;">Heatstop PC</td> <td data-sheets-value='{"1":2,"2":"DW"}' style="overflow:hidden;padding:0px 3px 0px 3px;vertical-align:bottom;">DW</td> <td data-sheets-value='{"1":2,"2":"Clear (T/H)"}' style="overflow:hidden;padding:0px 3px 0px 3px;vertical-align:bottom;">Clear (T/H)</td> <td data-sheets-numberformat='{"1":2,"2":"0.00","3":1}' data-sheets-value='{"1":3,"3":0.98}' style="overflow:hidden;padding:0px 3px 0px 3px;vertical-align:bottom;text-align:center;">0.98</td> <td data-sheets-numberformat='{"1":2,"2":"0","3":1}' data-sheets-value='{"1":3,"3":18.04}' style="overflow:hidden;padding:0px 3px 0px 3px;vertical-align:bottom;text-align:center;">18</td> <td data-sheets-numberformat='{"1":2,"2":"0","3":1}' data-sheets-value='{"1":3,"3":33.660000000000004}' style="overflow:hidden;padding:0px 3px 0px 3px;vertical-align:bottom;text-align:center;">34</td> <td data-sheets-value='{"1":3,"3":26}' style="border-right:1px solid #000000;overflow:hidden;padding:0px 3px 0px 3px;vertical-align:bottom;text-align:center;">26</td> </tr> <tr style="height:20px;"> <td style="border-bottom:1px solid #000000;border-left:1px solid #000000;overflow:hidden;padding:0px 3px 0px 3px;vertical-align:bottom;"></td> <td style="border-bottom:1px solid #000000;overflow:hidden;padding:0px 3px 0px 3px;vertical-align:bottom;"></td> <td data-sheets-value='{"1":2,"2":"Opal (T/O)"}' style="border-bottom:1px solid #000000;overflow:hidden;padding:0px 3px 0px 3px;vertical-align:bottom;">Opal (T/O)</td> <td data-sheets-numberformat='{"1":2,"2":"0.00","3":1}' data-sheets-value='{"1":3,"3":0.98}' style="border-bottom:1px solid #000000;overflow:hidden;padding:0px 3px 0px 3px;vertical-align:bottom;text-align:center;">0.98</td> <td data-sheets-numberformat='{"1":2,"2":"0","3":1}' data-sheets-value='{"1":3,"3":16.81}' style="border-bottom:1px solid #000000;overflow:hidden;padding:0px 3px 0px 3px;vertical-align:bottom;text-align:center;">17</td> <td data-sheets-numberformat='{"1":2,"2":"0","3":1}' data-sheets-value='{"1":3,"3":29.700000000000003}' style="border-bottom:1px solid #000000;overflow:hidden;padding:0px 3px 0px 3px;vertical-align:bottom;text-align:center;">30</td> <td data-sheets-value='{"1":3,"3":26}' style="border-right:1px solid #000000;border-bottom:1px solid #000000;overflow:hidden;padding:0px 3px 0px 3px;vertical-align:bottom;text-align:center;">26</td> </tr> </tbody></table> | skylux-160-ce-met-koepel-en-pvc-opstand-35-30-met-lm-motor-pvc-raam-type-ep25-en-windvang-1400-x-1400-mm | 8586051944781 | 46872392630605
Smoke and heat exhaust (SHEV) | SHE system | Skylux | Skylux 160° CE with skylight and PVC curb 35/30 with LM-actuator, PVC frame type EP25 and spoiler 1450 x 1700 mm |  | 50654 | 5412970506546 | 7154.75 | Yes | 30-45 | 126.42 | 1450 x 1700 mm | 1700 | 1450 |  | PVC 35/30 (35 cm high & roof opening = 30 cm larger than daylight size) | Rectangular | 1.19 W/m²K - 0.98 W/m²K | 57% - 30% | 37% - 17% | 24dB - 26dB | 160° CE (for industry) | PVC frame EP25 | with spoiler | E | Single actuator | Maximum double-walled skylight possible for this product | Ut-value LT-value g-value Rw-value EN 1873 : 2014 EN ISO 13468 EN 16153 EN 410 EN 410 EN ISO 140-3 Material Walls Shells (W/m²K) (%) (%) (dB) Acrylic EW Clear (H) 1.19 37 57 24 PMMA Opal (O) 1.19 34 50 24 DW Clear (H/H) 0.98 33 50 26 Opal (O/O) 0.98 28 38 26 Polycarbonate EW Clear (A) 1.19 36 55 24 PC Opal (D) 1.19 24 40 24 DW Clear (A/H) 0.98 32 48 26 Clear (A/A) 0.98 32 46 26 Opal (A/O) 0.98 30 42 26 Opal (A/D) 0.98 21 33 26 Polycarbonate EW Heatstop Opal (T) 1.19 20 39 24 Heatstop PC DW Clear (T/H) 0.98 18 34 26 Opal (T/O) 0.98 17 30 26 | https://skylux.eu/en/products/skylux-160-ce-met-koepel-en-pvc-opstand-35-30-met-lm-motor-pvc-raam-type-ep25-en-windvang-1450-x-1700-mm | https://skylux.eu/cdn/shop/files/Skylux-160deg-CE-met-koepel-en-pvc-opstand-3530-met-LM-motor-pvc-raam-type-EP25-en-windvang-1450-x-1700-mm-RWA-systeem.jpg?v=1702982599&width=1600 | https://skylux.eu/cdn/shop/files/e5a82811-1bb0-48e4-a776-cacb59c7c092_6851a99d-81f5-4210-92d5-3da7cb8d6b54.jpg?v=1688551654&width=1600 | //skylux.eu/cdn/shop/files/E_MH_Mounting_instructions_Skylux_160_CE_LM.pdf?v=12406716259046007223 | //skylux.eu/cdn/shop/files/E_TD_Technical_File_Skylux_Skylux_160_CE_Electric.pdf?v=3667116872303399239 | <style type="text/css" id="isPasted"><!--td {border: 1px solid #cccccc;}br {mso-data-placement:same-cell;}--></style><table border="1" cellpadding="0" cellspacing="0" dir="ltr" style="table-layout:fixed;font-size:10pt;font-family:Arial;border-collapse:collapse;border:none;"><tbody> <tr style="height:20px;"> <td style="overflow:hidden;padding:0px 3px 0px 3px;vertical-align:bottom;"></td> <td style="overflow:hidden;padding:0px 3px 0px 3px;vertical-align:bottom;"></td> <td style="overflow:hidden;padding:0px 3px 0px 3px;vertical-align:bottom;"></td> <td data-sheets-value='{"1":2,"2":"Ut-value"}' style="overflow:hidden;padding:0px 3px 0px 3px;vertical-align:bottom;font-weight:bold;text-align:center;">Ut-value</td> <td data-sheets-value='{"1":2,"2":"LT-value"}' style="overflow:hidden;padding:0px 3px 0px 3px;vertical-align:bottom;font-weight:bold;text-align:center;">LT-value</td> <td data-sheets-value='{"1":2,"2":"g-value"}' style="overflow:hidden;padding:0px 3px 0px 3px;vertical-align:bottom;font-weight:bold;text-align:center;">g-value</td> <td data-sheets-value='{"1":2,"2":"Rw-value "}' style="overflow:hidden;padding:0px 3px 0px 3px;vertical-align:bottom;font-weight:bold;text-align:center;">Rw-value </td> </tr> <tr style="height:20px;"> <td style="overflow:hidden;padding:0px 3px 0px 3px;vertical-align:bottom;"></td> <td style="overflow:hidden;padding:0px 3px 0px 3px;vertical-align:bottom;"></td> <td style="overflow:hidden;padding:0px 3px 0px 3px;vertical-align:bottom;"></td> <td data-sheets-numberformat='{"1":2,"2":"0.00","3":1}' data-sheets-value='{"1":2,"2":"EN 1873 : 2014"}' style="overflow:hidden;padding:0px 3px 0px 3px;vertical-align:bottom;text-align:center;">EN 1873 : 2014</td> <td data-sheets-numberformat='{"1":2,"2":"0","3":1}' data-sheets-value='{"1":2,"2":"EN ISO 13468 EN 16153 EN 410"}' style="overflow:hidden;padding:0px 3px 0px 3px;vertical-align:bottom;text-align:center;">EN ISO 13468 EN 16153 EN 410</td> <td data-sheets-numberformat='{"1":2,"2":"0","3":1}' data-sheets-value='{"1":2,"2":"EN 410"}' style="overflow:hidden;padding:0px 3px 0px 3px;vertical-align:bottom;text-align:center;">EN 410</td> <td data-sheets-value='{"1":2,"2":"EN ISO 140-3\t\t"}' style="overflow:hidden;padding:0px 3px 0px 3px;vertical-align:bottom;text-align:center;">EN ISO 140-3 </td> </tr> <tr style="height:20px;"> <td data-sheets-value='{"1":2,"2":"Material"}' style="border-bottom:1px solid #000000;overflow:hidden;padding:0px 3px 0px 3px;vertical-align:bottom;background-color:#000000;font-weight:bold;color:#ffffff;">Material</td> <td data-sheets-value='{"1":2,"2":"Walls"}' style="border-bottom:1px solid #000000;overflow:hidden;padding:0px 3px 0px 3px;vertical-align:bottom;background-color:#000000;font-weight:bold;color:#ffffff;">Walls</td> <td data-sheets-value='{"1":2,"2":"Shells"}' style="border-bottom:1px solid #000000;overflow:hidden;padding:0px 3px 0px 3px;vertical-align:bottom;background-color:#000000;font-weight:bold;color:#ffffff;">Shells</td> <td data-sheets-numberformat='{"1":2,"2":"0.00","3":1}' data-sheets-value='{"1":2,"2":"(W/m²K)\t"}' style="border-bottom:1px solid #000000;overflow:hidden;padding:0px 3px 0px 3px;vertical-align:bottom;background-color:#000000;font-weight:bold;color:#ffffff;text-align:center;">(W/m²K) </td> <td data-sheets-numberformat='{"1":2,"2":"0","3":1}' data-sheets-value='{"1":2,"2":"(%)"}' style="border-bottom:1px solid #000000;overflow:hidden;padding:0px 3px 0px 3px;vertical-align:bottom;background-color:#000000;font-weight:bold;color:#ffffff;text-align:center;">(%)</td> <td data-sheets-numberformat='{"1":2,"2":"0","3":1}' data-sheets-value='{"1":2,"2":"(%)"}' style="border-bottom:1px solid #000000;overflow:hidden;padding:0px 3px 0px 3px;vertical-align:bottom;background-color:#000000;font-weight:bold;color:#ffffff;text-align:center;">(%)</td> <td data-sheets-value='{"1":2,"2":"(dB)"}' style="border-bottom:1px solid #000000;overflow:hidden;padding:0px 3px 0px 3px;vertical-align:bottom;background-color:#000000;font-weight:bold;color:#ffffff;text-align:center;">(dB)</td> </tr> <tr style="height:20px;"> <td data-sheets-value='{"1":2,"2":"Acrylic"}' style="border-left:1px solid #000000;overflow:hidden;padding:0px 3px 0px 3px;vertical-align:bottom;">Acrylic</td> <td data-sheets-value='{"1":2,"2":"EW"}' style="overflow:hidden;padding:0px 3px 0px 3px;vertical-align:bottom;">EW</td> <td data-sheets-value='{"1":2,"2":"Clear (H)"}' style="overflow:hidden;padding:0px 3px 0px 3px;vertical-align:bottom;">Clear (H)</td> <td data-sheets-numberformat='{"1":2,"2":"0.00","3":1}' data-sheets-value='{"1":3,"3":1.19}' style="overflow:hidden;padding:0px 3px 0px 3px;vertical-align:bottom;text-align:center;">1.19</td> <td data-sheets-numberformat='{"1":2,"2":"0","3":1}' data-sheets-value='{"1":3,"3":36.9}' style="overflow:hidden;padding:0px 3px 0px 3px;vertical-align:bottom;text-align:center;">37</td> <td data-sheets-numberformat='{"1":2,"2":"0","3":1}' data-sheets-value='{"1":3,"3":57.42}' style="overflow:hidden;padding:0px 3px 0px 3px;vertical-align:bottom;text-align:center;">57</td> <td data-sheets-value='{"1":3,"3":24}' style="border-right:1px solid #000000;overflow:hidden;padding:0px 3px 0px 3px;vertical-align:bottom;text-align:center;">24</td> </tr> <tr style="height:20px;"> <td data-sheets-value='{"1":2,"2":"PMMA"}' style="border-left:1px solid #000000;overflow:hidden;padding:0px 3px 0px 3px;vertical-align:bottom;">PMMA</td> <td style="overflow:hidden;padding:0px 3px 0px 3px;vertical-align:bottom;"></td> <td data-sheets-value='{"1":2,"2":"Opal (O)"}' style="overflow:hidden;padding:0px 3px 0px 3px;vertical-align:bottom;">Opal (O)</td> <td data-sheets-numberformat='{"1":2,"2":"0.00","3":1}' data-sheets-value='{"1":3,"3":1.19}' style="overflow:hidden;padding:0px 3px 0px 3px;vertical-align:bottom;text-align:center;">1.19</td> <td data-sheets-numberformat='{"1":2,"2":"0","3":1}' data-sheets-value='{"1":3,"3":34.03}' style="overflow:hidden;padding:0px 3px 0px 3px;vertical-align:bottom;text-align:center;">34</td> <td data-sheets-numberformat='{"1":2,"2":"0","3":1}' data-sheets-value='{"1":3,"3":50.160000000000004}' style="overflow:hidden;padding:0px 3px 0px 3px;vertical-align:bottom;text-align:center;">50</td> <td data-sheets-value='{"1":3,"3":24}' style="border-right:1px solid #000000;overflow:hidden;padding:0px 3px 0px 3px;vertical-align:bottom;text-align:center;">24</td> </tr> <tr style="height:20px;"> <td style="border-left:1px solid #000000;overflow:hidden;padding:0px 3px 0px 3px;vertical-align:bottom;"></td> <td data-sheets-value='{"1":2,"2":"DW"}' style="overflow:hidden;padding:0px 3px 0px 3px;vertical-align:bottom;">DW</td> <td data-sheets-value='{"1":2,"2":"Clear (H/H)"}' style="overflow:hidden;padding:0px 3px 0px 3px;vertical-align:bottom;">Clear (H/H)</td> <td data-sheets-numberformat='{"1":2,"2":"0.00","3":1}' data-sheets-value='{"1":3,"3":0.98}' style="overflow:hidden;padding:0px 3px 0px 3px;vertical-align:bottom;text-align:center;">0.98</td> <td data-sheets-numberformat='{"1":2,"2":"0","3":1}' data-sheets-value='{"1":3,"3":33.21}' style="overflow:hidden;padding:0px 3px 0px 3px;vertical-align:bottom;text-align:center;">33</td> <td data-sheets-numberformat='{"1":2,"2":"0","3":1}' data-sheets-value='{"1":3,"3":49.5}' style="overflow:hidden;padding:0px 3px 0px 3px;vertical-align:bottom;text-align:center;">50</td> <td data-sheets-value='{"1":3,"3":26}' style="border-right:1px solid #000000;overflow:hidden;padding:0px 3px 0px 3px;vertical-align:bottom;text-align:center;">26</td> </tr> <tr style="height:20px;"> <td style="border-bottom:1px solid #000000;border-left:1px solid #000000;overflow:hidden;padding:0px 3px 0px 3px;vertical-align:bottom;"></td> <td style="border-bottom:1px solid #000000;overflow:hidden;padding:0px 3px 0px 3px;vertical-align:bottom;"></td> <td data-sheets-value='{"1":2,"2":"Opal (O/O)"}' style="border-bottom:1px solid #000000;overflow:hidden;padding:0px 3px 0px 3px;vertical-align:bottom;">Opal (O/O)</td> <td data-sheets-numberformat='{"1":2,"2":"0.00","3":1}' data-sheets-value='{"1":3,"3":0.98}' style="border-bottom:1px solid #000000;overflow:hidden;padding:0px 3px 0px 3px;vertical-align:bottom;text-align:center;">0.98</td> <td data-sheets-numberformat='{"1":2,"2":"0","3":1}' data-sheets-value='{"1":3,"3":28.29}' style="border-bottom:1px solid #000000;overflow:hidden;padding:0px 3px 0px 3px;vertical-align:bottom;text-align:center;">28</td> <td data-sheets-numberformat='{"1":2,"2":"0","3":1}' data-sheets-value='{"1":3,"3":38.28}' style="border-bottom:1px solid #000000;overflow:hidden;padding:0px 3px 0px 3px;vertical-align:bottom;text-align:center;">38</td> <td data-sheets-value='{"1":3,"3":26}' style="border-right:1px solid #000000;border-bottom:1px solid #000000;overflow:hidden;padding:0px 3px 0px 3px;vertical-align:bottom;text-align:center;">26</td> </tr> <tr style="height:20px;"> <td data-sheets-value='{"1":2,"2":"Polycarbonate "}' style="border-left:1px solid #000000;overflow:hidden;padding:0px 3px 0px 3px;vertical-align:bottom;">Polycarbonate </td> <td data-sheets-value='{"1":2,"2":"EW"}' style="overflow:hidden;padding:0px 3px 0px 3px;vertical-align:bottom;">EW</td> <td data-sheets-value='{"1":2,"2":"Clear (A)"}' style="overflow:hidden;padding:0px 3px 0px 3px;vertical-align:bottom;">Clear (A)</td> <td data-sheets-numberformat='{"1":2,"2":"0.00","3":1}' data-sheets-value='{"1":3,"3":1.19}' style="overflow:hidden;padding:0px 3px 0px 3px;vertical-align:bottom;text-align:center;">1.19</td> <td data-sheets-numberformat='{"1":2,"2":"0","3":1}' data-sheets-value='{"1":3,"3":36.08}' style="overflow:hidden;padding:0px 3px 0px 3px;vertical-align:bottom;text-align:center;">36</td> <td data-sheets-numberformat='{"1":2,"2":"0","3":1}' data-sheets-value='{"1":3,"3":54.78}' style="overflow:hidden;padding:0px 3px 0px 3px;vertical-align:bottom;text-align:center;">55</td> <td data-sheets-value='{"1":3,"3":24}' style="border-right:1px solid #000000;overflow:hidden;padding:0px 3px 0px 3px;vertical-align:bottom;text-align:center;">24</td> </tr> <tr style="height:20px;"> <td data-sheets-value='{"1":2,"2":"PC"}' style="border-left:1px solid #000000;overflow:hidden;padding:0px 3px 0px 3px;vertical-align:bottom;">PC</td> <td style="overflow:hidden;padding:0px 3px 0px 3px;vertical-align:bottom;"></td> <td data-sheets-value='{"1":2,"2":"Opal (D)"}' style="overflow:hidden;padding:0px 3px 0px 3px;vertical-align:bottom;">Opal (D)</td> <td data-sheets-numberformat='{"1":2,"2":"0.00","3":1}' data-sheets-value='{"1":3,"3":1.19}' style="overflow:hidden;padding:0px 3px 0px 3px;vertical-align:bottom;text-align:center;">1.19</td> <td data-sheets-numberformat='{"1":2,"2":"0","3":1}' data-sheets-value='{"1":3,"3":23.779999999999998}' style="overflow:hidden;padding:0px 3px 0px 3px;vertical-align:bottom;text-align:center;">24</td> <td data-sheets-numberformat='{"1":2,"2":"0","3":1}' data-sheets-value='{"1":3,"3":39.6}' style="overflow:hidden;padding:0px 3px 0px 3px;vertical-align:bottom;text-align:center;">40</td> <td data-sheets-value='{"1":3,"3":24}' style="border-right:1px solid #000000;overflow:hidden;padding:0px 3px 0px 3px;vertical-align:bottom;text-align:center;">24</td> </tr> <tr style="height:20px;"> <td style="border-left:1px solid #000000;overflow:hidden;padding:0px 3px 0px 3px;vertical-align:bottom;"></td> <td data-sheets-value='{"1":2,"2":"DW"}' style="overflow:hidden;padding:0px 3px 0px 3px;vertical-align:bottom;">DW</td> <td data-sheets-value='{"1":2,"2":"Clear (A/H)"}' style="overflow:hidden;padding:0px 3px 0px 3px;vertical-align:bottom;">Clear (A/H)</td> <td data-sheets-numberformat='{"1":2,"2":"0.00","3":1}' data-sheets-value='{"1":3,"3":0.98}' style="overflow:hidden;padding:0px 3px 0px 3px;vertical-align:bottom;text-align:center;">0.98</td> <td data-sheets-numberformat='{"1":2,"2":"0","3":1}' data-sheets-value='{"1":3,"3":32.39}' style="overflow:hidden;padding:0px 3px 0px 3px;vertical-align:bottom;text-align:center;">32</td> <td data-sheets-numberformat='{"1":2,"2":"0","3":1}' data-sheets-value='{"1":3,"3":47.52}' style="overflow:hidden;padding:0px 3px 0px 3px;vertical-align:bottom;text-align:center;">48</td> <td data-sheets-value='{"1":3,"3":26}' style="border-right:1px solid #000000;overflow:hidden;padding:0px 3px 0px 3px;vertical-align:bottom;text-align:center;">26</td> </tr> <tr style="height:20px;"> <td style="border-left:1px solid #000000;overflow:hidden;padding:0px 3px 0px 3px;vertical-align:bottom;"></td> <td style="overflow:hidden;padding:0px 3px 0px 3px;vertical-align:bottom;"></td> <td data-sheets-value='{"1":2,"2":"Clear (A/A)"}' style="overflow:hidden;padding:0px 3px 0px 3px;vertical-align:bottom;">Clear (A/A)</td> <td data-sheets-numberformat='{"1":2,"2":"0.00","3":1}' data-sheets-value='{"1":3,"3":0.98}' style="overflow:hidden;padding:0px 3px 0px 3px;vertical-align:bottom;text-align:center;">0.98</td> <td data-sheets-numberformat='{"1":2,"2":"0","3":1}' data-sheets-value='{"1":3,"3":31.569999999999997}' style="overflow:hidden;padding:0px 3px 0px 3px;vertical-align:bottom;text-align:center;">32</td> <td data-sheets-numberformat='{"1":2,"2":"0","3":1}' data-sheets-value='{"1":3,"3":45.54}' style="overflow:hidden;padding:0px 3px 0px 3px;vertical-align:bottom;text-align:center;">46</td> <td data-sheets-value='{"1":3,"3":26}' style="border-right:1px solid #000000;overflow:hidden;padding:0px 3px 0px 3px;vertical-align:bottom;text-align:center;">26</td> </tr> <tr style="height:20px;"> <td style="border-left:1px solid #000000;overflow:hidden;padding:0px 3px 0px 3px;vertical-align:bottom;"></td> <td style="overflow:hidden;padding:0px 3px 0px 3px;vertical-align:bottom;"></td> <td data-sheets-value='{"1":2,"2":"Opal (A/O)"}' style="overflow:hidden;padding:0px 3px 0px 3px;vertical-align:bottom;">Opal (A/O)</td> <td data-sheets-numberformat='{"1":2,"2":"0.00","3":1}' data-sheets-value='{"1":3,"3":0.98}' style="overflow:hidden;padding:0px 3px 0px 3px;vertical-align:bottom;text-align:center;">0.98</td> <td data-sheets-numberformat='{"1":2,"2":"0","3":1}' data-sheets-value='{"1":3,"3":29.93}' style="overflow:hidden;padding:0px 3px 0px 3px;vertical-align:bottom;text-align:center;">30</td> <td data-sheets-numberformat='{"1":2,"2":"0","3":1}' data-sheets-value='{"1":3,"3":41.580000000000005}' style="overflow:hidden;padding:0px 3px 0px 3px;vertical-align:bottom;text-align:center;">42</td> <td data-sheets-value='{"1":3,"3":26}' style="border-right:1px solid #000000;overflow:hidden;padding:0px 3px 0px 3px;vertical-align:bottom;text-align:center;">26</td> </tr> <tr style="height:20px;"> <td style="border-bottom:1px solid #000000;border-left:1px solid #000000;overflow:hidden;padding:0px 3px 0px 3px;vertical-align:bottom;"></td> <td style="border-bottom:1px solid #000000;overflow:hidden;padding:0px 3px 0px 3px;vertical-align:bottom;"></td> <td data-sheets-value='{"1":2,"2":"Opal (A/D)"}' style="border-bottom:1px solid #000000;overflow:hidden;padding:0px 3px 0px 3px;vertical-align:bottom;">Opal (A/D)</td> <td data-sheets-numberformat='{"1":2,"2":"0.00","3":1}' data-sheets-value='{"1":3,"3":0.98}' style="border-bottom:1px solid #000000;overflow:hidden;padding:0px 3px 0px 3px;vertical-align:bottom;text-align:center;">0.98</td> <td data-sheets-numberformat='{"1":2,"2":"0","3":1}' data-sheets-value='{"1":3,"3":20.91}' style="border-bottom:1px solid #000000;overflow:hidden;padding:0px 3px 0px 3px;vertical-align:bottom;text-align:center;">21</td> <td data-sheets-numberformat='{"1":2,"2":"0","3":1}' data-sheets-value='{"1":3,"3":33}' style="border-bottom:1px solid #000000;overflow:hidden;padding:0px 3px 0px 3px;vertical-align:bottom;text-align:center;">33</td> <td data-sheets-value='{"1":3,"3":26}' style="border-right:1px solid #000000;border-bottom:1px solid #000000;overflow:hidden;padding:0px 3px 0px 3px;vertical-align:bottom;text-align:center;">26</td> </tr> <tr style="height:20px;"> <td data-sheets-value='{"1":2,"2":"Polycarbonate"}' style="border-left:1px solid #000000;overflow:hidden;padding:0px 3px 0px 3px;vertical-align:bottom;">Polycarbonate</td> <td data-sheets-value='{"1":2,"2":"EW"}' style="overflow:hidden;padding:0px 3px 0px 3px;vertical-align:bottom;">EW</td> <td data-sheets-value='{"1":2,"2":"Heatstop Opal (T)"}' style="overflow:hidden;padding:0px 3px 0px 3px;vertical-align:bottom;">Heatstop Opal (T)</td> <td data-sheets-numberformat='{"1":2,"2":"0.00","3":1}' data-sheets-value='{"1":3,"3":1.19}' style="overflow:hidden;padding:0px 3px 0px 3px;vertical-align:bottom;text-align:center;">1.19</td> <td data-sheets-numberformat='{"1":2,"2":"0","3":1}' data-sheets-value='{"1":3,"3":20.09}' style="overflow:hidden;padding:0px 3px 0px 3px;vertical-align:bottom;text-align:center;">20</td> <td data-sheets-numberformat='{"1":2,"2":"0","3":1}' data-sheets-value='{"1":3,"3":38.940000000000005}' style="overflow:hidden;padding:0px 3px 0px 3px;vertical-align:bottom;text-align:center;">39</td> <td data-sheets-value='{"1":3,"3":24}' style="border-right:1px solid #000000;overflow:hidden;padding:0px 3px 0px 3px;vertical-align:bottom;text-align:center;">24</td> </tr> <tr style="height:20px;"> <td data-sheets-value='{"1":2,"2":"Heatstop PC"}' style="border-left:1px solid #000000;overflow:hidden;padding:0px 3px 0px 3px;vertical-align:bottom;">Heatstop PC</td> <td data-sheets-value='{"1":2,"2":"DW"}' style="overflow:hidden;padding:0px 3px 0px 3px;vertical-align:bottom;">DW</td> <td data-sheets-value='{"1":2,"2":"Clear (T/H)"}' style="overflow:hidden;padding:0px 3px 0px 3px;vertical-align:bottom;">Clear (T/H)</td> <td data-sheets-numberformat='{"1":2,"2":"0.00","3":1}' data-sheets-value='{"1":3,"3":0.98}' style="overflow:hidden;padding:0px 3px 0px 3px;vertical-align:bottom;text-align:center;">0.98</td> <td data-sheets-numberformat='{"1":2,"2":"0","3":1}' data-sheets-value='{"1":3,"3":18.04}' style="overflow:hidden;padding:0px 3px 0px 3px;vertical-align:bottom;text-align:center;">18</td> <td data-sheets-numberformat='{"1":2,"2":"0","3":1}' data-sheets-value='{"1":3,"3":33.660000000000004}' style="overflow:hidden;padding:0px 3px 0px 3px;vertical-align:bottom;text-align:center;">34</td> <td data-sheets-value='{"1":3,"3":26}' style="border-right:1px solid #000000;overflow:hidden;padding:0px 3px 0px 3px;vertical-align:bottom;text-align:center;">26</td> </tr> <tr style="height:20px;"> <td style="border-bottom:1px solid #000000;border-left:1px solid #000000;overflow:hidden;padding:0px 3px 0px 3px;vertical-align:bottom;"></td> <td style="border-bottom:1px solid #000000;overflow:hidden;padding:0px 3px 0px 3px;vertical-align:bottom;"></td> <td data-sheets-value='{"1":2,"2":"Opal (T/O)"}' style="border-bottom:1px solid #000000;overflow:hidden;padding:0px 3px 0px 3px;vertical-align:bottom;">Opal (T/O)</td> <td data-sheets-numberformat='{"1":2,"2":"0.00","3":1}' data-sheets-value='{"1":3,"3":0.98}' style="border-bottom:1px solid #000000;overflow:hidden;padding:0px 3px 0px 3px;vertical-align:bottom;text-align:center;">0.98</td> <td data-sheets-numberformat='{"1":2,"2":"0","3":1}' data-sheets-value='{"1":3,"3":16.81}' style="border-bottom:1px solid #000000;overflow:hidden;padding:0px 3px 0px 3px;vertical-align:bottom;text-align:center;">17</td> <td data-sheets-numberformat='{"1":2,"2":"0","3":1}' data-sheets-value='{"1":3,"3":29.700000000000003}' style="border-bottom:1px solid #000000;overflow:hidden;padding:0px 3px 0px 3px;vertical-align:bottom;text-align:center;">30</td> <td data-sheets-value='{"1":3,"3":26}' style="border-right:1px solid #000000;border-bottom:1px solid #000000;overflow:hidden;padding:0px 3px 0px 3px;vertical-align:bottom;text-align:center;">26</td> </tr> </tbody></table> | skylux-160-ce-met-koepel-en-pvc-opstand-35-30-met-lm-motor-pvc-raam-type-ep25-en-windvang-1450-x-1700-mm | 8586052043085 | 46872392761677
Smoke and heat exhaust (SHEV) | SHE system | Skylux | Skylux 160° CE with skylight and PVC curb 35/30 with LM-actuator, PVC frame type EP25 and spoiler 1500 x 1500 mm |  | 50655 | 5412970506553 | 6728.85 | Yes | 30-45 | 117.81 | 1500 x 1500 mm | 1500 | 1500 |  | PVC 35/30 (35 cm high & roof opening = 30 cm larger than daylight size) | Square | 1.19 W/m²K - 0.98 W/m²K | 57% - 30% | 37% - 17% | 24dB - 26dB | 160° CE (for industry) | PVC frame EP25 | with spoiler | E | Single actuator | Maximum double-walled skylight possible for this product | Ut-value LT-value g-value Rw-value EN 1873 : 2014 EN ISO 13468 EN 16153 EN 410 EN 410 EN ISO 140-3 Material Walls Shells (W/m²K) (%) (%) (dB) Acrylic EW Clear (H) 1.19 37 57 24 PMMA Opal (O) 1.19 34 50 24 DW Clear (H/H) 0.98 33 50 26 Opal (O/O) 0.98 28 38 26 Polycarbonate EW Clear (A) 1.19 36 55 24 PC Opal (D) 1.19 24 40 24 DW Clear (A/H) 0.98 32 48 26 Clear (A/A) 0.98 32 46 26 Opal (A/O) 0.98 30 42 26 Opal (A/D) 0.98 21 33 26 Polycarbonate EW Heatstop Opal (T) 1.19 20 39 24 Heatstop PC DW Clear (T/H) 0.98 18 34 26 Opal (T/O) 0.98 17 30 26 | https://skylux.eu/en/products/skylux-160-ce-met-koepel-en-pvc-opstand-35-30-met-lm-motor-pvc-raam-type-ep25-en-windvang-1500-x-1500-mm | https://skylux.eu/cdn/shop/files/Skylux-160deg-CE-met-koepel-en-pvc-opstand-3530-met-LM-motor-pvc-raam-type-EP25-en-windvang-1500-x-1500-mm-RWA-systeem.jpg?v=1702982605&width=1600 |  | //skylux.eu/cdn/shop/files/E_MH_Mounting_instructions_Skylux_160_CE_LM.pdf?v=12406716259046007223 | //skylux.eu/cdn/shop/files/E_TD_Technical_File_Skylux_Skylux_160_CE_Electric.pdf?v=3667116872303399239 | <style type="text/css" id="isPasted"><!--td {border: 1px solid #cccccc;}br {mso-data-placement:same-cell;}--></style><table border="1" cellpadding="0" cellspacing="0" dir="ltr" style="table-layout:fixed;font-size:10pt;font-family:Arial;border-collapse:collapse;border:none;"><tbody> <tr style="height:20px;"> <td style="overflow:hidden;padding:0px 3px 0px 3px;vertical-align:bottom;"></td> <td style="overflow:hidden;padding:0px 3px 0px 3px;vertical-align:bottom;"></td> <td style="overflow:hidden;padding:0px 3px 0px 3px;vertical-align:bottom;"></td> <td data-sheets-value='{"1":2,"2":"Ut-value"}' style="overflow:hidden;padding:0px 3px 0px 3px;vertical-align:bottom;font-weight:bold;text-align:center;">Ut-value</td> <td data-sheets-value='{"1":2,"2":"LT-value"}' style="overflow:hidden;padding:0px 3px 0px 3px;vertical-align:bottom;font-weight:bold;text-align:center;">LT-value</td> <td data-sheets-value='{"1":2,"2":"g-value"}' style="overflow:hidden;padding:0px 3px 0px 3px;vertical-align:bottom;font-weight:bold;text-align:center;">g-value</td> <td data-sheets-value='{"1":2,"2":"Rw-value "}' style="overflow:hidden;padding:0px 3px 0px 3px;vertical-align:bottom;font-weight:bold;text-align:center;">Rw-value </td> </tr> <tr style="height:20px;"> <td style="overflow:hidden;padding:0px 3px 0px 3px;vertical-align:bottom;"></td> <td style="overflow:hidden;padding:0px 3px 0px 3px;vertical-align:bottom;"></td> <td style="overflow:hidden;padding:0px 3px 0px 3px;vertical-align:bottom;"></td> <td data-sheets-numberformat='{"1":2,"2":"0.00","3":1}' data-sheets-value='{"1":2,"2":"EN 1873 : 2014"}' style="overflow:hidden;padding:0px 3px 0px 3px;vertical-align:bottom;text-align:center;">EN 1873 : 2014</td> <td data-sheets-numberformat='{"1":2,"2":"0","3":1}' data-sheets-value='{"1":2,"2":"EN ISO 13468 EN 16153 EN 410"}' style="overflow:hidden;padding:0px 3px 0px 3px;vertical-align:bottom;text-align:center;">EN ISO 13468 EN 16153 EN 410</td> <td data-sheets-numberformat='{"1":2,"2":"0","3":1}' data-sheets-value='{"1":2,"2":"EN 410"}' style="overflow:hidden;padding:0px 3px 0px 3px;vertical-align:bottom;text-align:center;">EN 410</td> <td data-sheets-value='{"1":2,"2":"EN ISO 140-3\t\t"}' style="overflow:hidden;padding:0px 3px 0px 3px;vertical-align:bottom;text-align:center;">EN ISO 140-3 </td> </tr> <tr style="height:20px;"> <td data-sheets-value='{"1":2,"2":"Material"}' style="border-bottom:1px solid #000000;overflow:hidden;padding:0px 3px 0px 3px;vertical-align:bottom;background-color:#000000;font-weight:bold;color:#ffffff;">Material</td> <td data-sheets-value='{"1":2,"2":"Walls"}' style="border-bottom:1px solid #000000;overflow:hidden;padding:0px 3px 0px 3px;vertical-align:bottom;background-color:#000000;font-weight:bold;color:#ffffff;">Walls</td> <td data-sheets-value='{"1":2,"2":"Shells"}' style="border-bottom:1px solid #000000;overflow:hidden;padding:0px 3px 0px 3px;vertical-align:bottom;background-color:#000000;font-weight:bold;color:#ffffff;">Shells</td> <td data-sheets-numberformat='{"1":2,"2":"0.00","3":1}' data-sheets-value='{"1":2,"2":"(W/m²K)\t"}' style="border-bottom:1px solid #000000;overflow:hidden;padding:0px 3px 0px 3px;vertical-align:bottom;background-color:#000000;font-weight:bold;color:#ffffff;text-align:center;">(W/m²K) </td> <td data-sheets-numberformat='{"1":2,"2":"0","3":1}' data-sheets-value='{"1":2,"2":"(%)"}' style="border-bottom:1px solid #000000;overflow:hidden;padding:0px 3px 0px 3px;vertical-align:bottom;background-color:#000000;font-weight:bold;color:#ffffff;text-align:center;">(%)</td> <td data-sheets-numberformat='{"1":2,"2":"0","3":1}' data-sheets-value='{"1":2,"2":"(%)"}' style="border-bottom:1px solid #000000;overflow:hidden;padding:0px 3px 0px 3px;vertical-align:bottom;background-color:#000000;font-weight:bold;color:#ffffff;text-align:center;">(%)</td> <td data-sheets-value='{"1":2,"2":"(dB)"}' style="border-bottom:1px solid #000000;overflow:hidden;padding:0px 3px 0px 3px;vertical-align:bottom;background-color:#000000;font-weight:bold;color:#ffffff;text-align:center;">(dB)</td> </tr> <tr style="height:20px;"> <td data-sheets-value='{"1":2,"2":"Acrylic"}' style="border-left:1px solid #000000;overflow:hidden;padding:0px 3px 0px 3px;vertical-align:bottom;">Acrylic</td> <td data-sheets-value='{"1":2,"2":"EW"}' style="overflow:hidden;padding:0px 3px 0px 3px;vertical-align:bottom;">EW</td> <td data-sheets-value='{"1":2,"2":"Clear (H)"}' style="overflow:hidden;padding:0px 3px 0px 3px;vertical-align:bottom;">Clear (H)</td> <td data-sheets-numberformat='{"1":2,"2":"0.00","3":1}' data-sheets-value='{"1":3,"3":1.19}' style="overflow:hidden;padding:0px 3px 0px 3px;vertical-align:bottom;text-align:center;">1.19</td> <td data-sheets-numberformat='{"1":2,"2":"0","3":1}' data-sheets-value='{"1":3,"3":36.9}' style="overflow:hidden;padding:0px 3px 0px 3px;vertical-align:bottom;text-align:center;">37</td> <td data-sheets-numberformat='{"1":2,"2":"0","3":1}' data-sheets-value='{"1":3,"3":57.42}' style="overflow:hidden;padding:0px 3px 0px 3px;vertical-align:bottom;text-align:center;">57</td> <td data-sheets-value='{"1":3,"3":24}' style="border-right:1px solid #000000;overflow:hidden;padding:0px 3px 0px 3px;vertical-align:bottom;text-align:center;">24</td> </tr> <tr style="height:20px;"> <td data-sheets-value='{"1":2,"2":"PMMA"}' style="border-left:1px solid #000000;overflow:hidden;padding:0px 3px 0px 3px;vertical-align:bottom;">PMMA</td> <td style="overflow:hidden;padding:0px 3px 0px 3px;vertical-align:bottom;"></td> <td data-sheets-value='{"1":2,"2":"Opal (O)"}' style="overflow:hidden;padding:0px 3px 0px 3px;vertical-align:bottom;">Opal (O)</td> <td data-sheets-numberformat='{"1":2,"2":"0.00","3":1}' data-sheets-value='{"1":3,"3":1.19}' style="overflow:hidden;padding:0px 3px 0px 3px;vertical-align:bottom;text-align:center;">1.19</td> <td data-sheets-numberformat='{"1":2,"2":"0","3":1}' data-sheets-value='{"1":3,"3":34.03}' style="overflow:hidden;padding:0px 3px 0px 3px;vertical-align:bottom;text-align:center;">34</td> <td data-sheets-numberformat='{"1":2,"2":"0","3":1}' data-sheets-value='{"1":3,"3":50.160000000000004}' style="overflow:hidden;padding:0px 3px 0px 3px;vertical-align:bottom;text-align:center;">50</td> <td data-sheets-value='{"1":3,"3":24}' style="border-right:1px solid #000000;overflow:hidden;padding:0px 3px 0px 3px;vertical-align:bottom;text-align:center;">24</td> </tr> <tr style="height:20px;"> <td style="border-left:1px solid #000000;overflow:hidden;padding:0px 3px 0px 3px;vertical-align:bottom;"></td> <td data-sheets-value='{"1":2,"2":"DW"}' style="overflow:hidden;padding:0px 3px 0px 3px;vertical-align:bottom;">DW</td> <td data-sheets-value='{"1":2,"2":"Clear (H/H)"}' style="overflow:hidden;padding:0px 3px 0px 3px;vertical-align:bottom;">Clear (H/H)</td> <td data-sheets-numberformat='{"1":2,"2":"0.00","3":1}' data-sheets-value='{"1":3,"3":0.98}' style="overflow:hidden;padding:0px 3px 0px 3px;vertical-align:bottom;text-align:center;">0.98</td> <td data-sheets-numberformat='{"1":2,"2":"0","3":1}' data-sheets-value='{"1":3,"3":33.21}' style="overflow:hidden;padding:0px 3px 0px 3px;vertical-align:bottom;text-align:center;">33</td> <td data-sheets-numberformat='{"1":2,"2":"0","3":1}' data-sheets-value='{"1":3,"3":49.5}' style="overflow:hidden;padding:0px 3px 0px 3px;vertical-align:bottom;text-align:center;">50</td> <td data-sheets-value='{"1":3,"3":26}' style="border-right:1px solid #000000;overflow:hidden;padding:0px 3px 0px 3px;vertical-align:bottom;text-align:center;">26</td> </tr> <tr style="height:20px;"> <td style="border-bottom:1px solid #000000;border-left:1px solid #000000;overflow:hidden;padding:0px 3px 0px 3px;vertical-align:bottom;"></td> <td style="border-bottom:1px solid #000000;overflow:hidden;padding:0px 3px 0px 3px;vertical-align:bottom;"></td> <td data-sheets-value='{"1":2,"2":"Opal (O/O)"}' style="border-bottom:1px solid #000000;overflow:hidden;padding:0px 3px 0px 3px;vertical-align:bottom;">Opal (O/O)</td> <td data-sheets-numberformat='{"1":2,"2":"0.00","3":1}' data-sheets-value='{"1":3,"3":0.98}' style="border-bottom:1px solid #000000;overflow:hidden;padding:0px 3px 0px 3px;vertical-align:bottom;text-align:center;">0.98</td> <td data-sheets-numberformat='{"1":2,"2":"0","3":1}' data-sheets-value='{"1":3,"3":28.29}' style="border-bottom:1px solid #000000;overflow:hidden;padding:0px 3px 0px 3px;vertical-align:bottom;text-align:center;">28</td> <td data-sheets-numberformat='{"1":2,"2":"0","3":1}' data-sheets-value='{"1":3,"3":38.28}' style="border-bottom:1px solid #000000;overflow:hidden;padding:0px 3px 0px 3px;vertical-align:bottom;text-align:center;">38</td> <td data-sheets-value='{"1":3,"3":26}' style="border-right:1px solid #000000;border-bottom:1px solid #000000;overflow:hidden;padding:0px 3px 0px 3px;vertical-align:bottom;text-align:center;">26</td> </tr> <tr style="height:20px;"> <td data-sheets-value='{"1":2,"2":"Polycarbonate "}' style="border-left:1px solid #000000;overflow:hidden;padding:0px 3px 0px 3px;vertical-align:bottom;">Polycarbonate </td> <td data-sheets-value='{"1":2,"2":"EW"}' style="overflow:hidden;padding:0px 3px 0px 3px;vertical-align:bottom;">EW</td> <td data-sheets-value='{"1":2,"2":"Clear (A)"}' style="overflow:hidden;padding:0px 3px 0px 3px;vertical-align:bottom;">Clear (A)</td> <td data-sheets-numberformat='{"1":2,"2":"0.00","3":1}' data-sheets-value='{"1":3,"3":1.19}' style="overflow:hidden;padding:0px 3px 0px 3px;vertical-align:bottom;text-align:center;">1.19</td> <td data-sheets-numberformat='{"1":2,"2":"0","3":1}' data-sheets-value='{"1":3,"3":36.08}' style="overflow:hidden;padding:0px 3px 0px 3px;vertical-align:bottom;text-align:center;">36</td> <td data-sheets-numberformat='{"1":2,"2":"0","3":1}' data-sheets-value='{"1":3,"3":54.78}' style="overflow:hidden;padding:0px 3px 0px 3px;vertical-align:bottom;text-align:center;">55</td> <td data-sheets-value='{"1":3,"3":24}' style="border-right:1px solid #000000;overflow:hidden;padding:0px 3px 0px 3px;vertical-align:bottom;text-align:center;">24</td> </tr> <tr style="height:20px;"> <td data-sheets-value='{"1":2,"2":"PC"}' style="border-left:1px solid #000000;overflow:hidden;padding:0px 3px 0px 3px;vertical-align:bottom;">PC</td> <td style="overflow:hidden;padding:0px 3px 0px 3px;vertical-align:bottom;"></td> <td data-sheets-value='{"1":2,"2":"Opal (D)"}' style="overflow:hidden;padding:0px 3px 0px 3px;vertical-align:bottom;">Opal (D)</td> <td data-sheets-numberformat='{"1":2,"2":"0.00","3":1}' data-sheets-value='{"1":3,"3":1.19}' style="overflow:hidden;padding:0px 3px 0px 3px;vertical-align:bottom;text-align:center;">1.19</td> <td data-sheets-numberformat='{"1":2,"2":"0","3":1}' data-sheets-value='{"1":3,"3":23.779999999999998}' style="overflow:hidden;padding:0px 3px 0px 3px;vertical-align:bottom;text-align:center;">24</td> <td data-sheets-numberformat='{"1":2,"2":"0","3":1}' data-sheets-value='{"1":3,"3":39.6}' style="overflow:hidden;padding:0px 3px 0px 3px;vertical-align:bottom;text-align:center;">40</td> <td data-sheets-value='{"1":3,"3":24}' style="border-right:1px solid #000000;overflow:hidden;padding:0px 3px 0px 3px;vertical-align:bottom;text-align:center;">24</td> </tr> <tr style="height:20px;"> <td style="border-left:1px solid #000000;overflow:hidden;padding:0px 3px 0px 3px;vertical-align:bottom;"></td> <td data-sheets-value='{"1":2,"2":"DW"}' style="overflow:hidden;padding:0px 3px 0px 3px;vertical-align:bottom;">DW</td> <td data-sheets-value='{"1":2,"2":"Clear (A/H)"}' style="overflow:hidden;padding:0px 3px 0px 3px;vertical-align:bottom;">Clear (A/H)</td> <td data-sheets-numberformat='{"1":2,"2":"0.00","3":1}' data-sheets-value='{"1":3,"3":0.98}' style="overflow:hidden;padding:0px 3px 0px 3px;vertical-align:bottom;text-align:center;">0.98</td> <td data-sheets-numberformat='{"1":2,"2":"0","3":1}' data-sheets-value='{"1":3,"3":32.39}' style="overflow:hidden;padding:0px 3px 0px 3px;vertical-align:bottom;text-align:center;">32</td> <td data-sheets-numberformat='{"1":2,"2":"0","3":1}' data-sheets-value='{"1":3,"3":47.52}' style="overflow:hidden;padding:0px 3px 0px 3px;vertical-align:bottom;text-align:center;">48</td> <td data-sheets-value='{"1":3,"3":26}' style="border-right:1px solid #000000;overflow:hidden;padding:0px 3px 0px 3px;vertical-align:bottom;text-align:center;">26</td> </tr> <tr style="height:20px;"> <td style="border-left:1px solid #000000;overflow:hidden;padding:0px 3px 0px 3px;vertical-align:bottom;"></td> <td style="overflow:hidden;padding:0px 3px 0px 3px;vertical-align:bottom;"></td> <td data-sheets-value='{"1":2,"2":"Clear (A/A)"}' style="overflow:hidden;padding:0px 3px 0px 3px;vertical-align:bottom;">Clear (A/A)</td> <td data-sheets-numberformat='{"1":2,"2":"0.00","3":1}' data-sheets-value='{"1":3,"3":0.98}' style="overflow:hidden;padding:0px 3px 0px 3px;vertical-align:bottom;text-align:center;">0.98</td> <td data-sheets-numberformat='{"1":2,"2":"0","3":1}' data-sheets-value='{"1":3,"3":31.569999999999997}' style="overflow:hidden;padding:0px 3px 0px 3px;vertical-align:bottom;text-align:center;">32</td> <td data-sheets-numberformat='{"1":2,"2":"0","3":1}' data-sheets-value='{"1":3,"3":45.54}' style="overflow:hidden;padding:0px 3px 0px 3px;vertical-align:bottom;text-align:center;">46</td> <td data-sheets-value='{"1":3,"3":26}' style="border-right:1px solid #000000;overflow:hidden;padding:0px 3px 0px 3px;vertical-align:bottom;text-align:center;">26</td> </tr> <tr style="height:20px;"> <td style="border-left:1px solid #000000;overflow:hidden;padding:0px 3px 0px 3px;vertical-align:bottom;"></td> <td style="overflow:hidden;padding:0px 3px 0px 3px;vertical-align:bottom;"></td> <td data-sheets-value='{"1":2,"2":"Opal (A/O)"}' style="overflow:hidden;padding:0px 3px 0px 3px;vertical-align:bottom;">Opal (A/O)</td> <td data-sheets-numberformat='{"1":2,"2":"0.00","3":1}' data-sheets-value='{"1":3,"3":0.98}' style="overflow:hidden;padding:0px 3px 0px 3px;vertical-align:bottom;text-align:center;">0.98</td> <td data-sheets-numberformat='{"1":2,"2":"0","3":1}' data-sheets-value='{"1":3,"3":29.93}' style="overflow:hidden;padding:0px 3px 0px 3px;vertical-align:bottom;text-align:center;">30</td> <td data-sheets-numberformat='{"1":2,"2":"0","3":1}' data-sheets-value='{"1":3,"3":41.580000000000005}' style="overflow:hidden;padding:0px 3px 0px 3px;vertical-align:bottom;text-align:center;">42</td> <td data-sheets-value='{"1":3,"3":26}' style="border-right:1px solid #000000;overflow:hidden;padding:0px 3px 0px 3px;vertical-align:bottom;text-align:center;">26</td> </tr> <tr style="height:20px;"> <td style="border-bottom:1px solid #000000;border-left:1px solid #000000;overflow:hidden;padding:0px 3px 0px 3px;vertical-align:bottom;"></td> <td style="border-bottom:1px solid #000000;overflow:hidden;padding:0px 3px 0px 3px;vertical-align:bottom;"></td> <td data-sheets-value='{"1":2,"2":"Opal (A/D)"}' style="border-bottom:1px solid #000000;overflow:hidden;padding:0px 3px 0px 3px;vertical-align:bottom;">Opal (A/D)</td> <td data-sheets-numberformat='{"1":2,"2":"0.00","3":1}' data-sheets-value='{"1":3,"3":0.98}' style="border-bottom:1px solid #000000;overflow:hidden;padding:0px 3px 0px 3px;vertical-align:bottom;text-align:center;">0.98</td> <td data-sheets-numberformat='{"1":2,"2":"0","3":1}' data-sheets-value='{"1":3,"3":20.91}' style="border-bottom:1px solid #000000;overflow:hidden;padding:0px 3px 0px 3px;vertical-align:bottom;text-align:center;">21</td> <td data-sheets-numberformat='{"1":2,"2":"0","3":1}' data-sheets-value='{"1":3,"3":33}' style="border-bottom:1px solid #000000;overflow:hidden;padding:0px 3px 0px 3px;vertical-align:bottom;text-align:center;">33</td> <td data-sheets-value='{"1":3,"3":26}' style="border-right:1px solid #000000;border-bottom:1px solid #000000;overflow:hidden;padding:0px 3px 0px 3px;vertical-align:bottom;text-align:center;">26</td> </tr> <tr style="height:20px;"> <td data-sheets-value='{"1":2,"2":"Polycarbonate"}' style="border-left:1px solid #000000;overflow:hidden;padding:0px 3px 0px 3px;vertical-align:bottom;">Polycarbonate</td> <td data-sheets-value='{"1":2,"2":"EW"}' style="overflow:hidden;padding:0px 3px 0px 3px;vertical-align:bottom;">EW</td> <td data-sheets-value='{"1":2,"2":"Heatstop Opal (T)"}' style="overflow:hidden;padding:0px 3px 0px 3px;vertical-align:bottom;">Heatstop Opal (T)</td> <td data-sheets-numberformat='{"1":2,"2":"0.00","3":1}' data-sheets-value='{"1":3,"3":1.19}' style="overflow:hidden;padding:0px 3px 0px 3px;vertical-align:bottom;text-align:center;">1.19</td> <td data-sheets-numberformat='{"1":2,"2":"0","3":1}' data-sheets-value='{"1":3,"3":20.09}' style="overflow:hidden;padding:0px 3px 0px 3px;vertical-align:bottom;text-align:center;">20</td> <td data-sheets-numberformat='{"1":2,"2":"0","3":1}' data-sheets-value='{"1":3,"3":38.940000000000005}' style="overflow:hidden;padding:0px 3px 0px 3px;vertical-align:bottom;text-align:center;">39</td> <td data-sheets-value='{"1":3,"3":24}' style="border-right:1px solid #000000;overflow:hidden;padding:0px 3px 0px 3px;vertical-align:bottom;text-align:center;">24</td> </tr> <tr style="height:20px;"> <td data-sheets-value='{"1":2,"2":"Heatstop PC"}' style="border-left:1px solid #000000;overflow:hidden;padding:0px 3px 0px 3px;vertical-align:bottom;">Heatstop PC</td> <td data-sheets-value='{"1":2,"2":"DW"}' style="overflow:hidden;padding:0px 3px 0px 3px;vertical-align:bottom;">DW</td> <td data-sheets-value='{"1":2,"2":"Clear (T/H)"}' style="overflow:hidden;padding:0px 3px 0px 3px;vertical-align:bottom;">Clear (T/H)</td> <td data-sheets-numberformat='{"1":2,"2":"0.00","3":1}' data-sheets-value='{"1":3,"3":0.98}' style="overflow:hidden;padding:0px 3px 0px 3px;vertical-align:bottom;text-align:center;">0.98</td> <td data-sheets-numberformat='{"1":2,"2":"0","3":1}' data-sheets-value='{"1":3,"3":18.04}' style="overflow:hidden;padding:0px 3px 0px 3px;vertical-align:bottom;text-align:center;">18</td> <td data-sheets-numberformat='{"1":2,"2":"0","3":1}' data-sheets-value='{"1":3,"3":33.660000000000004}' style="overflow:hidden;padding:0px 3px 0px 3px;vertical-align:bottom;text-align:center;">34</td> <td data-sheets-value='{"1":3,"3":26}' style="border-right:1px solid #000000;overflow:hidden;padding:0px 3px 0px 3px;vertical-align:bottom;text-align:center;">26</td> </tr> <tr style="height:20px;"> <td style="border-bottom:1px solid #000000;border-left:1px solid #000000;overflow:hidden;padding:0px 3px 0px 3px;vertical-align:bottom;"></td> <td style="border-bottom:1px solid #000000;overflow:hidden;padding:0px 3px 0px 3px;vertical-align:bottom;"></td> <td data-sheets-value='{"1":2,"2":"Opal (T/O)"}' style="border-bottom:1px solid #000000;overflow:hidden;padding:0px 3px 0px 3px;vertical-align:bottom;">Opal (T/O)</td> <td data-sheets-numberformat='{"1":2,"2":"0.00","3":1}' data-sheets-value='{"1":3,"3":0.98}' style="border-bottom:1px solid #000000;overflow:hidden;padding:0px 3px 0px 3px;vertical-align:bottom;text-align:center;">0.98</td> <td data-sheets-numberformat='{"1":2,"2":"0","3":1}' data-sheets-value='{"1":3,"3":16.81}' style="border-bottom:1px solid #000000;overflow:hidden;padding:0px 3px 0px 3px;vertical-align:bottom;text-align:center;">17</td> <td data-sheets-numberformat='{"1":2,"2":"0","3":1}' data-sheets-value='{"1":3,"3":29.700000000000003}' style="border-bottom:1px solid #000000;overflow:hidden;padding:0px 3px 0px 3px;vertical-align:bottom;text-align:center;">30</td> <td data-sheets-value='{"1":3,"3":26}' style="border-right:1px solid #000000;border-bottom:1px solid #000000;overflow:hidden;padding:0px 3px 0px 3px;vertical-align:bottom;text-align:center;">26</td> </tr> </tbody></table> | skylux-160-ce-met-koepel-en-pvc-opstand-35-30-met-lm-motor-pvc-raam-type-ep25-en-windvang-1500-x-1500-mm | 8586052075853 | 46872392794445
Smoke and heat exhaust (SHEV) | SHE system | Skylux | Skylux 160° CE with skylight and PVC curb 35/30 with LM-actuator, PVC frame type EP25 and spoiler 1550 x 1550 mm |  | 50656 | 5412970506560 | 6990.2 | Yes | 30-45 | 122.25 | 1550 x 1550 mm | 1550 | 1550 |  | PVC 35/30 (35 cm high & roof opening = 30 cm larger than daylight size) | Square | 1.19 W/m²K - 0.98 W/m²K | 57% - 30% | 37% - 17% | 24dB - 26dB | 160° CE (for industry) | PVC frame EP25 | with spoiler | E | Single actuator | Maximum double-walled skylight possible for this product | Ut-value LT-value g-value Rw-value EN 1873 : 2014 EN ISO 13468 EN 16153 EN 410 EN 410 EN ISO 140-3 Material Walls Shells (W/m²K) (%) (%) (dB) Acrylic EW Clear (H) 1.19 37 57 24 PMMA Opal (O) 1.19 34 50 24 DW Clear (H/H) 0.98 33 50 26 Opal (O/O) 0.98 28 38 26 Polycarbonate EW Clear (A) 1.19 36 55 24 PC Opal (D) 1.19 24 40 24 DW Clear (A/H) 0.98 32 48 26 Clear (A/A) 0.98 32 46 26 Opal (A/O) 0.98 30 42 26 Opal (A/D) 0.98 21 33 26 Polycarbonate EW Heatstop Opal (T) 1.19 20 39 24 Heatstop PC DW Clear (T/H) 0.98 18 34 26 Opal (T/O) 0.98 17 30 26 | https://skylux.eu/en/products/skylux-160-ce-met-koepel-en-pvc-opstand-35-30-met-lm-motor-pvc-raam-type-ep25-en-windvang-1550-x-1550-mm | https://skylux.eu/cdn/shop/files/Skylux-160deg-CE-met-koepel-en-pvc-opstand-3530-met-LM-motor-pvc-raam-type-EP25-en-windvang-1550-x-1550-mm-RWA-systeem.jpg?v=1702982610&width=1600 |  | //skylux.eu/cdn/shop/files/E_MH_Mounting_instructions_Skylux_160_CE_LM.pdf?v=12406716259046007223 | //skylux.eu/cdn/shop/files/E_TD_Technical_File_Skylux_Skylux_160_CE_Electric.pdf?v=3667116872303399239 | <style type="text/css" id="isPasted"><!--td {border: 1px solid #cccccc;}br {mso-data-placement:same-cell;}--></style><table border="1" cellpadding="0" cellspacing="0" dir="ltr" style="table-layout:fixed;font-size:10pt;font-family:Arial;border-collapse:collapse;border:none;"><tbody> <tr style="height:20px;"> <td style="overflow:hidden;padding:0px 3px 0px 3px;vertical-align:bottom;"></td> <td style="overflow:hidden;padding:0px 3px 0px 3px;vertical-align:bottom;"></td> <td style="overflow:hidden;padding:0px 3px 0px 3px;vertical-align:bottom;"></td> <td data-sheets-value='{"1":2,"2":"Ut-value"}' style="overflow:hidden;padding:0px 3px 0px 3px;vertical-align:bottom;font-weight:bold;text-align:center;">Ut-value</td> <td data-sheets-value='{"1":2,"2":"LT-value"}' style="overflow:hidden;padding:0px 3px 0px 3px;vertical-align:bottom;font-weight:bold;text-align:center;">LT-value</td> <td data-sheets-value='{"1":2,"2":"g-value"}' style="overflow:hidden;padding:0px 3px 0px 3px;vertical-align:bottom;font-weight:bold;text-align:center;">g-value</td> <td data-sheets-value='{"1":2,"2":"Rw-value "}' style="overflow:hidden;padding:0px 3px 0px 3px;vertical-align:bottom;font-weight:bold;text-align:center;">Rw-value </td> </tr> <tr style="height:20px;"> <td style="overflow:hidden;padding:0px 3px 0px 3px;vertical-align:bottom;"></td> <td style="overflow:hidden;padding:0px 3px 0px 3px;vertical-align:bottom;"></td> <td style="overflow:hidden;padding:0px 3px 0px 3px;vertical-align:bottom;"></td> <td data-sheets-numberformat='{"1":2,"2":"0.00","3":1}' data-sheets-value='{"1":2,"2":"EN 1873 : 2014"}' style="overflow:hidden;padding:0px 3px 0px 3px;vertical-align:bottom;text-align:center;">EN 1873 : 2014</td> <td data-sheets-numberformat='{"1":2,"2":"0","3":1}' data-sheets-value='{"1":2,"2":"EN ISO 13468 EN 16153 EN 410"}' style="overflow:hidden;padding:0px 3px 0px 3px;vertical-align:bottom;text-align:center;">EN ISO 13468 EN 16153 EN 410</td> <td data-sheets-numberformat='{"1":2,"2":"0","3":1}' data-sheets-value='{"1":2,"2":"EN 410"}' style="overflow:hidden;padding:0px 3px 0px 3px;vertical-align:bottom;text-align:center;">EN 410</td> <td data-sheets-value='{"1":2,"2":"EN ISO 140-3\t\t"}' style="overflow:hidden;padding:0px 3px 0px 3px;vertical-align:bottom;text-align:center;">EN ISO 140-3 </td> </tr> <tr style="height:20px;"> <td data-sheets-value='{"1":2,"2":"Material"}' style="border-bottom:1px solid #000000;overflow:hidden;padding:0px 3px 0px 3px;vertical-align:bottom;background-color:#000000;font-weight:bold;color:#ffffff;">Material</td> <td data-sheets-value='{"1":2,"2":"Walls"}' style="border-bottom:1px solid #000000;overflow:hidden;padding:0px 3px 0px 3px;vertical-align:bottom;background-color:#000000;font-weight:bold;color:#ffffff;">Walls</td> <td data-sheets-value='{"1":2,"2":"Shells"}' style="border-bottom:1px solid #000000;overflow:hidden;padding:0px 3px 0px 3px;vertical-align:bottom;background-color:#000000;font-weight:bold;color:#ffffff;">Shells</td> <td data-sheets-numberformat='{"1":2,"2":"0.00","3":1}' data-sheets-value='{"1":2,"2":"(W/m²K)\t"}' style="border-bottom:1px solid #000000;overflow:hidden;padding:0px 3px 0px 3px;vertical-align:bottom;background-color:#000000;font-weight:bold;color:#ffffff;text-align:center;">(W/m²K) </td> <td data-sheets-numberformat='{"1":2,"2":"0","3":1}' data-sheets-value='{"1":2,"2":"(%)"}' style="border-bottom:1px solid #000000;overflow:hidden;padding:0px 3px 0px 3px;vertical-align:bottom;background-color:#000000;font-weight:bold;color:#ffffff;text-align:center;">(%)</td> <td data-sheets-numberformat='{"1":2,"2":"0","3":1}' data-sheets-value='{"1":2,"2":"(%)"}' style="border-bottom:1px solid #000000;overflow:hidden;padding:0px 3px 0px 3px;vertical-align:bottom;background-color:#000000;font-weight:bold;color:#ffffff;text-align:center;">(%)</td> <td data-sheets-value='{"1":2,"2":"(dB)"}' style="border-bottom:1px solid #000000;overflow:hidden;padding:0px 3px 0px 3px;vertical-align:bottom;background-color:#000000;font-weight:bold;color:#ffffff;text-align:center;">(dB)</td> </tr> <tr style="height:20px;"> <td data-sheets-value='{"1":2,"2":"Acrylic"}' style="border-left:1px solid #000000;overflow:hidden;padding:0px 3px 0px 3px;vertical-align:bottom;">Acrylic</td> <td data-sheets-value='{"1":2,"2":"EW"}' style="overflow:hidden;padding:0px 3px 0px 3px;vertical-align:bottom;">EW</td> <td data-sheets-value='{"1":2,"2":"Clear (H)"}' style="overflow:hidden;padding:0px 3px 0px 3px;vertical-align:bottom;">Clear (H)</td> <td data-sheets-numberformat='{"1":2,"2":"0.00","3":1}' data-sheets-value='{"1":3,"3":1.19}' style="overflow:hidden;padding:0px 3px 0px 3px;vertical-align:bottom;text-align:center;">1.19</td> <td data-sheets-numberformat='{"1":2,"2":"0","3":1}' data-sheets-value='{"1":3,"3":36.9}' style="overflow:hidden;padding:0px 3px 0px 3px;vertical-align:bottom;text-align:center;">37</td> <td data-sheets-numberformat='{"1":2,"2":"0","3":1}' data-sheets-value='{"1":3,"3":57.42}' style="overflow:hidden;padding:0px 3px 0px 3px;vertical-align:bottom;text-align:center;">57</td> <td data-sheets-value='{"1":3,"3":24}' style="border-right:1px solid #000000;overflow:hidden;padding:0px 3px 0px 3px;vertical-align:bottom;text-align:center;">24</td> </tr> <tr style="height:20px;"> <td data-sheets-value='{"1":2,"2":"PMMA"}' style="border-left:1px solid #000000;overflow:hidden;padding:0px 3px 0px 3px;vertical-align:bottom;">PMMA</td> <td style="overflow:hidden;padding:0px 3px 0px 3px;vertical-align:bottom;"></td> <td data-sheets-value='{"1":2,"2":"Opal (O)"}' style="overflow:hidden;padding:0px 3px 0px 3px;vertical-align:bottom;">Opal (O)</td> <td data-sheets-numberformat='{"1":2,"2":"0.00","3":1}' data-sheets-value='{"1":3,"3":1.19}' style="overflow:hidden;padding:0px 3px 0px 3px;vertical-align:bottom;text-align:center;">1.19</td> <td data-sheets-numberformat='{"1":2,"2":"0","3":1}' data-sheets-value='{"1":3,"3":34.03}' style="overflow:hidden;padding:0px 3px 0px 3px;vertical-align:bottom;text-align:center;">34</td> <td data-sheets-numberformat='{"1":2,"2":"0","3":1}' data-sheets-value='{"1":3,"3":50.160000000000004}' style="overflow:hidden;padding:0px 3px 0px 3px;vertical-align:bottom;text-align:center;">50</td> <td data-sheets-value='{"1":3,"3":24}' style="border-right:1px solid #000000;overflow:hidden;padding:0px 3px 0px 3px;vertical-align:bottom;text-align:center;">24</td> </tr> <tr style="height:20px;"> <td style="border-left:1px solid #000000;overflow:hidden;padding:0px 3px 0px 3px;vertical-align:bottom;"></td> <td data-sheets-value='{"1":2,"2":"DW"}' style="overflow:hidden;padding:0px 3px 0px 3px;vertical-align:bottom;">DW</td> <td data-sheets-value='{"1":2,"2":"Clear (H/H)"}' style="overflow:hidden;padding:0px 3px 0px 3px;vertical-align:bottom;">Clear (H/H)</td> <td data-sheets-numberformat='{"1":2,"2":"0.00","3":1}' data-sheets-value='{"1":3,"3":0.98}' style="overflow:hidden;padding:0px 3px 0px 3px;vertical-align:bottom;text-align:center;">0.98</td> <td data-sheets-numberformat='{"1":2,"2":"0","3":1}' data-sheets-value='{"1":3,"3":33.21}' style="overflow:hidden;padding:0px 3px 0px 3px;vertical-align:bottom;text-align:center;">33</td> <td data-sheets-numberformat='{"1":2,"2":"0","3":1}' data-sheets-value='{"1":3,"3":49.5}' style="overflow:hidden;padding:0px 3px 0px 3px;vertical-align:bottom;text-align:center;">50</td> <td data-sheets-value='{"1":3,"3":26}' style="border-right:1px solid #000000;overflow:hidden;padding:0px 3px 0px 3px;vertical-align:bottom;text-align:center;">26</td> </tr> <tr style="height:20px;"> <td style="border-bottom:1px solid #000000;border-left:1px solid #000000;overflow:hidden;padding:0px 3px 0px 3px;vertical-align:bottom;"></td> <td style="border-bottom:1px solid #000000;overflow:hidden;padding:0px 3px 0px 3px;vertical-align:bottom;"></td> <td data-sheets-value='{"1":2,"2":"Opal (O/O)"}' style="border-bottom:1px solid #000000;overflow:hidden;padding:0px 3px 0px 3px;vertical-align:bottom;">Opal (O/O)</td> <td data-sheets-numberformat='{"1":2,"2":"0.00","3":1}' data-sheets-value='{"1":3,"3":0.98}' style="border-bottom:1px solid #000000;overflow:hidden;padding:0px 3px 0px 3px;vertical-align:bottom;text-align:center;">0.98</td> <td data-sheets-numberformat='{"1":2,"2":"0","3":1}' data-sheets-value='{"1":3,"3":28.29}' style="border-bottom:1px solid #000000;overflow:hidden;padding:0px 3px 0px 3px;vertical-align:bottom;text-align:center;">28</td> <td data-sheets-numberformat='{"1":2,"2":"0","3":1}' data-sheets-value='{"1":3,"3":38.28}' style="border-bottom:1px solid #000000;overflow:hidden;padding:0px 3px 0px 3px;vertical-align:bottom;text-align:center;">38</td> <td data-sheets-value='{"1":3,"3":26}' style="border-right:1px solid #000000;border-bottom:1px solid #000000;overflow:hidden;padding:0px 3px 0px 3px;vertical-align:bottom;text-align:center;">26</td> </tr> <tr style="height:20px;"> <td data-sheets-value='{"1":2,"2":"Polycarbonate "}' style="border-left:1px solid #000000;overflow:hidden;padding:0px 3px 0px 3px;vertical-align:bottom;">Polycarbonate </td> <td data-sheets-value='{"1":2,"2":"EW"}' style="overflow:hidden;padding:0px 3px 0px 3px;vertical-align:bottom;">EW</td> <td data-sheets-value='{"1":2,"2":"Clear (A)"}' style="overflow:hidden;padding:0px 3px 0px 3px;vertical-align:bottom;">Clear (A)</td> <td data-sheets-numberformat='{"1":2,"2":"0.00","3":1}' data-sheets-value='{"1":3,"3":1.19}' style="overflow:hidden;padding:0px 3px 0px 3px;vertical-align:bottom;text-align:center;">1.19</td> <td data-sheets-numberformat='{"1":2,"2":"0","3":1}' data-sheets-value='{"1":3,"3":36.08}' style="overflow:hidden;padding:0px 3px 0px 3px;vertical-align:bottom;text-align:center;">36</td> <td data-sheets-numberformat='{"1":2,"2":"0","3":1}' data-sheets-value='{"1":3,"3":54.78}' style="overflow:hidden;padding:0px 3px 0px 3px;vertical-align:bottom;text-align:center;">55</td> <td data-sheets-value='{"1":3,"3":24}' style="border-right:1px solid #000000;overflow:hidden;padding:0px 3px 0px 3px;vertical-align:bottom;text-align:center;">24</td> </tr> <tr style="height:20px;"> <td data-sheets-value='{"1":2,"2":"PC"}' style="border-left:1px solid #000000;overflow:hidden;padding:0px 3px 0px 3px;vertical-align:bottom;">PC</td> <td style="overflow:hidden;padding:0px 3px 0px 3px;vertical-align:bottom;"></td> <td data-sheets-value='{"1":2,"2":"Opal (D)"}' style="overflow:hidden;padding:0px 3px 0px 3px;vertical-align:bottom;">Opal (D)</td> <td data-sheets-numberformat='{"1":2,"2":"0.00","3":1}' data-sheets-value='{"1":3,"3":1.19}' style="overflow:hidden;padding:0px 3px 0px 3px;vertical-align:bottom;text-align:center;">1.19</td> <td data-sheets-numberformat='{"1":2,"2":"0","3":1}' data-sheets-value='{"1":3,"3":23.779999999999998}' style="overflow:hidden;padding:0px 3px 0px 3px;vertical-align:bottom;text-align:center;">24</td> <td data-sheets-numberformat='{"1":2,"2":"0","3":1}' data-sheets-value='{"1":3,"3":39.6}' style="overflow:hidden;padding:0px 3px 0px 3px;vertical-align:bottom;text-align:center;">40</td> <td data-sheets-value='{"1":3,"3":24}' style="border-right:1px solid #000000;overflow:hidden;padding:0px 3px 0px 3px;vertical-align:bottom;text-align:center;">24</td> </tr> <tr style="height:20px;"> <td style="border-left:1px solid #000000;overflow:hidden;padding:0px 3px 0px 3px;vertical-align:bottom;"></td> <td data-sheets-value='{"1":2,"2":"DW"}' style="overflow:hidden;padding:0px 3px 0px 3px;vertical-align:bottom;">DW</td> <td data-sheets-value='{"1":2,"2":"Clear (A/H)"}' style="overflow:hidden;padding:0px 3px 0px 3px;vertical-align:bottom;">Clear (A/H)</td> <td data-sheets-numberformat='{"1":2,"2":"0.00","3":1}' data-sheets-value='{"1":3,"3":0.98}' style="overflow:hidden;padding:0px 3px 0px 3px;vertical-align:bottom;text-align:center;">0.98</td> <td data-sheets-numberformat='{"1":2,"2":"0","3":1}' data-sheets-value='{"1":3,"3":32.39}' style="overflow:hidden;padding:0px 3px 0px 3px;vertical-align:bottom;text-align:center;">32</td> <td data-sheets-numberformat='{"1":2,"2":"0","3":1}' data-sheets-value='{"1":3,"3":47.52}' style="overflow:hidden;padding:0px 3px 0px 3px;vertical-align:bottom;text-align:center;">48</td> <td data-sheets-value='{"1":3,"3":26}' style="border-right:1px solid #000000;overflow:hidden;padding:0px 3px 0px 3px;vertical-align:bottom;text-align:center;">26</td> </tr> <tr style="height:20px;"> <td style="border-left:1px solid #000000;overflow:hidden;padding:0px 3px 0px 3px;vertical-align:bottom;"></td> <td style="overflow:hidden;padding:0px 3px 0px 3px;vertical-align:bottom;"></td> <td data-sheets-value='{"1":2,"2":"Clear (A/A)"}' style="overflow:hidden;padding:0px 3px 0px 3px;vertical-align:bottom;">Clear (A/A)</td> <td data-sheets-numberformat='{"1":2,"2":"0.00","3":1}' data-sheets-value='{"1":3,"3":0.98}' style="overflow:hidden;padding:0px 3px 0px 3px;vertical-align:bottom;text-align:center;">0.98</td> <td data-sheets-numberformat='{"1":2,"2":"0","3":1}' data-sheets-value='{"1":3,"3":31.569999999999997}' style="overflow:hidden;padding:0px 3px 0px 3px;vertical-align:bottom;text-align:center;">32</td> <td data-sheets-numberformat='{"1":2,"2":"0","3":1}' data-sheets-value='{"1":3,"3":45.54}' style="overflow:hidden;padding:0px 3px 0px 3px;vertical-align:bottom;text-align:center;">46</td> <td data-sheets-value='{"1":3,"3":26}' style="border-right:1px solid #000000;overflow:hidden;padding:0px 3px 0px 3px;vertical-align:bottom;text-align:center;">26</td> </tr> <tr style="height:20px;"> <td style="border-left:1px solid #000000;overflow:hidden;padding:0px 3px 0px 3px;vertical-align:bottom;"></td> <td style="overflow:hidden;padding:0px 3px 0px 3px;vertical-align:bottom;"></td> <td data-sheets-value='{"1":2,"2":"Opal (A/O)"}' style="overflow:hidden;padding:0px 3px 0px 3px;vertical-align:bottom;">Opal (A/O)</td> <td data-sheets-numberformat='{"1":2,"2":"0.00","3":1}' data-sheets-value='{"1":3,"3":0.98}' style="overflow:hidden;padding:0px 3px 0px 3px;vertical-align:bottom;text-align:center;">0.98</td> <td data-sheets-numberformat='{"1":2,"2":"0","3":1}' data-sheets-value='{"1":3,"3":29.93}' style="overflow:hidden;padding:0px 3px 0px 3px;vertical-align:bottom;text-align:center;">30</td> <td data-sheets-numberformat='{"1":2,"2":"0","3":1}' data-sheets-value='{"1":3,"3":41.580000000000005}' style="overflow:hidden;padding:0px 3px 0px 3px;vertical-align:bottom;text-align:center;">42</td> <td data-sheets-value='{"1":3,"3":26}' style="border-right:1px solid #000000;overflow:hidden;padding:0px 3px 0px 3px;vertical-align:bottom;text-align:center;">26</td> </tr> <tr style="height:20px;"> <td style="border-bottom:1px solid #000000;border-left:1px solid #000000;overflow:hidden;padding:0px 3px 0px 3px;vertical-align:bottom;"></td> <td style="border-bottom:1px solid #000000;overflow:hidden;padding:0px 3px 0px 3px;vertical-align:bottom;"></td> <td data-sheets-value='{"1":2,"2":"Opal (A/D)"}' style="border-bottom:1px solid #000000;overflow:hidden;padding:0px 3px 0px 3px;vertical-align:bottom;">Opal (A/D)</td> <td data-sheets-numberformat='{"1":2,"2":"0.00","3":1}' data-sheets-value='{"1":3,"3":0.98}' style="border-bottom:1px solid #000000;overflow:hidden;padding:0px 3px 0px 3px;vertical-align:bottom;text-align:center;">0.98</td> <td data-sheets-numberformat='{"1":2,"2":"0","3":1}' data-sheets-value='{"1":3,"3":20.91}' style="border-bottom:1px solid #000000;overflow:hidden;padding:0px 3px 0px 3px;vertical-align:bottom;text-align:center;">21</td> <td data-sheets-numberformat='{"1":2,"2":"0","3":1}' data-sheets-value='{"1":3,"3":33}' style="border-bottom:1px solid #000000;overflow:hidden;padding:0px 3px 0px 3px;vertical-align:bottom;text-align:center;">33</td> <td data-sheets-value='{"1":3,"3":26}' style="border-right:1px solid #000000;border-bottom:1px solid #000000;overflow:hidden;padding:0px 3px 0px 3px;vertical-align:bottom;text-align:center;">26</td> </tr> <tr style="height:20px;"> <td data-sheets-value='{"1":2,"2":"Polycarbonate"}' style="border-left:1px solid #000000;overflow:hidden;padding:0px 3px 0px 3px;vertical-align:bottom;">Polycarbonate</td> <td data-sheets-value='{"1":2,"2":"EW"}' style="overflow:hidden;padding:0px 3px 0px 3px;vertical-align:bottom;">EW</td> <td data-sheets-value='{"1":2,"2":"Heatstop Opal (T)"}' style="overflow:hidden;padding:0px 3px 0px 3px;vertical-align:bottom;">Heatstop Opal (T)</td> <td data-sheets-numberformat='{"1":2,"2":"0.00","3":1}' data-sheets-value='{"1":3,"3":1.19}' style="overflow:hidden;padding:0px 3px 0px 3px;vertical-align:bottom;text-align:center;">1.19</td> <td data-sheets-numberformat='{"1":2,"2":"0","3":1}' data-sheets-value='{"1":3,"3":20.09}' style="overflow:hidden;padding:0px 3px 0px 3px;vertical-align:bottom;text-align:center;">20</td> <td data-sheets-numberformat='{"1":2,"2":"0","3":1}' data-sheets-value='{"1":3,"3":38.940000000000005}' style="overflow:hidden;padding:0px 3px 0px 3px;vertical-align:bottom;text-align:center;">39</td> <td data-sheets-value='{"1":3,"3":24}' style="border-right:1px solid #000000;overflow:hidden;padding:0px 3px 0px 3px;vertical-align:bottom;text-align:center;">24</td> </tr> <tr style="height:20px;"> <td data-sheets-value='{"1":2,"2":"Heatstop PC"}' style="border-left:1px solid #000000;overflow:hidden;padding:0px 3px 0px 3px;vertical-align:bottom;">Heatstop PC</td> <td data-sheets-value='{"1":2,"2":"DW"}' style="overflow:hidden;padding:0px 3px 0px 3px;vertical-align:bottom;">DW</td> <td data-sheets-value='{"1":2,"2":"Clear (T/H)"}' style="overflow:hidden;padding:0px 3px 0px 3px;vertical-align:bottom;">Clear (T/H)</td> <td data-sheets-numberformat='{"1":2,"2":"0.00","3":1}' data-sheets-value='{"1":3,"3":0.98}' style="overflow:hidden;padding:0px 3px 0px 3px;vertical-align:bottom;text-align:center;">0.98</td> <td data-sheets-numberformat='{"1":2,"2":"0","3":1}' data-sheets-value='{"1":3,"3":18.04}' style="overflow:hidden;padding:0px 3px 0px 3px;vertical-align:bottom;text-align:center;">18</td> <td data-sheets-numberformat='{"1":2,"2":"0","3":1}' data-sheets-value='{"1":3,"3":33.660000000000004}' style="overflow:hidden;padding:0px 3px 0px 3px;vertical-align:bottom;text-align:center;">34</td> <td data-sheets-value='{"1":3,"3":26}' style="border-right:1px solid #000000;overflow:hidden;padding:0px 3px 0px 3px;vertical-align:bottom;text-align:center;">26</td> </tr> <tr style="height:20px;"> <td style="border-bottom:1px solid #000000;border-left:1px solid #000000;overflow:hidden;padding:0px 3px 0px 3px;vertical-align:bottom;"></td> <td style="border-bottom:1px solid #000000;overflow:hidden;padding:0px 3px 0px 3px;vertical-align:bottom;"></td> <td data-sheets-value='{"1":2,"2":"Opal (T/O)"}' style="border-bottom:1px solid #000000;overflow:hidden;padding:0px 3px 0px 3px;vertical-align:bottom;">Opal (T/O)</td> <td data-sheets-numberformat='{"1":2,"2":"0.00","3":1}' data-sheets-value='{"1":3,"3":0.98}' style="border-bottom:1px solid #000000;overflow:hidden;padding:0px 3px 0px 3px;vertical-align:bottom;text-align:center;">0.98</td> <td data-sheets-numberformat='{"1":2,"2":"0","3":1}' data-sheets-value='{"1":3,"3":16.81}' style="border-bottom:1px solid #000000;overflow:hidden;padding:0px 3px 0px 3px;vertical-align:bottom;text-align:center;">17</td> <td data-sheets-numberformat='{"1":2,"2":"0","3":1}' data-sheets-value='{"1":3,"3":29.700000000000003}' style="border-bottom:1px solid #000000;overflow:hidden;padding:0px 3px 0px 3px;vertical-align:bottom;text-align:center;">30</td> <td data-sheets-value='{"1":3,"3":26}' style="border-right:1px solid #000000;border-bottom:1px solid #000000;overflow:hidden;padding:0px 3px 0px 3px;vertical-align:bottom;text-align:center;">26</td> </tr> </tbody></table> | skylux-160-ce-met-koepel-en-pvc-opstand-35-30-met-lm-motor-pvc-raam-type-ep25-en-windvang-1550-x-1550-mm | 8586052141389 | 46872392892749
Smoke and heat exhaust (SHEV) | SHE system | Skylux | Skylux 160° CE with skylight and PVC curb 35/30 with LM-actuator, PVC frame type EP25 and spoiler 1600 x 1600 mm |  | 50657 | 5412970506577 | 7059.15 | Yes | 30-45 | 124.19 | 1600 x 1600 mm | 1600 | 1600 |  | PVC 35/30 (35 cm high & roof opening = 30 cm larger than daylight size) | Square | 1.19 W/m²K - 0.98 W/m²K | 57% - 30% | 37% - 17% | 24dB - 26dB | 160° CE (for industry) | PVC frame EP25 | with spoiler | E | Single actuator | Maximum double-walled skylight possible for this product | Ut-value LT-value g-value Rw-value EN 1873 : 2014 EN ISO 13468 EN 16153 EN 410 EN 410 EN ISO 140-3 Material Walls Shells (W/m²K) (%) (%) (dB) Acrylic EW Clear (H) 1.19 37 57 24 PMMA Opal (O) 1.19 34 50 24 DW Clear (H/H) 0.98 33 50 26 Opal (O/O) 0.98 28 38 26 Polycarbonate EW Clear (A) 1.19 36 55 24 PC Opal (D) 1.19 24 40 24 DW Clear (A/H) 0.98 32 48 26 Clear (A/A) 0.98 32 46 26 Opal (A/O) 0.98 30 42 26 Opal (A/D) 0.98 21 33 26 Polycarbonate EW Heatstop Opal (T) 1.19 20 39 24 Heatstop PC DW Clear (T/H) 0.98 18 34 26 Opal (T/O) 0.98 17 30 26 | https://skylux.eu/en/products/skylux-160-ce-met-koepel-en-pvc-opstand-35-30-met-lm-motor-pvc-raam-type-ep25-en-windvang-1600-x-1600-mm | https://skylux.eu/cdn/shop/files/Skylux-160deg-CE-met-koepel-en-pvc-opstand-3530-met-LM-motor-pvc-raam-type-EP25-en-windvang-1600-x-1600-mm-RWA-systeem.jpg?v=1702982615&width=1600 |  | //skylux.eu/cdn/shop/files/E_MH_Mounting_instructions_Skylux_160_CE_LM.pdf?v=12406716259046007223 | //skylux.eu/cdn/shop/files/E_TD_Technical_File_Skylux_Skylux_160_CE_Electric.pdf?v=3667116872303399239 | <style type="text/css" id="isPasted"><!--td {border: 1px solid #cccccc;}br {mso-data-placement:same-cell;}--></style><table border="1" cellpadding="0" cellspacing="0" dir="ltr" style="table-layout:fixed;font-size:10pt;font-family:Arial;border-collapse:collapse;border:none;"><tbody> <tr style="height:20px;"> <td style="overflow:hidden;padding:0px 3px 0px 3px;vertical-align:bottom;"></td> <td style="overflow:hidden;padding:0px 3px 0px 3px;vertical-align:bottom;"></td> <td style="overflow:hidden;padding:0px 3px 0px 3px;vertical-align:bottom;"></td> <td data-sheets-value='{"1":2,"2":"Ut-value"}' style="overflow:hidden;padding:0px 3px 0px 3px;vertical-align:bottom;font-weight:bold;text-align:center;">Ut-value</td> <td data-sheets-value='{"1":2,"2":"LT-value"}' style="overflow:hidden;padding:0px 3px 0px 3px;vertical-align:bottom;font-weight:bold;text-align:center;">LT-value</td> <td data-sheets-value='{"1":2,"2":"g-value"}' style="overflow:hidden;padding:0px 3px 0px 3px;vertical-align:bottom;font-weight:bold;text-align:center;">g-value</td> <td data-sheets-value='{"1":2,"2":"Rw-value "}' style="overflow:hidden;padding:0px 3px 0px 3px;vertical-align:bottom;font-weight:bold;text-align:center;">Rw-value </td> </tr> <tr style="height:20px;"> <td style="overflow:hidden;padding:0px 3px 0px 3px;vertical-align:bottom;"></td> <td style="overflow:hidden;padding:0px 3px 0px 3px;vertical-align:bottom;"></td> <td style="overflow:hidden;padding:0px 3px 0px 3px;vertical-align:bottom;"></td> <td data-sheets-numberformat='{"1":2,"2":"0.00","3":1}' data-sheets-value='{"1":2,"2":"EN 1873 : 2014"}' style="overflow:hidden;padding:0px 3px 0px 3px;vertical-align:bottom;text-align:center;">EN 1873 : 2014</td> <td data-sheets-numberformat='{"1":2,"2":"0","3":1}' data-sheets-value='{"1":2,"2":"EN ISO 13468 EN 16153 EN 410"}' style="overflow:hidden;padding:0px 3px 0px 3px;vertical-align:bottom;text-align:center;">EN ISO 13468 EN 16153 EN 410</td> <td data-sheets-numberformat='{"1":2,"2":"0","3":1}' data-sheets-value='{"1":2,"2":"EN 410"}' style="overflow:hidden;padding:0px 3px 0px 3px;vertical-align:bottom;text-align:center;">EN 410</td> <td data-sheets-value='{"1":2,"2":"EN ISO 140-3\t\t"}' style="overflow:hidden;padding:0px 3px 0px 3px;vertical-align:bottom;text-align:center;">EN ISO 140-3 </td> </tr> <tr style="height:20px;"> <td data-sheets-value='{"1":2,"2":"Material"}' style="border-bottom:1px solid #000000;overflow:hidden;padding:0px 3px 0px 3px;vertical-align:bottom;background-color:#000000;font-weight:bold;color:#ffffff;">Material</td> <td data-sheets-value='{"1":2,"2":"Walls"}' style="border-bottom:1px solid #000000;overflow:hidden;padding:0px 3px 0px 3px;vertical-align:bottom;background-color:#000000;font-weight:bold;color:#ffffff;">Walls</td> <td data-sheets-value='{"1":2,"2":"Shells"}' style="border-bottom:1px solid #000000;overflow:hidden;padding:0px 3px 0px 3px;vertical-align:bottom;background-color:#000000;font-weight:bold;color:#ffffff;">Shells</td> <td data-sheets-numberformat='{"1":2,"2":"0.00","3":1}' data-sheets-value='{"1":2,"2":"(W/m²K)\t"}' style="border-bottom:1px solid #000000;overflow:hidden;padding:0px 3px 0px 3px;vertical-align:bottom;background-color:#000000;font-weight:bold;color:#ffffff;text-align:center;">(W/m²K) </td> <td data-sheets-numberformat='{"1":2,"2":"0","3":1}' data-sheets-value='{"1":2,"2":"(%)"}' style="border-bottom:1px solid #000000;overflow:hidden;padding:0px 3px 0px 3px;vertical-align:bottom;background-color:#000000;font-weight:bold;color:#ffffff;text-align:center;">(%)</td> <td data-sheets-numberformat='{"1":2,"2":"0","3":1}' data-sheets-value='{"1":2,"2":"(%)"}' style="border-bottom:1px solid #000000;overflow:hidden;padding:0px 3px 0px 3px;vertical-align:bottom;background-color:#000000;font-weight:bold;color:#ffffff;text-align:center;">(%)</td> <td data-sheets-value='{"1":2,"2":"(dB)"}' style="border-bottom:1px solid #000000;overflow:hidden;padding:0px 3px 0px 3px;vertical-align:bottom;background-color:#000000;font-weight:bold;color:#ffffff;text-align:center;">(dB)</td> </tr> <tr style="height:20px;"> <td data-sheets-value='{"1":2,"2":"Acrylic"}' style="border-left:1px solid #000000;overflow:hidden;padding:0px 3px 0px 3px;vertical-align:bottom;">Acrylic</td> <td data-sheets-value='{"1":2,"2":"EW"}' style="overflow:hidden;padding:0px 3px 0px 3px;vertical-align:bottom;">EW</td> <td data-sheets-value='{"1":2,"2":"Clear (H)"}' style="overflow:hidden;padding:0px 3px 0px 3px;vertical-align:bottom;">Clear (H)</td> <td data-sheets-numberformat='{"1":2,"2":"0.00","3":1}' data-sheets-value='{"1":3,"3":1.19}' style="overflow:hidden;padding:0px 3px 0px 3px;vertical-align:bottom;text-align:center;">1.19</td> <td data-sheets-numberformat='{"1":2,"2":"0","3":1}' data-sheets-value='{"1":3,"3":36.9}' style="overflow:hidden;padding:0px 3px 0px 3px;vertical-align:bottom;text-align:center;">37</td> <td data-sheets-numberformat='{"1":2,"2":"0","3":1}' data-sheets-value='{"1":3,"3":57.42}' style="overflow:hidden;padding:0px 3px 0px 3px;vertical-align:bottom;text-align:center;">57</td> <td data-sheets-value='{"1":3,"3":24}' style="border-right:1px solid #000000;overflow:hidden;padding:0px 3px 0px 3px;vertical-align:bottom;text-align:center;">24</td> </tr> <tr style="height:20px;"> <td data-sheets-value='{"1":2,"2":"PMMA"}' style="border-left:1px solid #000000;overflow:hidden;padding:0px 3px 0px 3px;vertical-align:bottom;">PMMA</td> <td style="overflow:hidden;padding:0px 3px 0px 3px;vertical-align:bottom;"></td> <td data-sheets-value='{"1":2,"2":"Opal (O)"}' style="overflow:hidden;padding:0px 3px 0px 3px;vertical-align:bottom;">Opal (O)</td> <td data-sheets-numberformat='{"1":2,"2":"0.00","3":1}' data-sheets-value='{"1":3,"3":1.19}' style="overflow:hidden;padding:0px 3px 0px 3px;vertical-align:bottom;text-align:center;">1.19</td> <td data-sheets-numberformat='{"1":2,"2":"0","3":1}' data-sheets-value='{"1":3,"3":34.03}' style="overflow:hidden;padding:0px 3px 0px 3px;vertical-align:bottom;text-align:center;">34</td> <td data-sheets-numberformat='{"1":2,"2":"0","3":1}' data-sheets-value='{"1":3,"3":50.160000000000004}' style="overflow:hidden;padding:0px 3px 0px 3px;vertical-align:bottom;text-align:center;">50</td> <td data-sheets-value='{"1":3,"3":24}' style="border-right:1px solid #000000;overflow:hidden;padding:0px 3px 0px 3px;vertical-align:bottom;text-align:center;">24</td> </tr> <tr style="height:20px;"> <td style="border-left:1px solid #000000;overflow:hidden;padding:0px 3px 0px 3px;vertical-align:bottom;"></td> <td data-sheets-value='{"1":2,"2":"DW"}' style="overflow:hidden;padding:0px 3px 0px 3px;vertical-align:bottom;">DW</td> <td data-sheets-value='{"1":2,"2":"Clear (H/H)"}' style="overflow:hidden;padding:0px 3px 0px 3px;vertical-align:bottom;">Clear (H/H)</td> <td data-sheets-numberformat='{"1":2,"2":"0.00","3":1}' data-sheets-value='{"1":3,"3":0.98}' style="overflow:hidden;padding:0px 3px 0px 3px;vertical-align:bottom;text-align:center;">0.98</td> <td data-sheets-numberformat='{"1":2,"2":"0","3":1}' data-sheets-value='{"1":3,"3":33.21}' style="overflow:hidden;padding:0px 3px 0px 3px;vertical-align:bottom;text-align:center;">33</td> <td data-sheets-numberformat='{"1":2,"2":"0","3":1}' data-sheets-value='{"1":3,"3":49.5}' style="overflow:hidden;padding:0px 3px 0px 3px;vertical-align:bottom;text-align:center;">50</td> <td data-sheets-value='{"1":3,"3":26}' style="border-right:1px solid #000000;overflow:hidden;padding:0px 3px 0px 3px;vertical-align:bottom;text-align:center;">26</td> </tr> <tr style="height:20px;"> <td style="border-bottom:1px solid #000000;border-left:1px solid #000000;overflow:hidden;padding:0px 3px 0px 3px;vertical-align:bottom;"></td> <td style="border-bottom:1px solid #000000;overflow:hidden;padding:0px 3px 0px 3px;vertical-align:bottom;"></td> <td data-sheets-value='{"1":2,"2":"Opal (O/O)"}' style="border-bottom:1px solid #000000;overflow:hidden;padding:0px 3px 0px 3px;vertical-align:bottom;">Opal (O/O)</td> <td data-sheets-numberformat='{"1":2,"2":"0.00","3":1}' data-sheets-value='{"1":3,"3":0.98}' style="border-bottom:1px solid #000000;overflow:hidden;padding:0px 3px 0px 3px;vertical-align:bottom;text-align:center;">0.98</td> <td data-sheets-numberformat='{"1":2,"2":"0","3":1}' data-sheets-value='{"1":3,"3":28.29}' style="border-bottom:1px solid #000000;overflow:hidden;padding:0px 3px 0px 3px;vertical-align:bottom;text-align:center;">28</td> <td data-sheets-numberformat='{"1":2,"2":"0","3":1}' data-sheets-value='{"1":3,"3":38.28}' style="border-bottom:1px solid #000000;overflow:hidden;padding:0px 3px 0px 3px;vertical-align:bottom;text-align:center;">38</td> <td data-sheets-value='{"1":3,"3":26}' style="border-right:1px solid #000000;border-bottom:1px solid #000000;overflow:hidden;padding:0px 3px 0px 3px;vertical-align:bottom;text-align:center;">26</td> </tr> <tr style="height:20px;"> <td data-sheets-value='{"1":2,"2":"Polycarbonate "}' style="border-left:1px solid #000000;overflow:hidden;padding:0px 3px 0px 3px;vertical-align:bottom;">Polycarbonate </td> <td data-sheets-value='{"1":2,"2":"EW"}' style="overflow:hidden;padding:0px 3px 0px 3px;vertical-align:bottom;">EW</td> <td data-sheets-value='{"1":2,"2":"Clear (A)"}' style="overflow:hidden;padding:0px 3px 0px 3px;vertical-align:bottom;">Clear (A)</td> <td data-sheets-numberformat='{"1":2,"2":"0.00","3":1}' data-sheets-value='{"1":3,"3":1.19}' style="overflow:hidden;padding:0px 3px 0px 3px;vertical-align:bottom;text-align:center;">1.19</td> <td data-sheets-numberformat='{"1":2,"2":"0","3":1}' data-sheets-value='{"1":3,"3":36.08}' style="overflow:hidden;padding:0px 3px 0px 3px;vertical-align:bottom;text-align:center;">36</td> <td data-sheets-numberformat='{"1":2,"2":"0","3":1}' data-sheets-value='{"1":3,"3":54.78}' style="overflow:hidden;padding:0px 3px 0px 3px;vertical-align:bottom;text-align:center;">55</td> <td data-sheets-value='{"1":3,"3":24}' style="border-right:1px solid #000000;overflow:hidden;padding:0px 3px 0px 3px;vertical-align:bottom;text-align:center;">24</td> </tr> <tr style="height:20px;"> <td data-sheets-value='{"1":2,"2":"PC"}' style="border-left:1px solid #000000;overflow:hidden;padding:0px 3px 0px 3px;vertical-align:bottom;">PC</td> <td style="overflow:hidden;padding:0px 3px 0px 3px;vertical-align:bottom;"></td> <td data-sheets-value='{"1":2,"2":"Opal (D)"}' style="overflow:hidden;padding:0px 3px 0px 3px;vertical-align:bottom;">Opal (D)</td> <td data-sheets-numberformat='{"1":2,"2":"0.00","3":1}' data-sheets-value='{"1":3,"3":1.19}' style="overflow:hidden;padding:0px 3px 0px 3px;vertical-align:bottom;text-align:center;">1.19</td> <td data-sheets-numberformat='{"1":2,"2":"0","3":1}' data-sheets-value='{"1":3,"3":23.779999999999998}' style="overflow:hidden;padding:0px 3px 0px 3px;vertical-align:bottom;text-align:center;">24</td> <td data-sheets-numberformat='{"1":2,"2":"0","3":1}' data-sheets-value='{"1":3,"3":39.6}' style="overflow:hidden;padding:0px 3px 0px 3px;vertical-align:bottom;text-align:center;">40</td> <td data-sheets-value='{"1":3,"3":24}' style="border-right:1px solid #000000;overflow:hidden;padding:0px 3px 0px 3px;vertical-align:bottom;text-align:center;">24</td> </tr> <tr style="height:20px;"> <td style="border-left:1px solid #000000;overflow:hidden;padding:0px 3px 0px 3px;vertical-align:bottom;"></td> <td data-sheets-value='{"1":2,"2":"DW"}' style="overflow:hidden;padding:0px 3px 0px 3px;vertical-align:bottom;">DW</td> <td data-sheets-value='{"1":2,"2":"Clear (A/H)"}' style="overflow:hidden;padding:0px 3px 0px 3px;vertical-align:bottom;">Clear (A/H)</td> <td data-sheets-numberformat='{"1":2,"2":"0.00","3":1}' data-sheets-value='{"1":3,"3":0.98}' style="overflow:hidden;padding:0px 3px 0px 3px;vertical-align:bottom;text-align:center;">0.98</td> <td data-sheets-numberformat='{"1":2,"2":"0","3":1}' data-sheets-value='{"1":3,"3":32.39}' style="overflow:hidden;padding:0px 3px 0px 3px;vertical-align:bottom;text-align:center;">32</td> <td data-sheets-numberformat='{"1":2,"2":"0","3":1}' data-sheets-value='{"1":3,"3":47.52}' style="overflow:hidden;padding:0px 3px 0px 3px;vertical-align:bottom;text-align:center;">48</td> <td data-sheets-value='{"1":3,"3":26}' style="border-right:1px solid #000000;overflow:hidden;padding:0px 3px 0px 3px;vertical-align:bottom;text-align:center;">26</td> </tr> <tr style="height:20px;"> <td style="border-left:1px solid #000000;overflow:hidden;padding:0px 3px 0px 3px;vertical-align:bottom;"></td> <td style="overflow:hidden;padding:0px 3px 0px 3px;vertical-align:bottom;"></td> <td data-sheets-value='{"1":2,"2":"Clear (A/A)"}' style="overflow:hidden;padding:0px 3px 0px 3px;vertical-align:bottom;">Clear (A/A)</td> <td data-sheets-numberformat='{"1":2,"2":"0.00","3":1}' data-sheets-value='{"1":3,"3":0.98}' style="overflow:hidden;padding:0px 3px 0px 3px;vertical-align:bottom;text-align:center;">0.98</td> <td data-sheets-numberformat='{"1":2,"2":"0","3":1}' data-sheets-value='{"1":3,"3":31.569999999999997}' style="overflow:hidden;padding:0px 3px 0px 3px;vertical-align:bottom;text-align:center;">32</td> <td data-sheets-numberformat='{"1":2,"2":"0","3":1}' data-sheets-value='{"1":3,"3":45.54}' style="overflow:hidden;padding:0px 3px 0px 3px;vertical-align:bottom;text-align:center;">46</td> <td data-sheets-value='{"1":3,"3":26}' style="border-right:1px solid #000000;overflow:hidden;padding:0px 3px 0px 3px;vertical-align:bottom;text-align:center;">26</td> </tr> <tr style="height:20px;"> <td style="border-left:1px solid #000000;overflow:hidden;padding:0px 3px 0px 3px;vertical-align:bottom;"></td> <td style="overflow:hidden;padding:0px 3px 0px 3px;vertical-align:bottom;"></td> <td data-sheets-value='{"1":2,"2":"Opal (A/O)"}' style="overflow:hidden;padding:0px 3px 0px 3px;vertical-align:bottom;">Opal (A/O)</td> <td data-sheets-numberformat='{"1":2,"2":"0.00","3":1}' data-sheets-value='{"1":3,"3":0.98}' style="overflow:hidden;padding:0px 3px 0px 3px;vertical-align:bottom;text-align:center;">0.98</td> <td data-sheets-numberformat='{"1":2,"2":"0","3":1}' data-sheets-value='{"1":3,"3":29.93}' style="overflow:hidden;padding:0px 3px 0px 3px;vertical-align:bottom;text-align:center;">30</td> <td data-sheets-numberformat='{"1":2,"2":"0","3":1}' data-sheets-value='{"1":3,"3":41.580000000000005}' style="overflow:hidden;padding:0px 3px 0px 3px;vertical-align:bottom;text-align:center;">42</td> <td data-sheets-value='{"1":3,"3":26}' style="border-right:1px solid #000000;overflow:hidden;padding:0px 3px 0px 3px;vertical-align:bottom;text-align:center;">26</td> </tr> <tr style="height:20px;"> <td style="border-bottom:1px solid #000000;border-left:1px solid #000000;overflow:hidden;padding:0px 3px 0px 3px;vertical-align:bottom;"></td> <td style="border-bottom:1px solid #000000;overflow:hidden;padding:0px 3px 0px 3px;vertical-align:bottom;"></td> <td data-sheets-value='{"1":2,"2":"Opal (A/D)"}' style="border-bottom:1px solid #000000;overflow:hidden;padding:0px 3px 0px 3px;vertical-align:bottom;">Opal (A/D)</td> <td data-sheets-numberformat='{"1":2,"2":"0.00","3":1}' data-sheets-value='{"1":3,"3":0.98}' style="border-bottom:1px solid #000000;overflow:hidden;padding:0px 3px 0px 3px;vertical-align:bottom;text-align:center;">0.98</td> <td data-sheets-numberformat='{"1":2,"2":"0","3":1}' data-sheets-value='{"1":3,"3":20.91}' style="border-bottom:1px solid #000000;overflow:hidden;padding:0px 3px 0px 3px;vertical-align:bottom;text-align:center;">21</td> <td data-sheets-numberformat='{"1":2,"2":"0","3":1}' data-sheets-value='{"1":3,"3":33}' style="border-bottom:1px solid #000000;overflow:hidden;padding:0px 3px 0px 3px;vertical-align:bottom;text-align:center;">33</td> <td data-sheets-value='{"1":3,"3":26}' style="border-right:1px solid #000000;border-bottom:1px solid #000000;overflow:hidden;padding:0px 3px 0px 3px;vertical-align:bottom;text-align:center;">26</td> </tr> <tr style="height:20px;"> <td data-sheets-value='{"1":2,"2":"Polycarbonate"}' style="border-left:1px solid #000000;overflow:hidden;padding:0px 3px 0px 3px;vertical-align:bottom;">Polycarbonate</td> <td data-sheets-value='{"1":2,"2":"EW"}' style="overflow:hidden;padding:0px 3px 0px 3px;vertical-align:bottom;">EW</td> <td data-sheets-value='{"1":2,"2":"Heatstop Opal (T)"}' style="overflow:hidden;padding:0px 3px 0px 3px;vertical-align:bottom;">Heatstop Opal (T)</td> <td data-sheets-numberformat='{"1":2,"2":"0.00","3":1}' data-sheets-value='{"1":3,"3":1.19}' style="overflow:hidden;padding:0px 3px 0px 3px;vertical-align:bottom;text-align:center;">1.19</td> <td data-sheets-numberformat='{"1":2,"2":"0","3":1}' data-sheets-value='{"1":3,"3":20.09}' style="overflow:hidden;padding:0px 3px 0px 3px;vertical-align:bottom;text-align:center;">20</td> <td data-sheets-numberformat='{"1":2,"2":"0","3":1}' data-sheets-value='{"1":3,"3":38.940000000000005}' style="overflow:hidden;padding:0px 3px 0px 3px;vertical-align:bottom;text-align:center;">39</td> <td data-sheets-value='{"1":3,"3":24}' style="border-right:1px solid #000000;overflow:hidden;padding:0px 3px 0px 3px;vertical-align:bottom;text-align:center;">24</td> </tr> <tr style="height:20px;"> <td data-sheets-value='{"1":2,"2":"Heatstop PC"}' style="border-left:1px solid #000000;overflow:hidden;padding:0px 3px 0px 3px;vertical-align:bottom;">Heatstop PC</td> <td data-sheets-value='{"1":2,"2":"DW"}' style="overflow:hidden;padding:0px 3px 0px 3px;vertical-align:bottom;">DW</td> <td data-sheets-value='{"1":2,"2":"Clear (T/H)"}' style="overflow:hidden;padding:0px 3px 0px 3px;vertical-align:bottom;">Clear (T/H)</td> <td data-sheets-numberformat='{"1":2,"2":"0.00","3":1}' data-sheets-value='{"1":3,"3":0.98}' style="overflow:hidden;padding:0px 3px 0px 3px;vertical-align:bottom;text-align:center;">0.98</td> <td data-sheets-numberformat='{"1":2,"2":"0","3":1}' data-sheets-value='{"1":3,"3":18.04}' style="overflow:hidden;padding:0px 3px 0px 3px;vertical-align:bottom;text-align:center;">18</td> <td data-sheets-numberformat='{"1":2,"2":"0","3":1}' data-sheets-value='{"1":3,"3":33.660000000000004}' style="overflow:hidden;padding:0px 3px 0px 3px;vertical-align:bottom;text-align:center;">34</td> <td data-sheets-value='{"1":3,"3":26}' style="border-right:1px solid #000000;overflow:hidden;padding:0px 3px 0px 3px;vertical-align:bottom;text-align:center;">26</td> </tr> <tr style="height:20px;"> <td style="border-bottom:1px solid #000000;border-left:1px solid #000000;overflow:hidden;padding:0px 3px 0px 3px;vertical-align:bottom;"></td> <td style="border-bottom:1px solid #000000;overflow:hidden;padding:0px 3px 0px 3px;vertical-align:bottom;"></td> <td data-sheets-value='{"1":2,"2":"Opal (T/O)"}' style="border-bottom:1px solid #000000;overflow:hidden;padding:0px 3px 0px 3px;vertical-align:bottom;">Opal (T/O)</td> <td data-sheets-numberformat='{"1":2,"2":"0.00","3":1}' data-sheets-value='{"1":3,"3":0.98}' style="border-bottom:1px solid #000000;overflow:hidden;padding:0px 3px 0px 3px;vertical-align:bottom;text-align:center;">0.98</td> <td data-sheets-numberformat='{"1":2,"2":"0","3":1}' data-sheets-value='{"1":3,"3":16.81}' style="border-bottom:1px solid #000000;overflow:hidden;padding:0px 3px 0px 3px;vertical-align:bottom;text-align:center;">17</td> <td data-sheets-numberformat='{"1":2,"2":"0","3":1}' data-sheets-value='{"1":3,"3":29.700000000000003}' style="border-bottom:1px solid #000000;overflow:hidden;padding:0px 3px 0px 3px;vertical-align:bottom;text-align:center;">30</td> <td data-sheets-value='{"1":3,"3":26}' style="border-right:1px solid #000000;border-bottom:1px solid #000000;overflow:hidden;padding:0px 3px 0px 3px;vertical-align:bottom;text-align:center;">26</td> </tr> </tbody></table> | skylux-160-ce-met-koepel-en-pvc-opstand-35-30-met-lm-motor-pvc-raam-type-ep25-en-windvang-1600-x-1600-mm | 8586052174157 | 46872392958285
Smoke and heat exhaust (SHEV) | SHE system | Skylux | Skymax CE with metal curb 30 cm 0600 x 0900 mm |  | 49237 | 5412970492375 | 2836.25 | Yes | 15-20 | 59.88 | 600 x 900 mm | 900 | 600 |  | metal curb M30 (30 cm high) | Rectangular | 5.17 W/m²K - 0.99 W/m²K | 87% - 32% | 90% - 32% | 20dB - 24dB | Skymax CE (for stairwell) | skylight | without spoiler | C15 |  | External priority switch for fire brigade mandatory (1 per control unit) | Discover the Skymax CE Smoke and Heat Exhaust System - the ultimate solution for safe and efficient smoke and heat extraction. This CE-certified system complies with the strictest European standards and offers unparalleled fire safety. With Skymax CE, you can count on the following benefits: • Free access through to the roof for fast evacuation and safe access for emergency services. • Reduces smoke damage and the risk of flashover to provide a safe escape route. • Protects the building structure by lowering the temperature. • Lets in natural daylight and provides daily ventilation. • Fully pre-assembled system with fast installation. • Priority control of the ventilation opening in accordance with the new standards. • CE-certified according to EN 12101-2 for guaranteed safety and reliability. Choose Skymax CE with 30 cm metal curb 0600 x 0900 mm and enjoy peace of mind, knowing that you are investing in a high-quality smoke and heat exhaust system that meets all requirements and standards. Improve the fire safety of your building and ensure faster and safer evacuation. | https://skylux.eu/en/products/skymax-ce-met-metaalopstand-30-cm-0600-x-0900-mm | https://skylux.eu/cdn/shop/files/Skymax-CE-met-metaalopstand-30-cm-0600-x-0900-mm-RWA-systeem.jpg?v=1702988091&width=1600 | https://skylux.eu/cdn/shop/files/e5a82811-1bb0-48e4-a776-cacb59c7c092_28f6190e-efe1-4086-b79e-e6bd28a0967c.jpg?v=1688550138&width=1600 | //skylux.eu/cdn/shop/files/E_MH_Montageh_Skycom_Skymax_CE_2022_ENG_73f3f473-39be-4d17-8e58-d46c5d5e9dbf.pdf?v=4744962489129817115 | //skylux.eu/cdn/shop/files/E_TD_Technical_File_Skylux_Skymax_CE.pdf?v=2805631801233959646 | <p>Discover the Skymax CE Smoke and Heat Exhaust System - the ultimate solution for safe and efficient smoke and heat extraction. This CE-certified system complies with the strictest European standards and offers unparalleled fire safety.</p> <p><strong>With Skymax CE, you can count on the following benefits:</strong></p> <p><em>• Free access through to the roof for fast evacuation and safe access for emergency services.</em></p> <p><em>• Reduces smoke damage and the risk of flashover to provide a safe escape route.</em></p> <p><em>• Protects the building structure by lowering the temperature.</em></p> <p><em>• Lets in natural daylight and provides daily ventilation.</em></p> <p><em>• Fully pre-assembled system with fast installation.</em></p> <p><em>• Priority control of the ventilation opening in accordance with the new standards.</em></p> <p><em>• CE-certified according to EN 12101-2 for guaranteed safety and reliability.</em></p> <p>Choose Skymax CE with 30 cm metal curb 0600 x 0900 mm and enjoy peace of mind, knowing that you are investing in a high-quality smoke and heat exhaust system that meets all requirements and standards. Improve the fire safety of your building and ensure faster and safer evacuation.</p> <br> <br> | skymax-ce-met-metaalopstand-30-cm-0600-x-0900-mm | 8585986277709 | 46872260804941
Smoke and heat exhaust (SHEV) | SHE system | Skylux | Skymax CE with metal curb 30 cm 0700 x 1000 mm |  | 49238 | 5412970492382 | 2891.9 | Yes | 15-20 | 63.43 | 700 x 1000 mm | 1000 | 700 |  | metal curb M30 (30 cm high) | Rectangular | 5.17 W/m²K - 0.99 W/m²K | 87% - 32% | 90% - 32% | 20dB - 24dB | Skymax CE (for stairwell) | skylight | without spoiler | C15 |  | External priority switch for fire brigade mandatory (1 per control unit) | Discover the Skymax CE Smoke and Heat Exhaust System – the ultimate solution for safe and efficient smoke and heat extraction. This CE-certified system meets the strictest European standards and offers unparalleled fire safety. With Skymax CE, you can count on the following benefits: • Free passage to the roof for fast evacuation and safe access for emergency services. • Reduces smoke damage and the risk of flashover for a safe escape route. • Protects the building structure by lowering the temperature. • Lets in natural daylight and provides daily ventilation. • Fully pre-assembled system with fast installation. • Priority control of the ventilation opening in accordance with the new standards. • CE-certified according to EN 12101-2 for guaranteed safety and reliability. Choose Skymax CE with 30 cm metal curb 0700 x 1000 mm and enjoy peace of mind, knowing that you are investing in a high-quality smoke and heat exhaust system that meets all requirements and standards. Improve the fire safety of your building and ensure faster and safer evacuation. | https://skylux.eu/en/products/skymax-ce-met-metaalopstand-30-cm-0700-x-1000-mm | https://skylux.eu/cdn/shop/files/Skymax-CE-met-metaalopstand-30-cm-0700-x-1000-mm-RWA-systeem.jpg?v=1702988096&width=1600 | https://skylux.eu/cdn/shop/files/e5a82811-1bb0-48e4-a776-cacb59c7c092_24b71563-5a60-4379-8fb9-b04815059619.jpg?v=1688550139&width=1600 | //skylux.eu/cdn/shop/files/E_MH_Montageh_Skycom_Skymax_CE_2022_ENG_73f3f473-39be-4d17-8e58-d46c5d5e9dbf.pdf?v=4744962489129817115 | //skylux.eu/cdn/shop/files/E_TD_Technical_File_Skylux_Skymax_CE.pdf?v=2805631801233959646 | <p>Discover the Skymax CE Smoke and Heat Exhaust System – the ultimate solution for safe and efficient smoke and heat extraction. This CE-certified system meets the strictest European standards and offers unparalleled fire safety.</p> <p><strong>With Skymax CE, you can count on the following benefits:</strong></p> <p><em>• Free passage to the roof for fast evacuation and safe access for emergency services.</em></p> <p><em>• Reduces smoke damage and the risk of flashover for a safe escape route.</em></p> <p><em>• Protects the building structure by lowering the temperature.</em></p> <p><em>• Lets in natural daylight and provides daily ventilation.</em></p> <p><em>• Fully pre-assembled system with fast installation.</em></p> <p><em>• Priority control of the ventilation opening in accordance with the new standards.</em></p> <p><em>• CE-certified according to EN 12101-2 for guaranteed safety and reliability.</em></p> <p>Choose Skymax CE with 30 cm metal curb 0700 x 1000 mm and enjoy peace of mind, knowing that you are investing in a high-quality smoke and heat exhaust system that meets all requirements and standards. Improve the fire safety of your building and ensure faster and safer evacuation.</p> <br> <br> | skymax-ce-met-metaalopstand-30-cm-0700-x-1000-mm | 8585986376013 | 46872260903245
Smoke and heat exhaust (SHEV) | SHE system | Skylux | Skymax CE with metal curb 30 cm 0800 x 1300 mm |  | 34664 | 5412970346647 | 2969.35 | Yes | 15-20 | 69.53 | 800 x 1300 mm | 1300 | 800 |  | metal curb M30 (30 cm high) | Rectangular | 5.17 W/m²K - 0.99 W/m²K | 87% - 32% | 90% - 32% | 20dB - 24dB | Skymax CE (for stairwell) | skylight | without spoiler | C15 |  | External priority switch for fire brigade mandatory (1 per control unit) | Discover the Skymax CE Smoke and Heat Exhaust System - the ultimate solution for safe and efficient smoke and heat extraction. This CE-certified system complies with the strictest European standards and offers unmatched fire safety. With Skymax CE, you can count on the following benefits: • Clear access to the roof for fast evacuation and safe access for emergency services. • Reduces smoke damage and the risk of flash-over for a safe escape route. • Protects the building structure by lowering the temperature. • Lets in natural daylight and provides daily ventilation. • Fully pre-assembled system with fast installation. • Priority control of the ventilation opening in accordance with the new standards. • CE-certified according to EN 12101-2 for guaranteed safety and reliability. Choose Skymax CE with 30 cm metal curb 0800 x 1300 mm and enjoy peace of mind, knowing that you are investing in a high-quality smoke and heat exhaust system that meets all requirements and standards. Improve the fire safety of your building and ensure faster and safer evacuation. | https://skylux.eu/en/products/skymax-ce-met-metaalopstand-30-cm-0800-x-1300-mm | https://skylux.eu/cdn/shop/files/Skymax-CE-met-metaalopstand-30-cm-0800-x-1300-mm-RWA-systeem.jpg?v=1702988101&width=1600 | https://skylux.eu/cdn/shop/files/e5a82811-1bb0-48e4-a776-cacb59c7c092_106f41bb-8fec-445f-8f54-a0dfe8316317.jpg?v=1688550140&width=1600 | //skylux.eu/cdn/shop/files/E_MH_Montageh_Skycom_Skymax_CE_2022_ENG_73f3f473-39be-4d17-8e58-d46c5d5e9dbf.pdf?v=4744962489129817115 | //skylux.eu/cdn/shop/files/E_TD_Technical_File_Skylux_Skymax_CE.pdf?v=2805631801233959646 | <p>Discover the Skymax CE Smoke and Heat Exhaust System - the ultimate solution for safe and efficient smoke and heat extraction. This CE-certified system complies with the strictest European standards and offers unmatched fire safety.</p> <p><strong>With Skymax CE, you can count on the following benefits:</strong></p> <p><em>• Clear access to the roof for fast evacuation and safe access for emergency services.</em></p> <p><em>• Reduces smoke damage and the risk of flash-over for a safe escape route.</em></p> <p><em>• Protects the building structure by lowering the temperature.</em></p> <p><em>• Lets in natural daylight and provides daily ventilation.</em></p> <p><em>• Fully pre-assembled system with fast installation.</em></p> <p><em>• Priority control of the ventilation opening in accordance with the new standards.</em></p> <p><em>• CE-certified according to EN 12101-2 for guaranteed safety and reliability.</em></p> <p>Choose Skymax CE with 30 cm metal curb 0800 x 1300 mm and enjoy peace of mind, knowing that you are investing in a high-quality smoke and heat exhaust system that meets all requirements and standards. Improve the fire safety of your building and ensure faster and safer evacuation.</p> <br> <br> | skymax-ce-met-metaalopstand-30-cm-0800-x-1300-mm | 8585986474317 | 46872261034317
Smoke and heat exhaust (SHEV) | SHE system | Skylux | Skymax CE with metal curb 30 cm 0900 x 1200 mm |  | 35392 | 5412970353928 | 2969.35 | Yes | 15-20 | 69.53 | 900 x 1200 mm | 1200 | 900 |  | metal curb M30 (30 cm high) | Rectangular | 5.17 W/m²K - 0.99 W/m²K | 87% - 32% | 90% - 32% | 20dB - 24dB | Skymax CE (for stairwell) | skylight | without spoiler | C15 |  | External priority switch for fire brigade mandatory (1 per control unit) | Discover the Skymax CE smoke and heat extraction system - the ultimate solution for safe and efficient smoke and heat extraction. This CE-certified system meets the strictest European standards and offers unparalleled fire safety. The Skymax CE offers you the following features: • Free access to the roof for rapid evacuation and safe access for emergency services. • Reduces smoke damage and risk of flashover for a safe escape route. • Protects the building structure by lowering the temperature. • Allows natural daylight to enter and provides daily ventilation. • Complete pre-assembled system with quick installation. • Priority control of the ventilation opening according to the new standards. • CE certified to EN 12101-2 for guaranteed safety and reliability. Choose Skymax CE with metal curb 30 cm 0900 x 1200 mm and enjoy peace of mind knowing that you are investing in a high-quality smoke and heat extraction system that meets all requirements and standards. Improve the fire safety of your building and ensure a faster and safer evacuation. Ut-value LT-value g-value Rw-value EN 1873 : 2014 EN ISO 13468 EN 16153 EN 410 EN 410 EN ISO 140-3 Material Walls Shells (W/m²K) (%) (%) (dB) Acrylic Single-walled Clear (H) 5.17 90 87 - PMMA Single-walled Opal (O) 5.17 83 76 - Double-walled Clear (H/H) 2.90 81 75 20 Double-walled Opal (O/O) 2.90 69 58 20 Triple-walled Clear (H/H/H) 1.70 73 65 22 Triple-walled Opal (O/H/O) 1.70 62 51 22 Four-walled Clear (H/H/H/H) 1.28 64 54 23 Four-walled Opal (H/H/O/H) 1.28 59 48 23 Polycarbonate Single-walled Clear (A) 5.17 88 83 - PC Single-walled Opal (D) 5.17 58 60 - Double-walled Clear (A/H) 2.90 79 72 20 Double-walled Clear (A/A) 2.90 77 69 20 Double-walled Opal (A/O) 2.90 73 63 20 Double-walled Opal (A/D) 2.90 51 50 20 Triple-walled Clear (A/H/H) 1.70 71 63 22 Triple-walled Opal (A/O/O) 1.70 61 48 22 Four-walled Clear (A/H/H/H) 1.28 64 52 23 Four-walled Opal (A/H/O/H) 1.28 59 46 23 Polycarbonate Single-walled Heatstop Opal (T) 5.17 49 59 - Heatstop PC Double-walled Clear (T/H) 2.90 44 <td data-sheets-numberformat='{"1":2,"2":"0","3":1}' data-shee | https://skylux.eu/en/products/skymax-ce-met-metaalopstand-30-cm-0900-x-1200-mm | https://skylux.eu/cdn/shop/files/Skymax-CE-met-metaalopstand-30-cm-0900-x-1200-mm-RWA-systeem.jpg?v=1702988107&width=1600 | https://skylux.eu/cdn/shop/files/e5a82811-1bb0-48e4-a776-cacb59c7c092_2e3f2225-026d-462c-9af7-7617d737c9da.jpg?v=1688550141&width=1600 | //skylux.eu/cdn/shop/files/E_MH_Montageh_Skycom_Skymax_CE_2022_ENG_73f3f473-39be-4d17-8e58-d46c5d5e9dbf.pdf?v=4744962489129817115 | //skylux.eu/cdn/shop/files/E_TD_Technical_File_Skylux_Skymax_CE.pdf?v=2805631801233959646 | <p>Discover the Skymax CE smoke and heat extraction system - the ultimate solution for safe and efficient smoke and heat extraction. This CE-certified system meets the strictest European standards and offers unparalleled fire safety.</p> <p><strong>The Skymax CE offers you the following features:</strong></p> <p><em>• Free access to the roof for rapid evacuation and safe access for emergency services.</em></p> <p><em>• Reduces smoke damage and risk of flashover for a safe escape route.</em></p> <p><em>• Protects the building structure by lowering the temperature.</em></p> <p><em>• Allows natural daylight to enter and provides daily ventilation.</em></p> <p><em>• Complete pre-assembled system with quick installation.</em></p> <p><em>• Priority control of the ventilation opening according to the new standards.</em></p> <p><em>• CE certified to EN 12101-2 for guaranteed safety and reliability.</em></p> <p>Choose Skymax CE with metal curb 30 cm 0900 x 1200 mm and enjoy peace of mind knowing that you are investing in a high-quality smoke and heat extraction system that meets all requirements and standards. Improve the fire safety of your building and ensure a faster and safer evacuation.</p> <br> <br> <style type="text/css" id="isPasted"><!-- td { border: 1px solid #cccccc; } br { mso-data-placement: same-cell; } --></style> <table border="1" cellpadding="0" cellspacing="0" dir="ltr" style="table-layout: fixed; font-size: 10pt; font-family: Arial; border-collapse: collapse; border: none;"> <tbody> <tr style="height: 20px;"> <td style="overflow: hidden; padding: 0px 3px 0px 3px; vertical-align: bottom;"></td> <td style="overflow: hidden; padding: 0px 3px 0px 3px; vertical-align: bottom;"></td> <td style="overflow: hidden; padding: 0px 3px 0px 3px; vertical-align: bottom;"></td> <td data-sheets-value='{"1":2,"2":"Ut-value"}' style="overflow: hidden; padding: 0px 3px 0px 3px; vertical-align: bottom; font-weight: bold; text-align: center;">Ut-value</td> <td data-sheets-value='{"1":2,"2":"LT-value"}' style="overflow: hidden; padding: 0px 3px 0px 3px; vertical-align: bottom; font-weight: bold; text-align: center;">LT-value</td> <td data-sheets-value='{"1":2,"2":"g-value"}' style="overflow: hidden; padding: 0px 3px 0px 3px; vertical-align: bottom; font-weight: bold; text-align: center;">g-value</td> <td data-sheets-value='{"1":2,"2":"Rw-value "}' style="overflow: hidden; padding: 0px 3px 0px 3px; vertical-align: bottom; font-weight: bold; text-align: center;">Rw-value </td> </tr> <tr style="height: 20px;"> <td style="overflow: hidden; padding: 0px 3px 0px 3px; vertical-align: bottom;"></td> <td style="overflow: hidden; padding: 0px 3px 0px 3px; vertical-align: bottom;"></td> <td style="overflow: hidden; padding: 0px 3px 0px 3px; vertical-align: bottom;"></td> <td data-sheets-numberformat='{"1":2,"2":"0.00","3":1}' data-sheets-value='{"1":2,"2":"EN 1873 : 2014"}' style="overflow: hidden; padding: 0px 3px 0px 3px; vertical-align: bottom; text-align: center;">EN 1873 : 2014</td> <td data-sheets-numberformat='{"1":2,"2":"0","3":1}' data-sheets-value='{"1":2,"2":"EN ISO 13468 EN 16153 EN 410"}' style="overflow: hidden; padding: 0px 3px 0px 3px; vertical-align: bottom; text-align: center;">EN ISO 13468 EN 16153 EN 410</td> <td data-sheets-numberformat='{"1":2,"2":"0","3":1}' data-sheets-value='{"1":2,"2":"EN 410"}' style="overflow: hidden; padding: 0px 3px 0px 3px; vertical-align: bottom; text-align: center;">EN 410</td> <td data-sheets-value='{"1":2,"2":"EN ISO 140-3\t\t"}' style="overflow: hidden; padding: 0px 3px 0px 3px; vertical-align: bottom; text-align: center;">EN ISO 140-3 </td> </tr> <tr style="height: 20px;"> <td data-sheets-value='{"1":2,"2":"Material"}' style="border-bottom: 1px solid #000000; overflow: hidden; padding: 0px 3px 0px 3px; vertical-align: bottom; background-color: #000000; font-weight: bold; color: #ffffff;">Material</td> <td data-sheets-value='{"1":2,"2":"Walls"}' style="border-bottom: 1px solid #000000; overflow: hidden; padding: 0px 3px 0px 3px; vertical-align: bottom; background-color: #000000; font-weight: bold; color: #ffffff;">Walls</td> <td data-sheets-value='{"1":2,"2":"Shells"}' style="border-bottom: 1px solid #000000; overflow: hidden; padding: 0px 3px 0px 3px; vertical-align: bottom; background-color: #000000; font-weight: bold; color: #ffffff;">Shells</td> <td data-sheets-numberformat='{"1":2,"2":"0.00","3":1}' data-sheets-value='{"1":2,"2":"(W/m²K)\t"}' style="border-bottom: 1px solid #000000; overflow: hidden; padding: 0px 3px 0px 3px; vertical-align: bottom; background-color: #000000; font-weight: bold; color: #ffffff; text-align: center;">(W/m²K) </td> <td data-sheets-numberformat='{"1":2,"2":"0","3":1}' data-sheets-value='{"1":2,"2":"(%)"}' style="border-bottom: 1px solid #000000; overflow: hidden; padding: 0px 3px 0px 3px; vertical-align: bottom; background-color: #000000; font-weight: bold; color: #ffffff; text-align: center;">(%)</td> <td data-sheets-numberformat='{"1":2,"2":"0","3":1}' data-sheets-value='{"1":2,"2":"(%)"}' style="border-bottom: 1px solid #000000; overflow: hidden; padding: 0px 3px 0px 3px; vertical-align: bottom; background-color: #000000; font-weight: bold; color: #ffffff; text-align: center;">(%)</td> <td data-sheets-value='{"1":2,"2":"(dB)"}' style="border-bottom: 1px solid #000000; overflow: hidden; padding: 0px 3px 0px 3px; vertical-align: bottom; background-color: #000000; font-weight: bold; color: #ffffff; text-align: center;">(dB)</td> </tr> <tr style="height: 20px;"> <td data-sheets-value='{"1":2,"2":"Acrylic"}' style="border-left: 1px solid #000000; overflow: hidden; padding: 0px 3px 0px 3px; vertical-align: bottom; font-weight: bold;">Acrylic</td> <td data-sheets-value='{"1":2,"2":"Single-walled"}' style="overflow: hidden; padding: 0px 3px 0px 3px; vertical-align: bottom; font-weight: bold;">Single-walled</td> <td data-sheets-value='{"1":2,"2":"Clear (H)"}' style="border-right: 1px solid #000000; overflow: hidden; padding: 0px 3px 0px 3px; vertical-align: bottom; font-weight: bold;">Clear (H)</td> <td data-sheets-numberformat='{"1":2,"2":"0.00","3":1}' data-sheets-value='{"1":3,"3":5.17}' style="overflow: hidden; padding: 0px 3px 0px 3px; vertical-align: bottom; text-align: center;">5.17</td> <td data-sheets-numberformat='{"1":2,"2":"0","3":1}' data-sheets-value='{"1":3,"3":90}' style="overflow: hidden; padding: 0px 3px 0px 3px; vertical-align: bottom; text-align: center;">90</td> <td data-sheets-numberformat='{"1":2,"2":"0","3":1}' data-sheets-value='{"1":3,"3":87}' style="overflow: hidden; padding: 0px 3px 0px 3px; vertical-align: bottom; text-align: center;">87</td> <td data-sheets-numberformat='{"1":2,"2":"0","3":1}' data-sheets-value='{"1":2,"2":"-"}' style="border-right: 1px solid #000000; overflow: hidden; padding: 0px 3px 0px 3px; vertical-align: bottom; text-align: center;">-</td> </tr> <tr style="height: 20px;"> <td data-sheets-value='{"1":2,"2":"PMMA"}' style="border-left: 1px solid #000000; overflow: hidden; padding: 0px 3px 0px 3px; vertical-align: bottom; font-weight: bold;">PMMA</td> <td data-sheets-value='{"1":2,"2":"Single-walled"}' style="overflow: hidden; padding: 0px 3px 0px 3px; vertical-align: bottom; font-weight: bold;">Single-walled</td> <td data-sheets-value='{"1":2,"2":"Opal (O)"}' style="border-right: 1px solid #000000; overflow: hidden; padding: 0px 3px 0px 3px; vertical-align: bottom; font-weight: bold;">Opal (O)</td> <td data-sheets-numberformat='{"1":2,"2":"0.00","3":1}' data-sheets-value='{"1":3,"3":5.17}' style="overflow: hidden; padding: 0px 3px 0px 3px; vertical-align: bottom; text-align: center;">5.17</td> <td data-sheets-numberformat='{"1":2,"2":"0","3":1}' data-sheets-value='{"1":3,"3":83}' style="overflow: hidden; padding: 0px 3px 0px 3px; vertical-align: bottom; text-align: center;">83</td> <td data-sheets-numberformat='{"1":2,"2":"0","3":1}' data-sheets-value='{"1":3,"3":76}' style="overflow: hidden; padding: 0px 3px 0px 3px; vertical-align: bottom; text-align: center;">76</td> <td data-sheets-numberformat='{"1":2,"2":"0","3":1}' data-sheets-value='{"1":2,"2":"-"}' style="border-right: 1px solid #000000; overflow: hidden; padding: 0px 3px 0px 3px; vertical-align: bottom; text-align: center;">-</td> </tr> <tr style="height: 20px;"> <td style="border-left: 1px solid #000000; overflow: hidden; padding: 0px 3px 0px 3px; vertical-align: bottom; font-weight: bold;"></td> <td data-sheets-value='{"1":2,"2":"Double-walled"}' style="overflow: hidden; padding: 0px 3px 0px 3px; vertical-align: bottom; font-weight: bold;">Double-walled</td> <td data-sheets-value='{"1":2,"2":"Clear (H/H)"}' style="border-right: 1px solid #000000; overflow: hidden; padding: 0px 3px 0px 3px; vertical-align: bottom; font-weight: bold;">Clear (H/H)</td> <td data-sheets-numberformat='{"1":2,"2":"0.00","3":1}' data-sheets-value='{"1":3,"3":2.9}' style="overflow: hidden; padding: 0px 3px 0px 3px; vertical-align: bottom; text-align: center;">2.90</td> <td data-sheets-numberformat='{"1":2,"2":"0","3":1}' data-sheets-value='{"1":3,"3":81}' style="overflow: hidden; padding: 0px 3px 0px 3px; vertical-align: bottom; text-align: center;">81</td> <td data-sheets-numberformat='{"1":2,"2":"0","3":1}' data-sheets-value='{"1":3,"3":75}' style="overflow: hidden; padding: 0px 3px 0px 3px; vertical-align: bottom; text-align: center;">75</td> <td data-sheets-numberformat='{"1":2,"2":"0","3":1}' data-sheets-value='{"1":3,"3":20}' style="border-right: 1px solid #000000; overflow: hidden; padding: 0px 3px 0px 3px; vertical-align: bottom; text-align: center;">20</td> </tr> <tr style="height: 20px;"> <td style="border-left: 1px solid #000000; overflow: hidden; padding: 0px 3px 0px 3px; vertical-align: bottom; font-weight: bold;"></td> <td data-sheets-value='{"1":2,"2":"Double-walled"}' style="overflow: hidden; padding: 0px 3px 0px 3px; vertical-align: bottom; font-weight: bold;">Double-walled</td> <td data-sheets-value='{"1":2,"2":"Opal (O/O)"}' style="border-right: 1px solid #000000; overflow: hidden; padding: 0px 3px 0px 3px; vertical-align: bottom; font-weight: bold;">Opal (O/O)</td> <td data-sheets-numberformat='{"1":2,"2":"0.00","3":1}' data-sheets-value='{"1":3,"3":2.9}' style="overflow: hidden; padding: 0px 3px 0px 3px; vertical-align: bottom; text-align: center;">2.90</td> <td data-sheets-numberformat='{"1":2,"2":"0","3":1}' data-sheets-value='{"1":3,"3":69}' style="overflow: hidden; padding: 0px 3px 0px 3px; vertical-align: bottom; text-align: center;">69</td> <td data-sheets-numberformat='{"1":2,"2":"0","3":1}' data-sheets-value='{"1":3,"3":58}' style="overflow: hidden; padding: 0px 3px 0px 3px; vertical-align: bottom; text-align: center;">58</td> <td data-sheets-numberformat='{"1":2,"2":"0","3":1}' data-sheets-value='{"1":3,"3":20}' style="border-right: 1px solid #000000; overflow: hidden; padding: 0px 3px 0px 3px; vertical-align: bottom; text-align: center;">20</td> </tr> <tr style="height: 20px;"> <td style="border-left: 1px solid #000000; overflow: hidden; padding: 0px 3px 0px 3px; vertical-align: bottom; font-weight: bold;"></td> <td data-sheets-value='{"1":2,"2":"Triple-walled"}' style="overflow: hidden; padding: 0px 3px 0px 3px; vertical-align: bottom; font-weight: bold;">Triple-walled</td> <td data-sheets-value='{"1":2,"2":"Clear (H/H/H)"}' style="border-right: 1px solid #000000; overflow: hidden; padding: 0px 3px 0px 3px; vertical-align: bottom; font-weight: bold;">Clear (H/H/H)</td> <td data-sheets-numberformat='{"1":2,"2":"0.00","3":1}' data-sheets-value='{"1":3,"3":1.7}' style="overflow: hidden; padding: 0px 3px 0px 3px; vertical-align: bottom; text-align: center;">1.70</td> <td data-sheets-numberformat='{"1":2,"2":"0","3":1}' data-sheets-value='{"1":3,"3":73}' style="overflow: hidden; padding: 0px 3px 0px 3px; vertical-align: bottom; text-align: center;">73</td> <td data-sheets-numberformat='{"1":2,"2":"0","3":1}' data-sheets-value='{"1":3,"3":65}' style="overflow: hidden; padding: 0px 3px 0px 3px; vertical-align: bottom; text-align: center;">65</td> <td data-sheets-numberformat='{"1":2,"2":"0","3":1}' data-sheets-value='{"1":3,"3":22}' style="border-right: 1px solid #000000; overflow: hidden; padding: 0px 3px 0px 3px; vertical-align: bottom; text-align: center;">22</td> </tr> <tr style="height: 20px;"> <td style="border-left: 1px solid #000000; overflow: hidden; padding: 0px 3px 0px 3px; vertical-align: bottom; font-weight: bold;"></td> <td data-sheets-value='{"1":2,"2":"Triple-walled"}' style="overflow: hidden; padding: 0px 3px 0px 3px; vertical-align: bottom; font-weight: bold;">Triple-walled</td> <td data-sheets-value='{"1":2,"2":"Opal (O/H/O)"}' style="border-right: 1px solid #000000; overflow: hidden; padding: 0px 3px 0px 3px; vertical-align: bottom; font-weight: bold;">Opal (O/H/O)</td> <td data-sheets-numberformat='{"1":2,"2":"0.00","3":1}' data-sheets-value='{"1":3,"3":1.7}' style="overflow: hidden; padding: 0px 3px 0px 3px; vertical-align: bottom; text-align: center;">1.70</td> <td data-sheets-numberformat='{"1":2,"2":"0","3":1}' data-sheets-value='{"1":3,"3":62}' style="overflow: hidden; padding: 0px 3px 0px 3px; vertical-align: bottom; text-align: center;">62</td> <td data-sheets-numberformat='{"1":2,"2":"0","3":1}' data-sheets-value='{"1":3,"3":51}' style="overflow: hidden; padding: 0px 3px 0px 3px; vertical-align: bottom; text-align: center;">51</td> <td data-sheets-numberformat='{"1":2,"2":"0","3":1}' data-sheets-value='{"1":3,"3":22}' style="border-right: 1px solid #000000; overflow: hidden; padding: 0px 3px 0px 3px; vertical-align: bottom; text-align: center;">22</td> </tr> <tr style="height: 20px;"> <td style="border-left: 1px solid #000000; overflow: hidden; padding: 0px 3px 0px 3px; vertical-align: bottom; font-weight: bold;"></td> <td data-sheets-value='{"1":2,"2":"Four-walled"}' style="overflow: hidden; padding: 0px 3px 0px 3px; vertical-align: bottom; font-weight: bold;">Four-walled</td> <td data-sheets-value='{"1":2,"2":"Clear (H/H/H/H)"}' style="border-right: 1px solid #000000; overflow: hidden; padding: 0px 3px 0px 3px; vertical-align: bottom; font-weight: bold;">Clear (H/H/H/H)</td> <td data-sheets-numberformat='{"1":2,"2":"0.00","3":1}' data-sheets-value='{"1":3,"3":1.28}' style="overflow: hidden; padding: 0px 3px 0px 3px; vertical-align: bottom; text-align: center;">1.28</td> <td data-sheets-numberformat='{"1":2,"2":"0","3":1}' data-sheets-value='{"1":3,"3":64}' style="overflow: hidden; padding: 0px 3px 0px 3px; vertical-align: bottom; text-align: center;">64</td> <td data-sheets-numberformat='{"1":2,"2":"0","3":1}' data-sheets-value='{"1":3,"3":54}' style="overflow: hidden; padding: 0px 3px 0px 3px; vertical-align: bottom; text-align: center;">54</td> <td data-sheets-numberformat='{"1":2,"2":"0","3":1}' data-sheets-value='{"1":3,"3":23}' style="border-right: 1px solid #000000; overflow: hidden; padding: 0px 3px 0px 3px; vertical-align: bottom; text-align: center;">23</td> </tr> <tr style="height: 20px;"> <td style="border-bottom: 1px solid #000000; border-left: 1px solid #000000; overflow: hidden; padding: 0px 3px 0px 3px; vertical-align: bottom;"></td> <td data-sheets-value='{"1":2,"2":"Four-walled"}' style="border-bottom: 1px solid #000000; overflow: hidden; padding: 0px 3px 0px 3px; vertical-align: bottom; font-weight: bold;">Four-walled</td> <td data-sheets-value='{"1":2,"2":"Opal (H/H/O/H)"}' style="border-right: 1px solid #000000; border-bottom: 1px solid #000000; overflow: hidden; padding: 0px 3px 0px 3px; vertical-align: bottom; font-weight: bold;">Opal (H/H/O/H)</td> <td data-sheets-numberformat='{"1":2,"2":"0.00","3":1}' data-sheets-value='{"1":3,"3":1.28}' style="border-bottom: 1px solid #000000; overflow: hidden; padding: 0px 3px 0px 3px; vertical-align: bottom; text-align: center;">1.28</td> <td data-sheets-numberformat='{"1":2,"2":"0","3":1}' data-sheets-value='{"1":3,"3":59}' style="border-bottom: 1px solid #000000; overflow: hidden; padding: 0px 3px 0px 3px; vertical-align: bottom; text-align: center;">59</td> <td data-sheets-numberformat='{"1":2,"2":"0","3":1}' data-sheets-value='{"1":3,"3":48}' style="border-bottom: 1px solid #000000; overflow: hidden; padding: 0px 3px 0px 3px; vertical-align: bottom; text-align: center;">48</td> <td data-sheets-numberformat='{"1":2,"2":"0","3":1}' data-sheets-value='{"1":3,"3":23}' style="border-right: 1px solid #000000; border-bottom: 1px solid #000000; overflow: hidden; padding: 0px 3px 0px 3px; vertical-align: bottom; text-align: center;">23</td> </tr> <tr style="height: 20px;"> <td data-sheets-value='{"1":2,"2":"Polycarbonate "}' style="border-left: 1px solid #000000; overflow: hidden; padding: 0px 3px 0px 3px; vertical-align: bottom; font-weight: bold;">Polycarbonate </td> <td data-sheets-value='{"1":2,"2":"Single-walled"}' style="overflow: hidden; padding: 0px 3px 0px 3px; vertical-align: bottom; font-weight: bold;">Single-walled</td> <td data-sheets-value='{"1":2,"2":"Clear (A)"}' style="border-right: 1px solid #000000; overflow: hidden; padding: 0px 3px 0px 3px; vertical-align: bottom; font-weight: bold;">Clear (A)</td> <td data-sheets-numberformat='{"1":2,"2":"0.00","3":1}' data-sheets-value='{"1":3,"3":5.17}' style="overflow: hidden; padding: 0px 3px 0px 3px; vertical-align: bottom; text-align: center;">5.17</td> <td data-sheets-numberformat='{"1":2,"2":"0","3":1}' data-sheets-value='{"1":3,"3":88}' style="overflow: hidden; padding: 0px 3px 0px 3px; vertical-align: bottom; text-align: center;">88</td> <td data-sheets-numberformat='{"1":2,"2":"0","3":1}' data-sheets-value='{"1":3,"3":83}' style="overflow: hidden; padding: 0px 3px 0px 3px; vertical-align: bottom; text-align: center;">83</td> <td data-sheets-numberformat='{"1":2,"2":"0","3":1}' data-sheets-value='{"1":2,"2":"-"}' style="border-right: 1px solid #000000; overflow: hidden; padding: 0px 3px 0px 3px; vertical-align: bottom; text-align: center;">-</td> </tr> <tr style="height: 20px;"> <td data-sheets-value='{"1":2,"2":"PC"}' style="border-left: 1px solid #000000; overflow: hidden; padding: 0px 3px 0px 3px; vertical-align: bottom; font-weight: bold;">PC</td> <td data-sheets-value='{"1":2,"2":"Single-walled"}' style="overflow: hidden; padding: 0px 3px 0px 3px; vertical-align: bottom; font-weight: bold;">Single-walled</td> <td data-sheets-value='{"1":2,"2":"Opal (D)"}' style="border-right: 1px solid #000000; overflow: hidden; padding: 0px 3px 0px 3px; vertical-align: bottom; font-weight: bold;">Opal (D)</td> <td data-sheets-numberformat='{"1":2,"2":"0.00","3":1}' data-sheets-value='{"1":3,"3":5.17}' style="overflow: hidden; padding: 0px 3px 0px 3px; vertical-align: bottom; text-align: center;">5.17</td> <td data-sheets-numberformat='{"1":2,"2":"0","3":1}' data-sheets-value='{"1":3,"3":58}' style="overflow: hidden; padding: 0px 3px 0px 3px; vertical-align: bottom; text-align: center;">58</td> <td data-sheets-numberformat='{"1":2,"2":"0","3":1}' data-sheets-value='{"1":3,"3":60}' style="overflow: hidden; padding: 0px 3px 0px 3px; vertical-align: bottom; text-align: center;">60</td> <td data-sheets-numberformat='{"1":2,"2":"0","3":1}' data-sheets-value='{"1":2,"2":"-"}' style="border-right: 1px solid #000000; overflow: hidden; padding: 0px 3px 0px 3px; vertical-align: bottom; text-align: center;">-</td> </tr> <tr style="height: 20px;"> <td style="border-left: 1px solid #000000; overflow: hidden; padding: 0px 3px 0px 3px; vertical-align: bottom; font-weight: bold;"></td> <td data-sheets-value='{"1":2,"2":"Double-walled"}' style="overflow: hidden; padding: 0px 3px 0px 3px; vertical-align: bottom; font-weight: bold;">Double-walled</td> <td data-sheets-value='{"1":2,"2":"Clear (A/H)"}' style="border-right: 1px solid #000000; overflow: hidden; padding: 0px 3px 0px 3px; vertical-align: bottom; font-weight: bold;">Clear (A/H)</td> <td data-sheets-numberformat='{"1":2,"2":"0.00","3":1}' data-sheets-value='{"1":3,"3":2.9}' style="overflow: hidden; padding: 0px 3px 0px 3px; vertical-align: bottom; text-align: center;">2.90</td> <td data-sheets-numberformat='{"1":2,"2":"0","3":1}' data-sheets-value='{"1":3,"3":79}' style="overflow: hidden; padding: 0px 3px 0px 3px; vertical-align: bottom; text-align: center;">79</td> <td data-sheets-numberformat='{"1":2,"2":"0","3":1}' data-sheets-value='{"1":3,"3":72}' style="overflow: hidden; padding: 0px 3px 0px 3px; vertical-align: bottom; text-align: center;">72</td> <td data-sheets-numberformat='{"1":2,"2":"0","3":1}' data-sheets-value='{"1":3,"3":20}' style="border-right: 1px solid #000000; overflow: hidden; padding: 0px 3px 0px 3px; vertical-align: bottom; text-align: center;">20</td> </tr> <tr style="height: 20px;"> <td style="border-left: 1px solid #000000; overflow: hidden; padding: 0px 3px 0px 3px; vertical-align: bottom; font-weight: bold;"></td> <td data-sheets-value='{"1":2,"2":"Double-walled"}' style="overflow: hidden; padding: 0px 3px 0px 3px; vertical-align: bottom; font-weight: bold;">Double-walled</td> <td data-sheets-value='{"1":2,"2":"Clear (A/A)"}' style="border-right: 1px solid #000000; overflow: hidden; padding: 0px 3px 0px 3px; vertical-align: bottom; font-weight: bold;">Clear (A/A)</td> <td data-sheets-numberformat='{"1":2,"2":"0.00","3":1}' data-sheets-value='{"1":3,"3":2.9}' style="overflow: hidden; padding: 0px 3px 0px 3px; vertical-align: bottom; text-align: center;">2.90</td> <td data-sheets-numberformat='{"1":2,"2":"0","3":1}' data-sheets-value='{"1":3,"3":77}' style="overflow: hidden; padding: 0px 3px 0px 3px; vertical-align: bottom; text-align: center;">77</td> <td data-sheets-numberformat='{"1":2,"2":"0","3":1}' data-sheets-value='{"1":3,"3":69}' style="overflow: hidden; padding: 0px 3px 0px 3px; vertical-align: bottom; text-align: center;">69</td> <td data-sheets-numberformat='{"1":2,"2":"0","3":1}' data-sheets-value='{"1":3,"3":20}' style="border-right: 1px solid #000000; overflow: hidden; padding: 0px 3px 0px 3px; vertical-align: bottom; text-align: center;">20</td> </tr> <tr style="height: 20px;"> <td style="border-left: 1px solid #000000; overflow: hidden; padding: 0px 3px 0px 3px; vertical-align: bottom; font-weight: bold;"></td> <td data-sheets-value='{"1":2,"2":"Double-walled"}' style="overflow: hidden; padding: 0px 3px 0px 3px; vertical-align: bottom; font-weight: bold;">Double-walled</td> <td data-sheets-value='{"1":2,"2":"Opal (A/O)"}' style="border-right: 1px solid #000000; overflow: hidden; padding: 0px 3px 0px 3px; vertical-align: bottom; font-weight: bold;">Opal (A/O)</td> <td data-sheets-numberformat='{"1":2,"2":"0.00","3":1}' data-sheets-value='{"1":3,"3":2.9}' style="overflow: hidden; padding: 0px 3px 0px 3px; vertical-align: bottom; text-align: center;">2.90</td> <td data-sheets-numberformat='{"1":2,"2":"0","3":1}' data-sheets-value='{"1":3,"3":73}' style="overflow: hidden; padding: 0px 3px 0px 3px; vertical-align: bottom; text-align: center;">73</td> <td data-sheets-numberformat='{"1":2,"2":"0","3":1}' data-sheets-value='{"1":3,"3":63}' style="overflow: hidden; padding: 0px 3px 0px 3px; vertical-align: bottom; text-align: center;">63</td> <td data-sheets-numberformat='{"1":2,"2":"0","3":1}' data-sheets-value='{"1":3,"3":20}' style="border-right: 1px solid #000000; overflow: hidden; padding: 0px 3px 0px 3px; vertical-align: bottom; text-align: center;">20</td> </tr> <tr style="height: 20px;"> <td style="border-left: 1px solid #000000; overflow: hidden; padding: 0px 3px 0px 3px; vertical-align: bottom; font-weight: bold;"></td> <td data-sheets-value='{"1":2,"2":"Double-walled"}' style="overflow: hidden; padding: 0px 3px 0px 3px; vertical-align: bottom; font-weight: bold;">Double-walled</td> <td data-sheets-value='{"1":2,"2":"Opal (A/D)"}' style="border-right: 1px solid #000000; overflow: hidden; padding: 0px 3px 0px 3px; vertical-align: bottom; font-weight: bold;">Opal (A/D)</td> <td data-sheets-numberformat='{"1":2,"2":"0.00","3":1}' data-sheets-value='{"1":3,"3":2.9}' style="overflow: hidden; padding: 0px 3px 0px 3px; vertical-align: bottom; text-align: center;">2.90</td> <td data-sheets-numberformat='{"1":2,"2":"0","3":1}' data-sheets-value='{"1":3,"3":51}' style="overflow: hidden; padding: 0px 3px 0px 3px; vertical-align: bottom; text-align: center;">51</td> <td data-sheets-numberformat='{"1":2,"2":"0","3":1}' data-sheets-value='{"1":3,"3":50}' style="overflow: hidden; padding: 0px 3px 0px 3px; vertical-align: bottom; text-align: center;">50</td> <td data-sheets-numberformat='{"1":2,"2":"0","3":1}' data-sheets-value='{"1":3,"3":20}' style="border-right: 1px solid #000000; overflow: hidden; padding: 0px 3px 0px 3px; vertical-align: bottom; text-align: center;">20</td> </tr> <tr style="height: 20px;"> <td style="border-left: 1px solid #000000; overflow: hidden; padding: 0px 3px 0px 3px; vertical-align: bottom; font-weight: bold;"></td> <td data-sheets-value='{"1":2,"2":"Triple-walled"}' style="overflow: hidden; padding: 0px 3px 0px 3px; vertical-align: bottom; font-weight: bold;">Triple-walled</td> <td data-sheets-value='{"1":2,"2":"Clear (A/H/H)"}' style="border-right: 1px solid #000000; overflow: hidden; padding: 0px 3px 0px 3px; vertical-align: bottom; font-weight: bold;">Clear (A/H/H)</td> <td data-sheets-numberformat='{"1":2,"2":"0.00","3":1}' data-sheets-value='{"1":3,"3":1.7}' style="overflow: hidden; padding: 0px 3px 0px 3px; vertical-align: bottom; text-align: center;">1.70</td> <td data-sheets-numberformat='{"1":2,"2":"0","3":1}' data-sheets-value='{"1":3,"3":71}' style="overflow: hidden; padding: 0px 3px 0px 3px; vertical-align: bottom; text-align: center;">71</td> <td data-sheets-numberformat='{"1":2,"2":"0","3":1}' data-sheets-value='{"1":3,"3":63}' style="overflow: hidden; padding: 0px 3px 0px 3px; vertical-align: bottom; text-align: center;">63</td> <td data-sheets-numberformat='{"1":2,"2":"0","3":1}' data-sheets-value='{"1":3,"3":22}' style="border-right: 1px solid #000000; overflow: hidden; padding: 0px 3px 0px 3px; vertical-align: bottom; text-align: center;">22</td> </tr> <tr style="height: 20px;"> <td style="border-left: 1px solid #000000; overflow: hidden; padding: 0px 3px 0px 3px; vertical-align: bottom; font-weight: bold;"></td> <td data-sheets-value='{"1":2,"2":"Triple-walled"}' style="overflow: hidden; padding: 0px 3px 0px 3px; vertical-align: bottom; font-weight: bold;">Triple-walled</td> <td data-sheets-value='{"1":2,"2":"Opal (A/O/O)"}' style="border-right: 1px solid #000000; overflow: hidden; padding: 0px 3px 0px 3px; vertical-align: bottom; font-weight: bold;">Opal (A/O/O)</td> <td data-sheets-numberformat='{"1":2,"2":"0.00","3":1}' data-sheets-value='{"1":3,"3":1.7}' style="overflow: hidden; padding: 0px 3px 0px 3px; vertical-align: bottom; text-align: center;">1.70</td> <td data-sheets-numberformat='{"1":2,"2":"0","3":1}' data-sheets-value='{"1":3,"3":61}' style="overflow: hidden; padding: 0px 3px 0px 3px; vertical-align: bottom; text-align: center;">61</td> <td data-sheets-numberformat='{"1":2,"2":"0","3":1}' data-sheets-value='{"1":3,"3":48}' style="overflow: hidden; padding: 0px 3px 0px 3px; vertical-align: bottom; text-align: center;">48</td> <td data-sheets-numberformat='{"1":2,"2":"0","3":1}' data-sheets-value='{"1":3,"3":22}' style="border-right: 1px solid #000000; overflow: hidden; padding: 0px 3px 0px 3px; vertical-align: bottom; text-align: center;">22</td> </tr> <tr style="height: 20px;"> <td style="border-left: 1px solid #000000; overflow: hidden; padding: 0px 3px 0px 3px; vertical-align: bottom; font-weight: bold;"></td> <td data-sheets-value='{"1":2,"2":"Four-walled"}' style="overflow: hidden; padding: 0px 3px 0px 3px; vertical-align: bottom; font-weight: bold;">Four-walled</td> <td data-sheets-value='{"1":2,"2":"Clear (A/H/H/H)"}' style="border-right: 1px solid #000000; overflow: hidden; padding: 0px 3px 0px 3px; vertical-align: bottom; font-weight: bold;">Clear (A/H/H/H)</td> <td data-sheets-numberformat='{"1":2,"2":"0.00","3":1}' data-sheets-value='{"1":3,"3":1.28}' style="overflow: hidden; padding: 0px 3px 0px 3px; vertical-align: bottom; text-align: center;">1.28</td> <td data-sheets-numberformat='{"1":2,"2":"0","3":1}' data-sheets-value='{"1":3,"3":64}' style="overflow: hidden; padding: 0px 3px 0px 3px; vertical-align: bottom; text-align: center;">64</td> <td data-sheets-numberformat='{"1":2,"2":"0","3":1}' data-sheets-value='{"1":3,"3":52}' style="overflow: hidden; padding: 0px 3px 0px 3px; vertical-align: bottom; text-align: center;">52</td> <td data-sheets-numberformat='{"1":2,"2":"0","3":1}' data-sheets-value='{"1":3,"3":23}' style="border-right: 1px solid #000000; overflow: hidden; padding: 0px 3px 0px 3px; vertical-align: bottom; text-align: center;">23</td> </tr> <tr style="height: 20px;"> <td style="border-bottom: 1px solid #000000; border-left: 1px solid #000000; overflow: hidden; padding: 0px 3px 0px 3px; vertical-align: bottom;"></td> <td data-sheets-value='{"1":2,"2":"Four-walled"}' style="border-bottom: 1px solid #000000; overflow: hidden; padding: 0px 3px 0px 3px; vertical-align: bottom; font-weight: bold;">Four-walled</td> <td data-sheets-value='{"1":2,"2":"Opal (A/H/O/H)"}' style="border-right: 1px solid #000000; border-bottom: 1px solid #000000; overflow: hidden; padding: 0px 3px 0px 3px; vertical-align: bottom; font-weight: bold;">Opal (A/H/O/H)</td> <td data-sheets-numberformat='{"1":2,"2":"0.00","3":1}' data-sheets-value='{"1":3,"3":1.28}' style="border-bottom: 1px solid #000000; overflow: hidden; padding: 0px 3px 0px 3px; vertical-align: bottom; text-align: center;">1.28</td> <td data-sheets-numberformat='{"1":2,"2":"0","3":1}' data-sheets-value='{"1":3,"3":59}' style="border-bottom: 1px solid #000000; overflow: hidden; padding: 0px 3px 0px 3px; vertical-align: bottom; text-align: center;">59</td> <td data-sheets-numberformat='{"1":2,"2":"0","3":1}' data-sheets-value='{"1":3,"3":46}' style="border-bottom: 1px solid #000000; overflow: hidden; padding: 0px 3px 0px 3px; vertical-align: bottom; text-align: center;">46</td> <td data-sheets-numberformat='{"1":2,"2":"0","3":1}' data-sheets-value='{"1":3,"3":23}' style="border-right: 1px solid #000000; border-bottom: 1px solid #000000; overflow: hidden; padding: 0px 3px 0px 3px; vertical-align: bottom; text-align: center;">23</td> </tr> <tr style="height: 20px;"> <td data-sheets-value='{"1":2,"2":"Polycarbonate"}' style="border-left: 1px solid #000000; overflow: hidden; padding: 0px 3px 0px 3px; vertical-align: bottom; font-weight: bold;">Polycarbonate</td> <td data-sheets-value='{"1":2,"2":"Single-walled"}' style="overflow: hidden; padding: 0px 3px 0px 3px; vertical-align: bottom; font-weight: bold;">Single-walled</td> <td data-sheets-value='{"1":2,"2":"Heatstop Opal (T)"}' style="border-right: 1px solid #000000; overflow: hidden; padding: 0px 3px 0px 3px; vertical-align: bottom; font-weight: bold;">Heatstop Opal (T)</td> <td data-sheets-numberformat='{"1":2,"2":"0.00","3":1}' data-sheets-value='{"1":3,"3":5.17}' style="overflow: hidden; padding: 0px 3px 0px 3px; vertical-align: bottom; text-align: center;">5.17</td> <td data-sheets-numberformat='{"1":2,"2":"0","3":1}' data-sheets-value='{"1":3,"3":49}' style="overflow: hidden; padding: 0px 3px 0px 3px; vertical-align: bottom; text-align: center;">49</td> <td data-sheets-numberformat='{"1":2,"2":"0","3":1}' data-sheets-value='{"1":3,"3":59}' style="overflow: hidden; padding: 0px 3px 0px 3px; vertical-align: bottom; text-align: center;">59</td> <td data-sheets-numberformat='{"1":2,"2":"0","3":1}' data-sheets-value='{"1":2,"2":"-"}' style="border-right: 1px solid #000000; overflow: hidden; padding: 0px 3px 0px 3px; vertical-align: bottom; text-align: center;">-</td> </tr> <tr style="height: 20px;"> <td data-sheets-value='{"1":2,"2":"Heatstop PC"}' style="border-left: 1px solid #000000; overflow: hidden; padding: 0px 3px 0px 3px; vertical-align: bottom; font-weight: bold;">Heatstop PC</td> <td data-sheets-value='{"1":2,"2":"Double-walled"}' style="overflow: hidden; padding: 0px 3px 0px 3px; | skymax-ce-met-metaalopstand-30-cm-0900-x-1200-mm | 8585986605389 | 46872261198157
Smoke and heat exhaust (SHEV) | SHE system | Skylux | Skymax CE with metal curb 30 cm 1000 x 1000 mm |  | 27458 | 5412970274582 | 2934.25 | Yes | 5-10 | 68.23 | 1000 x 1000 mm | 1000 | 1000 |  | metal curb M30 (30 cm high) | Square | 5.17 W/m²K - 0.99 W/m²K | 87% - 32% | 90% - 32% | 20dB - 24dB | Skymax CE (for stairwell) | skylight | without spoiler | C05 |  | External priority switch for fire brigade mandatory (1 per control unit) | Discover the Skymax CE Smoke and Heat Exhaust System - the ultimate solution for safe and efficient smoke and heat extraction. This CE-certified system meets the strictest European standards and offers unrivalled fire safety. With Skymax CE, you can count on the following benefits: • Free access through to the roof for fast evacuation and safe access for emergency services. • Reduces smoke damage and the risk of flash-over for a safe escape route. • Protects the building structure by lowering the temperature. • Lets in natural daylight and provides daily ventilation. • Fully pre-assembled system with fast installation. • Priority control of the ventilation opening in accordance with the new standards. • CE-certified according to EN 12101-2 for guaranteed safety and reliability. Choose Skymax CE with 30 cm metal curb 1000 x 1000 mm and enjoy peace of mind, knowing that you are investing in a high-quality smoke and heat exhaust system that meets all requirements and standards. Improve the fire safety of your building and ensure faster and safer evacuation. | https://skylux.eu/en/products/skymax-ce-met-metaalopstand-30-cm-1000-x-1000-mm | https://skylux.eu/cdn/shop/files/Skymax-CE-met-metaalopstand-30-cm-1000-x-1000-mm-RWA-systeem.jpg?v=1702988113&width=1600 | https://skylux.eu/cdn/shop/files/e5a82811-1bb0-48e4-a776-cacb59c7c092_7c5a2871-1717-4026-821f-aaece06c4533.jpg?v=1688550142&width=1600 | //skylux.eu/cdn/shop/files/E_MH_Montageh_Skycom_Skymax_CE_2022_ENG_73f3f473-39be-4d17-8e58-d46c5d5e9dbf.pdf?v=4744962489129817115 | //skylux.eu/cdn/shop/files/E_TD_Technical_File_Skylux_Skymax_CE.pdf?v=2805631801233959646 | <p>Discover the Skymax CE Smoke and Heat Exhaust System - the ultimate solution for safe and efficient smoke and heat extraction. This CE-certified system meets the strictest European standards and offers unrivalled fire safety.</p> <p><strong>With Skymax CE, you can count on the following benefits:</strong></p> <p><em>• Free access through to the roof for fast evacuation and safe access for emergency services.</em></p> <p><em>• Reduces smoke damage and the risk of flash-over for a safe escape route.</em></p> <p><em>• Protects the building structure by lowering the temperature.</em></p> <p><em>• Lets in natural daylight and provides daily ventilation.</em></p> <p><em>• Fully pre-assembled system with fast installation.</em></p> <p><em>• Priority control of the ventilation opening in accordance with the new standards.</em></p> <p><em>• CE-certified according to EN 12101-2 for guaranteed safety and reliability.</em></p> <p>Choose Skymax CE with 30 cm metal curb 1000 x 1000 mm and enjoy peace of mind, knowing that you are investing in a high-quality smoke and heat exhaust system that meets all requirements and standards. Improve the fire safety of your building and ensure faster and safer evacuation.</p> <br> <br> | skymax-ce-met-metaalopstand-30-cm-1000-x-1000-mm | 8585986670925 | 46872261263693
Smoke and heat exhaust (SHEV) | SHE system | Skylux | Skymax CE with metal curb 30 cm 1000 x 1300 mm |  | 49239 | 5412970492399 | 3011.7 | Yes | 15-20 | 73.08 | 1000 x 1300 mm | 1300 | 1000 |  | metal curb M30 (30 cm high) | Rectangular | 5.17 W/m²K - 0.99 W/m²K | 87% - 32% | 90% - 32% | 20dB - 24dB | Skymax CE (for stairwell) | skylight | without spoiler | C15 |  | External priority switch for fire brigade mandatory (1 per control unit) | Discover the Skymax CE Smoke and Heat Exhaust System - the ultimate solution for safe and efficient smoke and heat extraction. This CE-certified system complies with the strictest European standards and offers unrivalled fire safety. With Skymax CE, you can count on the following benefits: • Free access through the roof opening for rapid evacuation and safe access for emergency services. • Reduces smoke damage and the risk of flashover, ensuring a safe escape route. • Protects the building structure by lowering the temperature. • Lets in natural daylight and provides daily ventilation. • Fully pre-assembled system with fast installation. • Priority control of the ventilation opening in accordance with the new standards. • CE-certified according to EN 12101-2 for guaranteed safety and reliability. Choose Skymax CE with 30 cm metal curb 1000 x 1300 mm and enjoy peace of mind, knowing you are investing in a high-quality smoke and heat exhaust system that meets all requirements and standards. Improve the fire safety of your building and ensure faster and safer evacuation. | https://skylux.eu/en/products/skymax-ce-met-metaalopstand-30-cm-1000-x-1300-mm | https://skylux.eu/cdn/shop/files/Skymax-CE-met-metaalopstand-30-cm-1000-x-1300-mm-RWA-systeem.jpg?v=1702988119&width=1600 | https://skylux.eu/cdn/shop/files/e5a82811-1bb0-48e4-a776-cacb59c7c092_f73329a8-c6b0-41bd-a162-c07e0e333464.jpg?v=1688550143&width=1600 | //skylux.eu/cdn/shop/files/E_MH_Montageh_Skycom_Skymax_CE_2022_ENG_73f3f473-39be-4d17-8e58-d46c5d5e9dbf.pdf?v=4744962489129817115 | //skylux.eu/cdn/shop/files/E_TD_Technical_File_Skylux_Skymax_CE.pdf?v=2805631801233959646 | <p>Discover the Skymax CE Smoke and Heat Exhaust System - the ultimate solution for safe and efficient smoke and heat extraction. This CE-certified system complies with the strictest European standards and offers unrivalled fire safety.</p> <p><strong>With Skymax CE, you can count on the following benefits:</strong></p> <p><em>• Free access through the roof opening for rapid evacuation and safe access for emergency services.</em></p> <p><em>• Reduces smoke damage and the risk of flashover, ensuring a safe escape route.</em></p> <p><em>• Protects the building structure by lowering the temperature.</em></p> <p><em>• Lets in natural daylight and provides daily ventilation.</em></p> <p><em>• Fully pre-assembled system with fast installation.</em></p> <p><em>• Priority control of the ventilation opening in accordance with the new standards.</em></p> <p><em>• CE-certified according to EN 12101-2 for guaranteed safety and reliability.</em></p> <p>Choose Skymax CE with 30 cm metal curb 1000 x 1300 mm and enjoy peace of mind, knowing you are investing in a high-quality smoke and heat exhaust system that meets all requirements and standards. Improve the fire safety of your building and ensure faster and safer evacuation.</p> <br> <br> | skymax-ce-met-metaalopstand-30-cm-1000-x-1300-mm | 8585986801997 | 46872261427533
Smoke and heat exhaust (SHEV) | SHE system | Skylux | Skymax CE with metal curb 30 cm 1100 x 1100 mm |  | 49240 | 5412970492405 | 2989.95 | Yes | 5-10 | 71.38 | 1100 x 1100 mm | 1100 | 1100 |  | metal curb M30 (30 cm high) | Square | 5.17 W/m²K - 0.99 W/m²K | 87% - 32% | 90% - 32% | 20dB - 24dB | Skymax CE (for stairwell) | skylight | without spoiler | C05 |  | External priority switch for fire brigade mandatory (1 per control unit) | Discover the Skymax CE Smoke and Heat Exhaust System - the ultimate solution for safe and efficient smoke and heat extraction. This CE-certified system complies with the strictest European standards and offers unmatched fire safety. With Skymax CE, you can count on the following benefits: • Free passage to the roof for fast evacuation and safe access for emergency services. • Reduces smoke damage and the risk of flash-over to ensure a safe escape route. • Protects the building structure by lowering the temperature. • Lets in natural daylight and provides daily ventilation. • Fully pre-assembled system with fast installation. • Priority control of the ventilation opening in accordance with the new standards. • CE-certified according to EN 12101-2 for guaranteed safety and reliability. Choose Skymax CE with 30 cm metal curb 1100 x 1100 mm and enjoy peace of mind, knowing that you are investing in a high-quality smoke and heat exhaust system that meets all requirements and standards. Improve the fire safety of your building and ensure faster and safer evacuation. | https://skylux.eu/en/products/skymax-ce-met-metaalopstand-30-cm-1100-x-1100-mm | https://skylux.eu/cdn/shop/files/Skymax-CE-met-metaalopstand-30-cm-1100-x-1100-mm-RWA-systeem.jpg?v=1702988124&width=1600 | https://skylux.eu/cdn/shop/files/e5a82811-1bb0-48e4-a776-cacb59c7c092_5d322813-f12d-4b71-9fb6-a864302b4a9c.jpg?v=1688550144&width=1600 | //skylux.eu/cdn/shop/files/E_MH_Montageh_Skycom_Skymax_CE_2022_ENG_73f3f473-39be-4d17-8e58-d46c5d5e9dbf.pdf?v=4744962489129817115 | //skylux.eu/cdn/shop/files/E_TD_Technical_File_Skylux_Skymax_CE.pdf?v=2805631801233959646 | <p>Discover the Skymax CE Smoke and Heat Exhaust System - the ultimate solution for safe and efficient smoke and heat extraction. This CE-certified system complies with the strictest European standards and offers unmatched fire safety.</p> <p><strong>With Skymax CE, you can count on the following benefits:</strong></p> <p><em>• Free passage to the roof for fast evacuation and safe access for emergency services.</em></p> <p><em>• Reduces smoke damage and the risk of flash-over to ensure a safe escape route.</em></p> <p><em>• Protects the building structure by lowering the temperature.</em></p> <p><em>• Lets in natural daylight and provides daily ventilation.</em></p> <p><em>• Fully pre-assembled system with fast installation.</em></p> <p><em>• Priority control of the ventilation opening in accordance with the new standards.</em></p> <p><em>• CE-certified according to EN 12101-2 for guaranteed safety and reliability.</em></p> <p>Choose Skymax CE with 30 cm metal curb 1100 x 1100 mm and enjoy peace of mind, knowing that you are investing in a high-quality smoke and heat exhaust system that meets all requirements and standards. Improve the fire safety of your building and ensure faster and safer evacuation.</p> <br> <br> | skymax-ce-met-metaalopstand-30-cm-1100-x-1100-mm | 8585986900301 | 46872261525837
Smoke and heat exhaust (SHEV) | SHE system | Skylux | Skymax CE with metal curb 30 cm 1200 x 1200 mm |  | 33943 | 5412970339434 | 3031.05 | Yes | 5-10 | 74.38 | 1200 x 1200 mm | 1200 | 1200 |  | metal curb M30 (30 cm high) | Square | 5.17 W/m²K - 0.99 W/m²K | 87% - 32% | 90% - 32% | 20dB - 24dB | Skymax CE (for stairwell) | skylight | without spoiler | C05 |  | External priority switch for fire brigade mandatory (1 per control unit) | Discover the Skymax CE Smoke and Heat Exhaust System - the ultimate solution for safe and efficient smoke and heat extraction. This CE-certified system meets the strictest European standards and offers unrivalled fire safety. With Skymax CE, you can count on the following benefits: • Free access through to the roof for fast evacuation and safe access for emergency services. • Reduces smoke damage and the risk of flash-over, ensuring a safe escape route. • Protects the building structure by lowering the temperature. • Lets in natural daylight and provides daily ventilation. • Fully pre-assembled system with fast installation. • Priority operation of the ventilation opening in accordance with the new standards. • CE-certified according to EN 12101-2 for guaranteed safety and reliability. Choose Skymax CE with 30 cm metal curb 1200 x 1200 mm and enjoy peace of mind, knowing that you are investing in a high-quality smoke and heat exhaust system that meets all requirements and standards. Improve the fire safety of your building and ensure faster and safer evacuation. | https://skylux.eu/en/products/skymax-ce-met-metaalopstand-30-cm-1200-x-1200-mm | https://skylux.eu/cdn/shop/files/Skymax-CE-met-metaalopstand-30-cm-1200-x-1200-mm-RWA-systeem.jpg?v=1702988130&width=1600 | https://skylux.eu/cdn/shop/files/e5a82811-1bb0-48e4-a776-cacb59c7c092_ecbdb01b-e193-4905-aa83-16d1a548678d.jpg?v=1688550145&width=1600 | //skylux.eu/cdn/shop/files/E_MH_Montageh_Skycom_Skymax_CE_2022_ENG_73f3f473-39be-4d17-8e58-d46c5d5e9dbf.pdf?v=4744962489129817115 | //skylux.eu/cdn/shop/files/E_TD_Technical_File_Skylux_Skymax_CE.pdf?v=2805631801233959646 | <p>Discover the Skymax CE Smoke and Heat Exhaust System - the ultimate solution for safe and efficient smoke and heat extraction. This CE-certified system meets the strictest European standards and offers unrivalled fire safety.</p> <p><strong>With Skymax CE, you can count on the following benefits:</strong></p> <p><em>• Free access through to the roof for fast evacuation and safe access for emergency services.</em></p> <p><em>• Reduces smoke damage and the risk of flash-over, ensuring a safe escape route.</em></p> <p><em>• Protects the building structure by lowering the temperature.</em></p> <p><em>• Lets in natural daylight and provides daily ventilation.</em></p> <p><em>• Fully pre-assembled system with fast installation.</em></p> <p><em>• Priority operation of the ventilation opening in accordance with the new standards.</em></p> <p><em>• CE-certified according to EN 12101-2 for guaranteed safety and reliability.</em></p> <p>Choose Skymax CE with 30 cm metal curb 1200 x 1200 mm and enjoy peace of mind, knowing that you are investing in a high-quality smoke and heat exhaust system that meets all requirements and standards. Improve the fire safety of your building and ensure faster and safer evacuation.</p> <br> <br> | skymax-ce-met-metaalopstand-30-cm-1200-x-1200-mm | 8585986998605 | 46872261624141
Smoke and heat exhaust (SHEV) | SHE system | Skylux | Skymax CE with metal curb 30 cm with iDome 0600 x 0900 mm |  | 69790 | 5412970697909 | 3357.75 | Yes | 15-20 | 86.46 | 600 x 900 mm | 900 | 600 |  | metal curb M30 (30 cm high) | Rectangular | 0.93 W/m²K - 0.79 W/m²K | 46% - 24% | 68% - 31% | 40dB | Skymax CE (for stairwell) | iDome | without spoiler | C15 |  | Maximum double-walled skylight possible for this product | Discover the Skymax CE smoke and heat extraction system - the ultimate solution for safe and efficient smoke and heat extraction. This CE-certified system meets the strictest European standards and offers unparalleled fire safety. The Skymax CE offers you the following features: • Free access to the roof for rapid evacuation and safe access for emergency services. • Reduces smoke damage and risk of flashover for a safe escape route. • Protects the building structure by lowering the temperature. • Allows natural daylight to enter and provides daily ventilation. • Complete pre-assembled system with quick installation. • Priority control of the ventilation opening according to the new standards. • CE certified to EN 12101-2 for guaranteed safety and reliability. Choose Skymax CE with metal curb 30 cm with iDome 0600 x 0900 mm and enjoy peace of mind knowing that you are investing in a high-quality smoke and heat extraction system that meets all requirements and standards. Improve the fire safety of your building and ensure a faster and safer evacuation. Number of walls Double glazing+ plastic skylight (max. double-walled) Insulation value (Ug-value) 0.93 W/m²K in combination with a single-walled skylight 0.79 W/m²K in combination with a double-walled skylight Burglar-resistant Yes Fall-through safety Only in combination with a polycarbonate plastic skylight Acoustic value Rw 40 dB LT-value 68% in combination with a single-walled clear acrylic skylight 62% in combination with a single-walled opal acrylic skylight 61% in combination with a double-walled clear acrylic skylight 52% in combination with a double-walled opal acrylic skylight 66% in combination with a single-walled clear polycarbonate skylight 44% in combination with a single-walled opal polycarbonate skylight 59% in combination with a double-walled clear polycarbonate skylight 55% in combination with a double-walled clear polycarbonate skylight g-value 46% in combination with a single-walled clear acrylic skylight 40% in combination with a single-walled opal acrylic skylight 40% in combination with a double-walled clear acrylic skylight 31% in combination with a double-walled opal acrylic skylight 44% in combination with a single-walled clear polycarbonate skylight 32% in combination with a single-walled opal polycarbonate skylight 38% in combination with a double-walled clear polycarbonate skylight 37% in combination with a double-walled clear polycarbonate skylight Shape Spherical Guarantee 10 years | https://skylux.eu/en/products/skymax-ce-met-metaalopstand-30-cm-met-idome-0600-x-0900-mm | https://skylux.eu/cdn/shop/files/Skymax-CE-met-metaalopstand-30-cm-met-iDome-0600-x-0900-mm-RWA-systeem.jpg?v=1702987997&width=1600 | https://skylux.eu/cdn/shop/files/e5a82811-1bb0-48e4-a776-cacb59c7c092_e9b76530-18df-49ad-81c2-8f469a5db0c1.jpg?v=1688550119&width=1600 | //skylux.eu/cdn/shop/files/E_MH_Montageh_Skycom_Skymax_CE_2022_ENG_73f3f473-39be-4d17-8e58-d46c5d5e9dbf.pdf?v=4744962489129817115 | //skylux.eu/cdn/shop/files/E_TD_Technical_File_Skylux_Skymax_CE.pdf?v=2805631801233959646 | <p>Discover the Skymax CE smoke and heat extraction system - the ultimate solution for safe and efficient smoke and heat extraction. This CE-certified system meets the strictest European standards and offers unparalleled fire safety.</p> <p><strong>The Skymax CE offers you the following features:</strong></p> <p><em>• Free access to the roof for rapid evacuation and safe access for emergency services.</em></p> <p><em>• Reduces smoke damage and risk of flashover for a safe escape route.</em></p> <p><em>• Protects the building structure by lowering the temperature.</em></p> <p><em>• Allows natural daylight to enter and provides daily ventilation.</em></p> <p><em>• Complete pre-assembled system with quick installation.</em></p> <p><em>• Priority control of the ventilation opening according to the new standards.</em></p> <p><em>• CE certified to EN 12101-2 for guaranteed safety and reliability.</em></p> <p>Choose Skymax CE with metal curb 30 cm with iDome 0600 x 0900 mm and enjoy peace of mind knowing that you are investing in a high-quality smoke and heat extraction system that meets all requirements and standards. Improve the fire safety of your building and ensure a faster and safer evacuation.</p> <br> <br> <table><tbody> <tr> <td>Number of walls</td> <td>Double glazing+ plastic skylight (max. double-walled)</td> </tr> <tr> <td>Insulation value (Ug-value)</td> <td>0.93 W/m²K in combination with a single-walled skylight<br> 0.79 W/m²K in combination with a double-walled skylight</td> </tr> <tr> <td>Burglar-resistant</td> <td>Yes</td> </tr> <tr> <td>Fall-through safety</td> <td>Only in combination with a <a href="">polycarbonate plastic skylight</a> </td> </tr> <tr> <td>Acoustic value Rw</td> <td>40 dB</td> </tr> <tr> <td>LT-value</td> <td> <p>68% in combination with a single-walled clear acrylic skylight<br> 62% in combination with a single-walled opal acrylic skylight<br> 61% in combination with a double-walled clear acrylic skylight<br> 52% in combination with a double-walled opal acrylic skylight<br> 66% in combination with a single-walled clear polycarbonate skylight<br> 44% in combination with a single-walled opal polycarbonate skylight<br> 59% in combination with a double-walled clear polycarbonate skylight<br> 55% in combination with a double-walled clear polycarbonate skylight</p> </td> </tr> <tr> <td>g-value</td> <td>46% in combination with a single-walled clear acrylic skylight<br> 40% in combination with a single-walled opal acrylic skylight<br> 40% in combination with a double-walled clear acrylic skylight<br> 31% in combination with a double-walled opal acrylic skylight<br> 44% in combination with a single-walled clear polycarbonate skylight<br> 32% in combination with a single-walled opal polycarbonate skylight<br> 38% in combination with a double-walled clear polycarbonate skylight<br> 37% in combination with a double-walled clear polycarbonate skylight</td> </tr> <tr> <td>Shape</td> <td>Spherical</td> </tr> <tr> <td>Guarantee</td> <td>10 years</td> </tr> </tbody></table> | skymax-ce-met-metaalopstand-30-cm-met-idome-0600-x-0900-mm | 8585985327437 | 46872259133773
Smoke and heat exhaust (SHEV) | SHE system | Skylux | Skymax CE with metal curb 30 cm with iDome 0700 x 1000 mm |  | 49248 | 5412970492481 | 3483.6 | Yes | 15-20 | 96.59 | 700 x 1000 mm | 1000 | 700 |  | metal curb M30 (30 cm high) | Rectangular | 0.93 W/m²K - 0.79 W/m²K | 46% - 24% | 68% - 31% | 40dB | Skymax CE (for stairwell) | iDome | without spoiler | C15 |  | Maximum double-walled skylight possible for this product | Discover the Skymax CE smoke and heat extraction system - the ultimate solution for safe and efficient smoke and heat extraction. This CE-certified system meets the strictest European standards and offers unparalleled fire safety. The Skymax CE offers you the following features: • Free access to the roof for rapid evacuation and safe access for emergency services. • Reduces smoke damage and risk of flashover for a safe escape route. • Protects the building structure by lowering the temperature. • Allows natural daylight to enter and provides daily ventilation. • Complete pre-assembled system with quick installation. • Priority control of the ventilation opening according to the new standards. • CE certified to EN 12101-2 for guaranteed safety and reliability. Choose Skymax CE with metal curb 30 cm with iDome 0700 x 1000 mm and enjoy peace of mind knowing that you are investing in a high-quality smoke and heat extraction system that meets all requirements and standards. Improve the fire safety of your building and ensure a faster and safer evacuation. Number of walls Double glazing+ plastic skylight (max. double-walled) Insulation value (Ug-value) 0.93 W/m²K in combination with a single-walled skylight 0.79 W/m²K in combination with a double-walled skylight Burglar-resistant Yes Fall-through safety Only in combination with a polycarbonate plastic skylight Acoustic value Rw 40 dB LT-value 68% in combination with a single-walled clear acrylic skylight 62% in combination with a single-walled opal acrylic skylight 61% in combination with a double-walled clear acrylic skylight 52% in combination with a double-walled opal acrylic skylight 66% in combination with a single-walled clear polycarbonate skylight 44% in combination with a single-walled opal polycarbonate skylight 59% in combination with a double-walled clear polycarbonate skylight 55% in combination with a double-walled clear polycarbonate skylight g-value 46% in combination with a single-walled clear acrylic skylight 40% in combination with a single-walled opal acrylic skylight 40% in combination with a double-walled clear acrylic skylight 31% in combination with a double-walled opal acrylic skylight 44% in combination with a single-walled clear polycarbonate skylight 32% in combination with a single-walled opal polycarbonate skylight 38% in combination with a double-walled clear polycarbonate skylight 37% in combination with a double-walled clear polycarbonate skylight Shape Spherical Guarantee 10 years | https://skylux.eu/en/products/skymax-ce-met-metaalopstand-30-cm-met-idome-0700-x-1000-mm | https://skylux.eu/cdn/shop/files/Skymax-CE-met-metaalopstand-30-cm-met-iDome-0700-x-1000-mm-RWA-systeem.jpg?v=1702988003&width=1600 | https://skylux.eu/cdn/shop/files/e5a82811-1bb0-48e4-a776-cacb59c7c092_3ed6a06b-7b0f-49a4-bbfc-418154a1e280.jpg?v=1688550120&width=1600 | //skylux.eu/cdn/shop/files/E_MH_Montageh_Skycom_Skymax_CE_2022_ENG_73f3f473-39be-4d17-8e58-d46c5d5e9dbf.pdf?v=4744962489129817115 | //skylux.eu/cdn/shop/files/E_TD_Technical_File_Skylux_Skymax_CE.pdf?v=2805631801233959646 | <p>Discover the Skymax CE smoke and heat extraction system - the ultimate solution for safe and efficient smoke and heat extraction. This CE-certified system meets the strictest European standards and offers unparalleled fire safety.</p> <p><strong>The Skymax CE offers you the following features:</strong></p> <p><em>• Free access to the roof for rapid evacuation and safe access for emergency services.</em></p> <p><em>• Reduces smoke damage and risk of flashover for a safe escape route.</em></p> <p><em>• Protects the building structure by lowering the temperature.</em></p> <p><em>• Allows natural daylight to enter and provides daily ventilation.</em></p> <p><em>• Complete pre-assembled system with quick installation.</em></p> <p><em>• Priority control of the ventilation opening according to the new standards.</em></p> <p><em>• CE certified to EN 12101-2 for guaranteed safety and reliability.</em></p> <p>Choose Skymax CE with metal curb 30 cm with iDome 0700 x 1000 mm and enjoy peace of mind knowing that you are investing in a high-quality smoke and heat extraction system that meets all requirements and standards. Improve the fire safety of your building and ensure a faster and safer evacuation.</p> <br> <br> <table><tbody> <tr> <td>Number of walls</td> <td>Double glazing+ plastic skylight (max. double-walled)</td> </tr> <tr> <td>Insulation value (Ug-value)</td> <td>0.93 W/m²K in combination with a single-walled skylight<br> 0.79 W/m²K in combination with a double-walled skylight</td> </tr> <tr> <td>Burglar-resistant</td> <td>Yes</td> </tr> <tr> <td>Fall-through safety</td> <td>Only in combination with a <a href="">polycarbonate plastic skylight</a> </td> </tr> <tr> <td>Acoustic value Rw</td> <td>40 dB</td> </tr> <tr> <td>LT-value</td> <td> <p>68% in combination with a single-walled clear acrylic skylight<br> 62% in combination with a single-walled opal acrylic skylight<br> 61% in combination with a double-walled clear acrylic skylight<br> 52% in combination with a double-walled opal acrylic skylight<br> 66% in combination with a single-walled clear polycarbonate skylight<br> 44% in combination with a single-walled opal polycarbonate skylight<br> 59% in combination with a double-walled clear polycarbonate skylight<br> 55% in combination with a double-walled clear polycarbonate skylight</p> </td> </tr> <tr> <td>g-value</td> <td>46% in combination with a single-walled clear acrylic skylight<br> 40% in combination with a single-walled opal acrylic skylight<br> 40% in combination with a double-walled clear acrylic skylight<br> 31% in combination with a double-walled opal acrylic skylight<br> 44% in combination with a single-walled clear polycarbonate skylight<br> 32% in combination with a single-walled opal polycarbonate skylight<br> 38% in combination with a double-walled clear polycarbonate skylight<br> 37% in combination with a double-walled clear polycarbonate skylight</td> </tr> <tr> <td>Shape</td> <td>Spherical</td> </tr> <tr> <td>Guarantee</td> <td>10 years</td> </tr> </tbody></table> | skymax-ce-met-metaalopstand-30-cm-met-idome-0700-x-1000-mm | 8585985360205 | 46872259199309
Smoke and heat exhaust (SHEV) | SHE system | Skylux | Skymax CE with metal curb 30 cm with iDome 0800 x 1300 mm |  | 49249 | 5412970492498 | 3753.45 | Yes | 15-20 | 115.1 | 800 x 1300 mm | 1300 | 800 |  | metal curb M30 (30 cm high) | Rectangular | 0.93 W/m²K - 0.79 W/m²K | 46% - 24% | 68% - 31% | 40dB | Skymax CE (for stairwell) | iDome | without spoiler | C15 |  | Maximum double-walled skylight possible for this product | Discover the Skymax CE smoke and heat extraction system - the ultimate solution for safe and efficient smoke and heat extraction. This CE-certified system meets the strictest European standards and offers unparalleled fire safety. The Skymax CE offers you the following features: • Free access to the roof for rapid evacuation and safe access for emergency services. • Reduces smoke damage and risk of flashover for a safe escape route. • Protects the building structure by lowering the temperature. • Allows natural daylight to enter and provides daily ventilation. • Complete pre-assembled system with quick installation. • Priority control of the ventilation opening according to the new standards. • CE certified to EN 12101-2 for guaranteed safety and reliability. Choose Skymax CE with metal curb 30 cm with iDome 0800 x 1300 mm and enjoy peace of mind knowing that you are investing in a high-quality smoke and heat extraction system that meets all requirements and standards. Improve the fire safety of your building and ensure a faster and safer evacuation. Number of walls Double glazing+ plastic skylight (max. double-walled) Insulation value (Ug-value) 0.93 W/m²K in combination with a single-walled skylight 0.79 W/m²K in combination with a double-walled skylight Burglar-resistant Yes Fall-through safety Only in combination with a polycarbonate plastic skylight Acoustic value Rw 40 dB LT-value 68% in combination with a single-walled clear acrylic skylight 62% in combination with a single-walled opal acrylic skylight 61% in combination with a double-walled clear acrylic skylight 52% in combination with a double-walled opal acrylic skylight 66% in combination with a single-walled clear polycarbonate skylight 44% in combination with a single-walled opal polycarbonate skylight 59% in combination with a double-walled clear polycarbonate skylight 55% in combination with a double-walled clear polycarbonate skylight g-value 46% in combination with a single-walled clear acrylic skylight 40% in combination with a single-walled opal acrylic skylight 40% in combination with a double-walled clear acrylic skylight 31% in combination with a double-walled opal acrylic skylight 44% in combination with a single-walled clear polycarbonate skylight 32% in combination with a single-walled opal polycarbonate skylight 38% in combination with a double-walled clear polycarbonate skylight 37% in combination with a double-walled clear polycarbonate skylight Shape Spherical Guarantee 10 years | https://skylux.eu/en/products/skymax-ce-met-metaalopstand-30-cm-met-idome-0800-x-1300-mm | https://skylux.eu/cdn/shop/files/Skymax-CE-met-metaalopstand-30-cm-met-iDome-0800-x-1300-mm-RWA-systeem.jpg?v=1702988008&width=1600 | https://skylux.eu/cdn/shop/files/e5a82811-1bb0-48e4-a776-cacb59c7c092_d3780f7b-9088-4b7d-9911-04c05585d80b.jpg?v=1688550121&width=1600 | //skylux.eu/cdn/shop/files/E_MH_Montageh_Skycom_Skymax_CE_2022_ENG_73f3f473-39be-4d17-8e58-d46c5d5e9dbf.pdf?v=4744962489129817115 | //skylux.eu/cdn/shop/files/E_TD_Technical_File_Skylux_Skymax_CE.pdf?v=2805631801233959646 | <p>Discover the Skymax CE smoke and heat extraction system - the ultimate solution for safe and efficient smoke and heat extraction. This CE-certified system meets the strictest European standards and offers unparalleled fire safety.</p> <p><strong>The Skymax CE offers you the following features:</strong></p> <p><em>• Free access to the roof for rapid evacuation and safe access for emergency services.</em></p> <p><em>• Reduces smoke damage and risk of flashover for a safe escape route.</em></p> <p><em>• Protects the building structure by lowering the temperature.</em></p> <p><em>• Allows natural daylight to enter and provides daily ventilation.</em></p> <p><em>• Complete pre-assembled system with quick installation.</em></p> <p><em>• Priority control of the ventilation opening according to the new standards.</em></p> <p><em>• CE certified to EN 12101-2 for guaranteed safety and reliability.</em></p> <p>Choose Skymax CE with metal curb 30 cm with iDome 0800 x 1300 mm and enjoy peace of mind knowing that you are investing in a high-quality smoke and heat extraction system that meets all requirements and standards. Improve the fire safety of your building and ensure a faster and safer evacuation.</p> <br> <br> <table><tbody> <tr> <td>Number of walls</td> <td>Double glazing+ plastic skylight (max. double-walled)</td> </tr> <tr> <td>Insulation value (Ug-value)</td> <td>0.93 W/m²K in combination with a single-walled skylight<br> 0.79 W/m²K in combination with a double-walled skylight</td> </tr> <tr> <td>Burglar-resistant</td> <td>Yes</td> </tr> <tr> <td>Fall-through safety</td> <td>Only in combination with a <a href="">polycarbonate plastic skylight</a> </td> </tr> <tr> <td>Acoustic value Rw</td> <td>40 dB</td> </tr> <tr> <td>LT-value</td> <td> <p>68% in combination with a single-walled clear acrylic skylight<br> 62% in combination with a single-walled opal acrylic skylight<br> 61% in combination with a double-walled clear acrylic skylight<br> 52% in combination with a double-walled opal acrylic skylight<br> 66% in combination with a single-walled clear polycarbonate skylight<br> 44% in combination with a single-walled opal polycarbonate skylight<br> 59% in combination with a double-walled clear polycarbonate skylight<br> 55% in combination with a double-walled clear polycarbonate skylight</p> </td> </tr> <tr> <td>g-value</td> <td>46% in combination with a single-walled clear acrylic skylight<br> 40% in combination with a single-walled opal acrylic skylight<br> 40% in combination with a double-walled clear acrylic skylight<br> 31% in combination with a double-walled opal acrylic skylight<br> 44% in combination with a single-walled clear polycarbonate skylight<br> 32% in combination with a single-walled opal polycarbonate skylight<br> 38% in combination with a double-walled clear polycarbonate skylight<br> 37% in combination with a double-walled clear polycarbonate skylight</td> </tr> <tr> <td>Shape</td> <td>Spherical</td> </tr> <tr> <td>Guarantee</td> <td>10 years</td> </tr> </tbody></table> | skymax-ce-met-metaalopstand-30-cm-met-idome-0800-x-1300-mm | 8585985458509 | 46872259395917
Smoke and heat exhaust (SHEV) | SHE system | Skylux | Skymax CE with metal curb 30 cm with iDome 0900 x 1200 mm |  | 49250 | 5412970492504 | 3767.95 | Yes | 15-20 | 116.58 | 900 x 1200 mm | 1200 | 900 |  | metal curb M30 (30 cm high) | Rectangular | 0.93 W/m²K - 0.79 W/m²K | 46% - 24% | 68% - 31% | 40dB | Skymax CE (for stairwell) | iDome | without spoiler | C15 |  | Maximum double-walled skylight possible for this product | Discover the Skymax CE smoke and heat extraction system - the ultimate solution for safe and efficient smoke and heat extraction. This CE-certified system meets the strictest European standards and offers unparalleled fire safety. The Skymax CE offers you the following features: • Free access to the roof for rapid evacuation and safe access for emergency services. • Reduces smoke damage and risk of flashover for a safe escape route. • Protects the building structure by lowering the temperature. • Allows natural daylight to enter and provides daily ventilation. • Complete pre-assembled system with quick installation. • Priority control of the ventilation opening according to the new standards. • CE certified to EN 12101-2 for guaranteed safety and reliability. Choose Skymax CE with metal curb 30 cm with iDome 0900 x 1200 mm and enjoy peace of mind knowing that you are investing in a high-quality smoke and heat extraction system that meets all requirements and standards. Improve the fire safety of your building and ensure a faster and safer evacuation. Number of walls Double glazing+ plastic skylight (max. double-walled) Insulation value (Ug-value) 0.93 W/m²K in combination with a single-walled skylight 0.79 W/m²K in combination with a double-walled skylight Burglar-resistant Yes Fall-through safety Only in combination with a polycarbonate plastic skylight Acoustic value Rw 40 dB LT-value 68% in combination with a single-walled clear acrylic skylight 62% in combination with a single-walled opal acrylic skylight 61% in combination with a double-walled clear acrylic skylight 52% in combination with a double-walled opal acrylic skylight 66% in combination with a single-walled clear polycarbonate skylight 44% in combination with a single-walled opal polycarbonate skylight 59% in combination with a double-walled clear polycarbonate skylight 55% in combination with a double-walled clear polycarbonate skylight g-value 46% in combination with a single-walled clear acrylic skylight 40% in combination with a single-walled opal acrylic skylight 40% in combination with a double-walled clear acrylic skylight 31% in combination with a double-walled opal acrylic skylight 44% in combination with a single-walled clear polycarbonate skylight 32% in combination with a single-walled opal polycarbonate skylight 38% in combination with a double-walled clear polycarbonate skylight 37% in combination with a double-walled clear polycarbonate skylight Shape Spherical Guarantee 10 years | https://skylux.eu/en/products/skymax-ce-met-metaalopstand-30-cm-met-idome-0900-x-1200-mm | https://skylux.eu/cdn/shop/files/Skymax-CE-met-metaalopstand-30-cm-met-iDome-0900-x-1200-mm-RWA-systeem.jpg?v=1702988013&width=1600 | https://skylux.eu/cdn/shop/files/e5a82811-1bb0-48e4-a776-cacb59c7c092_0fe81707-4733-483f-b680-cdc9d31d954e.jpg?v=1688550122&width=1600 | //skylux.eu/cdn/shop/files/E_MH_Montageh_Skycom_Skymax_CE_2022_ENG_73f3f473-39be-4d17-8e58-d46c5d5e9dbf.pdf?v=4744962489129817115 | //skylux.eu/cdn/shop/files/E_TD_Technical_File_Skylux_Skymax_CE.pdf?v=2805631801233959646 | <p>Discover the Skymax CE smoke and heat extraction system - the ultimate solution for safe and efficient smoke and heat extraction. This CE-certified system meets the strictest European standards and offers unparalleled fire safety.</p> <p><strong>The Skymax CE offers you the following features:</strong></p> <p><em>• Free access to the roof for rapid evacuation and safe access for emergency services.</em></p> <p><em>• Reduces smoke damage and risk of flashover for a safe escape route.</em></p> <p><em>• Protects the building structure by lowering the temperature.</em></p> <p><em>• Allows natural daylight to enter and provides daily ventilation.</em></p> <p><em>• Complete pre-assembled system with quick installation.</em></p> <p><em>• Priority control of the ventilation opening according to the new standards.</em></p> <p><em>• CE certified to EN 12101-2 for guaranteed safety and reliability.</em></p> <p>Choose Skymax CE with metal curb 30 cm with iDome 0900 x 1200 mm and enjoy peace of mind knowing that you are investing in a high-quality smoke and heat extraction system that meets all requirements and standards. Improve the fire safety of your building and ensure a faster and safer evacuation.</p> <br> <br> <table><tbody> <tr> <td>Number of walls</td> <td>Double glazing+ plastic skylight (max. double-walled)</td> </tr> <tr> <td>Insulation value (Ug-value)</td> <td>0.93 W/m²K in combination with a single-walled skylight<br> 0.79 W/m²K in combination with a double-walled skylight</td> </tr> <tr> <td>Burglar-resistant</td> <td>Yes</td> </tr> <tr> <td>Fall-through safety</td> <td>Only in combination with a <a href="">polycarbonate plastic skylight</a> </td> </tr> <tr> <td>Acoustic value Rw</td> <td>40 dB</td> </tr> <tr> <td>LT-value</td> <td> <p>68% in combination with a single-walled clear acrylic skylight<br> 62% in combination with a single-walled opal acrylic skylight<br> 61% in combination with a double-walled clear acrylic skylight<br> 52% in combination with a double-walled opal acrylic skylight<br> 66% in combination with a single-walled clear polycarbonate skylight<br> 44% in combination with a single-walled opal polycarbonate skylight<br> 59% in combination with a double-walled clear polycarbonate skylight<br> 55% in combination with a double-walled clear polycarbonate skylight</p> </td> </tr> <tr> <td>g-value</td> <td>46% in combination with a single-walled clear acrylic skylight<br> 40% in combination with a single-walled opal acrylic skylight<br> 40% in combination with a double-walled clear acrylic skylight<br> 31% in combination with a double-walled opal acrylic skylight<br> 44% in combination with a single-walled clear polycarbonate skylight<br> 32% in combination with a single-walled opal polycarbonate skylight<br> 38% in combination with a double-walled clear polycarbonate skylight<br> 37% in combination with a double-walled clear polycarbonate skylight</td> </tr> <tr> <td>Shape</td> <td>Spherical</td> </tr> <tr> <td>Guarantee</td> <td>10 years</td> </tr> </tbody></table> | skymax-ce-met-metaalopstand-30-cm-met-idome-0900-x-1200-mm | 8585985491277 | 46872259428685
Smoke and heat exhaust (SHEV) | SHE system | Skylux | Skymax CE with metal curb 30 cm with iDome 1000 x 1000 mm |  | 49251 | 5412970492511 | 3640.9 | Yes | 15-20 | 112.14 | 1000 x 1000 mm | 1000 | 1000 |  | metal curb M30 (30 cm high) | Square | 0.93 W/m²K - 0.79 W/m²K | 46% - 24% | 68% - 31% | 40dB | Skymax CE (for stairwell) | iDome | without spoiler | C15 |  | Maximum double-walled skylight possible for this product | Discover the Skymax CE smoke and heat extraction system - the ultimate solution for safe and efficient smoke and heat extraction. This CE-certified system meets the strictest European standards and offers unparalleled fire safety. The Skymax CE offers you the following features: • Free access to the roof for rapid evacuation and safe access for emergency services. • Reduces smoke damage and risk of flashover for a safe escape route. • Protects the building structure by lowering the temperature. • Allows natural daylight to enter and provides daily ventilation. • Complete pre-assembled system with quick installation. • Priority control of the ventilation opening according to the new standards. • CE certified to EN 12101-2 for guaranteed safety and reliability. Choose Skymax CE with metal curb 30 cm with iDome 1000 x 1000 mm and enjoy peace of mind knowing that you are investing in a high-quality smoke and heat extraction system that meets all requirements and standards. Improve the fire safety of your building and ensure a faster and safer evacuation. Number of walls Double glazing+ plastic skylight (max. double-walled) Insulation value (Ug-value) 0.93 W/m²K in combination with a single-walled skylight 0.79 W/m²K in combination with a double-walled skylight Burglar-resistant Yes Fall-through safety Only in combination with a polycarbonate plastic skylight Acoustic value Rw 40 dB LT-value 68% in combination with a single-walled clear acrylic skylight 62% in combination with a single-walled opal acrylic skylight 61% in combination with a double-walled clear acrylic skylight 52% in combination with a double-walled opal acrylic skylight 66% in combination with a single-walled clear polycarbonate skylight 44% in combination with a single-walled opal polycarbonate skylight 59% in combination with a double-walled clear polycarbonate skylight 55% in combination with a double-walled clear polycarbonate skylight g-value 46% in combination with a single-walled clear acrylic skylight 40% in combination with a single-walled opal acrylic skylight 40% in combination with a double-walled clear acrylic skylight 31% in combination with a double-walled opal acrylic skylight 44% in combination with a single-walled clear polycarbonate skylight 32% in combination with a single-walled opal polycarbonate skylight 38% in combination with a double-walled clear polycarbonate skylight 37% in combination with a double-walled clear polycarbonate skylight Shape Spherical Guarantee 10 years | https://skylux.eu/en/products/skymax-ce-met-metaalopstand-30-cm-met-idome-1000-x-1000-mm | https://skylux.eu/cdn/shop/files/Skymax-CE-met-metaalopstand-30-cm-met-iDome-1000-x-1000-mm-RWA-systeem.jpg?v=1702988018&width=1600 | https://skylux.eu/cdn/shop/files/e5a82811-1bb0-48e4-a776-cacb59c7c092_cb9faf41-6553-46a9-8a85-41e81851c93d.jpg?v=1688550123&width=1600 | //skylux.eu/cdn/shop/files/E_MH_Montageh_Skycom_Skymax_CE_2022_ENG_73f3f473-39be-4d17-8e58-d46c5d5e9dbf.pdf?v=4744962489129817115 | //skylux.eu/cdn/shop/files/E_TD_Technical_File_Skylux_Skymax_CE.pdf?v=2805631801233959646 | <p>Discover the Skymax CE smoke and heat extraction system - the ultimate solution for safe and efficient smoke and heat extraction. This CE-certified system meets the strictest European standards and offers unparalleled fire safety.</p> <p><strong>The Skymax CE offers you the following features:</strong></p> <p><em>• Free access to the roof for rapid evacuation and safe access for emergency services.</em></p> <p><em>• Reduces smoke damage and risk of flashover for a safe escape route.</em></p> <p><em>• Protects the building structure by lowering the temperature.</em></p> <p><em>• Allows natural daylight to enter and provides daily ventilation.</em></p> <p><em>• Complete pre-assembled system with quick installation.</em></p> <p><em>• Priority control of the ventilation opening according to the new standards.</em></p> <p><em>• CE certified to EN 12101-2 for guaranteed safety and reliability.</em></p> <p>Choose Skymax CE with metal curb 30 cm with iDome 1000 x 1000 mm and enjoy peace of mind knowing that you are investing in a high-quality smoke and heat extraction system that meets all requirements and standards. Improve the fire safety of your building and ensure a faster and safer evacuation.</p> <br> <br> <table><tbody> <tr> <td>Number of walls</td> <td>Double glazing+ plastic skylight (max. double-walled)</td> </tr> <tr> <td>Insulation value (Ug-value)</td> <td>0.93 W/m²K in combination with a single-walled skylight<br> 0.79 W/m²K in combination with a double-walled skylight</td> </tr> <tr> <td>Burglar-resistant</td> <td>Yes</td> </tr> <tr> <td>Fall-through safety</td> <td>Only in combination with a <a href="">polycarbonate plastic skylight</a> </td> </tr> <tr> <td>Acoustic value Rw</td> <td>40 dB</td> </tr> <tr> <td>LT-value</td> <td> <p>68% in combination with a single-walled clear acrylic skylight<br> 62% in combination with a single-walled opal acrylic skylight<br> 61% in combination with a double-walled clear acrylic skylight<br> 52% in combination with a double-walled opal acrylic skylight<br> 66% in combination with a single-walled clear polycarbonate skylight<br> 44% in combination with a single-walled opal polycarbonate skylight<br> 59% in combination with a double-walled clear polycarbonate skylight<br> 55% in combination with a double-walled clear polycarbonate skylight</p> </td> </tr> <tr> <td>g-value</td> <td>46% in combination with a single-walled clear acrylic skylight<br> 40% in combination with a single-walled opal acrylic skylight<br> 40% in combination with a double-walled clear acrylic skylight<br> 31% in combination with a double-walled opal acrylic skylight<br> 44% in combination with a single-walled clear polycarbonate skylight<br> 32% in combination with a single-walled opal polycarbonate skylight<br> 38% in combination with a double-walled clear polycarbonate skylight<br> 37% in combination with a double-walled clear polycarbonate skylight</td> </tr> <tr> <td>Shape</td> <td>Spherical</td> </tr> <tr> <td>Guarantee</td> <td>10 years</td> </tr> </tbody></table> | skymax-ce-met-metaalopstand-30-cm-met-idome-1000-x-1000-mm | 8585985589581 | 46872259526989
Smoke and heat exhaust (SHEV) | SHE system | Skylux | Skymax CE with metal curb 30 cm with iDome 1000 x 1300 mm |  | 59948 | 5412970599487 | 3892.6 | Yes | 15-20 | 128.44 | 1000 x 1300 mm | 1300 | 1000 |  | metal curb M30 (30 cm high) | Rectangular | 0.93 W/m²K - 0.79 W/m²K | 46% - 24% | 68% - 31% | 40dB | Skymax CE (for stairwell) | iDome | without spoiler | C15 |  | Maximum double-walled skylight possible for this product | Discover the Skymax CE smoke and heat extraction system - the ultimate solution for safe and efficient smoke and heat extraction. This CE-certified system meets the strictest European standards and offers unparalleled fire safety. The Skymax CE offers you the following features: • Free access to the roof for rapid evacuation and safe access for emergency services. • Reduces smoke damage and risk of flashover for a safe escape route. • Protects the building structure by lowering the temperature. • Allows natural daylight to enter and provides daily ventilation. • Complete pre-assembled system with quick installation. • Priority control of the ventilation opening according to the new standards. • CE certified to EN 12101-2 for guaranteed safety and reliability. Choose Skymax CE with metal curb 30 cm with iDome 1000 x 1300 mm and enjoy peace of mind knowing that you are investing in a high-quality smoke and heat extraction system that meets all requirements and standards. Improve the fire safety of your building and ensure a faster and safer evacuation. Number of walls Double glazing+ plastic skylight (max. double-walled) Insulation value (Ug-value) 0.93 W/m²K in combination with a single-walled skylight 0.79 W/m²K in combination with a double-walled skylight Burglar-resistant Yes Fall-through safety Only in combination with a polycarbonate plastic skylight Acoustic value Rw 40 dB LT-value 68% in combination with a single-walled clear acrylic skylight 62% in combination with a single-walled opal acrylic skylight 61% in combination with a double-walled clear acrylic skylight 52% in combination with a double-walled opal acrylic skylight 66% in combination with a single-walled clear polycarbonate skylight 44% in combination with a single-walled opal polycarbonate skylight 59% in combination with a double-walled clear polycarbonate skylight 55% in combination with a double-walled clear polycarbonate skylight g-value 46% in combination with a single-walled clear acrylic skylight 40% in combination with a single-walled opal acrylic skylight 40% in combination with a double-walled clear acrylic skylight 31% in combination with a double-walled opal acrylic skylight 44% in combination with a single-walled clear polycarbonate skylight 32% in combination with a single-walled opal polycarbonate skylight 38% in combination with a double-walled clear polycarbonate skylight 37% in combination with a double-walled clear polycarbonate skylight Shape Spherical Guarantee 10 years | https://skylux.eu/en/products/skymax-ce-met-metaalopstand-30-cm-met-idome-1000-x-1300-mm | https://skylux.eu/cdn/shop/files/Skymax-CE-met-metaalopstand-30-cm-met-iDome-1000-x-1300-mm-RWA-systeem.jpg?v=1702988023&width=1600 | https://skylux.eu/cdn/shop/files/e5a82811-1bb0-48e4-a776-cacb59c7c092_80351d1b-84ec-41fd-a880-150f1660bd00.jpg?v=1688550124&width=1600 | //skylux.eu/cdn/shop/files/E_MH_Montageh_Skycom_Skymax_CE_2022_ENG_73f3f473-39be-4d17-8e58-d46c5d5e9dbf.pdf?v=4744962489129817115 | //skylux.eu/cdn/shop/files/E_TD_Technical_File_Skylux_Skymax_CE.pdf?v=2805631801233959646 | <p>Discover the Skymax CE smoke and heat extraction system - the ultimate solution for safe and efficient smoke and heat extraction. This CE-certified system meets the strictest European standards and offers unparalleled fire safety.</p> <p><strong>The Skymax CE offers you the following features:</strong></p> <p><em>• Free access to the roof for rapid evacuation and safe access for emergency services.</em></p> <p><em>• Reduces smoke damage and risk of flashover for a safe escape route.</em></p> <p><em>• Protects the building structure by lowering the temperature.</em></p> <p><em>• Allows natural daylight to enter and provides daily ventilation.</em></p> <p><em>• Complete pre-assembled system with quick installation.</em></p> <p><em>• Priority control of the ventilation opening according to the new standards.</em></p> <p><em>• CE certified to EN 12101-2 for guaranteed safety and reliability.</em></p> <p>Choose Skymax CE with metal curb 30 cm with iDome 1000 x 1300 mm and enjoy peace of mind knowing that you are investing in a high-quality smoke and heat extraction system that meets all requirements and standards. Improve the fire safety of your building and ensure a faster and safer evacuation.</p> <br> <br> <table><tbody> <tr> <td>Number of walls</td> <td>Double glazing+ plastic skylight (max. double-walled)</td> </tr> <tr> <td>Insulation value (Ug-value)</td> <td>0.93 W/m²K in combination with a single-walled skylight<br> 0.79 W/m²K in combination with a double-walled skylight</td> </tr> <tr> <td>Burglar-resistant</td> <td>Yes</td> </tr> <tr> <td>Fall-through safety</td> <td>Only in combination with a <a href="">polycarbonate plastic skylight</a> </td> </tr> <tr> <td>Acoustic value Rw</td> <td>40 dB</td> </tr> <tr> <td>LT-value</td> <td> <p>68% in combination with a single-walled clear acrylic skylight<br> 62% in combination with a single-walled opal acrylic skylight<br> 61% in combination with a double-walled clear acrylic skylight<br> 52% in combination with a double-walled opal acrylic skylight<br> 66% in combination with a single-walled clear polycarbonate skylight<br> 44% in combination with a single-walled opal polycarbonate skylight<br> 59% in combination with a double-walled clear polycarbonate skylight<br> 55% in combination with a double-walled clear polycarbonate skylight</p> </td> </tr> <tr> <td>g-value</td> <td>46% in combination with a single-walled clear acrylic skylight<br> 40% in combination with a single-walled opal acrylic skylight<br> 40% in combination with a double-walled clear acrylic skylight<br> 31% in combination with a double-walled opal acrylic skylight<br> 44% in combination with a single-walled clear polycarbonate skylight<br> 32% in combination with a single-walled opal polycarbonate skylight<br> 38% in combination with a double-walled clear polycarbonate skylight<br> 37% in combination with a double-walled clear polycarbonate skylight</td> </tr> <tr> <td>Shape</td> <td>Spherical</td> </tr> <tr> <td>Guarantee</td> <td>10 years</td> </tr> </tbody></table> | skymax-ce-met-metaalopstand-30-cm-met-idome-1000-x-1300-mm | 8585985655117 | 46872259625293
Smoke and heat exhaust (SHEV) | SHE system | Skylux | Skymax CE with metal curb 30 cm with iDome 1100 x 1100 mm |  | 49252 | 5412970492528 | 3830.9 | Yes | 15-20 | 121.39 | 1100 x 1100 mm | 1100 | 1100 |  | metal curb M30 (30 cm high) | Square | 0.93 W/m²K - 0.79 W/m²K | 46% - 24% | 68% - 31% | 40dB | Skymax CE (for stairwell) | iDome | without spoiler | C15 |  | Maximum double-walled skylight possible for this product | Discover the Skymax CE smoke and heat extraction system - the ultimate solution for safe and efficient smoke and heat extraction. This CE-certified system meets the strictest European standards and offers unparalleled fire safety. The Skymax CE offers you the following features: • Free access to the roof for rapid evacuation and safe access for emergency services. • Reduces smoke damage and risk of flashover for a safe escape route. • Protects the building structure by lowering the temperature. • Allows natural daylight to enter and provides daily ventilation. • Complete pre-assembled system with quick installation. • Priority control of the ventilation opening according to the new standards. • CE certified to EN 12101-2 for guaranteed safety and reliability. Choose Skymax CE with metal curb 30 cm with iDome 1100 x 1100 mm and enjoy peace of mind knowing that you are investing in a high-quality smoke and heat extraction system that meets all requirements and standards. Improve the fire safety of your building and ensure a faster and safer evacuation. Number of walls Double glazing+ plastic skylight (max. double-walled) Insulation value (Ug-value) 0.93 W/m²K in combination with a single-walled skylight 0.79 W/m²K in combination with a double-walled skylight Burglar-resistant Yes Fall-through safety Only in combination with a polycarbonate plastic skylight Acoustic value Rw 40 dB LT-value 68% in combination with a single-walled clear acrylic skylight 62% in combination with a single-walled opal acrylic skylight 61% in combination with a double-walled clear acrylic skylight 52% in combination with a double-walled opal acrylic skylight 66% in combination with a single-walled clear polycarbonate skylight 44% in combination with a single-walled opal polycarbonate skylight 59% in combination with a double-walled clear polycarbonate skylight 55% in combination with a double-walled clear polycarbonate skylight g-value 46% in combination with a single-walled clear acrylic skylight 40% in combination with a single-walled opal acrylic skylight 40% in combination with a double-walled clear acrylic skylight 31% in combination with a double-walled opal acrylic skylight 44% in combination with a single-walled clear polycarbonate skylight 32% in combination with a single-walled opal polycarbonate skylight 38% in combination with a double-walled clear polycarbonate skylight 37% in combination with a double-walled clear polycarbonate skylight Shape Spherical Guarantee 10 years | https://skylux.eu/en/products/skymax-ce-met-metaalopstand-30-cm-met-idome-1100-x-1100-mm | https://skylux.eu/cdn/shop/files/Skymax-CE-met-metaalopstand-30-cm-met-iDome-1100-x-1100-mm-RWA-systeem.jpg?v=1702988028&width=1600 | https://skylux.eu/cdn/shop/files/e5a82811-1bb0-48e4-a776-cacb59c7c092_44f94c1d-33af-4853-aecb-d0f96273b411.jpg?v=1688550125&width=1600 | //skylux.eu/cdn/shop/files/E_MH_Montageh_Skycom_Skymax_CE_2022_ENG_73f3f473-39be-4d17-8e58-d46c5d5e9dbf.pdf?v=4744962489129817115 | //skylux.eu/cdn/shop/files/E_TD_Technical_File_Skylux_Skymax_CE.pdf?v=2805631801233959646 | <p>Discover the Skymax CE smoke and heat extraction system - the ultimate solution for safe and efficient smoke and heat extraction. This CE-certified system meets the strictest European standards and offers unparalleled fire safety.</p> <p><strong>The Skymax CE offers you the following features:</strong></p> <p><em>• Free access to the roof for rapid evacuation and safe access for emergency services.</em></p> <p><em>• Reduces smoke damage and risk of flashover for a safe escape route.</em></p> <p><em>• Protects the building structure by lowering the temperature.</em></p> <p><em>• Allows natural daylight to enter and provides daily ventilation.</em></p> <p><em>• Complete pre-assembled system with quick installation.</em></p> <p><em>• Priority control of the ventilation opening according to the new standards.</em></p> <p><em>• CE certified to EN 12101-2 for guaranteed safety and reliability.</em></p> <p>Choose Skymax CE with metal curb 30 cm with iDome 1100 x 1100 mm and enjoy peace of mind knowing that you are investing in a high-quality smoke and heat extraction system that meets all requirements and standards. Improve the fire safety of your building and ensure a faster and safer evacuation.</p> <br> <br> <table><tbody> <tr> <td>Number of walls</td> <td>Double glazing+ plastic skylight (max. double-walled)</td> </tr> <tr> <td>Insulation value (Ug-value)</td> <td>0.93 W/m²K in combination with a single-walled skylight<br> 0.79 W/m²K in combination with a double-walled skylight</td> </tr> <tr> <td>Burglar-resistant</td> <td>Yes</td> </tr> <tr> <td>Fall-through safety</td> <td>Only in combination with a <a href="">polycarbonate plastic skylight</a> </td> </tr> <tr> <td>Acoustic value Rw</td> <td>40 dB</td> </tr> <tr> <td>LT-value</td> <td> <p>68% in combination with a single-walled clear acrylic skylight<br> 62% in combination with a single-walled opal acrylic skylight<br> 61% in combination with a double-walled clear acrylic skylight<br> 52% in combination with a double-walled opal acrylic skylight<br> 66% in combination with a single-walled clear polycarbonate skylight<br> 44% in combination with a single-walled opal polycarbonate skylight<br> 59% in combination with a double-walled clear polycarbonate skylight<br> 55% in combination with a double-walled clear polycarbonate skylight</p> </td> </tr> <tr> <td>g-value</td> <td>46% in combination with a single-walled clear acrylic skylight<br> 40% in combination with a single-walled opal acrylic skylight<br> 40% in combination with a double-walled clear acrylic skylight<br> 31% in combination with a double-walled opal acrylic skylight<br> 44% in combination with a single-walled clear polycarbonate skylight<br> 32% in combination with a single-walled opal polycarbonate skylight<br> 38% in combination with a double-walled clear polycarbonate skylight<br> 37% in combination with a double-walled clear polycarbonate skylight</td> </tr> <tr> <td>Shape</td> <td>Spherical</td> </tr> <tr> <td>Guarantee</td> <td>10 years</td> </tr> </tbody></table> | skymax-ce-met-metaalopstand-30-cm-met-idome-1100-x-1100-mm | 8585985687885 | 46872259658061
Smoke and heat exhaust (SHEV) | SHE system | Skylux | Skymax CE with metal curb 30 cm with iDome 1200 x 1200 mm |  | 49253 | 5412970492535 | 3951.9 | Yes | 15-20 | 134.81 | 1200 x 1200 mm | 1200 | 1200 |  | metal curb M30 (30 cm high) | Square | 0.93 W/m²K - 0.79 W/m²K | 46% - 24% | 68% - 31% | 40dB | Skymax CE (for stairwell) | iDome | without spoiler | C15 |  | Maximum double-walled skylight possible for this product | Discover the Skymax CE smoke and heat extraction system - the ultimate solution for safe and efficient smoke and heat extraction. This CE-certified system meets the strictest European standards and offers unparalleled fire safety. The Skymax CE offers you the following features: • Free access to the roof for rapid evacuation and safe access for emergency services. • Reduces smoke damage and risk of flashover for a safe escape route. • Protects the building structure by lowering the temperature. • Allows natural daylight to enter and provides daily ventilation. • Complete pre-assembled system with quick installation. • Priority control of the ventilation opening according to the new standards. • CE certified to EN 12101-2 for guaranteed safety and reliability. Choose Skymax CE with metal curb 30 cm with iDome 1200 x 1200 mm and enjoy peace of mind knowing that you are investing in a high-quality smoke and heat extraction system that meets all requirements and standards. Improve the fire safety of your building and ensure a faster and safer evacuation. Number of walls Double glazing+ plastic skylight (max. double-walled) Insulation value (Ug-value) 0.93 W/m²K in combination with a single-walled skylight 0.79 W/m²K in combination with a double-walled skylight Burglar-resistant Yes Fall-through safety Only in combination with a polycarbonate plastic skylight Acoustic value Rw 40 dB LT-value 68% in combination with a single-walled clear acrylic skylight 62% in combination with a single-walled opal acrylic skylight 61% in combination with a double-walled clear acrylic skylight 52% in combination with a double-walled opal acrylic skylight 66% in combination with a single-walled clear polycarbonate skylight 44% in combination with a single-walled opal polycarbonate skylight 59% in combination with a double-walled clear polycarbonate skylight 55% in combination with a double-walled clear polycarbonate skylight g-value 46% in combination with a single-walled clear acrylic skylight 40% in combination with a single-walled opal acrylic skylight 40% in combination with a double-walled clear acrylic skylight 31% in combination with a double-walled opal acrylic skylight 44% in combination with a single-walled clear polycarbonate skylight 32% in combination with a single-walled opal polycarbonate skylight 38% in combination with a double-walled clear polycarbonate skylight 37% in combination with a double-walled clear polycarbonate skylight Shape Spherical Guarantee 10 years | https://skylux.eu/en/products/skymax-ce-met-metaalopstand-30-cm-met-idome-1200-x-1200-mm | https://skylux.eu/cdn/shop/files/Skymax-CE-met-metaalopstand-30-cm-met-iDome-1200-x-1200-mm-RWA-systeem.jpg?v=1702988034&width=1600 | https://skylux.eu/cdn/shop/files/e5a82811-1bb0-48e4-a776-cacb59c7c092_26d52482-65be-482a-bb97-1f8da736a7c2.jpg?v=1688550126&width=1600 | //skylux.eu/cdn/shop/files/E_MH_Montageh_Skycom_Skymax_CE_2022_ENG_73f3f473-39be-4d17-8e58-d46c5d5e9dbf.pdf?v=4744962489129817115 | //skylux.eu/cdn/shop/files/E_TD_Technical_File_Skylux_Skymax_CE.pdf?v=2805631801233959646 | <p>Discover the Skymax CE smoke and heat extraction system - the ultimate solution for safe and efficient smoke and heat extraction. This CE-certified system meets the strictest European standards and offers unparalleled fire safety.</p> <p><strong>The Skymax CE offers you the following features:</strong></p> <p><em>• Free access to the roof for rapid evacuation and safe access for emergency services.</em></p> <p><em>• Reduces smoke damage and risk of flashover for a safe escape route.</em></p> <p><em>• Protects the building structure by lowering the temperature.</em></p> <p><em>• Allows natural daylight to enter and provides daily ventilation.</em></p> <p><em>• Complete pre-assembled system with quick installation.</em></p> <p><em>• Priority control of the ventilation opening according to the new standards.</em></p> <p><em>• CE certified to EN 12101-2 for guaranteed safety and reliability.</em></p> <p>Choose Skymax CE with metal curb 30 cm with iDome 1200 x 1200 mm and enjoy peace of mind knowing that you are investing in a high-quality smoke and heat extraction system that meets all requirements and standards. Improve the fire safety of your building and ensure a faster and safer evacuation.</p> <br> <br> <table><tbody> <tr> <td>Number of walls</td> <td>Double glazing+ plastic skylight (max. double-walled)</td> </tr> <tr> <td>Insulation value (Ug-value)</td> <td>0.93 W/m²K in combination with a single-walled skylight<br> 0.79 W/m²K in combination with a double-walled skylight</td> </tr> <tr> <td>Burglar-resistant</td> <td>Yes</td> </tr> <tr> <td>Fall-through safety</td> <td>Only in combination with a <a href="">polycarbonate plastic skylight</a> </td> </tr> <tr> <td>Acoustic value Rw</td> <td>40 dB</td> </tr> <tr> <td>LT-value</td> <td> <p>68% in combination with a single-walled clear acrylic skylight<br> 62% in combination with a single-walled opal acrylic skylight<br> 61% in combination with a double-walled clear acrylic skylight<br> 52% in combination with a double-walled opal acrylic skylight<br> 66% in combination with a single-walled clear polycarbonate skylight<br> 44% in combination with a single-walled opal polycarbonate skylight<br> 59% in combination with a double-walled clear polycarbonate skylight<br> 55% in combination with a double-walled clear polycarbonate skylight</p> </td> </tr> <tr> <td>g-value</td> <td>46% in combination with a single-walled clear acrylic skylight<br> 40% in combination with a single-walled opal acrylic skylight<br> 40% in combination with a double-walled clear acrylic skylight<br> 31% in combination with a double-walled opal acrylic skylight<br> 44% in combination with a single-walled clear polycarbonate skylight<br> 32% in combination with a single-walled opal polycarbonate skylight<br> 38% in combination with a double-walled clear polycarbonate skylight<br> 37% in combination with a double-walled clear polycarbonate skylight</td> </tr> <tr> <td>Shape</td> <td>Spherical</td> </tr> <tr> <td>Guarantee</td> <td>10 years</td> </tr> </tbody></table> | skymax-ce-met-metaalopstand-30-cm-met-idome-1200-x-1200-mm | 8585985753421 | 46872259756365
Smoke and heat exhaust (SHEV) | SHE system | Skylux | Skymax CE with metal curb 30 cm with iWindow2 0600 x 0900 mm |  | 52325 | 5412970523253 | 3547.75 | Yes | 15-20 | 95.2 | 600 x 900 mm | 900 | 600 |  | metal curb M30 (30 cm high) | Rectangular | 1.00 W/m²K | 52% | 75% | 39dB | Skymax CE (for stairwell) | iWindow2 | without spoiler | C15 |  | External priority switch for fire brigade mandatory (1 per control unit) | Discover the Skymax CE smoke and heat extraction system - the ultimate solution for safe and efficient smoke and heat extraction. This CE-certified system meets the strictest European standards and offers unparalleled fire safety. The Skymax CE offers you the following features: • Free access to the roof for rapid evacuation and safe access for emergency services. • Reduces smoke damage and risk of flashover for a safe escape route. • Protects the building structure by lowering the temperature. • Allows natural daylight to enter and provides daily ventilation. • Complete pre-assembled system with quick installation. • Priority control of the ventilation opening according to the new standards. • CE certified to EN 12101-2 for guaranteed safety and reliability. Choose Skymax CE with metal curb 30 cm with iWindow2 0600 x 0900 mm and enjoy peace of mind knowing that you are investing in a high-quality smoke and heat extraction system that meets all requirements and standards. Improve the fire safety of your building and ensure a faster and safer evacuation. Material Clear Number of walls Double-walled Insulation value (Ug-value) 1 W/m²K Acoustic value Rw 39 dB Fall-through safety Yes LT-value 75 % g-value 52 % Weight 44 kg/m² Guarantee 10 years | https://skylux.eu/en/products/skymax-ce-met-metaalopstand-30-cm-met-iwindow2-0600-x-0900-mm | https://skylux.eu/cdn/shop/files/Skymax-CE-met-metaalopstand-30-cm-met-iWindow2-0600-x-0900-mm-RWA-systeem.jpg?v=1702988039&width=1600 | https://skylux.eu/cdn/shop/files/e5a82811-1bb0-48e4-a776-cacb59c7c092_305eacf1-b2e7-41cb-9a21-fe06fe11ba70.jpg?v=1688550128&width=1600 | //skylux.eu/cdn/shop/files/E_MH_Montageh_Skycom_Skymax_CE_2022_ENG_73f3f473-39be-4d17-8e58-d46c5d5e9dbf.pdf?v=4744962489129817115 | //skylux.eu/cdn/shop/files/E_TD_Technical_File_Skylux_Skymax_CE.pdf?v=2805631801233959646 | <p>Discover the Skymax CE smoke and heat extraction system - the ultimate solution for safe and efficient smoke and heat extraction. This CE-certified system meets the strictest European standards and offers unparalleled fire safety.</p> <p><strong>The Skymax CE offers you the following features:</strong></p> <p><em>• Free access to the roof for rapid evacuation and safe access for emergency services.</em></p> <p><em>• Reduces smoke damage and risk of flashover for a safe escape route.</em></p> <p><em>• Protects the building structure by lowering the temperature.</em></p> <p><em>• Allows natural daylight to enter and provides daily ventilation.</em></p> <p><em>• Complete pre-assembled system with quick installation.</em></p> <p><em>• Priority control of the ventilation opening according to the new standards.</em></p> <p><em>• CE certified to EN 12101-2 for guaranteed safety and reliability.</em></p> <p>Choose Skymax CE with metal curb 30 cm with iWindow2 0600 x 0900 mm and enjoy peace of mind knowing that you are investing in a high-quality smoke and heat extraction system that meets all requirements and standards. Improve the fire safety of your building and ensure a faster and safer evacuation.</p> <br> <br> <table data-mce-selected="1"><tbody> <tr> <td data-mce-selected="1">Material<br> </td> <td data-mce-selected="1">Clear<br> </td> </tr> <tr> <td data-mce-selected="1"> <span class="text">Number of walls</span><br> </td> <td data-mce-selected="1">Double-walled<br> </td> </tr> <tr> <td data-mce-selected="1"> <div class="product-specification-name"> <div class="d-flex align-items-center"><span class="text">Insulation value (Ug-value)</span></div> </div> </td> <td data-mce-selected="1">1 W/m²K<br> </td> </tr> <tr> <td data-mce-selected="1">Acoustic value Rw<br> </td> <td data-mce-selected="1">39 dB<br> </td> </tr> <tr> <td data-mce-selected="1">Fall-through safety<br> </td> <td data-mce-selected="1">Yes</td> </tr> <tr> <td data-mce-selected="1">LT-value<br> </td> <td data-mce-selected="1">75 %<br> </td> </tr> <tr> <td data-mce-selected="1"> <span class="text">g-value</span><br> </td> <td data-mce-selected="1">52 %<br> </td> </tr> <tr> <td data-mce-selected="1">Weight<br> </td> <td data-mce-selected="1">44 kg/m²<br> </td> </tr> <tr> <td data-mce-selected="1"> <span class="text">Guarantee</span><br> </td> <td data-mce-selected="1">10 years</td> </tr> </tbody></table> | skymax-ce-met-metaalopstand-30-cm-met-iwindow2-0600-x-0900-mm | 8585985786189 | 46872259821901
Smoke and heat exhaust (SHEV) | SHE system | Skylux | Skymax CE with metal curb 30 cm with iWindow2 0700 x 1000 mm |  | 49245 | 5412970492450 | 3717.15 | Yes | 15-20 | 106.79 | 700 x 1000 mm | 1000 | 700 |  | metal curb M30 (30 cm high) | Rectangular | 1.00 W/m²K | 52% | 75% | 39dB | Skymax CE (for stairwell) | iWindow2 | without spoiler | C15 |  | External priority switch for fire brigade mandatory (1 per control unit) | Discover the Skymax CE smoke and heat extraction system - the ultimate solution for safe and efficient smoke and heat extraction. This CE-certified system meets the strictest European standards and offers unparalleled fire safety. The Skymax CE offers you the following features: • Free access to the roof for rapid evacuation and safe access for emergency services. • Reduces smoke damage and risk of flashover for a safe escape route. • Protects the building structure by lowering the temperature. • Allows natural daylight to enter and provides daily ventilation. • Complete pre-assembled system with quick installation. • Priority control of the ventilation opening according to the new standards. • CE certified to EN 12101-2 for guaranteed safety and reliability. Choose Skymax CE with metal curb 30 cm with iWindow2 0700 x 1000 mm and enjoy peace of mind knowing that you are investing in a high-quality smoke and heat extraction system that meets all requirements and standards. Improve the fire safety of your building and ensure a faster and safer evacuation. Material Clear Number of walls Double-walled Insulation value (Ug-value) 1 W/m²K Acoustic value Rw 39 dB Fall-through safety Yes LT-value 75 % g-value 52 % Weight 44 kg/m² Guarantee 10 years | https://skylux.eu/en/products/skymax-ce-met-metaalopstand-30-cm-met-iwindow2-0700-x-1000-mm | https://skylux.eu/cdn/shop/files/Skymax-CE-met-metaalopstand-30-cm-met-iWindow2-0700-x-1000-mm-RWA-systeem.jpg?v=1702988045&width=1600 | https://skylux.eu/cdn/shop/files/e5a82811-1bb0-48e4-a776-cacb59c7c092_5ac2be02-b0e7-4176-9642-0bb9af8eec45.jpg?v=1688550129&width=1600 | //skylux.eu/cdn/shop/files/E_MH_Montageh_Skycom_Skymax_CE_2022_ENG_73f3f473-39be-4d17-8e58-d46c5d5e9dbf.pdf?v=4744962489129817115 | //skylux.eu/cdn/shop/files/E_TD_Technical_File_Skylux_Skymax_CE.pdf?v=2805631801233959646 | <p>Discover the Skymax CE smoke and heat extraction system - the ultimate solution for safe and efficient smoke and heat extraction. This CE-certified system meets the strictest European standards and offers unparalleled fire safety.</p> <p><strong>The Skymax CE offers you the following features:</strong></p> <p><em>• Free access to the roof for rapid evacuation and safe access for emergency services.</em></p> <p><em>• Reduces smoke damage and risk of flashover for a safe escape route.</em></p> <p><em>• Protects the building structure by lowering the temperature.</em></p> <p><em>• Allows natural daylight to enter and provides daily ventilation.</em></p> <p><em>• Complete pre-assembled system with quick installation.</em></p> <p><em>• Priority control of the ventilation opening according to the new standards.</em></p> <p><em>• CE certified to EN 12101-2 for guaranteed safety and reliability.</em></p> <p>Choose Skymax CE with metal curb 30 cm with iWindow2 0700 x 1000 mm and enjoy peace of mind knowing that you are investing in a high-quality smoke and heat extraction system that meets all requirements and standards. Improve the fire safety of your building and ensure a faster and safer evacuation.</p> <br> <br> <table data-mce-selected="1"><tbody> <tr> <td data-mce-selected="1">Material<br> </td> <td data-mce-selected="1">Clear<br> </td> </tr> <tr> <td data-mce-selected="1"> <span class="text">Number of walls</span><br> </td> <td data-mce-selected="1">Double-walled<br> </td> </tr> <tr> <td data-mce-selected="1"> <div class="product-specification-name"> <div class="d-flex align-items-center"><span class="text">Insulation value (Ug-value)</span></div> </div> </td> <td data-mce-selected="1">1 W/m²K<br> </td> </tr> <tr> <td data-mce-selected="1">Acoustic value Rw<br> </td> <td data-mce-selected="1">39 dB<br> </td> </tr> <tr> <td data-mce-selected="1">Fall-through safety<br> </td> <td data-mce-selected="1">Yes</td> </tr> <tr> <td data-mce-selected="1">LT-value<br> </td> <td data-mce-selected="1">75 %<br> </td> </tr> <tr> <td data-mce-selected="1"> <span class="text">g-value</span><br> </td> <td data-mce-selected="1">52 %<br> </td> </tr> <tr> <td data-mce-selected="1">Weight<br> </td> <td data-mce-selected="1">44 kg/m²<br> </td> </tr> <tr> <td data-mce-selected="1"> <span class="text">Guarantee</span><br> </td> <td data-mce-selected="1">10 years</td> </tr> </tbody></table> | skymax-ce-met-metaalopstand-30-cm-met-iwindow2-0700-x-1000-mm | 8585985884493 | 46872260215117
Smoke and heat exhaust (SHEV) | SHE system | Skylux | Skymax CE with metal curb 30 cm with iWindow2 0800 x 1300 mm |  | 44179 | 5412970441793 | 4052.3 | Yes | 15-20 | 128.72 | 800 x 1300 mm | 1300 | 800 |  | metal curb M30 (30 cm high) | Rectangular | 1.00 W/m²K | 52% | 75% | 39dB | Skymax CE (for stairwell) | iWindow2 | without spoiler | C15 |  | External priority switch for fire brigade mandatory (1 per control unit) | Discover the Skymax CE smoke and heat extraction system - the ultimate solution for safe and efficient smoke and heat extraction. This CE-certified system meets the strictest European standards and offers unparalleled fire safety. The Skymax CE offers you the following features: • Free access to the roof for rapid evacuation and safe access for emergency services. • Reduces smoke damage and risk of flashover for a safe escape route. • Protects the building structure by lowering the temperature. • Allows natural daylight to enter and provides daily ventilation. • Complete pre-assembled system with quick installation. • Priority control of the ventilation opening according to the new standards. • CE certified to EN 12101-2 for guaranteed safety and reliability. Choose Skymax CE with metal curb 30 cm with iWindow2 0800 x 1300 mm and enjoy peace of mind knowing that you are investing in a high-quality smoke and heat extraction system that meets all requirements and standards. Improve the fire safety of your building and ensure a faster and safer evacuation. Material Clear Number of walls Double-walled Insulation value (Ug-value) 1 W/m²K Acoustic value Rw 39 dB Fall-through safety Yes LT-value 75 % g-value 52 % Weight 44 kg/m² Guarantee 10 years | https://skylux.eu/en/products/skymax-ce-met-metaalopstand-30-cm-met-iwindow2-0800-x-1300-mm | https://skylux.eu/cdn/shop/files/Skymax-CE-met-metaalopstand-30-cm-met-iWindow2-0800-x-1300-mm-RWA-systeem.jpg?v=1702988050&width=1600 | https://skylux.eu/cdn/shop/files/e5a82811-1bb0-48e4-a776-cacb59c7c092_6dedbe13-f3e7-4477-a5bb-6d9c39474d1d.jpg?v=1688550130&width=1600 | //skylux.eu/cdn/shop/files/E_MH_Montageh_Skycom_Skymax_CE_2022_ENG_73f3f473-39be-4d17-8e58-d46c5d5e9dbf.pdf?v=4744962489129817115 | //skylux.eu/cdn/shop/files/E_TD_Technical_File_Skylux_Skymax_CE.pdf?v=2805631801233959646 | <p>Discover the Skymax CE smoke and heat extraction system - the ultimate solution for safe and efficient smoke and heat extraction. This CE-certified system meets the strictest European standards and offers unparalleled fire safety.</p> <p><strong>The Skymax CE offers you the following features:</strong></p> <p><em>• Free access to the roof for rapid evacuation and safe access for emergency services.</em></p> <p><em>• Reduces smoke damage and risk of flashover for a safe escape route.</em></p> <p><em>• Protects the building structure by lowering the temperature.</em></p> <p><em>• Allows natural daylight to enter and provides daily ventilation.</em></p> <p><em>• Complete pre-assembled system with quick installation.</em></p> <p><em>• Priority control of the ventilation opening according to the new standards.</em></p> <p><em>• CE certified to EN 12101-2 for guaranteed safety and reliability.</em></p> <p>Choose Skymax CE with metal curb 30 cm with iWindow2 0800 x 1300 mm and enjoy peace of mind knowing that you are investing in a high-quality smoke and heat extraction system that meets all requirements and standards. Improve the fire safety of your building and ensure a faster and safer evacuation.</p> <br> <br> <table data-mce-selected="1"><tbody> <tr> <td data-mce-selected="1">Material<br> </td> <td data-mce-selected="1">Clear<br> </td> </tr> <tr> <td data-mce-selected="1"> <span class="text">Number of walls</span><br> </td> <td data-mce-selected="1">Double-walled<br> </td> </tr> <tr> <td data-mce-selected="1"> <div class="product-specification-name"> <div class="d-flex align-items-center"><span class="text">Insulation value (Ug-value)</span></div> </div> </td> <td data-mce-selected="1">1 W/m²K<br> </td> </tr> <tr> <td data-mce-selected="1">Acoustic value Rw<br> </td> <td data-mce-selected="1">39 dB<br> </td> </tr> <tr> <td data-mce-selected="1">Fall-through safety<br> </td> <td data-mce-selected="1">Yes</td> </tr> <tr> <td data-mce-selected="1">LT-value<br> </td> <td data-mce-selected="1">75 %<br> </td> </tr> <tr> <td data-mce-selected="1"> <span class="text">g-value</span><br> </td> <td data-mce-selected="1">52 %<br> </td> </tr> <tr> <td data-mce-selected="1">Weight<br> </td> <td data-mce-selected="1">44 kg/m²<br> </td> </tr> <tr> <td data-mce-selected="1"> <span class="text">Guarantee</span><br> </td> <td data-mce-selected="1">10 years</td> </tr> </tbody></table> | skymax-ce-met-metaalopstand-30-cm-met-iwindow2-0800-x-1300-mm | 8585985917261 | 46872260280653
Smoke and heat exhaust (SHEV) | SHE system | Skylux | Skymax CE with metal curb 30 cm with iWindow2 0900 x 1200 mm |  | 49246 | 5412970492467 | 4076.5 | Yes | 15-20 | 130.3 | 900 x 1200 mm | 1200 | 900 |  | metal curb M30 (30 cm high) | Rectangular | 1.00 W/m²K | 52% | 75% | 39dB | Skymax CE (for stairwell) | iWindow2 | without spoiler | C15 |  | External priority switch for fire brigade mandatory (1 per control unit) | Discover the Skymax CE smoke and heat extraction system - the ultimate solution for safe and efficient smoke and heat extraction. This CE-certified system meets the strictest European standards and offers unparalleled fire safety. The Skymax CE offers you the following features: • Free access to the roof for rapid evacuation and safe access for emergency services. • Reduces smoke damage and risk of flashover for a safe escape route. • Protects the building structure by lowering the temperature. • Allows natural daylight to enter and provides daily ventilation. • Complete pre-assembled system with quick installation. • Priority control of the ventilation opening according to the new standards. • CE certified to EN 12101-2 for guaranteed safety and reliability. Choose Skymax CE with metal curb 30 cm with iWindow2 0900 x 1200 mm and enjoy peace of mind knowing that you are investing in a high-quality smoke and heat extraction system that meets all requirements and standards. Improve the fire safety of your building and ensure a faster and safer evacuation. Material Clear Number of walls Double-walled Insulation value (Ug-value) 1 W/m²K Acoustic value Rw 39 dB Fall-through safety Yes LT-value 75 % g-value 52 % Weight 44 kg/m² Guarantee 10 years | https://skylux.eu/en/products/skymax-ce-met-metaalopstand-30-cm-met-iwindow2-0900-x-1200-mm | https://skylux.eu/cdn/shop/files/Skymax-CE-met-metaalopstand-30-cm-met-iWindow2-0900-x-1200-mm-RWA-systeem.jpg?v=1702988056&width=1600 | https://skylux.eu/cdn/shop/files/e5a82811-1bb0-48e4-a776-cacb59c7c092_3c709ab0-2576-4c41-b422-cf7989e123d9.jpg?v=1688550131&width=1600 | //skylux.eu/cdn/shop/files/E_MH_Montageh_Skycom_Skymax_CE_2022_ENG_73f3f473-39be-4d17-8e58-d46c5d5e9dbf.pdf?v=4744962489129817115 | //skylux.eu/cdn/shop/files/E_TD_Technical_File_Skylux_Skymax_CE.pdf?v=2805631801233959646 | <p>Discover the Skymax CE smoke and heat extraction system - the ultimate solution for safe and efficient smoke and heat extraction. This CE-certified system meets the strictest European standards and offers unparalleled fire safety.</p> <p><strong>The Skymax CE offers you the following features:</strong></p> <p><em>• Free access to the roof for rapid evacuation and safe access for emergency services.</em></p> <p><em>• Reduces smoke damage and risk of flashover for a safe escape route.</em></p> <p><em>• Protects the building structure by lowering the temperature.</em></p> <p><em>• Allows natural daylight to enter and provides daily ventilation.</em></p> <p><em>• Complete pre-assembled system with quick installation.</em></p> <p><em>• Priority control of the ventilation opening according to the new standards.</em></p> <p><em>• CE certified to EN 12101-2 for guaranteed safety and reliability.</em></p> <p>Choose Skymax CE with metal curb 30 cm with iWindow2 0900 x 1200 mm and enjoy peace of mind knowing that you are investing in a high-quality smoke and heat extraction system that meets all requirements and standards. Improve the fire safety of your building and ensure a faster and safer evacuation.</p> <br> <br> <table data-mce-selected="1"><tbody> <tr> <td data-mce-selected="1">Material<br> </td> <td data-mce-selected="1">Clear<br> </td> </tr> <tr> <td data-mce-selected="1"> <span class="text">Number of walls</span><br> </td> <td data-mce-selected="1">Double-walled<br> </td> </tr> <tr> <td data-mce-selected="1"> <div class="product-specification-name"> <div class="d-flex align-items-center"><span class="text">Insulation value (Ug-value)</span></div> </div> </td> <td data-mce-selected="1">1 W/m²K<br> </td> </tr> <tr> <td data-mce-selected="1">Acoustic value Rw<br> </td> <td data-mce-selected="1">39 dB<br> </td> </tr> <tr> <td data-mce-selected="1">Fall-through safety<br> </td> <td data-mce-selected="1">Yes</td> </tr> <tr> <td data-mce-selected="1">LT-value<br> </td> <td data-mce-selected="1">75 %<br> </td> </tr> <tr> <td data-mce-selected="1"> <span class="text">g-value</span><br> </td> <td data-mce-selected="1">52 %<br> </td> </tr> <tr> <td data-mce-selected="1">Weight<br> </td> <td data-mce-selected="1">44 kg/m²<br> </td> </tr> <tr> <td data-mce-selected="1"> <span class="text">Guarantee</span><br> </td> <td data-mce-selected="1">10 years</td> </tr> </tbody></table> | skymax-ce-met-metaalopstand-30-cm-met-iwindow2-0900-x-1200-mm | 8585985982797 | 46872260346189
Smoke and heat exhaust (SHEV) | SHE system | Skylux | Skymax CE with metal curb 30 cm with iWindow2 1000 x 1000 mm |  | 44180 | 5412970441809 | 3922.85 | Yes | 15-20 | 124.95 | 1000 x 1000 mm | 1000 | 1000 |  | metal curb M30 (30 cm high) | Square | 1.00 W/m²K | 52% | 75% | 39dB | Skymax CE (for stairwell) | iWindow2 | without spoiler | C15 |  | External priority switch for fire brigade mandatory (1 per control unit) | Discover the Skymax CE smoke and heat extraction system - the ultimate solution for safe and efficient smoke and heat extraction. This CE-certified system meets the strictest European standards and offers unparalleled fire safety. The Skymax CE offers you the following features: • Free access to the roof for rapid evacuation and safe access for emergency services. • Reduces smoke damage and risk of flashover for a safe escape route. • Protects the building structure by lowering the temperature. • Allows natural daylight to enter and provides daily ventilation. • Complete pre-assembled system with quick installation. • Priority control of the ventilation opening according to the new standards. • CE certified to EN 12101-2 for guaranteed safety and reliability. Choose Skymax CE with metal curb 30 cm with iWindow2 1000 x 1000 mm and enjoy peace of mind knowing that you are investing in a high-quality smoke and heat extraction system that meets all requirements and standards. Improve the fire safety of your building and ensure a faster and safer evacuation. Material Clear Number of walls Double-walled Insulation value (Ug-value) 1 W/m²K Acoustic value Rw 39 dB Fall-through safety Yes LT-value 75 % g-value 52 % Weight 44 kg/m² Guarantee 10 years | https://skylux.eu/en/products/skymax-ce-met-metaalopstand-30-cm-met-iwindow2-1000-x-1000-mm | https://skylux.eu/cdn/shop/files/Skymax-CE-met-metaalopstand-30-cm-met-iWindow2-1000-x-1000-mm-RWA-systeem.jpg?v=1702988061&width=1600 | https://skylux.eu/cdn/shop/files/e5a82811-1bb0-48e4-a776-cacb59c7c092_43058f77-e5f1-43d2-9be6-8cced46b853f.jpg?v=1688550132&width=1600 | //skylux.eu/cdn/shop/files/E_MH_Montageh_Skycom_Skymax_CE_2022_ENG_73f3f473-39be-4d17-8e58-d46c5d5e9dbf.pdf?v=4744962489129817115 | //skylux.eu/cdn/shop/files/E_TD_Technical_File_Skylux_Skymax_CE.pdf?v=2805631801233959646 | <p>Discover the Skymax CE smoke and heat extraction system - the ultimate solution for safe and efficient smoke and heat extraction. This CE-certified system meets the strictest European standards and offers unparalleled fire safety.</p> <p><strong>The Skymax CE offers you the following features:</strong></p> <p><em>• Free access to the roof for rapid evacuation and safe access for emergency services.</em></p> <p><em>• Reduces smoke damage and risk of flashover for a safe escape route.</em></p> <p><em>• Protects the building structure by lowering the temperature.</em></p> <p><em>• Allows natural daylight to enter and provides daily ventilation.</em></p> <p><em>• Complete pre-assembled system with quick installation.</em></p> <p><em>• Priority control of the ventilation opening according to the new standards.</em></p> <p><em>• CE certified to EN 12101-2 for guaranteed safety and reliability.</em></p> <p>Choose Skymax CE with metal curb 30 cm with iWindow2 1000 x 1000 mm and enjoy peace of mind knowing that you are investing in a high-quality smoke and heat extraction system that meets all requirements and standards. Improve the fire safety of your building and ensure a faster and safer evacuation.</p> <br> <br> <table data-mce-selected="1"><tbody> <tr> <td data-mce-selected="1">Material<br> </td> <td data-mce-selected="1">Clear<br> </td> </tr> <tr> <td data-mce-selected="1"> <span class="text">Number of walls</span><br> </td> <td data-mce-selected="1">Double-walled<br> </td> </tr> <tr> <td data-mce-selected="1"> <div class="product-specification-name"> <div class="d-flex align-items-center"><span class="text">Insulation value (Ug-value)</span></div> </div> </td> <td data-mce-selected="1">1 W/m²K<br> </td> </tr> <tr> <td data-mce-selected="1">Acoustic value Rw<br> </td> <td data-mce-selected="1">39 dB<br> </td> </tr> <tr> <td data-mce-selected="1">Fall-through safety<br> </td> <td data-mce-selected="1">Yes</td> </tr> <tr> <td data-mce-selected="1">LT-value<br> </td> <td data-mce-selected="1">75 %<br> </td> </tr> <tr> <td data-mce-selected="1"> <span class="text">g-value</span><br> </td> <td data-mce-selected="1">52 %<br> </td> </tr> <tr> <td data-mce-selected="1">Weight<br> </td> <td data-mce-selected="1">44 kg/m²<br> </td> </tr> <tr> <td data-mce-selected="1"> <span class="text">Guarantee</span><br> </td> <td data-mce-selected="1">10 years</td> </tr> </tbody></table> | skymax-ce-met-metaalopstand-30-cm-met-iwindow2-1000-x-1000-mm | 8585986048333 | 46872260444493
Smoke and heat exhaust (SHEV) | SHE system | Skylux | Skymax CE with metal curb 30 cm with iWindow2 1000 x 1300 mm |  | 69791 | 5412970697916 | 4242.3 | Yes | 15-20 | 145.37 | 1000 x 1300 mm | 1300 | 1000 |  | metal curb M30 (30 cm high) | Rectangular | 1.00 W/m²K | 52% | 75% | 39dB | Skymax CE (for stairwell) | iWindow2 | without spoiler | C15 |  | External priority switch for fire brigade mandatory (1 per control unit) | Discover the Skymax CE smoke and heat extraction system - the ultimate solution for safe and efficient smoke and heat extraction. This CE-certified system meets the strictest European standards and offers unparalleled fire safety. The Skymax CE offers you the following features: • Free access to the roof for rapid evacuation and safe access for emergency services. • Reduces smoke damage and risk of flashover for a safe escape route. • Protects the building structure by lowering the temperature. • Allows natural daylight to enter and provides daily ventilation. • Complete pre-assembled system with quick installation. • Priority control of the ventilation opening according to the new standards. • CE certified to EN 12101-2 for guaranteed safety and reliability. Choose Skymax CE with metal curb 30 cm with iWindow2 1000 x 1300 mm and enjoy peace of mind knowing that you are investing in a high-quality smoke and heat extraction system that meets all requirements and standards. Improve the fire safety of your building and ensure a faster and safer evacuation. Material Clear Number of walls Double-walled Insulation value (Ug-value) 1 W/m²K Acoustic value Rw 39 dB Fall-through safety Yes LT-value 75 % g-value 52 % Weight 44 kg/m² Guarantee 10 years | https://skylux.eu/en/products/skymax-ce-met-metaalopstand-30-cm-met-iwindow2-1000-x-1300-mm | https://skylux.eu/cdn/shop/files/Skymax-CE-met-metaalopstand-30-cm-met-iWindow2-1000-x-1300-mm-RWA-systeem.jpg?v=1702988067&width=1600 | https://skylux.eu/cdn/shop/files/e5a82811-1bb0-48e4-a776-cacb59c7c092_9948a521-54ea-42c6-a55d-7f722baf1102.jpg?v=1688550133&width=1600 | //skylux.eu/cdn/shop/files/E_MH_Montageh_Skycom_Skymax_CE_2022_ENG_73f3f473-39be-4d17-8e58-d46c5d5e9dbf.pdf?v=4744962489129817115 | //skylux.eu/cdn/shop/files/E_TD_Technical_File_Skylux_Skymax_CE.pdf?v=2805631801233959646 | <p>Discover the Skymax CE smoke and heat extraction system - the ultimate solution for safe and efficient smoke and heat extraction. This CE-certified system meets the strictest European standards and offers unparalleled fire safety.</p> <p><strong>The Skymax CE offers you the following features:</strong></p> <p><em>• Free access to the roof for rapid evacuation and safe access for emergency services.</em></p> <p><em>• Reduces smoke damage and risk of flashover for a safe escape route.</em></p> <p><em>• Protects the building structure by lowering the temperature.</em></p> <p><em>• Allows natural daylight to enter and provides daily ventilation.</em></p> <p><em>• Complete pre-assembled system with quick installation.</em></p> <p><em>• Priority control of the ventilation opening according to the new standards.</em></p> <p><em>• CE certified to EN 12101-2 for guaranteed safety and reliability.</em></p> <p>Choose Skymax CE with metal curb 30 cm with iWindow2 1000 x 1300 mm and enjoy peace of mind knowing that you are investing in a high-quality smoke and heat extraction system that meets all requirements and standards. Improve the fire safety of your building and ensure a faster and safer evacuation.</p> <br> <br> <table data-mce-selected="1"><tbody> <tr> <td data-mce-selected="1">Material<br> </td> <td data-mce-selected="1">Clear<br> </td> </tr> <tr> <td data-mce-selected="1"> <span class="text">Number of walls</span><br> </td> <td data-mce-selected="1">Double-walled<br> </td> </tr> <tr> <td data-mce-selected="1"> <div class="product-specification-name"> <div class="d-flex align-items-center"><span class="text">Insulation value (Ug-value)</span></div> </div> </td> <td data-mce-selected="1">1 W/m²K<br> </td> </tr> <tr> <td data-mce-selected="1">Acoustic value Rw<br> </td> <td data-mce-selected="1">39 dB<br> </td> </tr> <tr> <td data-mce-selected="1">Fall-through safety<br> </td> <td data-mce-selected="1">Yes</td> </tr> <tr> <td data-mce-selected="1">LT-value<br> </td> <td data-mce-selected="1">75 %<br> </td> </tr> <tr> <td data-mce-selected="1"> <span class="text">g-value</span><br> </td> <td data-mce-selected="1">52 %<br> </td> </tr> <tr> <td data-mce-selected="1">Weight<br> </td> <td data-mce-selected="1">44 kg/m²<br> </td> </tr> <tr> <td data-mce-selected="1"> <span class="text">Guarantee</span><br> </td> <td data-mce-selected="1">10 years</td> </tr> </tbody></table> | skymax-ce-met-metaalopstand-30-cm-met-iwindow2-1000-x-1300-mm | 8585986081101 | 46872260510029
Smoke and heat exhaust (SHEV) | SHE system | Skylux | Skymax CE with metal curb 30 cm with iWindow2 1100 x 1100 mm |  | 49247 | 5412970492474 | 4153.95 | Yes | 15-20 | 136.49 | 1100 x 1100 mm | 1100 | 1100 |  | metal curb M30 (30 cm high) | Square | 1.00 W/m²K | 52% | 75% | 39dB | Skymax CE (for stairwell) | iWindow2 | without spoiler | C15 |  | External priority switch for fire brigade mandatory (1 per control unit) | Discover the Skymax CE smoke and heat extraction system - the ultimate solution for safe and efficient smoke and heat extraction. This CE-certified system meets the strictest European standards and offers unparalleled fire safety. The Skymax CE offers you the following features: • Free access to the roof for rapid evacuation and safe access for emergency services. • Reduces smoke damage and risk of flashover for a safe escape route. • Protects the building structure by lowering the temperature. • Allows natural daylight to enter and provides daily ventilation. • Complete pre-assembled system with quick installation. • Priority control of the ventilation opening according to the new standards. • CE certified to EN 12101-2 for guaranteed safety and reliability. Choose Skymax CE with metal curb 30 cm with iWindow2 1100 x 1100 mm and enjoy peace of mind knowing that you are investing in a high-quality smoke and heat extraction system that meets all requirements and standards. Improve the fire safety of your building and ensure a faster and safer evacuation. Material Clear Number of walls Double-walled Insulation value (Ug-value) 1 W/m²K Acoustic value Rw 39 dB Fall-through safety Yes LT-value 75 % g-value 52 % Weight 44 kg/m² Guarantee 10 years | https://skylux.eu/en/products/skymax-ce-met-metaalopstand-30-cm-met-iwindow2-1100-x-1100-mm | https://skylux.eu/cdn/shop/files/Skymax-CE-met-metaalopstand-30-cm-met-iWindow2-1100-x-1100-mm-RWA-systeem.jpg?v=1702988073&width=1600 | https://skylux.eu/cdn/shop/files/e5a82811-1bb0-48e4-a776-cacb59c7c092_b4ab7cbe-807b-4915-bce4-b39eac039f5d.jpg?v=1688550134&width=1600 | //skylux.eu/cdn/shop/files/E_MH_Montageh_Skycom_Skymax_CE_2022_ENG_73f3f473-39be-4d17-8e58-d46c5d5e9dbf.pdf?v=4744962489129817115 | //skylux.eu/cdn/shop/files/E_TD_Technical_File_Skylux_Skymax_CE.pdf?v=2805631801233959646 | <p>Discover the Skymax CE smoke and heat extraction system - the ultimate solution for safe and efficient smoke and heat extraction. This CE-certified system meets the strictest European standards and offers unparalleled fire safety.</p> <p><strong>The Skymax CE offers you the following features:</strong></p> <p><em>• Free access to the roof for rapid evacuation and safe access for emergency services.</em></p> <p><em>• Reduces smoke damage and risk of flashover for a safe escape route.</em></p> <p><em>• Protects the building structure by lowering the temperature.</em></p> <p><em>• Allows natural daylight to enter and provides daily ventilation.</em></p> <p><em>• Complete pre-assembled system with quick installation.</em></p> <p><em>• Priority control of the ventilation opening according to the new standards.</em></p> <p><em>• CE certified to EN 12101-2 for guaranteed safety and reliability.</em></p> <p>Choose Skymax CE with metal curb 30 cm with iWindow2 1100 x 1100 mm and enjoy peace of mind knowing that you are investing in a high-quality smoke and heat extraction system that meets all requirements and standards. Improve the fire safety of your building and ensure a faster and safer evacuation.</p> <br> <br> <table data-mce-selected="1"><tbody> <tr> <td data-mce-selected="1">Material<br> </td> <td data-mce-selected="1">Clear<br> </td> </tr> <tr> <td data-mce-selected="1"> <span class="text">Number of walls</span><br> </td> <td data-mce-selected="1">Double-walled<br> </td> </tr> <tr> <td data-mce-selected="1"> <div class="product-specification-name"> <div class="d-flex align-items-center"><span class="text">Insulation value (Ug-value)</span></div> </div> </td> <td data-mce-selected="1">1 W/m²K<br> </td> </tr> <tr> <td data-mce-selected="1">Acoustic value Rw<br> </td> <td data-mce-selected="1">39 dB<br> </td> </tr> <tr> <td data-mce-selected="1">Fall-through safety<br> </td> <td data-mce-selected="1">Yes</td> </tr> <tr> <td data-mce-selected="1">LT-value<br> </td> <td data-mce-selected="1">75 %<br> </td> </tr> <tr> <td data-mce-selected="1"> <span class="text">g-value</span><br> </td> <td data-mce-selected="1">52 %<br> </td> </tr> <tr> <td data-mce-selected="1">Weight<br> </td> <td data-mce-selected="1">44 kg/m²<br> </td> </tr> <tr> <td data-mce-selected="1"> <span class="text">Guarantee</span><br> </td> <td data-mce-selected="1">10 years</td> </tr> </tbody></table> | skymax-ce-met-metaalopstand-30-cm-met-iwindow2-1100-x-1100-mm | 8585986113869 | 46872260575565
Smoke and heat exhaust (SHEV) | SHE system | Skylux | Skymax CE with metal curb 30 cm with iWindow2 1200 x 1200 mm |  | 44178 | 5412970441786 | 4387.5 | Yes | 15-20 | 159.68 | 1200 x 1200 mm | 1200 | 1200 |  | metal curb M30 (30 cm high) | Square | 1.00 W/m²K | 52% | 75% | 39dB | Skymax CE (for stairwell) | iWindow2 | without spoiler | C15 |  | External priority switch for fire brigade mandatory (1 per control unit) | Discover the Skymax CE smoke and heat extraction system - the ultimate solution for safe and efficient smoke and heat extraction. This CE-certified system meets the strictest European standards and offers unparalleled fire safety. The Skymax CE offers you the following features: • Free access to the roof for rapid evacuation and safe access for emergency services. • Reduces smoke damage and risk of flashover for a safe escape route. • Protects the building structure by lowering the temperature. • Allows natural daylight to enter and provides daily ventilation. • Complete pre-assembled system with quick installation. • Priority control of the ventilation opening according to the new standards. • CE certified to EN 12101-2 for guaranteed safety and reliability. Choose Skymax CE with metal curb 30 cm with iWindow2 1200 x 1200 mm and enjoy peace of mind knowing that you are investing in a high-quality smoke and heat extraction system that meets all requirements and standards. Improve the fire safety of your building and ensure a faster and safer evacuation. Material Clear Number of walls Double-walled Insulation value (Ug-value) 1 W/m²K Acoustic value Rw 39 dB Fall-through safety Yes LT-value 75 % g-value 52 % Weight 44 kg/m² Guarantee 10 years | https://skylux.eu/en/products/skymax-ce-met-metaalopstand-30-cm-met-iwindow2-1200-x-1200-mm | https://skylux.eu/cdn/shop/files/Skymax-CE-met-metaalopstand-30-cm-met-iWindow2-1200-x-1200-mm-RWA-systeem.jpg?v=1702988079&width=1600 | https://skylux.eu/cdn/shop/files/e5a82811-1bb0-48e4-a776-cacb59c7c092_6daaec23-e8e3-4538-88bc-06dd6301f428.jpg?v=1688550135&width=1600 | //skylux.eu/cdn/shop/files/E_MH_Montageh_Skycom_Skymax_CE_2022_ENG_73f3f473-39be-4d17-8e58-d46c5d5e9dbf.pdf?v=4744962489129817115 | //skylux.eu/cdn/shop/files/E_TD_Technical_File_Skylux_Skymax_CE.pdf?v=2805631801233959646 | <p>Discover the Skymax CE smoke and heat extraction system - the ultimate solution for safe and efficient smoke and heat extraction. This CE-certified system meets the strictest European standards and offers unparalleled fire safety.</p> <p><strong>The Skymax CE offers you the following features:</strong></p> <p><em>• Free access to the roof for rapid evacuation and safe access for emergency services.</em></p> <p><em>• Reduces smoke damage and risk of flashover for a safe escape route.</em></p> <p><em>• Protects the building structure by lowering the temperature.</em></p> <p><em>• Allows natural daylight to enter and provides daily ventilation.</em></p> <p><em>• Complete pre-assembled system with quick installation.</em></p> <p><em>• Priority control of the ventilation opening according to the new standards.</em></p> <p><em>• CE certified to EN 12101-2 for guaranteed safety and reliability.</em></p> <p>Choose Skymax CE with metal curb 30 cm with iWindow2 1200 x 1200 mm and enjoy peace of mind knowing that you are investing in a high-quality smoke and heat extraction system that meets all requirements and standards. Improve the fire safety of your building and ensure a faster and safer evacuation.</p> <br> <br> <table data-mce-selected="1"><tbody> <tr> <td data-mce-selected="1">Material<br> </td> <td data-mce-selected="1">Clear<br> </td> </tr> <tr> <td data-mce-selected="1"> <span class="text">Number of walls</span><br> </td> <td data-mce-selected="1">Double-walled<br> </td> </tr> <tr> <td data-mce-selected="1"> <div class="product-specification-name"> <div class="d-flex align-items-center"><span class="text">Insulation value (Ug-value)</span></div> </div> </td> <td data-mce-selected="1">1 W/m²K<br> </td> </tr> <tr> <td data-mce-selected="1">Acoustic value Rw<br> </td> <td data-mce-selected="1">39 dB<br> </td> </tr> <tr> <td data-mce-selected="1">Fall-through safety<br> </td> <td data-mce-selected="1">Yes</td> </tr> <tr> <td data-mce-selected="1">LT-value<br> </td> <td data-mce-selected="1">75 %<br> </td> </tr> <tr> <td data-mce-selected="1"> <span class="text">g-value</span><br> </td> <td data-mce-selected="1">52 %<br> </td> </tr> <tr> <td data-mce-selected="1">Weight<br> </td> <td data-mce-selected="1">44 kg/m²<br> </td> </tr> <tr> <td data-mce-selected="1"> <span class="text">Guarantee</span><br> </td> <td data-mce-selected="1">10 years</td> </tr> </tbody></table> | skymax-ce-met-metaalopstand-30-cm-met-iwindow2-1200-x-1200-mm | 8585986146637 | 46872260608333
Smoke and heat exhaust (SHEV) | SHE system | Skylux | Skymax CE with metal curb 30 cm with iWindow3 1000 x 1000 mm |  | 44173 | 5412970441731 | 4605.3 | Yes | 15-20 | 141.9 | 1000 x 1000 mm | 1000 | 1000 |  | metal curb M30 (30 cm high) | Square | 0.50 W/m²K | 42% | 63% | 41dB | Skymax CE (for stairwell) | iWindow3 | without spoiler | C15 |  | External priority switch for fire brigade mandatory (1 per control unit) | Discover the Skymax CE smoke and heat extraction system - the ultimate solution for safe and efficient smoke and heat extraction. This CE-certified system meets the strictest European standards and offers unparalleled fire safety. The Skymax CE offers you the following features: • Free access to the roof for rapid evacuation and safe access for emergency services. • Reduces smoke damage and risk of flashover for a safe escape route. • Protects the building structure by lowering the temperature. • Allows natural daylight to enter and provides daily ventilation. • Complete pre-assembled system with quick installation. • Priority control of the ventilation opening according to the new standards. • CE certified to EN 12101-2 for guaranteed safety and reliability. Choose Skymax CE with metal curb 30 cm with iWindow3 1000 x 1000 mm and enjoy peace of mind knowing that you are investing in a high-quality smoke and heat extraction system that meets all requirements and standards. Improve the fire safety of your building and ensure a faster and safer evacuation. Material Clear Number of walls Triple-walled Insulation value (Ug-value) 0.5 W/m²K Acoustic value Rw 41 dB Fall-through safety Yes LT-value 63 % g-value 42 % Weight 60 kg/m² Guarantee 10 years | https://skylux.eu/en/products/skymax-ce-met-metaalopstand-30-cm-met-iwindow3-1000-x-1000-mm | https://skylux.eu/cdn/shop/files/Skymax-CE-met-metaalopstand-30-cm-met-iWindow3-1000-x-1000-mm-RWA-systeem.jpg?v=1702988085&width=1600 | https://skylux.eu/cdn/shop/files/e5a82811-1bb0-48e4-a776-cacb59c7c092_b71968f1-00d0-450d-820f-8a714b713e2c.jpg?v=1688550137&width=1600 | //skylux.eu/cdn/shop/files/E_MH_Montageh_Skycom_Skymax_CE_2022_ENG_73f3f473-39be-4d17-8e58-d46c5d5e9dbf.pdf?v=4744962489129817115 | //skylux.eu/cdn/shop/files/E_TD_Technical_File_Skylux_Skymax_CE.pdf?v=2805631801233959646 | <p>Discover the Skymax CE smoke and heat extraction system - the ultimate solution for safe and efficient smoke and heat extraction. This CE-certified system meets the strictest European standards and offers unparalleled fire safety.</p> <p><strong>The Skymax CE offers you the following features:</strong></p> <p><em>• Free access to the roof for rapid evacuation and safe access for emergency services.</em></p> <p><em>• Reduces smoke damage and risk of flashover for a safe escape route.</em></p> <p><em>• Protects the building structure by lowering the temperature.</em></p> <p><em>• Allows natural daylight to enter and provides daily ventilation.</em></p> <p><em>• Complete pre-assembled system with quick installation.</em></p> <p><em>• Priority control of the ventilation opening according to the new standards.</em></p> <p><em>• CE certified to EN 12101-2 for guaranteed safety and reliability.</em></p> <p>Choose Skymax CE with metal curb 30 cm with iWindow3 1000 x 1000 mm and enjoy peace of mind knowing that you are investing in a high-quality smoke and heat extraction system that meets all requirements and standards. Improve the fire safety of your building and ensure a faster and safer evacuation.</p> <br> <br> <table><tbody> <tr> <td>Material</td> <td>Clear</td> </tr> <tr> <td>Number of walls</td> <td>Triple-walled</td> </tr> <tr> <td>Insulation value (Ug-value)</td> <td>0.5 W/m²K</td> </tr> <tr> <td>Acoustic value Rw</td> <td>41 dB</td> </tr> <tr> <td>Fall-through safety</td> <td>Yes</td> </tr> <tr> <td>LT-value</td> <td> <div class="product-specification"> <div class="product-specification-value"> <div class="d-flex align-items-center"><span class="text">63 %</span></div> </div> </div> <div class="product-specification"></div> </td> </tr> <tr> <td>g-value</td> <td>42 %</td> </tr> <tr> <td>Weight</td> <td>60 kg/m²</td> </tr> <tr> <td>Guarantee</td> <td>10 years</td> </tr> </tbody></table> | skymax-ce-met-metaalopstand-30-cm-met-iwindow3-1000-x-1000-mm | 8585986179405 | 46872260673869
Smoke and heat exhaust (SHEV) | SHE system | Skylux | Skymax CE with PVC curb 16/00 0600 x 0900 mm |  | 49158 | 5412970491583 | 2904 | Yes | 5-10 | 48.55 | 600 x 900 mm | 900 | 600 |  | PVC 16/00 (16 cm high & roof opening = daylight size) | Rectangular | 5.17 W/m²K - 0.99 W/m²K | 87% - 32% | 90% - 32% | 20dB - 24dB | Skymax CE (for stairwell) | skylight | without spoiler | C05 |  | External priority switch for fire brigade mandatory (1 per control unit) | Discover the Skymax CE Smoke and Heat Exhaust System - the ultimate solution for safe and efficient smoke and heat extraction. This CE-certified system meets the strictest European standards and offers unmatched fire safety. With Skymax CE, you can count on the following benefits: • Free access through the roof for fast evacuation and safe access for emergency services. • Reduces smoke damage and the risk of flash-over for a safe escape route. • Protects the building structure by lowering the temperature. • Lets in natural daylight and provides daily ventilation. • Fully pre-assembled system with fast installation. • Priority control of the ventilation opening in accordance with the new standards. • CE-certified according to EN 12101-2 for guaranteed safety and reliability. Choose Skymax CE with PVC curb 16/00 0600 x 0900 mm and enjoy peace of mind, knowing that you are investing in a high-quality smoke and heat exhaust system that meets all requirements and standards. Improve the fire safety of your building and ensure faster and safer evacuation. | https://skylux.eu/en/products/skymax-ce-met-pvc-opstand-16-00-0600-x-0900-mm | https://skylux.eu/cdn/shop/files/Skymax-CE-met-pvc-opstand-1600-0600-x-0900-mm-RWA-systeem.jpg?v=1702987641&width=1600 | https://skylux.eu/cdn/shop/files/e5a82811-1bb0-48e4-a776-cacb59c7c092.jpg?v=1688550053&width=1600 | //skylux.eu/cdn/shop/files/E_MH_Montageh_Skycom_Skymax_CE_2022_ENG_73f3f473-39be-4d17-8e58-d46c5d5e9dbf.pdf?v=4744962489129817115 | //skylux.eu/cdn/shop/files/E_TD_Technical_File_Skylux_Skymax_CE.pdf?v=2805631801233959646 | <p>Discover the Skymax CE Smoke and Heat Exhaust System - the ultimate solution for safe and efficient smoke and heat extraction. This CE-certified system meets the strictest European standards and offers unmatched fire safety.</p> <p><strong>With Skymax CE, you can count on the following benefits:</strong></p> <p><em>• Free access through the roof for fast evacuation and safe access for emergency services.</em></p> <p><em>• Reduces smoke damage and the risk of flash-over for a safe escape route.</em></p> <p><em>• Protects the building structure by lowering the temperature.</em></p> <p><em>• Lets in natural daylight and provides daily ventilation.</em></p> <p><em>• Fully pre-assembled system with fast installation.</em></p> <p><em>• Priority control of the ventilation opening in accordance with the new standards.</em></p> <p><em>• CE-certified according to EN 12101-2 for guaranteed safety and reliability.</em></p> <p>Choose Skymax CE with PVC curb 16/00 0600 x 0900 mm and enjoy peace of mind, knowing that you are investing in a high-quality smoke and heat exhaust system that meets all requirements and standards. Improve the fire safety of your building and ensure faster and safer evacuation.</p> <br> <br> | skymax-ce-met-pvc-opstand-16-00-0600-x-0900-mm | 8585981100365 | 46872251728205
Smoke and heat exhaust (SHEV) | SHE system | Skylux | Skymax CE with PVC curb 16/00 0700 x 1000 mm |  | 49159 | 5412970491590 | 2957.25 | Yes | 5-10 | 49.92 | 700 x 1000 mm | 1000 | 700 |  | PVC 16/00 (16 cm high & roof opening = daylight size) | Rectangular | 5.17 W/m²K - 0.99 W/m²K | 87% - 32% | 90% - 32% | 20dB - 24dB | Skymax CE (for stairwell) | skylight | without spoiler | C05 |  | External priority switch for fire brigade mandatory (1 per control unit) | Discover the Skymax CE Smoke and Heat Exhaust System - the ultimate solution for safe and efficient smoke and heat extraction. This CE-certified system complies with the strictest European standards and offers unmatched fire safety. With Skymax CE, you can count on the following benefits: • Free access through to the roof for fast evacuation and safe access for emergency services. • Reduces smoke damage and the risk of flash-over, ensuring a safe escape route. • Protects the building structure by lowering the temperature. • Lets in natural daylight and provides daily ventilation. • Fully pre-assembled system with fast installation. • Priority control of the ventilation opening in accordance with the new standards. • CE-certified according to EN 12101-2 for guaranteed safety and reliability. Choose Skymax CE with PVC curb 16/00 0700 x 1000 mm and enjoy peace of mind, knowing you are investing in a high-quality smoke and heat exhaust system that meets all requirements and standards. Improve the fire safety of your building and ensure faster and safer evacuation. | https://skylux.eu/en/products/skymax-ce-met-pvc-opstand-16-00-0700-x-1000-mm | https://skylux.eu/cdn/shop/files/Skymax-CE-met-pvc-opstand-1600-0700-x-1000-mm-RWA-systeem.jpg?v=1702987646&width=1600 | https://skylux.eu/cdn/shop/files/e5a82811-1bb0-48e4-a776-cacb59c7c092_f655d0c3-9b6d-48fd-9cc3-ca5ad459eda1.jpg?v=1688550054&width=1600 | //skylux.eu/cdn/shop/files/E_MH_Montageh_Skycom_Skymax_CE_2022_ENG_73f3f473-39be-4d17-8e58-d46c5d5e9dbf.pdf?v=4744962489129817115 | //skylux.eu/cdn/shop/files/E_TD_Technical_File_Skylux_Skymax_CE.pdf?v=2805631801233959646 | <p>Discover the Skymax CE Smoke and Heat Exhaust System - the ultimate solution for safe and efficient smoke and heat extraction. This CE-certified system complies with the strictest European standards and offers unmatched fire safety.</p> <p><strong>With Skymax CE, you can count on the following benefits:</strong></p> <p><em>• Free access through to the roof for fast evacuation and safe access for emergency services.</em></p> <p><em>• Reduces smoke damage and the risk of flash-over, ensuring a safe escape route.</em></p> <p><em>• Protects the building structure by lowering the temperature.</em></p> <p><em>• Lets in natural daylight and provides daily ventilation.</em></p> <p><em>• Fully pre-assembled system with fast installation.</em></p> <p><em>• Priority control of the ventilation opening in accordance with the new standards.</em></p> <p><em>• CE-certified according to EN 12101-2 for guaranteed safety and reliability.</em></p> <p>Choose Skymax CE with PVC curb 16/00 0700 x 1000 mm and enjoy peace of mind, knowing you are investing in a high-quality smoke and heat exhaust system that meets all requirements and standards. Improve the fire safety of your building and ensure faster and safer evacuation.</p> <br> <br> | skymax-ce-met-pvc-opstand-16-00-0700-x-1000-mm | 8585981198669 | 46872252383565
Smoke and heat exhaust (SHEV) | SHE system | Skylux | Skymax CE with PVC curb 16/00 0800 x 1300 mm |  | 34323 | 5412970343233 | 3068.6 | Yes | 5-10 | 52.92 | 800 x 1300 mm | 1300 | 800 |  | PVC 16/00 (16 cm high & roof opening = daylight size) | Rectangular | 5.17 W/m²K - 0.99 W/m²K | 87% - 32% | 90% - 32% | 20dB - 24dB | Skymax CE (for stairwell) | skylight | without spoiler | C05 |  | External priority switch for fire brigade mandatory (1 per control unit) | Discover the Skymax CE Smoke and Heat Exhaust System - the ultimate solution for safe and efficient smoke and heat extraction. This CE-certified system complies with the strictest European standards and offers unrivalled fire safety. With Skymax CE, you can count on the following benefits: • Free passage to the roof for rapid evacuation and safe access for emergency services. • Reduces smoke damage and the risk of flash-over for a safe escape route. • Protects the building structure by lowering the temperature. • Lets in natural daylight and provides daily ventilation. • Fully pre-assembled system with fast installation. • Priority control of the ventilation opening in accordance with the new standards. • CE-certified according to EN 12101-2 for guaranteed safety and reliability. Choose Skymax CE with PVC curb 16/00 0800 x 1300 mm and enjoy peace of mind, knowing that you are investing in a high-quality smoke and heat exhaust system that meets all requirements and standards. Improve the fire safety of your building and ensure faster and safer evacuation. | https://skylux.eu/en/products/skymax-ce-met-pvc-opstand-16-00-0800-x-1300-mm | https://skylux.eu/cdn/shop/files/Skymax-CE-met-pvc-opstand-1600-0800-x-1300-mm-RWA-systeem.jpg?v=1702987652&width=1600 | https://skylux.eu/cdn/shop/files/e5a82811-1bb0-48e4-a776-cacb59c7c092_bac14015-7449-461c-b6fc-9fa57279d1e4.jpg?v=1688550055&width=1600 | //skylux.eu/cdn/shop/files/E_MH_Montageh_Skycom_Skymax_CE_2022_ENG_73f3f473-39be-4d17-8e58-d46c5d5e9dbf.pdf?v=4744962489129817115 | //skylux.eu/cdn/shop/files/E_TD_Technical_File_Skylux_Skymax_CE.pdf?v=2805631801233959646 | <p>Discover the Skymax CE Smoke and Heat Exhaust System - the ultimate solution for safe and efficient smoke and heat extraction. This CE-certified system complies with the strictest European standards and offers unrivalled fire safety.</p> <p><strong>With Skymax CE, you can count on the following benefits:</strong></p> <p><em>• Free passage to the roof for rapid evacuation and safe access for emergency services.</em></p> <p><em>• Reduces smoke damage and the risk of flash-over for a safe escape route.</em></p> <p><em>• Protects the building structure by lowering the temperature.</em></p> <p><em>• Lets in natural daylight and provides daily ventilation.</em></p> <p><em>• Fully pre-assembled system with fast installation.</em></p> <p><em>• Priority control of the ventilation opening in accordance with the new standards.</em></p> <p><em>• CE-certified according to EN 12101-2 for guaranteed safety and reliability.</em></p> <p>Choose Skymax CE with PVC curb 16/00 0800 x 1300 mm and enjoy peace of mind, knowing that you are investing in a high-quality smoke and heat exhaust system that meets all requirements and standards. Improve the fire safety of your building and ensure faster and safer evacuation.</p> <br> <br> | skymax-ce-met-pvc-opstand-16-00-0800-x-1300-mm | 8585981329741 | 46872252612941
Smoke and heat exhaust (SHEV) | SHE system | Skylux | Skymax CE with PVC curb 16/00 0900 x 1200 mm |  | 34545 | 5412970345459 | 3068.6 | Yes | 5-10 | 52.66 | 900 x 1200 mm | 1200 | 900 |  | PVC 16/00 (16 cm high & roof opening = daylight size) | Rectangular | 5.17 W/m²K - 0.99 W/m²K | 87% - 32% | 90% - 32% | 20dB - 24dB | Skymax CE (for stairwell) | skylight | without spoiler | C05 |  | External priority switch for fire brigade mandatory (1 per control unit) | Discover the Skymax CE Smoke and Heat Exhaust System - the ultimate solution for safe and efficient smoke and heat extraction. This CE-certified system meets the strictest European standards and offers unmatched fire safety. With Skymax CE, you can count on the following benefits: • Free access through to the roof for fast evacuation and safe access for emergency services. • Reduces smoke damage and the risk of flash-over, ensuring a safe escape route. • Protects the building structure by lowering the temperature. • Lets in natural daylight and provides daily ventilation. • Fully pre-assembled system with fast installation. • Priority control of the ventilation opening in accordance with the new standards. • CE-certified according to EN 12101-2 for guaranteed safety and reliability. Choose Skymax CE with PVC curb 16/00 0900 x 1200 mm and enjoy peace of mind, knowing that you are investing in a high-quality smoke and heat exhaust system that meets all requirements and standards. Improve the fire safety of your building and ensure faster and safer evacuation. | https://skylux.eu/en/products/skymax-ce-met-pvc-opstand-16-00-0900-x-1200-mm | https://skylux.eu/cdn/shop/files/Skymax-CE-met-pvc-opstand-1600-0900-x-1200-mm-RWA-systeem.jpg?v=1702987657&width=1600 | https://skylux.eu/cdn/shop/files/e5a82811-1bb0-48e4-a776-cacb59c7c092_aaed1e85-dfb3-4134-a96e-3bbfb2bac7a5.jpg?v=1688550056&width=1600 | //skylux.eu/cdn/shop/files/E_MH_Montageh_Skycom_Skymax_CE_2022_ENG_73f3f473-39be-4d17-8e58-d46c5d5e9dbf.pdf?v=4744962489129817115 | //skylux.eu/cdn/shop/files/E_TD_Technical_File_Skylux_Skymax_CE.pdf?v=2805631801233959646 | <p>Discover the Skymax CE Smoke and Heat Exhaust System - the ultimate solution for safe and efficient smoke and heat extraction. This CE-certified system meets the strictest European standards and offers unmatched fire safety.</p> <p><strong>With Skymax CE, you can count on the following benefits:</strong></p> <p><em>• Free access through to the roof for fast evacuation and safe access for emergency services.</em></p> <p><em>• Reduces smoke damage and the risk of flash-over, ensuring a safe escape route.</em></p> <p><em>• Protects the building structure by lowering the temperature.</em></p> <p><em>• Lets in natural daylight and provides daily ventilation.</em></p> <p><em>• Fully pre-assembled system with fast installation.</em></p> <p><em>• Priority control of the ventilation opening in accordance with the new standards.</em></p> <p><em>• CE-certified according to EN 12101-2 for guaranteed safety and reliability.</em></p> <p>Choose Skymax CE with PVC curb 16/00 0900 x 1200 mm and enjoy peace of mind, knowing that you are investing in a high-quality smoke and heat exhaust system that meets all requirements and standards. Improve the fire safety of your building and ensure faster and safer evacuation.</p> <br> <br> | skymax-ce-met-pvc-opstand-16-00-0900-x-1200-mm | 8585981362509 | 46872252678477
Smoke and heat exhaust (SHEV) | SHE system | Skylux | Skymax CE with PVC curb 16/00 1000 x 1000 mm |  | 27457 | 5412970274575 | 3008.1 | Yes | 5-10 | 51.95 | 1000 x 1000 mm | 1000 | 1000 |  | PVC 16/00 (16 cm high & roof opening = daylight size) | Square | 5.17 W/m²K - 0.99 W/m²K | 87% - 32% | 90% - 32% | 20dB - 24dB | Skymax CE (for stairwell) | skylight | without spoiler | C05 |  | External priority switch for fire brigade mandatory (1 per control unit) | Discover the Skymax CE Smoke and Heat Extraction System - the ultimate solution for safe and efficient smoke and heat extraction. This CE-certified system complies with the strictest European standards and offers unrivalled fire safety. With Skymax CE, you can count on the following benefits: • Free passage to the roof for fast evacuation and safe access for emergency services. • Reduces smoke damage and the risk of flashover for a safe escape route. • Protects the building structure by lowering the temperature. • Lets in natural daylight and provides daily ventilation. • Fully pre-assembled system with fast installation. • Priority control of the ventilation opening in accordance with the new standards. • CE-certified according to EN 12101-2 for guaranteed safety and reliability. Choose Skymax CE with PVC curb 16/00 1000 x 1000 mm and enjoy peace of mind, knowing that you are investing in a high-quality smoke and heat extraction system that meets all requirements and standards. Improve the fire safety of your building and ensure faster and safer evacuation. | https://skylux.eu/en/products/skymax-ce-met-pvc-opstand-16-00-1000-x-1000-mm | https://skylux.eu/cdn/shop/files/Skymax-CE-met-pvc-opstand-1600-1000-x-1000-mm-RWA-systeem.jpg?v=1702987664&width=1600 | https://skylux.eu/cdn/shop/files/e5a82811-1bb0-48e4-a776-cacb59c7c092_03f1ff90-151b-4ee7-b4b0-12f11fd18877.jpg?v=1688550057&width=1600 | //skylux.eu/cdn/shop/files/E_MH_Montageh_Skycom_Skymax_CE_2022_ENG_73f3f473-39be-4d17-8e58-d46c5d5e9dbf.pdf?v=4744962489129817115 | //skylux.eu/cdn/shop/files/E_TD_Technical_File_Skylux_Skymax_CE.pdf?v=2805631801233959646 | <p>Discover the Skymax CE Smoke and Heat Extraction System - the ultimate solution for safe and efficient smoke and heat extraction. This CE-certified system complies with the strictest European standards and offers unrivalled fire safety.</p> <p><strong>With Skymax CE, you can count on the following benefits:</strong></p> <p><em>• Free passage to the roof for fast evacuation and safe access for emergency services.</em></p> <p><em>• Reduces smoke damage and the risk of flashover for a safe escape route.</em></p> <p><em>• Protects the building structure by lowering the temperature.</em></p> <p><em>• Lets in natural daylight and provides daily ventilation.</em></p> <p><em>• Fully pre-assembled system with fast installation.</em></p> <p><em>• Priority control of the ventilation opening in accordance with the new standards.</em></p> <p><em>• CE-certified according to EN 12101-2 for guaranteed safety and reliability.</em></p> <p>Choose Skymax CE with PVC curb 16/00 1000 x 1000 mm and enjoy peace of mind, knowing that you are investing in a high-quality smoke and heat extraction system that meets all requirements and standards. Improve the fire safety of your building and ensure faster and safer evacuation.</p> <br> <br> | skymax-ce-met-pvc-opstand-16-00-1000-x-1000-mm | 8585981460813 | 46872252809549
Smoke and heat exhaust (SHEV) | SHE system | Skylux | Skymax CE with PVC curb 16/00 1000 x 1300 mm |  | 49160 | 5412970491606 | 3124.25 | Yes | 5-10 | 54.29 | 1000 x 1300 mm | 1300 | 1000 |  | PVC 16/00 (16 cm high & roof opening = daylight size) | Rectangular | 5.17 W/m²K - 0.99 W/m²K | 87% - 32% | 90% - 32% | 20dB - 24dB | Skymax CE (for stairwell) | skylight | without spoiler | C05 |  | External priority switch for fire brigade mandatory (1 per control unit) | Discover the Skymax CE Smoke and Heat Exhaust System - the ultimate solution for safe and efficient smoke and heat extraction. This CE-certified system meets the strictest European standards and offers unmatched fire safety. With Skymax CE, you can count on the following benefits: • Free passage to the roof for fast evacuation and safe access for emergency services. • Reduces smoke damage and the risk of flash-over for a safe escape route. • Protects the building structure by lowering the temperature. • Lets in natural daylight and provides daily ventilation. • Fully pre-assembled system with fast installation. • Priority control of the ventilation opening in accordance with the new standards. • CE-certified according to EN 12101-2 for guaranteed safety and reliability. Choose Skymax CE with PVC curb 16/00 1000 x 1300 mm and enjoy peace of mind, knowing that you are investing in a high-quality smoke and heat exhaust system that meets all requirements and standards. Improve the fire safety of your building and ensure faster and safer evacuation. | https://skylux.eu/en/products/skymax-ce-met-pvc-opstand-16-00-1000-x-1300-mm | https://skylux.eu/cdn/shop/files/Skymax-CE-met-pvc-opstand-1600-1000-x-1300-mm-RWA-systeem.jpg?v=1702987669&width=1600 | https://skylux.eu/cdn/shop/files/e5a82811-1bb0-48e4-a776-cacb59c7c092_c466bf8d-1c50-44cb-b084-d778d0779c95.jpg?v=1688550058&width=1600 | //skylux.eu/cdn/shop/files/E_MH_Montageh_Skycom_Skymax_CE_2022_ENG_73f3f473-39be-4d17-8e58-d46c5d5e9dbf.pdf?v=4744962489129817115 | //skylux.eu/cdn/shop/files/E_TD_Technical_File_Skylux_Skymax_CE.pdf?v=2805631801233959646 | <p>Discover the Skymax CE Smoke and Heat Exhaust System - the ultimate solution for safe and efficient smoke and heat extraction. This CE-certified system meets the strictest European standards and offers unmatched fire safety.</p> <p><strong>With Skymax CE, you can count on the following benefits:</strong></p> <p><em>• Free passage to the roof for fast evacuation and safe access for emergency services.</em></p> <p><em>• Reduces smoke damage and the risk of flash-over for a safe escape route.</em></p> <p><em>• Protects the building structure by lowering the temperature.</em></p> <p><em>• Lets in natural daylight and provides daily ventilation.</em></p> <p><em>• Fully pre-assembled system with fast installation.</em></p> <p><em>• Priority control of the ventilation opening in accordance with the new standards.</em></p> <p><em>• CE-certified according to EN 12101-2 for guaranteed safety and reliability.</em></p> <p>Choose Skymax CE with PVC curb 16/00 1000 x 1300 mm and enjoy peace of mind, knowing that you are investing in a high-quality smoke and heat exhaust system that meets all requirements and standards. Improve the fire safety of your building and ensure faster and safer evacuation.</p> <br> <br> | skymax-ce-met-pvc-opstand-16-00-1000-x-1300-mm | 8585981559117 | 46872252907853
Smoke and heat exhaust (SHEV) | SHE system | Skylux | Skymax CE with PVC curb 16/00 1100 x 1100 mm |  | 49161 | 5412970491613 | 3096.4 | Yes | 5-10 | 53.42 | 1100 x 1100 mm | 1100 | 1100 |  | PVC 16/00 (16 cm high & roof opening = daylight size) | Square | 5.17 W/m²K - 0.99 W/m²K | 87% - 32% | 90% - 32% | 20dB - 24dB | Skymax CE (for stairwell) | skylight | without spoiler | C05 |  | External priority switch for fire brigade mandatory (1 per control unit) | Discover the Skymax CE Smoke and Heat Exhaust System - the ultimate solution for safe and efficient smoke and heat extraction. This CE-certified system complies with the strictest European standards and offers unmatched fire safety. With Skymax CE, you can count on the following benefits: • Free access through to the roof for fast evacuation and safe access for emergency services. • Reduces smoke damage and the risk of flash-over for a safe escape route. • Protects the building structure by lowering the temperature. • Lets in natural daylight and provides daily ventilation. • Fully pre-assembled system with fast installation. • Priority control of the ventilation opening in accordance with the new standards. • CE-certified according to EN 12101-2 for guaranteed safety and reliability. Choose Skymax CE with PVC curb 16/00 1100 x 1100 mm and enjoy peace of mind, knowing that you are investing in a high-quality smoke and heat exhaust system that meets all requirements and standards. Improve the fire safety of your building and ensure faster and safer evacuation. | https://skylux.eu/en/products/skymax-ce-met-pvc-opstand-16-00-1100-x-1100-mm | https://skylux.eu/cdn/shop/files/Skymax-CE-met-pvc-opstand-1600-1100-x-1100-mm-RWA-systeem.jpg?v=1702987674&width=1600 | https://skylux.eu/cdn/shop/files/e5a82811-1bb0-48e4-a776-cacb59c7c092_4812fd99-677d-4e17-9a70-cd2b282373af.jpg?v=1688550059&width=1600 | //skylux.eu/cdn/shop/files/E_MH_Montageh_Skycom_Skymax_CE_2022_ENG_73f3f473-39be-4d17-8e58-d46c5d5e9dbf.pdf?v=4744962489129817115 | //skylux.eu/cdn/shop/files/E_TD_Technical_File_Skylux_Skymax_CE.pdf?v=2805631801233959646 | <p>Discover the Skymax CE Smoke and Heat Exhaust System - the ultimate solution for safe and efficient smoke and heat extraction. This CE-certified system complies with the strictest European standards and offers unmatched fire safety.</p> <p><strong>With Skymax CE, you can count on the following benefits:</strong></p> <p><em>• Free access through to the roof for fast evacuation and safe access for emergency services.</em></p> <p><em>• Reduces smoke damage and the risk of flash-over for a safe escape route.</em></p> <p><em>• Protects the building structure by lowering the temperature.</em></p> <p><em>• Lets in natural daylight and provides daily ventilation.</em></p> <p><em>• Fully pre-assembled system with fast installation.</em></p> <p><em>• Priority control of the ventilation opening in accordance with the new standards.</em></p> <p><em>• CE-certified according to EN 12101-2 for guaranteed safety and reliability.</em></p> <p>Choose Skymax CE with PVC curb 16/00 1100 x 1100 mm and enjoy peace of mind, knowing that you are investing in a high-quality smoke and heat exhaust system that meets all requirements and standards. Improve the fire safety of your building and ensure faster and safer evacuation.</p> <br> <br> | skymax-ce-met-pvc-opstand-16-00-1100-x-1100-mm | 8585981624653 | 46872253202765
Smoke and heat exhaust (SHEV) | SHE system | Skylux | Skymax CE with PVC curb 16/00 1200 x 1200 mm |  | 33944 | 5412970339441 | 3152.05 | Yes | 5-10 | 54.74 | 1200 x 1200 mm | 1200 | 1200 |  | PVC 16/00 (16 cm high & roof opening = daylight size) | Square | 5.17 W/m²K - 0.99 W/m²K | 87% - 32% | 90% - 32% | 20dB - 24dB | Skymax CE (for stairwell) | skylight | without spoiler | C05 |  | External priority switch for fire brigade mandatory (1 per control unit) | Discover the Skymax CE Smoke and Heat Exhaust System – the ultimate solution for safe and efficient smoke and heat extraction. This CE-certified system meets the strictest European standards and offers unmatched fire safety. With Skymax CE, you can count on the following benefits: • Free passage to the roof for fast evacuation and safe access for emergency services. • Reduces smoke damage and the risk of flash-over, ensuring a safe escape route. • Protects the building structure by lowering the temperature. • Lets in natural daylight and provides daily ventilation. • Fully pre-assembled system with fast installation. • Priority control of the ventilation opening in accordance with the new standards. • CE-certified according to EN 12101-2 for guaranteed safety and reliability. Choose Skymax CE with PVC curb 16/00 1200 x 1200 mm and enjoy peace of mind, knowing that you are investing in a high-quality smoke and heat exhaust system that meets all requirements and standards. Improve the fire safety of your building and ensure faster and safer evacuation. | https://skylux.eu/en/products/skymax-ce-met-pvc-opstand-16-00-1200-x-1200-mm | https://skylux.eu/cdn/shop/files/Skymax-CE-met-pvc-opstand-1600-1200-x-1200-mm-RWA-systeem.jpg?v=1702987679&width=1600 | https://skylux.eu/cdn/shop/files/e5a82811-1bb0-48e4-a776-cacb59c7c092_bd15e546-59a4-4916-8e2c-094f7cc59ad4.jpg?v=1688550060&width=1600 | //skylux.eu/cdn/shop/files/E_MH_Montageh_Skycom_Skymax_CE_2022_ENG_73f3f473-39be-4d17-8e58-d46c5d5e9dbf.pdf?v=4744962489129817115 | //skylux.eu/cdn/shop/files/E_TD_Technical_File_Skylux_Skymax_CE.pdf?v=2805631801233959646 | <p>Discover the Skymax CE Smoke and Heat Exhaust System – the ultimate solution for safe and efficient smoke and heat extraction. This CE-certified system meets the strictest European standards and offers unmatched fire safety.</p> <p><strong>With Skymax CE, you can count on the following benefits:</strong></p> <p><em>• Free passage to the roof for fast evacuation and safe access for emergency services.</em></p> <p><em>• Reduces smoke damage and the risk of flash-over, ensuring a safe escape route.</em></p> <p><em>• Protects the building structure by lowering the temperature.</em></p> <p><em>• Lets in natural daylight and provides daily ventilation.</em></p> <p><em>• Fully pre-assembled system with fast installation.</em></p> <p><em>• Priority control of the ventilation opening in accordance with the new standards.</em></p> <p><em>• CE-certified according to EN 12101-2 for guaranteed safety and reliability.</em></p> <p>Choose Skymax CE with PVC curb 16/00 1200 x 1200 mm and enjoy peace of mind, knowing that you are investing in a high-quality smoke and heat exhaust system that meets all requirements and standards. Improve the fire safety of your building and ensure faster and safer evacuation.</p> <br> <br> | skymax-ce-met-pvc-opstand-16-00-1200-x-1200-mm | 8585981755725 | 46872253464909
Smoke and heat exhaust (SHEV) | SHE system | Skylux | Skymax CE with PVC curb 20/00 EP 0600 x 0900 mm |  | 81917 | 5412970819172 | 3055.25 | Yes | 10-15 | 47.54 | 600 x 900 mm | 900 | 600 |  | PVC 20/00 (20 cm high & roof opening = daylight size) | Rectangular | 5.17 W/m²K - 0.99 W/m²K | 87% - 32% | 90% - 32% | 20dB - 24dB | Skymax CE (for stairwell) | skylight | without spoiler | C10 |  | External priority switch for fire brigade mandatory (1 per control unit) | Discover the Skymax CE Smoke and Heat Exhaust System - the ultimate solution for safe and efficient smoke and heat extraction. This CE-certified system complies with the strictest European standards and offers unmatched fire safety. With Skymax CE, you can count on the following benefits: • Free roof access for rapid evacuation and safe access for emergency services. • Reduces smoke damage and the risk of flashover for a safe escape route. • Protects the building structure by lowering the temperature. • Lets in natural daylight and provides daily ventilation. • Fully pre-assembled system with fast installation. • Priority control of the ventilation opening in accordance with the new standards. • CE-certified according to EN 12101-2 for guaranteed safety and reliability. Choose Skymax CE with PVC curb 20/00 EP 0600 x 0900 mm and enjoy peace of mind, knowing you are investing in a high-quality smoke and heat exhaust system that meets all requirements and standards. Improve the fire safety of your building and ensure faster and safer evacuation. | https://skylux.eu/en/products/skymax-ce-met-pvc-opstand-20-00-ep-0600-x-0900-mm | https://skylux.eu/cdn/shop/files/Skymax-CE-met-pvc-opstand-2000-EP-0600-x-0900-mm-RWA-systeem.jpg?v=1702987812&width=1600 | https://skylux.eu/cdn/shop/files/e5a82811-1bb0-48e4-a776-cacb59c7c092_4d9239cc-2546-449f-9eaa-8069f6963196.jpg?v=1688550085&width=1600 | //skylux.eu/cdn/shop/files/E_MH_Montageh_Skycom_Skymax_CE_2022_ENG_73f3f473-39be-4d17-8e58-d46c5d5e9dbf.pdf?v=4744962489129817115 | //skylux.eu/cdn/shop/files/E_TD_Technical_File_Skylux_Skymax_CE.pdf?v=2805631801233959646 | <p>Discover the Skymax CE Smoke and Heat Exhaust System - the ultimate solution for safe and efficient smoke and heat extraction. This CE-certified system complies with the strictest European standards and offers unmatched fire safety.</p> <p><strong>With Skymax CE, you can count on the following benefits:</strong></p> <p><em>• Free roof access for rapid evacuation and safe access for emergency services.</em></p> <p><em>• Reduces smoke damage and the risk of flashover for a safe escape route.</em></p> <p><em>• Protects the building structure by lowering the temperature.</em></p> <p><em>• Lets in natural daylight and provides daily ventilation.</em></p> <p><em>• Fully pre-assembled system with fast installation.</em></p> <p><em>• Priority control of the ventilation opening in accordance with the new standards.</em></p> <p><em>• CE-certified according to EN 12101-2 for guaranteed safety and reliability.</em></p> <p>Choose Skymax CE with PVC curb 20/00 EP 0600 x 0900 mm and enjoy peace of mind, knowing you are investing in a high-quality smoke and heat exhaust system that meets all requirements and standards. Improve the fire safety of your building and ensure faster and safer evacuation.</p> <br> <br> | skymax-ce-met-pvc-opstand-20-00-ep-0600-x-0900-mm | 8585983295821 | 46872256250189
Smoke and heat exhaust (SHEV) | SHE system | Skylux | Skymax CE with PVC curb 20/00 EP 0700 x 1000 mm |  | 81918 | 5412970819189 | 3120.6 | Yes | 10-15 | 49.17 | 700 x 1000 mm | 1000 | 700 |  | PVC 20/00 (20 cm high & roof opening = daylight size) | Rectangular | 5.17 W/m²K - 0.99 W/m²K | 87% - 32% | 90% - 32% | 20dB - 24dB | Skymax CE (for stairwell) | skylight | without spoiler | C10 |  | External priority switch for fire brigade mandatory (1 per control unit) | Discover the Skymax CE Smoke and Heat Exhaust System - the ultimate solution for safe and efficient smoke and heat extraction. This CE-certified system complies with the strictest European standards and offers unrivalled fire safety. With Skymax CE, you can count on the following benefits: • Free access through to the roof for rapid evacuation and safe access for emergency services. • Reduces smoke damage and the risk of flashover to ensure a safe escape route. • Protects the building structure by lowering the temperature. • Lets in natural daylight and provides daily ventilation. • Fully pre-assembled system with fast installation. • Priority control of the ventilation opening in accordance with the new standards. • CE-certified in accordance with EN 12101-2 for guaranteed safety and reliability. Choose Skymax CE with PVC curb 20/00 EP 0700 x 1000 mm and enjoy peace of mind, knowing that you are investing in a high-quality smoke and heat exhaust system that meets all requirements and standards. Improve your building’s fire safety and ensure faster and safer evacuation. | https://skylux.eu/en/products/skymax-ce-met-pvc-opstand-20-00-ep-0700-x-1000-mm | https://skylux.eu/cdn/shop/files/Skymax-CE-met-pvc-opstand-2000-EP-0700-x-1000-mm-RWA-systeem.jpg?v=1702987817&width=1600 | https://skylux.eu/cdn/shop/files/e5a82811-1bb0-48e4-a776-cacb59c7c092_e9fd6e37-fda1-4cb4-b305-212c6eba2e3d.jpg?v=1688550086&width=1600 | //skylux.eu/cdn/shop/files/E_MH_Montageh_Skycom_Skymax_CE_2022_ENG_73f3f473-39be-4d17-8e58-d46c5d5e9dbf.pdf?v=4744962489129817115 | //skylux.eu/cdn/shop/files/E_TD_Technical_File_Skylux_Skymax_CE.pdf?v=2805631801233959646 | <p>Discover the Skymax CE Smoke and Heat Exhaust System - the ultimate solution for safe and efficient smoke and heat extraction. This CE-certified system complies with the strictest European standards and offers unrivalled fire safety.</p> <p><strong>With Skymax CE, you can count on the following benefits:</strong></p> <p><em>• Free access through to the roof for rapid evacuation and safe access for emergency services.</em></p> <p><em>• Reduces smoke damage and the risk of flashover to ensure a safe escape route.</em></p> <p><em>• Protects the building structure by lowering the temperature.</em></p> <p><em>• Lets in natural daylight and provides daily ventilation.</em></p> <p><em>• Fully pre-assembled system with fast installation.</em></p> <p><em>• Priority control of the ventilation opening in accordance with the new standards.</em></p> <p><em>• CE-certified in accordance with EN 12101-2 for guaranteed safety and reliability.</em></p> <p>Choose Skymax CE with PVC curb 20/00 EP 0700 x 1000 mm and enjoy peace of mind, knowing that you are investing in a high-quality smoke and heat exhaust system that meets all requirements and standards. Improve your building’s fire safety and ensure faster and safer evacuation.</p> <br> <br> | skymax-ce-met-pvc-opstand-20-00-ep-0700-x-1000-mm | 8585983394125 | 46872256381261
Smoke and heat exhaust (SHEV) | SHE system | Skylux | Skymax CE with PVC curb 20/00 EP 0800 x 1300 mm |  | 81919 | 5412970819196 | 3253.7 | Yes | 10-15 | 52.9 | 800 x 1300 mm | 1300 | 800 |  | PVC 20/00 (20 cm high & roof opening = daylight size) | Rectangular | 5.17 W/m²K - 0.99 W/m²K | 87% - 32% | 90% - 32% | 20dB - 24dB | Skymax CE (for stairwell) | skylight | without spoiler | C10 |  | External priority switch for fire brigade mandatory (1 per control unit) | Discover the Skymax CE Smoke and Heat Exhaust System - the ultimate solution for safe and efficient smoke and heat extraction. This CE-certified system complies with the strictest European standards and offers unmatched fire safety. With Skymax CE, you can count on the following benefits: • Free passage to the roof for fast evacuation and safe access for emergency services. • Reduces smoke damage and the risk of flashover for a safe escape route. • Protects the building structure by lowering the temperature. • Lets in natural daylight and provides daily ventilation. • Fully pre-assembled system with fast installation. • Priority control of the ventilation opening according to the new standards. • CE-certified according to EN 12101-2 for guaranteed safety and reliability. Choose Skymax CE with PVC curb 20/00 EP 0800 x 1300 mm and enjoy peace of mind, knowing you are investing in a high-quality smoke and heat exhaust system that meets all requirements and standards. Improve the fire safety of your building and ensure faster and safer evacuation. | https://skylux.eu/en/products/skymax-ce-met-pvc-opstand-20-00-ep-0800-x-1300-mm | https://skylux.eu/cdn/shop/files/Skymax-CE-met-pvc-opstand-2000-EP-0800-x-1300-mm-RWA-systeem.jpg?v=1702987823&width=1600 | https://skylux.eu/cdn/shop/files/e5a82811-1bb0-48e4-a776-cacb59c7c092_3f19f577-e77a-4e40-a35b-a7778aef12ab.jpg?v=1688550087&width=1600 | //skylux.eu/cdn/shop/files/E_MH_Montageh_Skycom_Skymax_CE_2022_ENG_73f3f473-39be-4d17-8e58-d46c5d5e9dbf.pdf?v=4744962489129817115 | //skylux.eu/cdn/shop/files/E_TD_Technical_File_Skylux_Skymax_CE.pdf?v=2805631801233959646 | <p>Discover the Skymax CE Smoke and Heat Exhaust System - the ultimate solution for safe and efficient smoke and heat extraction. This CE-certified system complies with the strictest European standards and offers unmatched fire safety.</p> <p><strong>With Skymax CE, you can count on the following benefits:</strong></p> <p><em>• Free passage to the roof for fast evacuation and safe access for emergency services.</em></p> <p><em>• Reduces smoke damage and the risk of flashover for a safe escape route.</em></p> <p><em>• Protects the building structure by lowering the temperature.</em></p> <p><em>• Lets in natural daylight and provides daily ventilation.</em></p> <p><em>• Fully pre-assembled system with fast installation.</em></p> <p><em>• Priority control of the ventilation opening according to the new standards.</em></p> <p><em>• CE-certified according to EN 12101-2 for guaranteed safety and reliability.</em></p> <p>Choose Skymax CE with PVC curb 20/00 EP 0800 x 1300 mm and enjoy peace of mind, knowing you are investing in a high-quality smoke and heat exhaust system that meets all requirements and standards. Improve the fire safety of your building and ensure faster and safer evacuation.</p> <br> <br> | skymax-ce-met-pvc-opstand-20-00-ep-0800-x-1300-mm | 8585983492429 | 46872256512333
Smoke and heat exhaust (SHEV) | SHE system | Skylux | Skymax CE with PVC curb 20/00 EP 0900 x 1200 mm |  | 81920 | 5412970819202 | 3253.7 | Yes | 10-15 | 52.65 | 900 x 1200 mm | 1200 | 900 |  | PVC 20/00 (20 cm high & roof opening = daylight size) | Rectangular | 5.17 W/m²K - 0.99 W/m²K | 87% - 32% | 90% - 32% | 20dB - 24dB | Skymax CE (for stairwell) | skylight | without spoiler | C10 |  | External priority switch for fire brigade mandatory (1 per control unit) | Discover the Skymax CE Smoke and Heat Exhaust System - the ultimate solution for safe and efficient smoke and heat extraction. This CE-certified system meets the strictest European standards and offers unrivalled fire safety. With Skymax CE, you can count on the following benefits: • Free passage to the roof for rapid evacuation and safe access for emergency services. • Reduces smoke damage and the risk of flash-over to provide a safe escape route. • Protects the building structure by lowering the temperature. • Lets in natural daylight and provides daily ventilation. • Fully pre-assembled system with fast installation. • Priority control of the ventilation opening in accordance with the new standards. • CE-certified according to EN 12101-2 for guaranteed safety and reliability. Choose Skymax CE with PVC curb 20/00 EP 0900 x 1200 mm and enjoy peace of mind, knowing that you are investing in a high-quality smoke and heat exhaust system that complies with all requirements and standards. Improve the fire safety of your building and ensure faster and safer evacuation. | https://skylux.eu/en/products/skymax-ce-met-pvc-opstand-20-00-ep-0900-x-1200-mm | https://skylux.eu/cdn/shop/files/Skymax-CE-met-pvc-opstand-2000-EP-0900-x-1200-mm-RWA-systeem.jpg?v=1702987829&width=1600 | https://skylux.eu/cdn/shop/files/e5a82811-1bb0-48e4-a776-cacb59c7c092_e75b3d6e-e755-49bd-bafa-bf9d04eb76dc.jpg?v=1688550088&width=1600 | //skylux.eu/cdn/shop/files/E_MH_Montageh_Skycom_Skymax_CE_2022_ENG_73f3f473-39be-4d17-8e58-d46c5d5e9dbf.pdf?v=4744962489129817115 | //skylux.eu/cdn/shop/files/E_TD_Technical_File_Skylux_Skymax_CE.pdf?v=2805631801233959646 | <p>Discover the Skymax CE Smoke and Heat Exhaust System - the ultimate solution for safe and efficient smoke and heat extraction. This CE-certified system meets the strictest European standards and offers unrivalled fire safety.</p> <p><strong>With Skymax CE, you can count on the following benefits:</strong></p> <p><em>• Free passage to the roof for rapid evacuation and safe access for emergency services.</em></p> <p><em>• Reduces smoke damage and the risk of flash-over to provide a safe escape route.</em></p> <p><em>• Protects the building structure by lowering the temperature.</em></p> <p><em>• Lets in natural daylight and provides daily ventilation.</em></p> <p><em>• Fully pre-assembled system with fast installation.</em></p> <p><em>• Priority control of the ventilation opening in accordance with the new standards.</em></p> <p><em>• CE-certified according to EN 12101-2 for guaranteed safety and reliability.</em></p> <p>Choose Skymax CE with PVC curb 20/00 EP 0900 x 1200 mm and enjoy peace of mind, knowing that you are investing in a high-quality smoke and heat exhaust system that complies with all requirements and standards. Improve the fire safety of your building and ensure faster and safer evacuation.</p> <br> <br> | skymax-ce-met-pvc-opstand-20-00-ep-0900-x-1200-mm | 8585983557965 | 46872256610637
Smoke and heat exhaust (SHEV) | SHE system | Skylux | Skymax CE with PVC curb 20/00 EP 1000 x 1000 mm |  | 81921 | 5412970819219 | 3181.1 | Yes | 10-15 | 51.81 | 1000 x 1000 mm | 1000 | 1000 |  | PVC 20/00 (20 cm high & roof opening = daylight size) | Square | 5.17 W/m²K - 0.99 W/m²K | 87% - 32% | 90% - 32% | 20dB - 24dB | Skymax CE (for stairwell) | skylight | without spoiler | C10 |  | External priority switch for fire brigade mandatory (1 per control unit) | Discover the Skymax CE Smoke and Heat Exhaust System - the ultimate solution for safe and efficient smoke and heat extraction. This CE-certified system complies with the strictest European standards and offers unmatched fire safety. With Skymax CE, you can count on the following benefits: • Free passage to the roof for fast evacuation and safe access for emergency services. • Reduces smoke damage and the risk of flash-over for a safe escape route. • Protects the building structure by lowering the temperature. • Lets in natural daylight and provides daily ventilation. • Fully pre-assembled system with fast installation. • Priority control of the ventilation opening in accordance with the new standards. • CE-certified according to EN 12101-2 for guaranteed safety and reliability. Choose Skymax CE with PVC curb 20/00 EP 1000 x 1000 mm and enjoy peace of mind, knowing you are investing in a high-quality smoke and heat exhaust system that meets all requirements and standards. Improve the fire safety of your building and ensure faster and safer evacuation. | https://skylux.eu/en/products/skymax-ce-met-pvc-opstand-20-00-ep-1000-x-1000-mm | https://skylux.eu/cdn/shop/files/Skymax-CE-met-pvc-opstand-2000-EP-1000-x-1000-mm-RWA-systeem.jpg?v=1702987835&width=1600 | https://skylux.eu/cdn/shop/files/e5a82811-1bb0-48e4-a776-cacb59c7c092_1a701dee-7f8a-4c89-a102-c72f5bdc038d.jpg?v=1688550089&width=1600 | //skylux.eu/cdn/shop/files/E_MH_Montageh_Skycom_Skymax_CE_2022_ENG_73f3f473-39be-4d17-8e58-d46c5d5e9dbf.pdf?v=4744962489129817115 | //skylux.eu/cdn/shop/files/E_TD_Technical_File_Skylux_Skymax_CE.pdf?v=2805631801233959646 | <p>Discover the Skymax CE Smoke and Heat Exhaust System - the ultimate solution for safe and efficient smoke and heat extraction. This CE-certified system complies with the strictest European standards and offers unmatched fire safety.</p> <p><strong>With Skymax CE, you can count on the following benefits:</strong></p> <p><em>• Free passage to the roof for fast evacuation and safe access for emergency services.</em></p> <p><em>• Reduces smoke damage and the risk of flash-over for a safe escape route.</em></p> <p><em>• Protects the building structure by lowering the temperature.</em></p> <p><em>• Lets in natural daylight and provides daily ventilation.</em></p> <p><em>• Fully pre-assembled system with fast installation.</em></p> <p><em>• Priority control of the ventilation opening in accordance with the new standards.</em></p> <p><em>• CE-certified according to EN 12101-2 for guaranteed safety and reliability.</em></p> <p>Choose Skymax CE with PVC curb 20/00 EP 1000 x 1000 mm and enjoy peace of mind, knowing you are investing in a high-quality smoke and heat exhaust system that meets all requirements and standards. Improve the fire safety of your building and ensure faster and safer evacuation.</p> <br> <br> | skymax-ce-met-pvc-opstand-20-00-ep-1000-x-1000-mm | 8585983590733 | 46872256676173
Smoke and heat exhaust (SHEV) | SHE system | Skylux | Skymax CE with PVC curb 20/00 EP 1000 x 1300 mm |  | 81922 | 5412970819226 | 3320.25 | Yes | 10-15 | 54.64 | 1000 x 1300 mm | 1300 | 1000 |  | PVC 20/00 (20 cm high & roof opening = daylight size) | Rectangular | 5.17 W/m²K - 0.99 W/m²K | 87% - 32% | 90% - 32% | 20dB - 24dB | Skymax CE (for stairwell) | skylight | without spoiler | C10 |  | External priority switch for fire brigade mandatory (1 per control unit) | Discover the Skymax CE Smoke and Heat Exhaust System - the ultimate solution for safe and efficient smoke and heat extraction. This CE-certified system meets the strictest European standards and offers unrivalled fire safety. With Skymax CE, you can count on the following benefits: • Free roof access for rapid evacuation and safe access for emergency services. • Reduces smoke damage and the risk of flashover, ensuring a safe escape route. • Protects the building structure by lowering the temperature. • Lets in natural daylight and provides daily ventilation. • Fully pre-assembled system with fast installation. • Priority control of the ventilation opening in accordance with the new standards. • CE-certified according to EN 12101-2 for guaranteed safety and reliability. Choose Skymax CE with PVC curb 20/00 EP 1000 x 1300 mm and enjoy peace of mind, knowing you are investing in a high-quality smoke and heat exhaust system that meets all requirements and standards. Improve your building's fire safety and ensure faster and safer evacuation. | https://skylux.eu/en/products/skymax-ce-met-pvc-opstand-20-00-ep-1000-x-1300-mm | https://skylux.eu/cdn/shop/files/Skymax-CE-met-pvc-opstand-2000-EP-1000-x-1300-mm-RWA-systeem.jpg?v=1702987840&width=1600 | https://skylux.eu/cdn/shop/files/e5a82811-1bb0-48e4-a776-cacb59c7c092_ff2330b0-1edb-449b-9f5e-73354b9069f2.jpg?v=1688550090&width=1600 | //skylux.eu/cdn/shop/files/E_MH_Montageh_Skycom_Skymax_CE_2022_ENG_73f3f473-39be-4d17-8e58-d46c5d5e9dbf.pdf?v=4744962489129817115 | //skylux.eu/cdn/shop/files/E_TD_Technical_File_Skylux_Skymax_CE.pdf?v=2805631801233959646 | <p>Discover the Skymax CE Smoke and Heat Exhaust System - the ultimate solution for safe and efficient smoke and heat extraction. This CE-certified system meets the strictest European standards and offers unrivalled fire safety.</p> <p><strong>With Skymax CE, you can count on the following benefits:</strong></p> <p><em>• Free roof access for rapid evacuation and safe access for emergency services.</em></p> <p><em>• Reduces smoke damage and the risk of flashover, ensuring a safe escape route.</em></p> <p><em>• Protects the building structure by lowering the temperature.</em></p> <p><em>• Lets in natural daylight and provides daily ventilation.</em></p> <p><em>• Fully pre-assembled system with fast installation.</em></p> <p><em>• Priority control of the ventilation opening in accordance with the new standards.</em></p> <p><em>• CE-certified according to EN 12101-2 for guaranteed safety and reliability.</em></p> <p>Choose Skymax CE with PVC curb 20/00 EP 1000 x 1300 mm and enjoy peace of mind, knowing you are investing in a high-quality smoke and heat exhaust system that meets all requirements and standards. Improve your building's fire safety and ensure faster and safer evacuation.</p> <br> <br> | skymax-ce-met-pvc-opstand-20-00-ep-1000-x-1300-mm | 8585983656269 | 46872256741709
Smoke and heat exhaust (SHEV) | SHE system | Skylux | Skymax CE with PVC curb 20/00 EP 1100 x 1100 mm |  | 81923 | 5412970819233 | 3287.6 | Yes | 10-15 | 53.65 | 1100 x 1100 mm | 1100 | 1100 |  | PVC 20/00 (20 cm high & roof opening = daylight size) | Square | 5.17 W/m²K - 0.99 W/m²K | 87% - 32% | 90% - 32% | 20dB - 24dB | Skymax CE (for stairwell) | skylight | without spoiler | C10 |  | External priority switch for fire brigade mandatory (1 per control unit) | Discover the Skymax CE Smoke and Heat Exhaust System - the ultimate solution for safe and efficient smoke and heat extraction. This CE-certified system complies with the strictest European standards and delivers unmatched fire safety. With Skymax CE, you can count on the following benefits: • Free roof access for fast evacuation and safe access for emergency services. • Reduces smoke damage and the risk of flashover for a safe escape route. • Protects the building structure by lowering the temperature. • Lets in natural daylight and provides daily ventilation. • Fully pre-assembled system with fast installation. • Priority control of the ventilation opening in accordance with the new standards. • CE-certified according to EN 12101-2 for guaranteed safety and reliability. Choose Skymax CE with PVC curb 20/00 EP 1100 x 1100 mm and enjoy peace of mind, knowing you are investing in a high-quality smoke and heat exhaust system that meets all requirements and standards. Improve the fire safety of your building and ensure faster and safer evacuation. | https://skylux.eu/en/products/skymax-ce-met-pvc-opstand-20-00-ep-1100-x-1100-mm | https://skylux.eu/cdn/shop/files/Skymax-CE-met-pvc-opstand-2000-EP-1100-x-1100-mm-RWA-systeem.jpg?v=1702987846&width=1600 | https://skylux.eu/cdn/shop/files/e5a82811-1bb0-48e4-a776-cacb59c7c092_d82d05e0-56ff-49a6-879e-e3eec03fb8d9.jpg?v=1688550091&width=1600 | //skylux.eu/cdn/shop/files/E_MH_Montageh_Skycom_Skymax_CE_2022_ENG_73f3f473-39be-4d17-8e58-d46c5d5e9dbf.pdf?v=4744962489129817115 | //skylux.eu/cdn/shop/files/E_TD_Technical_File_Skylux_Skymax_CE.pdf?v=2805631801233959646 | <p>Discover the Skymax CE Smoke and Heat Exhaust System - the ultimate solution for safe and efficient smoke and heat extraction. This CE-certified system complies with the strictest European standards and delivers unmatched fire safety.</p> <p><strong>With Skymax CE, you can count on the following benefits:</strong></p> <p><em>• Free roof access for fast evacuation and safe access for emergency services.</em></p> <p><em>• Reduces smoke damage and the risk of flashover for a safe escape route.</em></p> <p><em>• Protects the building structure by lowering the temperature.</em></p> <p><em>• Lets in natural daylight and provides daily ventilation.</em></p> <p><em>• Fully pre-assembled system with fast installation.</em></p> <p><em>• Priority control of the ventilation opening in accordance with the new standards.</em></p> <p><em>• CE-certified according to EN 12101-2 for guaranteed safety and reliability.</em></p> <p>Choose Skymax CE with PVC curb 20/00 EP 1100 x 1100 mm and enjoy peace of mind, knowing you are investing in a high-quality smoke and heat exhaust system that meets all requirements and standards. Improve the fire safety of your building and ensure faster and safer evacuation.</p> <br> <br> | skymax-ce-met-pvc-opstand-20-00-ep-1100-x-1100-mm | 8585983721805 | 46872256840013
Smoke and heat exhaust (SHEV) | SHE system | Skylux | Skymax CE with PVC curb 20/00 EP 1200 x 1200 mm |  | 81924 | 5412970819240 | 3354.15 | Yes | 10-15 | 55.23 | 1200 x 1200 mm | 1200 | 1200 |  | PVC 20/00 (20 cm high & roof opening = daylight size) | Square | 5.17 W/m²K - 0.99 W/m²K | 87% - 32% | 90% - 32% | 20dB - 24dB | Skymax CE (for stairwell) | skylight | without spoiler | C10 |  | External priority switch for fire brigade mandatory (1 per control unit) | Discover the Skymax CE Smoke and Heat Exhaust System - the ultimate solution for safe and efficient smoke and heat extraction. This CE-certified system meets the strictest European standards and offers unmatched fire safety. With Skymax CE, you can count on the following benefits: • Free access through to the roof for fast evacuation and safe access for emergency services. • Reduces smoke damage and the risk of flashover, ensuring a safe escape route. • Protects the building structure by lowering the temperature. • Allows natural daylight in and provides daily ventilation. • Fully pre-assembled system with fast installation. • Priority control of the ventilation opening in accordance with the new standards. • CE-certified according to EN 12101-2 for guaranteed safety and reliability. Choose Skymax CE with PVC curb 20/00 EP 1200 x 1200 mm and enjoy peace of mind, knowing that you are investing in a high-quality smoke and heat exhaust system that complies with all requirements and standards. Improve the fire safety of your building and ensure faster and safer evacuation. | https://skylux.eu/en/products/skymax-ce-met-pvc-opstand-20-00-ep-1200-x-1200-mm | https://skylux.eu/cdn/shop/files/Skymax-CE-met-pvc-opstand-2000-EP-1200-x-1200-mm-RWA-systeem.jpg?v=1702987851&width=1600 | https://skylux.eu/cdn/shop/files/e5a82811-1bb0-48e4-a776-cacb59c7c092_d65f55cb-f04e-4f87-9a78-286d9a8ebb11.jpg?v=1688550092&width=1600 | //skylux.eu/cdn/shop/files/E_MH_Montageh_Skycom_Skymax_CE_2022_ENG_73f3f473-39be-4d17-8e58-d46c5d5e9dbf.pdf?v=4744962489129817115 | //skylux.eu/cdn/shop/files/E_TD_Technical_File_Skylux_Skymax_CE.pdf?v=2805631801233959646 | <p>Discover the Skymax CE Smoke and Heat Exhaust System - the ultimate solution for safe and efficient smoke and heat extraction. This CE-certified system meets the strictest European standards and offers unmatched fire safety.</p> <p><strong>With Skymax CE, you can count on the following benefits:</strong></p> <p><em>• Free access through to the roof for fast evacuation and safe access for emergency services.</em></p> <p><em>• Reduces smoke damage and the risk of flashover, ensuring a safe escape route.</em></p> <p><em>• Protects the building structure by lowering the temperature.</em></p> <p><em>• Allows natural daylight in and provides daily ventilation.</em></p> <p><em>• Fully pre-assembled system with fast installation.</em></p> <p><em>• Priority control of the ventilation opening in accordance with the new standards.</em></p> <p><em>• CE-certified according to EN 12101-2 for guaranteed safety and reliability.</em></p> <p>Choose Skymax CE with PVC curb 20/00 EP 1200 x 1200 mm and enjoy peace of mind, knowing that you are investing in a high-quality smoke and heat exhaust system that complies with all requirements and standards. Improve the fire safety of your building and ensure faster and safer evacuation.</p> <br> <br> | skymax-ce-met-pvc-opstand-20-00-ep-1200-x-1200-mm | 8585983754573 | 46872256905549
Smoke and heat exhaust (SHEV) | SHE system | Skylux | Skymax CE with PVC curb 20/00 EP with iDome 0600 x 0900 mm |  | 81933 | 5412970819332 | 3576.8 | Yes | 10-15 | 72.24 | 600 x 900 mm | 900 | 600 |  | PVC 20/00 (20 cm high & roof opening = daylight size) | Rectangular | 0.93 W/m²K - 0.79 W/m²K | 46% - 24% | 68% - 31% | 40dB | Skymax CE (for stairwell) | iDome | without spoiler | C10 |  | Maximum double-walled skylight possible for this product | Discover the Skymax CE smoke and heat extraction system - the ultimate solution for safe and efficient smoke and heat extraction. This CE-certified system meets the strictest European standards and offers unparalleled fire safety. The Skymax CE offers you the following features: • Free access to the roof for rapid evacuation and safe access for emergency services. • Reduces smoke damage and risk of flashover for a safe escape route. • Protects the building structure by lowering the temperature. • Allows natural daylight to enter and provides daily ventilation. • Complete pre-assembled system with quick installation. • Priority control of the ventilation opening according to the new standards. • CE certified to EN 12101-2 for guaranteed safety and reliability. Choose Skymax CE with PVC curb 20/00 EP with iDome 0600 x 0900 mm and enjoy peace of mind knowing that you are investing in a high-quality smoke and heat extraction system that meets all requirements and standards. Improve the fire safety of your building and ensure a faster and safer evacuation. Number of walls Double glazing+ plastic skylight (max. double-walled) Insulation value (Ug-value) 0.93 W/m²K in combination with a single-walled skylight 0.79 W/m²K in combination with a double-walled skylight Burglar-resistant Yes Fall-through safety Only in combination with a polycarbonate plastic skylight Acoustic value Rw 40 dB LT-value 68% in combination with a single-walled clear acrylic skylight 62% in combination with a single-walled opal acrylic skylight 61% in combination with a double-walled clear acrylic skylight 52% in combination with a double-walled opal acrylic skylight 66% in combination with a single-walled clear polycarbonate skylight 44% in combination with a single-walled opal polycarbonate skylight 59% in combination with a double-walled clear polycarbonate skylight 55% in combination with a double-walled clear polycarbonate skylight g-value 46% in combination with a single-walled clear acrylic skylight 40% in combination with a single-walled opal acrylic skylight 40% in combination with a double-walled clear acrylic skylight 31% in combination with a double-walled opal acrylic skylight 44% in combination with a single-walled clear polycarbonate skylight 32% in combination with a single-walled opal polycarbonate skylight 38% in combination with a double-walled clear polycarbonate skylight 37% in combination with a double-walled clear polycarbonate skylight Shape Spherical Guarantee 10 years | https://skylux.eu/en/products/skymax-ce-met-pvc-opstand-20-00-ep-met-idome-0600-x-0900-mm | https://skylux.eu/cdn/shop/files/Skymax-CE-met-pvc-opstand-2000-EP-met-iDome-0600-x-0900-mm-RWA-systeem.jpg?v=1702987685&width=1600 | https://skylux.eu/cdn/shop/files/e5a82811-1bb0-48e4-a776-cacb59c7c092_0581ac36-ce62-481f-81e0-1bb219b54f38.jpg?v=1688550061&width=1600 | //skylux.eu/cdn/shop/files/E_MH_Montageh_Skycom_Skymax_CE_2022_ENG_73f3f473-39be-4d17-8e58-d46c5d5e9dbf.pdf?v=4744962489129817115 | //skylux.eu/cdn/shop/files/E_TD_Technical_File_Skylux_Skymax_CE.pdf?v=2805631801233959646 | <p>Discover the Skymax CE smoke and heat extraction system - the ultimate solution for safe and efficient smoke and heat extraction. This CE-certified system meets the strictest European standards and offers unparalleled fire safety.</p> <p><strong>The Skymax CE offers you the following features:</strong></p> <p><em>• Free access to the roof for rapid evacuation and safe access for emergency services.</em></p> <p><em>• Reduces smoke damage and risk of flashover for a safe escape route.</em></p> <p><em>• Protects the building structure by lowering the temperature.</em></p> <p><em>• Allows natural daylight to enter and provides daily ventilation.</em></p> <p><em>• Complete pre-assembled system with quick installation.</em></p> <p><em>• Priority control of the ventilation opening according to the new standards.</em></p> <p><em>• CE certified to EN 12101-2 for guaranteed safety and reliability.</em></p> <p>Choose Skymax CE with PVC curb 20/00 EP with iDome 0600 x 0900 mm and enjoy peace of mind knowing that you are investing in a high-quality smoke and heat extraction system that meets all requirements and standards. Improve the fire safety of your building and ensure a faster and safer evacuation.</p> <br> <br> <table><tbody> <tr> <td>Number of walls</td> <td>Double glazing+ plastic skylight (max. double-walled)</td> </tr> <tr> <td>Insulation value (Ug-value)</td> <td>0.93 W/m²K in combination with a single-walled skylight<br> 0.79 W/m²K in combination with a double-walled skylight</td> </tr> <tr> <td>Burglar-resistant</td> <td>Yes</td> </tr> <tr> <td>Fall-through safety</td> <td>Only in combination with a <a href="">polycarbonate plastic skylight</a> </td> </tr> <tr> <td>Acoustic value Rw</td> <td>40 dB</td> </tr> <tr> <td>LT-value</td> <td> <p>68% in combination with a single-walled clear acrylic skylight<br> 62% in combination with a single-walled opal acrylic skylight<br> 61% in combination with a double-walled clear acrylic skylight<br> 52% in combination with a double-walled opal acrylic skylight<br> 66% in combination with a single-walled clear polycarbonate skylight<br> 44% in combination with a single-walled opal polycarbonate skylight<br> 59% in combination with a double-walled clear polycarbonate skylight<br> 55% in combination with a double-walled clear polycarbonate skylight</p> </td> </tr> <tr> <td>g-value</td> <td>46% in combination with a single-walled clear acrylic skylight<br> 40% in combination with a single-walled opal acrylic skylight<br> 40% in combination with a double-walled clear acrylic skylight<br> 31% in combination with a double-walled opal acrylic skylight<br> 44% in combination with a single-walled clear polycarbonate skylight<br> 32% in combination with a single-walled opal polycarbonate skylight<br> 38% in combination with a double-walled clear polycarbonate skylight<br> 37% in combination with a double-walled clear polycarbonate skylight</td> </tr> <tr> <td>Shape</td> <td>Spherical</td> </tr> <tr> <td>Guarantee</td> <td>10 years</td> </tr> </tbody></table> | skymax-ce-met-pvc-opstand-20-00-ep-met-idome-0600-x-0900-mm | 8585981788493 | 46872253497677
Smoke and heat exhaust (SHEV) | SHE system | Skylux | Skymax CE with PVC curb 20/00 EP with iDome 0700 x 1000 mm |  | 81934 | 5412970819349 | 3712.3 | Yes | 10-15 | 80.25 | 700 x 1000 mm | 1000 | 700 |  | PVC 20/00 (20 cm high & roof opening = daylight size) | Rectangular | 0.93 W/m²K - 0.79 W/m²K | 46% - 24% | 68% - 31% | 40dB | Skymax CE (for stairwell) | iDome | without spoiler | C10 |  | Maximum double-walled skylight possible for this product | Discover the Skymax CE smoke and heat extraction system - the ultimate solution for safe and efficient smoke and heat extraction. This CE-certified system meets the strictest European standards and offers unparalleled fire safety. The Skymax CE offers you the following features: • Free access to the roof for rapid evacuation and safe access for emergency services. • Reduces smoke damage and risk of flashover for a safe escape route. • Protects the building structure by lowering the temperature. • Allows natural daylight to enter and provides daily ventilation. • Complete pre-assembled system with quick installation. • Priority control of the ventilation opening according to the new standards. • CE certified to EN 12101-2 for guaranteed safety and reliability. Choose Skymax CE with PVC curb 20/00 EP with iDome 0700 x 1000 mm and enjoy peace of mind knowing that you are investing in a high-quality smoke and heat extraction system that meets all requirements and standards. Improve the fire safety of your building and ensure a faster and safer evacuation. Number of walls Double glazing+ plastic skylight (max. double-walled) Insulation value (Ug-value) 0.93 W/m²K in combination with a single-walled skylight 0.79 W/m²K in combination with a double-walled skylight Burglar-resistant Yes Fall-through safety Only in combination with a polycarbonate plastic skylight Acoustic value Rw 40 dB LT-value 68% in combination with a single-walled clear acrylic skylight 62% in combination with a single-walled opal acrylic skylight 61% in combination with a double-walled clear acrylic skylight 52% in combination with a double-walled opal acrylic skylight 66% in combination with a single-walled clear polycarbonate skylight 44% in combination with a single-walled opal polycarbonate skylight 59% in combination with a double-walled clear polycarbonate skylight 55% in combination with a double-walled clear polycarbonate skylight g-value 46% in combination with a single-walled clear acrylic skylight 40% in combination with a single-walled opal acrylic skylight 40% in combination with a double-walled clear acrylic skylight 31% in combination with a double-walled opal acrylic skylight 44% in combination with a single-walled clear polycarbonate skylight 32% in combination with a single-walled opal polycarbonate skylight 38% in combination with a double-walled clear polycarbonate skylight 37% in combination with a double-walled clear polycarbonate skylight Shape Spherical Guarantee 10 years | https://skylux.eu/en/products/skymax-ce-met-pvc-opstand-20-00-ep-met-idome-0700-x-1000-mm | https://skylux.eu/cdn/shop/files/Skymax-CE-met-pvc-opstand-2000-EP-met-iDome-0700-x-1000-mm-RWA-systeem.jpg?v=1702987690&width=1600 | https://skylux.eu/cdn/shop/files/e5a82811-1bb0-48e4-a776-cacb59c7c092_63306a13-f0ec-419e-abe0-cabbc239f273.jpg?v=1688550062&width=1600 | //skylux.eu/cdn/shop/files/E_MH_Montageh_Skycom_Skymax_CE_2022_ENG_73f3f473-39be-4d17-8e58-d46c5d5e9dbf.pdf?v=4744962489129817115 | //skylux.eu/cdn/shop/files/E_TD_Technical_File_Skylux_Skymax_CE.pdf?v=2805631801233959646 | <p>Discover the Skymax CE smoke and heat extraction system - the ultimate solution for safe and efficient smoke and heat extraction. This CE-certified system meets the strictest European standards and offers unparalleled fire safety.</p> <p><strong>The Skymax CE offers you the following features:</strong></p> <p><em>• Free access to the roof for rapid evacuation and safe access for emergency services.</em></p> <p><em>• Reduces smoke damage and risk of flashover for a safe escape route.</em></p> <p><em>• Protects the building structure by lowering the temperature.</em></p> <p><em>• Allows natural daylight to enter and provides daily ventilation.</em></p> <p><em>• Complete pre-assembled system with quick installation.</em></p> <p><em>• Priority control of the ventilation opening according to the new standards.</em></p> <p><em>• CE certified to EN 12101-2 for guaranteed safety and reliability.</em></p> <p>Choose Skymax CE with PVC curb 20/00 EP with iDome 0700 x 1000 mm and enjoy peace of mind knowing that you are investing in a high-quality smoke and heat extraction system that meets all requirements and standards. Improve the fire safety of your building and ensure a faster and safer evacuation.</p> <br> <br> <table><tbody> <tr> <td>Number of walls</td> <td>Double glazing+ plastic skylight (max. double-walled)</td> </tr> <tr> <td>Insulation value (Ug-value)</td> <td>0.93 W/m²K in combination with a single-walled skylight<br> 0.79 W/m²K in combination with a double-walled skylight</td> </tr> <tr> <td>Burglar-resistant</td> <td>Yes</td> </tr> <tr> <td>Fall-through safety</td> <td>Only in combination with a <a href="">polycarbonate plastic skylight</a> </td> </tr> <tr> <td>Acoustic value Rw</td> <td>40 dB</td> </tr> <tr> <td>LT-value</td> <td> <p>68% in combination with a single-walled clear acrylic skylight<br> 62% in combination with a single-walled opal acrylic skylight<br> 61% in combination with a double-walled clear acrylic skylight<br> 52% in combination with a double-walled opal acrylic skylight<br> 66% in combination with a single-walled clear polycarbonate skylight<br> 44% in combination with a single-walled opal polycarbonate skylight<br> 59% in combination with a double-walled clear polycarbonate skylight<br> 55% in combination with a double-walled clear polycarbonate skylight</p> </td> </tr> <tr> <td>g-value</td> <td>46% in combination with a single-walled clear acrylic skylight<br> 40% in combination with a single-walled opal acrylic skylight<br> 40% in combination with a double-walled clear acrylic skylight<br> 31% in combination with a double-walled opal acrylic skylight<br> 44% in combination with a single-walled clear polycarbonate skylight<br> 32% in combination with a single-walled opal polycarbonate skylight<br> 38% in combination with a double-walled clear polycarbonate skylight<br> 37% in combination with a double-walled clear polycarbonate skylight</td> </tr> <tr> <td>Shape</td> <td>Spherical</td> </tr> <tr> <td>Guarantee</td> <td>10 years</td> </tr> </tbody></table> | skymax-ce-met-pvc-opstand-20-00-ep-met-idome-0700-x-1000-mm | 8585981854029 | 46872253595981
Smoke and heat exhaust (SHEV) | SHE system | Skylux | Skymax CE with PVC curb 20/00 EP with iDome 0800 x 1300 mm |  | 81935 | 5412970819356 | 4037.8 | Yes | 10-15 | 96.04 | 800 x 1300 mm | 1300 | 800 |  | PVC 20/00 (20 cm high & roof opening = daylight size) | Rectangular | 0.93 W/m²K - 0.79 W/m²K | 46% - 24% | 68% - 31% | 40dB | Skymax CE (for stairwell) | iDome | without spoiler | C10 |  | Maximum double-walled skylight possible for this product | Discover the Skymax CE smoke and heat extraction system - the ultimate solution for safe and efficient smoke and heat extraction. This CE-certified system meets the strictest European standards and offers unparalleled fire safety. The Skymax CE offers you the following features: • Free access to the roof for rapid evacuation and safe access for emergency services. • Reduces smoke damage and risk of flashover for a safe escape route. • Protects the building structure by lowering the temperature. • Allows natural daylight to enter and provides daily ventilation. • Complete pre-assembled system with quick installation. • Priority control of the ventilation opening according to the new standards. • CE certified to EN 12101-2 for guaranteed safety and reliability. Choose Skymax CE with PVC curb 20/00 EP with iDome 0800 x 1300 mm and enjoy peace of mind knowing that you are investing in a high-quality smoke and heat extraction system that meets all requirements and standards. Improve the fire safety of your building and ensure a faster and safer evacuation. Number of walls Double glazing+ plastic skylight (max. double-walled) Insulation value (Ug-value) 0.93 W/m²K in combination with a single-walled skylight 0.79 W/m²K in combination with a double-walled skylight Burglar-resistant Yes Fall-through safety Only in combination with a polycarbonate plastic skylight Acoustic value Rw 40 dB LT-value 68% in combination with a single-walled clear acrylic skylight 62% in combination with a single-walled opal acrylic skylight 61% in combination with a double-walled clear acrylic skylight 52% in combination with a double-walled opal acrylic skylight 66% in combination with a single-walled clear polycarbonate skylight 44% in combination with a single-walled opal polycarbonate skylight 59% in combination with a double-walled clear polycarbonate skylight 55% in combination with a double-walled clear polycarbonate skylight g-value 46% in combination with a single-walled clear acrylic skylight 40% in combination with a single-walled opal acrylic skylight 40% in combination with a double-walled clear acrylic skylight 31% in combination with a double-walled opal acrylic skylight 44% in combination with a single-walled clear polycarbonate skylight 32% in combination with a single-walled opal polycarbonate skylight 38% in combination with a double-walled clear polycarbonate skylight 37% in combination with a double-walled clear polycarbonate skylight Shape Spherical Guarantee 10 years | https://skylux.eu/en/products/skymax-ce-met-pvc-opstand-20-00-ep-met-idome-0800-x-1300-mm | https://skylux.eu/cdn/shop/files/Skymax-CE-met-pvc-opstand-2000-EP-met-iDome-0800-x-1300-mm-RWA-systeem.jpg?v=1702987696&width=1600 | https://skylux.eu/cdn/shop/files/e5a82811-1bb0-48e4-a776-cacb59c7c092_36353b26-951c-46c1-81d9-7223fa5fdaf8.jpg?v=1688550063&width=1600 | //skylux.eu/cdn/shop/files/E_MH_Montageh_Skycom_Skymax_CE_2022_ENG_73f3f473-39be-4d17-8e58-d46c5d5e9dbf.pdf?v=4744962489129817115 | //skylux.eu/cdn/shop/files/E_TD_Technical_File_Skylux_Skymax_CE.pdf?v=2805631801233959646 | <p>Discover the Skymax CE smoke and heat extraction system - the ultimate solution for safe and efficient smoke and heat extraction. This CE-certified system meets the strictest European standards and offers unparalleled fire safety.</p> <p><strong>The Skymax CE offers you the following features:</strong></p> <p><em>• Free access to the roof for rapid evacuation and safe access for emergency services.</em></p> <p><em>• Reduces smoke damage and risk of flashover for a safe escape route.</em></p> <p><em>• Protects the building structure by lowering the temperature.</em></p> <p><em>• Allows natural daylight to enter and provides daily ventilation.</em></p> <p><em>• Complete pre-assembled system with quick installation.</em></p> <p><em>• Priority control of the ventilation opening according to the new standards.</em></p> <p><em>• CE certified to EN 12101-2 for guaranteed safety and reliability.</em></p> <p>Choose Skymax CE with PVC curb 20/00 EP with iDome 0800 x 1300 mm and enjoy peace of mind knowing that you are investing in a high-quality smoke and heat extraction system that meets all requirements and standards. Improve the fire safety of your building and ensure a faster and safer evacuation.</p> <br> <br> <table><tbody> <tr> <td>Number of walls</td> <td>Double glazing+ plastic skylight (max. double-walled)</td> </tr> <tr> <td>Insulation value (Ug-value)</td> <td>0.93 W/m²K in combination with a single-walled skylight<br> 0.79 W/m²K in combination with a double-walled skylight</td> </tr> <tr> <td>Burglar-resistant</td> <td>Yes</td> </tr> <tr> <td>Fall-through safety</td> <td>Only in combination with a <a href="">polycarbonate plastic skylight</a> </td> </tr> <tr> <td>Acoustic value Rw</td> <td>40 dB</td> </tr> <tr> <td>LT-value</td> <td> <p>68% in combination with a single-walled clear acrylic skylight<br> 62% in combination with a single-walled opal acrylic skylight<br> 61% in combination with a double-walled clear acrylic skylight<br> 52% in combination with a double-walled opal acrylic skylight<br> 66% in combination with a single-walled clear polycarbonate skylight<br> 44% in combination with a single-walled opal polycarbonate skylight<br> 59% in combination with a double-walled clear polycarbonate skylight<br> 55% in combination with a double-walled clear polycarbonate skylight</p> </td> </tr> <tr> <td>g-value</td> <td>46% in combination with a single-walled clear acrylic skylight<br> 40% in combination with a single-walled opal acrylic skylight<br> 40% in combination with a double-walled clear acrylic skylight<br> 31% in combination with a double-walled opal acrylic skylight<br> 44% in combination with a single-walled clear polycarbonate skylight<br> 32% in combination with a single-walled opal polycarbonate skylight<br> 38% in combination with a double-walled clear polycarbonate skylight<br> 37% in combination with a double-walled clear polycarbonate skylight</td> </tr> <tr> <td>Shape</td> <td>Spherical</td> </tr> <tr> <td>Guarantee</td> <td>10 years</td> </tr> </tbody></table> | skymax-ce-met-pvc-opstand-20-00-ep-met-idome-0800-x-1300-mm | 8585981952333 | 46872253727053
Smoke and heat exhaust (SHEV) | SHE system | Skylux | Skymax CE with PVC curb 20/00 EP with iDome 0900 x 1200 mm |  | 81936 | 5412970819363 | 4052.3 | Yes | 10-15 | 97.27 | 900 x 1200 mm | 1200 | 900 |  | PVC 20/00 (20 cm high & roof opening = daylight size) | Rectangular | 0.93 W/m²K - 0.79 W/m²K | 46% - 24% | 68% - 31% | 40dB | Skymax CE (for stairwell) | iDome | without spoiler | C10 |  | Maximum double-walled skylight possible for this product | Discover the Skymax CE smoke and heat extraction system - the ultimate solution for safe and efficient smoke and heat extraction. This CE-certified system meets the strictest European standards and offers unparalleled fire safety. The Skymax CE offers you the following features: • Free access to the roof for rapid evacuation and safe access for emergency services. • Reduces smoke damage and risk of flashover for a safe escape route. • Protects the building structure by lowering the temperature. • Allows natural daylight to enter and provides daily ventilation. • Complete pre-assembled system with quick installation. • Priority control of the ventilation opening according to the new standards. • CE certified to EN 12101-2 for guaranteed safety and reliability. Choose Skymax CE with PVC curb 20/00 EP with iDome 0900 x 1200 mm and enjoy peace of mind knowing that you are investing in a high-quality smoke and heat extraction system that meets all requirements and standards. Improve the fire safety of your building and ensure a faster and safer evacuation. Number of walls Double glazing+ plastic skylight (max. double-walled) Insulation value (Ug-value) 0.93 W/m²K in combination with a single-walled skylight 0.79 W/m²K in combination with a double-walled skylight Burglar-resistant Yes Fall-through safety Only in combination with a polycarbonate plastic skylight Acoustic value Rw 40 dB LT-value 68% in combination with a single-walled clear acrylic skylight 62% in combination with a single-walled opal acrylic skylight 61% in combination with a double-walled clear acrylic skylight 52% in combination with a double-walled opal acrylic skylight 66% in combination with a single-walled clear polycarbonate skylight 44% in combination with a single-walled opal polycarbonate skylight 59% in combination with a double-walled clear polycarbonate skylight 55% in combination with a double-walled clear polycarbonate skylight g-value 46% in combination with a single-walled clear acrylic skylight 40% in combination with a single-walled opal acrylic skylight 40% in combination with a double-walled clear acrylic skylight 31% in combination with a double-walled opal acrylic skylight 44% in combination with a single-walled clear polycarbonate skylight 32% in combination with a single-walled opal polycarbonate skylight 38% in combination with a double-walled clear polycarbonate skylight 37% in combination with a double-walled clear polycarbonate skylight Shape Spherical Guarantee 10 years | https://skylux.eu/en/products/skymax-ce-met-pvc-opstand-20-00-ep-met-idome-0900-x-1200-mm | https://skylux.eu/cdn/shop/files/Skymax-CE-met-pvc-opstand-2000-EP-met-iDome-0900-x-1200-mm-RWA-systeem.jpg?v=1702987701&width=1600 | https://skylux.eu/cdn/shop/files/e5a82811-1bb0-48e4-a776-cacb59c7c092_676be96a-2b30-4fb6-a8c7-c7f6bf162de7.jpg?v=1688550064&width=1600 | //skylux.eu/cdn/shop/files/E_MH_Montageh_Skycom_Skymax_CE_2022_ENG_73f3f473-39be-4d17-8e58-d46c5d5e9dbf.pdf?v=4744962489129817115 | //skylux.eu/cdn/shop/files/E_TD_Technical_File_Skylux_Skymax_CE.pdf?v=2805631801233959646 | <p>Discover the Skymax CE smoke and heat extraction system - the ultimate solution for safe and efficient smoke and heat extraction. This CE-certified system meets the strictest European standards and offers unparalleled fire safety.</p> <p><strong>The Skymax CE offers you the following features:</strong></p> <p><em>• Free access to the roof for rapid evacuation and safe access for emergency services.</em></p> <p><em>• Reduces smoke damage and risk of flashover for a safe escape route.</em></p> <p><em>• Protects the building structure by lowering the temperature.</em></p> <p><em>• Allows natural daylight to enter and provides daily ventilation.</em></p> <p><em>• Complete pre-assembled system with quick installation.</em></p> <p><em>• Priority control of the ventilation opening according to the new standards.</em></p> <p><em>• CE certified to EN 12101-2 for guaranteed safety and reliability.</em></p> <p>Choose Skymax CE with PVC curb 20/00 EP with iDome 0900 x 1200 mm and enjoy peace of mind knowing that you are investing in a high-quality smoke and heat extraction system that meets all requirements and standards. Improve the fire safety of your building and ensure a faster and safer evacuation.</p> <br> <br> <table><tbody> <tr> <td>Number of walls</td> <td>Double glazing+ plastic skylight (max. double-walled)</td> </tr> <tr> <td>Insulation value (Ug-value)</td> <td>0.93 W/m²K in combination with a single-walled skylight<br> 0.79 W/m²K in combination with a double-walled skylight</td> </tr> <tr> <td>Burglar-resistant</td> <td>Yes</td> </tr> <tr> <td>Fall-through safety</td> <td>Only in combination with a <a href="">polycarbonate plastic skylight</a> </td> </tr> <tr> <td>Acoustic value Rw</td> <td>40 dB</td> </tr> <tr> <td>LT-value</td> <td> <p>68% in combination with a single-walled clear acrylic skylight<br> 62% in combination with a single-walled opal acrylic skylight<br> 61% in combination with a double-walled clear acrylic skylight<br> 52% in combination with a double-walled opal acrylic skylight<br> 66% in combination with a single-walled clear polycarbonate skylight<br> 44% in combination with a single-walled opal polycarbonate skylight<br> 59% in combination with a double-walled clear polycarbonate skylight<br> 55% in combination with a double-walled clear polycarbonate skylight</p> </td> </tr> <tr> <td>g-value</td> <td>46% in combination with a single-walled clear acrylic skylight<br> 40% in combination with a single-walled opal acrylic skylight<br> 40% in combination with a double-walled clear acrylic skylight<br> 31% in combination with a double-walled opal acrylic skylight<br> 44% in combination with a single-walled clear polycarbonate skylight<br> 32% in combination with a single-walled opal polycarbonate skylight<br> 38% in combination with a double-walled clear polycarbonate skylight<br> 37% in combination with a double-walled clear polycarbonate skylight</td> </tr> <tr> <td>Shape</td> <td>Spherical</td> </tr> <tr> <td>Guarantee</td> <td>10 years</td> </tr> </tbody></table> | skymax-ce-met-pvc-opstand-20-00-ep-met-idome-0900-x-1200-mm | 8585982017869 | 46872253792589
Smoke and heat exhaust (SHEV) | SHE system | Skylux | Skymax CE with PVC curb 20/00 EP with iDome 1000 x 1000 mm |  | 81937 | 5412970819370 | 3887.75 | Yes | 10-15 | 93.25 | 1000 x 1000 mm | 1000 | 1000 |  | PVC 20/00 (20 cm high & roof opening = daylight size) | Square | 0.93 W/m²K - 0.79 W/m²K | 46% - 24% | 68% - 31% | 40dB | Skymax CE (for stairwell) | iDome | without spoiler | C10 |  | Maximum double-walled skylight possible for this product | Discover the Skymax CE smoke and heat extraction system - the ultimate solution for safe and efficient smoke and heat extraction. This CE-certified system meets the strictest European standards and offers unparalleled fire safety. The Skymax CE offers you the following features: • Free access to the roof for rapid evacuation and safe access for emergency services. • Reduces smoke damage and risk of flashover for a safe escape route. • Protects the building structure by lowering the temperature. • Allows natural daylight to enter and provides daily ventilation. • Complete pre-assembled system with quick installation. • Priority control of the ventilation opening according to the new standards. • CE certified to EN 12101-2 for guaranteed safety and reliability. Choose Skymax CE with PVC curb 20/00 EP with iDome 1000 x 1000 mm and enjoy peace of mind knowing that you are investing in a high-quality smoke and heat extraction system that meets all requirements and standards. Improve the fire safety of your building and ensure a faster and safer evacuation. Number of walls Double glazing+ plastic skylight (max. double-walled) Insulation value (Ug-value) 0.93 W/m²K in combination with a single-walled skylight 0.79 W/m²K in combination with a double-walled skylight Burglar-resistant Yes Fall-through safety Only in combination with a polycarbonate plastic skylight Acoustic value Rw 40 dB LT-value 68% in combination with a single-walled clear acrylic skylight 62% in combination with a single-walled opal acrylic skylight 61% in combination with a double-walled clear acrylic skylight 52% in combination with a double-walled opal acrylic skylight 66% in combination with a single-walled clear polycarbonate skylight 44% in combination with a single-walled opal polycarbonate skylight 59% in combination with a double-walled clear polycarbonate skylight 55% in combination with a double-walled clear polycarbonate skylight g-value 46% in combination with a single-walled clear acrylic skylight 40% in combination with a single-walled opal acrylic skylight 40% in combination with a double-walled clear acrylic skylight 31% in combination with a double-walled opal acrylic skylight 44% in combination with a single-walled clear polycarbonate skylight 32% in combination with a single-walled opal polycarbonate skylight 38% in combination with a double-walled clear polycarbonate skylight 37% in combination with a double-walled clear polycarbonate skylight Shape Spherical Guarantee 10 years | https://skylux.eu/en/products/skymax-ce-met-pvc-opstand-20-00-ep-met-idome-1000-x-1000-mm | https://skylux.eu/cdn/shop/files/Skymax-CE-met-pvc-opstand-2000-EP-met-iDome-1000-x-1000-mm-RWA-systeem.jpg?v=1702987707&width=1600 | https://skylux.eu/cdn/shop/files/e5a82811-1bb0-48e4-a776-cacb59c7c092_d6dca1b9-8c11-46be-82d4-b61380b1e1fb.jpg?v=1688550065&width=1600 | //skylux.eu/cdn/shop/files/E_MH_Montageh_Skycom_Skymax_CE_2022_ENG_73f3f473-39be-4d17-8e58-d46c5d5e9dbf.pdf?v=4744962489129817115 | //skylux.eu/cdn/shop/files/E_TD_Technical_File_Skylux_Skymax_CE.pdf?v=2805631801233959646 | <p>Discover the Skymax CE smoke and heat extraction system - the ultimate solution for safe and efficient smoke and heat extraction. This CE-certified system meets the strictest European standards and offers unparalleled fire safety.</p> <p><strong>The Skymax CE offers you the following features:</strong></p> <p><em>• Free access to the roof for rapid evacuation and safe access for emergency services.</em></p> <p><em>• Reduces smoke damage and risk of flashover for a safe escape route.</em></p> <p><em>• Protects the building structure by lowering the temperature.</em></p> <p><em>• Allows natural daylight to enter and provides daily ventilation.</em></p> <p><em>• Complete pre-assembled system with quick installation.</em></p> <p><em>• Priority control of the ventilation opening according to the new standards.</em></p> <p><em>• CE certified to EN 12101-2 for guaranteed safety and reliability.</em></p> <p>Choose Skymax CE with PVC curb 20/00 EP with iDome 1000 x 1000 mm and enjoy peace of mind knowing that you are investing in a high-quality smoke and heat extraction system that meets all requirements and standards. Improve the fire safety of your building and ensure a faster and safer evacuation.</p> <br> <br> <table><tbody> <tr> <td>Number of walls</td> <td>Double glazing+ plastic skylight (max. double-walled)</td> </tr> <tr> <td>Insulation value (Ug-value)</td> <td>0.93 W/m²K in combination with a single-walled skylight<br> 0.79 W/m²K in combination with a double-walled skylight</td> </tr> <tr> <td>Burglar-resistant</td> <td>Yes</td> </tr> <tr> <td>Fall-through safety</td> <td>Only in combination with a <a href="">polycarbonate plastic skylight</a> </td> </tr> <tr> <td>Acoustic value Rw</td> <td>40 dB</td> </tr> <tr> <td>LT-value</td> <td> <p>68% in combination with a single-walled clear acrylic skylight<br> 62% in combination with a single-walled opal acrylic skylight<br> 61% in combination with a double-walled clear acrylic skylight<br> 52% in combination with a double-walled opal acrylic skylight<br> 66% in combination with a single-walled clear polycarbonate skylight<br> 44% in combination with a single-walled opal polycarbonate skylight<br> 59% in combination with a double-walled clear polycarbonate skylight<br> 55% in combination with a double-walled clear polycarbonate skylight</p> </td> </tr> <tr> <td>g-value</td> <td>46% in combination with a single-walled clear acrylic skylight<br> 40% in combination with a single-walled opal acrylic skylight<br> 40% in combination with a double-walled clear acrylic skylight<br> 31% in combination with a double-walled opal acrylic skylight<br> 44% in combination with a single-walled clear polycarbonate skylight<br> 32% in combination with a single-walled opal polycarbonate skylight<br> 38% in combination with a double-walled clear polycarbonate skylight<br> 37% in combination with a double-walled clear polycarbonate skylight</td> </tr> <tr> <td>Shape</td> <td>Spherical</td> </tr> <tr> <td>Guarantee</td> <td>10 years</td> </tr> </tbody></table> | skymax-ce-met-pvc-opstand-20-00-ep-met-idome-1000-x-1000-mm | 8585982116173 | 46872254054733
Smoke and heat exhaust (SHEV) | SHE system | Skylux | Skymax CE with PVC curb 20/00 EP with iDome 1000 x 1300 mm |  | 81938 | 5412970819387 | 4201.15 | Yes | 10-15 | 107.25 | 1000 x 1300 mm | 1300 | 1000 |  | PVC 20/00 (20 cm high & roof opening = daylight size) | Rectangular | 0.93 W/m²K - 0.79 W/m²K | 46% - 24% | 68% - 31% | 40dB | Skymax CE (for stairwell) | iDome | without spoiler | C10 |  | Maximum double-walled skylight possible for this product | Discover the Skymax CE smoke and heat extraction system - the ultimate solution for safe and efficient smoke and heat extraction. This CE-certified system meets the strictest European standards and offers unparalleled fire safety. The Skymax CE offers you the following features: • Free access to the roof for rapid evacuation and safe access for emergency services. • Reduces smoke damage and risk of flashover for a safe escape route. • Protects the building structure by lowering the temperature. • Allows natural daylight to enter and provides daily ventilation. • Complete pre-assembled system with quick installation. • Priority control of the ventilation opening according to the new standards. • CE certified to EN 12101-2 for guaranteed safety and reliability. Choose Skymax CE with PVC curb 20/00 EP with iDome 1000 x 1300 mm and enjoy peace of mind knowing that you are investing in a high-quality smoke and heat extraction system that meets all requirements and standards. Improve the fire safety of your building and ensure a faster and safer evacuation. Number of walls Double glazing+ plastic skylight (max. double-walled) Insulation value (Ug-value) 0.93 W/m²K in combination with a single-walled skylight 0.79 W/m²K in combination with a double-walled skylight Burglar-resistant Yes Fall-through safety Only in combination with a polycarbonate plastic skylight Acoustic value Rw 40 dB LT-value 68% in combination with a single-walled clear acrylic skylight 62% in combination with a single-walled opal acrylic skylight 61% in combination with a double-walled clear acrylic skylight 52% in combination with a double-walled opal acrylic skylight 66% in combination with a single-walled clear polycarbonate skylight 44% in combination with a single-walled opal polycarbonate skylight 59% in combination with a double-walled clear polycarbonate skylight 55% in combination with a double-walled clear polycarbonate skylight g-value 46% in combination with a single-walled clear acrylic skylight 40% in combination with a single-walled opal acrylic skylight 40% in combination with a double-walled clear acrylic skylight 31% in combination with a double-walled opal acrylic skylight 44% in combination with a single-walled clear polycarbonate skylight 32% in combination with a single-walled opal polycarbonate skylight 38% in combination with a double-walled clear polycarbonate skylight 37% in combination with a double-walled clear polycarbonate skylight Shape Spherical Guarantee 10 years | https://skylux.eu/en/products/skymax-ce-met-pvc-opstand-20-00-ep-met-idome-1000-x-1300-mm | https://skylux.eu/cdn/shop/files/Skymax-CE-met-pvc-opstand-2000-EP-met-iDome-1000-x-1300-mm-RWA-systeem.jpg?v=1702987712&width=1600 | https://skylux.eu/cdn/shop/files/e5a82811-1bb0-48e4-a776-cacb59c7c092_df36890e-a2e9-481d-82b9-bd906a2dcac2.jpg?v=1688550066&width=1600 | //skylux.eu/cdn/shop/files/E_MH_Montageh_Skycom_Skymax_CE_2022_ENG_73f3f473-39be-4d17-8e58-d46c5d5e9dbf.pdf?v=4744962489129817115 | //skylux.eu/cdn/shop/files/E_TD_Technical_File_Skylux_Skymax_CE.pdf?v=2805631801233959646 | <p>Discover the Skymax CE smoke and heat extraction system - the ultimate solution for safe and efficient smoke and heat extraction. This CE-certified system meets the strictest European standards and offers unparalleled fire safety.</p> <p><strong>The Skymax CE offers you the following features:</strong></p> <p><em>• Free access to the roof for rapid evacuation and safe access for emergency services.</em></p> <p><em>• Reduces smoke damage and risk of flashover for a safe escape route.</em></p> <p><em>• Protects the building structure by lowering the temperature.</em></p> <p><em>• Allows natural daylight to enter and provides daily ventilation.</em></p> <p><em>• Complete pre-assembled system with quick installation.</em></p> <p><em>• Priority control of the ventilation opening according to the new standards.</em></p> <p><em>• CE certified to EN 12101-2 for guaranteed safety and reliability.</em></p> <p>Choose Skymax CE with PVC curb 20/00 EP with iDome 1000 x 1300 mm and enjoy peace of mind knowing that you are investing in a high-quality smoke and heat extraction system that meets all requirements and standards. Improve the fire safety of your building and ensure a faster and safer evacuation.</p> <br> <br> <table><tbody> <tr> <td>Number of walls</td> <td>Double glazing+ plastic skylight (max. double-walled)</td> </tr> <tr> <td>Insulation value (Ug-value)</td> <td>0.93 W/m²K in combination with a single-walled skylight<br> 0.79 W/m²K in combination with a double-walled skylight</td> </tr> <tr> <td>Burglar-resistant</td> <td>Yes</td> </tr> <tr> <td>Fall-through safety</td> <td>Only in combination with a <a href="">polycarbonate plastic skylight</a> </td> </tr> <tr> <td>Acoustic value Rw</td> <td>40 dB</td> </tr> <tr> <td>LT-value</td> <td> <p>68% in combination with a single-walled clear acrylic skylight<br> 62% in combination with a single-walled opal acrylic skylight<br> 61% in combination with a double-walled clear acrylic skylight<br> 52% in combination with a double-walled opal acrylic skylight<br> 66% in combination with a single-walled clear polycarbonate skylight<br> 44% in combination with a single-walled opal polycarbonate skylight<br> 59% in combination with a double-walled clear polycarbonate skylight<br> 55% in combination with a double-walled clear polycarbonate skylight</p> </td> </tr> <tr> <td>g-value</td> <td>46% in combination with a single-walled clear acrylic skylight<br> 40% in combination with a single-walled opal acrylic skylight<br> 40% in combination with a double-walled clear acrylic skylight<br> 31% in combination with a double-walled opal acrylic skylight<br> 44% in combination with a single-walled clear polycarbonate skylight<br> 32% in combination with a single-walled opal polycarbonate skylight<br> 38% in combination with a double-walled clear polycarbonate skylight<br> 37% in combination with a double-walled clear polycarbonate skylight</td> </tr> <tr> <td>Shape</td> <td>Spherical</td> </tr> <tr> <td>Guarantee</td> <td>10 years</td> </tr> </tbody></table> | skymax-ce-met-pvc-opstand-20-00-ep-met-idome-1000-x-1300-mm | 8585982181709 | 46872254120269
Smoke and heat exhaust (SHEV) | SHE system | Skylux | Skymax CE with PVC curb 20/00 EP with iDome 1100 x 1100 mm |  | 81939 | 5412970819394 | 4128.55 | Yes | 10-15 | 101.01 | 1100 x 1100 mm | 1100 | 1100 |  | PVC 20/00 (20 cm high & roof opening = daylight size) | Square | 0.93 W/m²K - 0.79 W/m²K | 46% - 24% | 68% - 31% | 40dB | Skymax CE (for stairwell) | iDome | without spoiler | C10 |  | Maximum double-walled skylight possible for this product | Discover the Skymax CE smoke and heat extraction system - the ultimate solution for safe and efficient smoke and heat extraction. This CE-certified system meets the strictest European standards and offers unparalleled fire safety. The Skymax CE offers you the following features: • Free access to the roof for rapid evacuation and safe access for emergency services. • Reduces smoke damage and risk of flashover for a safe escape route. • Protects the building structure by lowering the temperature. • Allows natural daylight to enter and provides daily ventilation. • Complete pre-assembled system with quick installation. • Priority control of the ventilation opening according to the new standards. • CE certified to EN 12101-2 for guaranteed safety and reliability. Choose Skymax CE with PVC curb 20/00 EP with iDome 1100 x 1100 mm and enjoy peace of mind knowing that you are investing in a high-quality smoke and heat extraction system that meets all requirements and standards. Improve the fire safety of your building and ensure a faster and safer evacuation. Number of walls Double glazing+ plastic skylight (max. double-walled) Insulation value (Ug-value) 0.93 W/m²K in combination with a single-walled skylight 0.79 W/m²K in combination with a double-walled skylight Burglar-resistant Yes Fall-through safety Only in combination with a polycarbonate plastic skylight Acoustic value Rw 40 dB LT-value 68% in combination with a single-walled clear acrylic skylight 62% in combination with a single-walled opal acrylic skylight 61% in combination with a double-walled clear acrylic skylight 52% in combination with a double-walled opal acrylic skylight 66% in combination with a single-walled clear polycarbonate skylight 44% in combination with a single-walled opal polycarbonate skylight 59% in combination with a double-walled clear polycarbonate skylight 55% in combination with a double-walled clear polycarbonate skylight g-value 46% in combination with a single-walled clear acrylic skylight 40% in combination with a single-walled opal acrylic skylight 40% in combination with a double-walled clear acrylic skylight 31% in combination with a double-walled opal acrylic skylight 44% in combination with a single-walled clear polycarbonate skylight 32% in combination with a single-walled opal polycarbonate skylight 38% in combination with a double-walled clear polycarbonate skylight 37% in combination with a double-walled clear polycarbonate skylight Shape Spherical Guarantee 10 years | https://skylux.eu/en/products/skymax-ce-met-pvc-opstand-20-00-ep-met-idome-1100-x-1100-mm | https://skylux.eu/cdn/shop/files/Skymax-CE-met-pvc-opstand-2000-EP-met-iDome-1100-x-1100-mm-RWA-systeem.jpg?v=1702987717&width=1600 | https://skylux.eu/cdn/shop/files/e5a82811-1bb0-48e4-a776-cacb59c7c092_efcd7f48-b0a0-4a65-aa84-a40e374b2f3b.jpg?v=1688550067&width=1600 | //skylux.eu/cdn/shop/files/E_MH_Montageh_Skycom_Skymax_CE_2022_ENG_73f3f473-39be-4d17-8e58-d46c5d5e9dbf.pdf?v=4744962489129817115 | //skylux.eu/cdn/shop/files/E_TD_Technical_File_Skylux_Skymax_CE.pdf?v=2805631801233959646 | <p>Discover the Skymax CE smoke and heat extraction system - the ultimate solution for safe and efficient smoke and heat extraction. This CE-certified system meets the strictest European standards and offers unparalleled fire safety.</p> <p><strong>The Skymax CE offers you the following features:</strong></p> <p><em>• Free access to the roof for rapid evacuation and safe access for emergency services.</em></p> <p><em>• Reduces smoke damage and risk of flashover for a safe escape route.</em></p> <p><em>• Protects the building structure by lowering the temperature.</em></p> <p><em>• Allows natural daylight to enter and provides daily ventilation.</em></p> <p><em>• Complete pre-assembled system with quick installation.</em></p> <p><em>• Priority control of the ventilation opening according to the new standards.</em></p> <p><em>• CE certified to EN 12101-2 for guaranteed safety and reliability.</em></p> <p>Choose Skymax CE with PVC curb 20/00 EP with iDome 1100 x 1100 mm and enjoy peace of mind knowing that you are investing in a high-quality smoke and heat extraction system that meets all requirements and standards. Improve the fire safety of your building and ensure a faster and safer evacuation.</p> <br> <br> <table><tbody> <tr> <td>Number of walls</td> <td>Double glazing+ plastic skylight (max. double-walled)</td> </tr> <tr> <td>Insulation value (Ug-value)</td> <td>0.93 W/m²K in combination with a single-walled skylight<br> 0.79 W/m²K in combination with a double-walled skylight</td> </tr> <tr> <td>Burglar-resistant</td> <td>Yes</td> </tr> <tr> <td>Fall-through safety</td> <td>Only in combination with a <a href="">polycarbonate plastic skylight</a> </td> </tr> <tr> <td>Acoustic value Rw</td> <td>40 dB</td> </tr> <tr> <td>LT-value</td> <td> <p>68% in combination with a single-walled clear acrylic skylight<br> 62% in combination with a single-walled opal acrylic skylight<br> 61% in combination with a double-walled clear acrylic skylight<br> 52% in combination with a double-walled opal acrylic skylight<br> 66% in combination with a single-walled clear polycarbonate skylight<br> 44% in combination with a single-walled opal polycarbonate skylight<br> 59% in combination with a double-walled clear polycarbonate skylight<br> 55% in combination with a double-walled clear polycarbonate skylight</p> </td> </tr> <tr> <td>g-value</td> <td>46% in combination with a single-walled clear acrylic skylight<br> 40% in combination with a single-walled opal acrylic skylight<br> 40% in combination with a double-walled clear acrylic skylight<br> 31% in combination with a double-walled opal acrylic skylight<br> 44% in combination with a single-walled clear polycarbonate skylight<br> 32% in combination with a single-walled opal polycarbonate skylight<br> 38% in combination with a double-walled clear polycarbonate skylight<br> 37% in combination with a double-walled clear polycarbonate skylight</td> </tr> <tr> <td>Shape</td> <td>Spherical</td> </tr> <tr> <td>Guarantee</td> <td>10 years</td> </tr> </tbody></table> | skymax-ce-met-pvc-opstand-20-00-ep-met-idome-1100-x-1100-mm | 8585982214477 | 46872254185805
Smoke and heat exhaust (SHEV) | SHE system | Skylux | Skymax CE with PVC curb 20/00 EP with iDome 1200 x 1200 mm |  | 81940 | 5412970819400 | 4274.95 | Yes | 10-15 | 112.82 | 1200 x 1200 mm | 1200 | 1200 |  | PVC 20/00 (20 cm high & roof opening = daylight size) | Square | 0.93 W/m²K - 0.79 W/m²K | 46% - 24% | 68% - 31% | 40dB | Skymax CE (for stairwell) | iDome | without spoiler | C10 |  | Maximum double-walled skylight possible for this product | Discover the Skymax CE smoke and heat extraction system - the ultimate solution for safe and efficient smoke and heat extraction. This CE-certified system meets the strictest European standards and offers unparalleled fire safety. The Skymax CE offers you the following features: • Free access to the roof for rapid evacuation and safe access for emergency services. • Reduces smoke damage and risk of flashover for a safe escape route. • Protects the building structure by lowering the temperature. • Allows natural daylight to enter and provides daily ventilation. • Complete pre-assembled system with quick installation. • Priority control of the ventilation opening according to the new standards. • CE certified to EN 12101-2 for guaranteed safety and reliability. Choose Skymax CE with PVC curb 20/00 EP with iDome 1200 x 1200 mm and enjoy peace of mind knowing that you are investing in a high-quality smoke and heat extraction system that meets all requirements and standards. Improve the fire safety of your building and ensure a faster and safer evacuation. Number of walls Double glazing+ plastic skylight (max. double-walled) Insulation value (Ug-value) 0.93 W/m²K in combination with a single-walled skylight 0.79 W/m²K in combination with a double-walled skylight Burglar-resistant Yes Fall-through safety Only in combination with a polycarbonate plastic skylight Acoustic value Rw 40 dB LT-value 68% in combination with a single-walled clear acrylic skylight 62% in combination with a single-walled opal acrylic skylight 61% in combination with a double-walled clear acrylic skylight 52% in combination with a double-walled opal acrylic skylight 66% in combination with a single-walled clear polycarbonate skylight 44% in combination with a single-walled opal polycarbonate skylight 59% in combination with a double-walled clear polycarbonate skylight 55% in combination with a double-walled clear polycarbonate skylight g-value 46% in combination with a single-walled clear acrylic skylight 40% in combination with a single-walled opal acrylic skylight 40% in combination with a double-walled clear acrylic skylight 31% in combination with a double-walled opal acrylic skylight 44% in combination with a single-walled clear polycarbonate skylight 32% in combination with a single-walled opal polycarbonate skylight 38% in combination with a double-walled clear polycarbonate skylight 37% in combination with a double-walled clear polycarbonate skylight Shape Spherical Guarantee 10 years | https://skylux.eu/en/products/skymax-ce-met-pvc-opstand-20-00-ep-met-idome-1200-x-1200-mm | https://skylux.eu/cdn/shop/files/Skymax-CE-met-pvc-opstand-2000-EP-met-iDome-1200-x-1200-mm-RWA-systeem.jpg?v=1702987722&width=1600 | https://skylux.eu/cdn/shop/files/e5a82811-1bb0-48e4-a776-cacb59c7c092_fbfb80df-bde6-4582-8e77-14efa02c0f38.jpg?v=1688550068&width=1600 | //skylux.eu/cdn/shop/files/E_MH_Montageh_Skycom_Skymax_CE_2022_ENG_73f3f473-39be-4d17-8e58-d46c5d5e9dbf.pdf?v=4744962489129817115 | //skylux.eu/cdn/shop/files/E_TD_Technical_File_Skylux_Skymax_CE.pdf?v=2805631801233959646 | <p>Discover the Skymax CE smoke and heat extraction system - the ultimate solution for safe and efficient smoke and heat extraction. This CE-certified system meets the strictest European standards and offers unparalleled fire safety.</p> <p><strong>The Skymax CE offers you the following features:</strong></p> <p><em>• Free access to the roof for rapid evacuation and safe access for emergency services.</em></p> <p><em>• Reduces smoke damage and risk of flashover for a safe escape route.</em></p> <p><em>• Protects the building structure by lowering the temperature.</em></p> <p><em>• Allows natural daylight to enter and provides daily ventilation.</em></p> <p><em>• Complete pre-assembled system with quick installation.</em></p> <p><em>• Priority control of the ventilation opening according to the new standards.</em></p> <p><em>• CE certified to EN 12101-2 for guaranteed safety and reliability.</em></p> <p>Choose Skymax CE with PVC curb 20/00 EP with iDome 1200 x 1200 mm and enjoy peace of mind knowing that you are investing in a high-quality smoke and heat extraction system that meets all requirements and standards. Improve the fire safety of your building and ensure a faster and safer evacuation.</p> <br> <br> <table><tbody> <tr> <td>Number of walls</td> <td>Double glazing+ plastic skylight (max. double-walled)</td> </tr> <tr> <td>Insulation value (Ug-value)</td> <td>0.93 W/m²K in combination with a single-walled skylight<br> 0.79 W/m²K in combination with a double-walled skylight</td> </tr> <tr> <td>Burglar-resistant</td> <td>Yes</td> </tr> <tr> <td>Fall-through safety</td> <td>Only in combination with a <a href="">polycarbonate plastic skylight</a> </td> </tr> <tr> <td>Acoustic value Rw</td> <td>40 dB</td> </tr> <tr> <td>LT-value</td> <td> <p>68% in combination with a single-walled clear acrylic skylight<br> 62% in combination with a single-walled opal acrylic skylight<br> 61% in combination with a double-walled clear acrylic skylight<br> 52% in combination with a double-walled opal acrylic skylight<br> 66% in combination with a single-walled clear polycarbonate skylight<br> 44% in combination with a single-walled opal polycarbonate skylight<br> 59% in combination with a double-walled clear polycarbonate skylight<br> 55% in combination with a double-walled clear polycarbonate skylight</p> </td> </tr> <tr> <td>g-value</td> <td>46% in combination with a single-walled clear acrylic skylight<br> 40% in combination with a single-walled opal acrylic skylight<br> 40% in combination with a double-walled clear acrylic skylight<br> 31% in combination with a double-walled opal acrylic skylight<br> 44% in combination with a single-walled clear polycarbonate skylight<br> 32% in combination with a single-walled opal polycarbonate skylight<br> 38% in combination with a double-walled clear polycarbonate skylight<br> 37% in combination with a double-walled clear polycarbonate skylight</td> </tr> <tr> <td>Shape</td> <td>Spherical</td> </tr> <tr> <td>Guarantee</td> <td>10 years</td> </tr> </tbody></table> | skymax-ce-met-pvc-opstand-20-00-ep-met-idome-1200-x-1200-mm | 8585982280013 | 46872254415181
Smoke and heat exhaust (SHEV) | SHE system | Skylux | Skymax CE with PVC curb 20/00 EP with iWindow2 0600 x 0900 mm |  | 81941 | 5412970819417 | 3766.75 | Yes | 10-15 | 80.98 | 600 x 900 mm | 900 | 600 |  | PVC 20/00 (20 cm high & roof opening = daylight size) | Rectangular | 1.00 W/m²K | 52% | 75% | 39dB | Skymax CE (for stairwell) | iWindow2 | without spoiler | C10 |  | External priority switch for fire brigade mandatory (1 per control unit) | Discover the Skymax CE smoke and heat extraction system - the ultimate solution for safe and efficient smoke and heat extraction. This CE-certified system meets the strictest European standards and offers unparalleled fire safety. The Skymax CE offers you the following features: • Free access to the roof for rapid evacuation and safe access for emergency services. • Reduces smoke damage and risk of flashover for a safe escape route. • Protects the building structure by lowering the temperature. • Allows natural daylight to enter and provides daily ventilation. • Complete pre-assembled system with quick installation. • Priority control of the ventilation opening according to the new standards. • CE certified to EN 12101-2 for guaranteed safety and reliability. Choose Skymax CE with PVC curb 20/00 EP with iWindow2 0600 x 0900 mm and enjoy peace of mind knowing that you are investing in a high-quality smoke and heat extraction system that meets all requirements and standards. Improve the fire safety of your building and ensure a faster and safer evacuation. Material Clear Number of walls Double-walled Insulation value (Ug-value) 1 W/m²K Acoustic value Rw 39 dB Fall-through safety Yes LT-value 75 % g-value 52 % Weight 44 kg/m² Guarantee 10 years | https://skylux.eu/en/products/skymax-ce-met-pvc-opstand-20-00-ep-met-iwindow2-0600-x-0900-mm | https://skylux.eu/cdn/shop/files/Skymax-CE-met-pvc-opstand-2000-EP-met-iWindow2-0600-x-0900-mm-RWA-systeem.jpg?v=1702987728&width=1600 | https://skylux.eu/cdn/shop/files/e5a82811-1bb0-48e4-a776-cacb59c7c092_138a1f8c-5d87-4af7-a517-e7cd4a5801f2.jpg?v=1688550069&width=1600 | //skylux.eu/cdn/shop/files/E_MH_Montageh_Skycom_Skymax_CE_2022_ENG_73f3f473-39be-4d17-8e58-d46c5d5e9dbf.pdf?v=4744962489129817115 | //skylux.eu/cdn/shop/files/E_TD_Technical_File_Skylux_Skymax_CE.pdf?v=2805631801233959646 | <p>Discover the Skymax CE smoke and heat extraction system - the ultimate solution for safe and efficient smoke and heat extraction. This CE-certified system meets the strictest European standards and offers unparalleled fire safety.</p> <p><strong>The Skymax CE offers you the following features:</strong></p> <p><em>• Free access to the roof for rapid evacuation and safe access for emergency services.</em></p> <p><em>• Reduces smoke damage and risk of flashover for a safe escape route.</em></p> <p><em>• Protects the building structure by lowering the temperature.</em></p> <p><em>• Allows natural daylight to enter and provides daily ventilation.</em></p> <p><em>• Complete pre-assembled system with quick installation.</em></p> <p><em>• Priority control of the ventilation opening according to the new standards.</em></p> <p><em>• CE certified to EN 12101-2 for guaranteed safety and reliability.</em></p> <p>Choose Skymax CE with PVC curb 20/00 EP with iWindow2 0600 x 0900 mm and enjoy peace of mind knowing that you are investing in a high-quality smoke and heat extraction system that meets all requirements and standards. Improve the fire safety of your building and ensure a faster and safer evacuation.</p> <br> <br> <table data-mce-selected="1"><tbody> <tr> <td data-mce-selected="1">Material<br> </td> <td data-mce-selected="1">Clear<br> </td> </tr> <tr> <td data-mce-selected="1"> <span class="text">Number of walls</span><br> </td> <td data-mce-selected="1">Double-walled<br> </td> </tr> <tr> <td data-mce-selected="1"> <div class="product-specification-name"> <div class="d-flex align-items-center"><span class="text">Insulation value (Ug-value)</span></div> </div> </td> <td data-mce-selected="1">1 W/m²K<br> </td> </tr> <tr> <td data-mce-selected="1">Acoustic value Rw<br> </td> <td data-mce-selected="1">39 dB<br> </td> </tr> <tr> <td data-mce-selected="1">Fall-through safety<br> </td> <td data-mce-selected="1">Yes</td> </tr> <tr> <td data-mce-selected="1">LT-value<br> </td> <td data-mce-selected="1">75 %<br> </td> </tr> <tr> <td data-mce-selected="1"> <span class="text">g-value</span><br> </td> <td data-mce-selected="1">52 %<br> </td> </tr> <tr> <td data-mce-selected="1">Weight<br> </td> <td data-mce-selected="1">44 kg/m²<br> </td> </tr> <tr> <td data-mce-selected="1"> <span class="text">Guarantee</span><br> </td> <td data-mce-selected="1">10 years</td> </tr> </tbody></table> | skymax-ce-met-pvc-opstand-20-00-ep-met-iwindow2-0600-x-0900-mm | 8585982312781 | 46872254480717
Smoke and heat exhaust (SHEV) | SHE system | Skylux | Skymax CE with PVC curb 20/00 EP with iWindow2 0700 x 1000 mm |  | 81942 | 5412970819424 | 3945.85 | Yes | 10-15 | 90.45 | 700 x 1000 mm | 1000 | 700 |  | PVC 20/00 (20 cm high & roof opening = daylight size) | Rectangular | 1.00 W/m²K | 52% | 75% | 39dB | Skymax CE (for stairwell) | iWindow2 | without spoiler | C10 |  | External priority switch for fire brigade mandatory (1 per control unit) | Discover the Skymax CE smoke and heat extraction system - the ultimate solution for safe and efficient smoke and heat extraction. This CE-certified system meets the strictest European standards and offers unparalleled fire safety. The Skymax CE offers you the following features: • Free access to the roof for rapid evacuation and safe access for emergency services. • Reduces smoke damage and risk of flashover for a safe escape route. • Protects the building structure by lowering the temperature. • Allows natural daylight to enter and provides daily ventilation. • Complete pre-assembled system with quick installation. • Priority control of the ventilation opening according to the new standards. • CE certified to EN 12101-2 for guaranteed safety and reliability. Choose Skymax CE with PVC curb 20/00 EP with iWindow2 0700 x 1000 mm and enjoy peace of mind knowing that you are investing in a high-quality smoke and heat extraction system that meets all requirements and standards. Improve the fire safety of your building and ensure a faster and safer evacuation. Material Clear Number of walls Double-walled Insulation value (Ug-value) 1 W/m²K Acoustic value Rw 39 dB Fall-through safety Yes LT-value 75 % g-value 52 % Weight 44 kg/m² Guarantee 10 years | https://skylux.eu/en/products/skymax-ce-met-pvc-opstand-20-00-ep-met-iwindow2-0700-x-1000-mm | https://skylux.eu/cdn/shop/files/Skymax-CE-met-pvc-opstand-2000-EP-met-iWindow2-0700-x-1000-mm-RWA-systeem.jpg?v=1702987733&width=1600 | https://skylux.eu/cdn/shop/files/e5a82811-1bb0-48e4-a776-cacb59c7c092_ed14d0e9-a382-4820-bb09-0368e9bd48e3.jpg?v=1688550070&width=1600 | //skylux.eu/cdn/shop/files/E_MH_Montageh_Skycom_Skymax_CE_2022_ENG_73f3f473-39be-4d17-8e58-d46c5d5e9dbf.pdf?v=4744962489129817115 | //skylux.eu/cdn/shop/files/E_TD_Technical_File_Skylux_Skymax_CE.pdf?v=2805631801233959646 | <p>Discover the Skymax CE smoke and heat extraction system - the ultimate solution for safe and efficient smoke and heat extraction. This CE-certified system meets the strictest European standards and offers unparalleled fire safety.</p> <p><strong>The Skymax CE offers you the following features:</strong></p> <p><em>• Free access to the roof for rapid evacuation and safe access for emergency services.</em></p> <p><em>• Reduces smoke damage and risk of flashover for a safe escape route.</em></p> <p><em>• Protects the building structure by lowering the temperature.</em></p> <p><em>• Allows natural daylight to enter and provides daily ventilation.</em></p> <p><em>• Complete pre-assembled system with quick installation.</em></p> <p><em>• Priority control of the ventilation opening according to the new standards.</em></p> <p><em>• CE certified to EN 12101-2 for guaranteed safety and reliability.</em></p> <p>Choose Skymax CE with PVC curb 20/00 EP with iWindow2 0700 x 1000 mm and enjoy peace of mind knowing that you are investing in a high-quality smoke and heat extraction system that meets all requirements and standards. Improve the fire safety of your building and ensure a faster and safer evacuation.</p> <br> <br> <table data-mce-selected="1"><tbody> <tr> <td data-mce-selected="1">Material<br> </td> <td data-mce-selected="1">Clear<br> </td> </tr> <tr> <td data-mce-selected="1"> <span class="text">Number of walls</span><br> </td> <td data-mce-selected="1">Double-walled<br> </td> </tr> <tr> <td data-mce-selected="1"> <div class="product-specification-name"> <div class="d-flex align-items-center"><span class="text">Insulation value (Ug-value)</span></div> </div> </td> <td data-mce-selected="1">1 W/m²K<br> </td> </tr> <tr> <td data-mce-selected="1">Acoustic value Rw<br> </td> <td data-mce-selected="1">39 dB<br> </td> </tr> <tr> <td data-mce-selected="1">Fall-through safety<br> </td> <td data-mce-selected="1">Yes</td> </tr> <tr> <td data-mce-selected="1">LT-value<br> </td> <td data-mce-selected="1">75 %<br> </td> </tr> <tr> <td data-mce-selected="1"> <span class="text">g-value</span><br> </td> <td data-mce-selected="1">52 %<br> </td> </tr> <tr> <td data-mce-selected="1">Weight<br> </td> <td data-mce-selected="1">44 kg/m²<br> </td> </tr> <tr> <td data-mce-selected="1"> <span class="text">Guarantee</span><br> </td> <td data-mce-selected="1">10 years</td> </tr> </tbody></table> | skymax-ce-met-pvc-opstand-20-00-ep-met-iwindow2-0700-x-1000-mm | 8585982378317 | 46872254546253
Smoke and heat exhaust (SHEV) | SHE system | Skylux | Skymax CE with PVC curb 20/00 EP with iWindow2 0800 x 1300 mm |  | 81943 | 5412970819431 | 4336.65 | Yes | 10-15 | 109.65 | 800 x 1300 mm | 1300 | 800 |  | PVC 20/00 (20 cm high & roof opening = daylight size) | Rectangular | 1.00 W/m²K | 52% | 75% | 39dB | Skymax CE (for stairwell) | iWindow2 | without spoiler | C10 |  | External priority switch for fire brigade mandatory (1 per control unit) | Discover the Skymax CE smoke and heat extraction system - the ultimate solution for safe and efficient smoke and heat extraction. This CE-certified system meets the strictest European standards and offers unparalleled fire safety. The Skymax CE offers you the following features: • Free access to the roof for rapid evacuation and safe access for emergency services. • Reduces smoke damage and risk of flashover for a safe escape route. • Protects the building structure by lowering the temperature. • Allows natural daylight to enter and provides daily ventilation. • Complete pre-assembled system with quick installation. • Priority control of the ventilation opening according to the new standards. • CE certified to EN 12101-2 for guaranteed safety and reliability. Choose Skymax CE with PVC curb 20/00 EP with iWindow2 0800 x 1300 mm and enjoy peace of mind knowing that you are investing in a high-quality smoke and heat extraction system that meets all requirements and standards. Improve the fire safety of your building and ensure a faster and safer evacuation. Material Clear Number of walls Double-walled Insulation value (Ug-value) 1 W/m²K Acoustic value Rw 39 dB Fall-through safety Yes LT-value 75 % g-value 52 % Weight 44 kg/m² Guarantee 10 years | https://skylux.eu/en/products/skymax-ce-met-pvc-opstand-20-00-ep-met-iwindow2-0800-x-1300-mm | https://skylux.eu/cdn/shop/files/Skymax-CE-met-pvc-opstand-2000-EP-met-iWindow2-0800-x-1300-mm-RWA-systeem.jpg?v=1702987739&width=1600 | https://skylux.eu/cdn/shop/files/e5a82811-1bb0-48e4-a776-cacb59c7c092_a4c38370-a003-455d-a4a2-8b8173d38ea6.jpg?v=1688550071&width=1600 | //skylux.eu/cdn/shop/files/E_MH_Montageh_Skycom_Skymax_CE_2022_ENG_73f3f473-39be-4d17-8e58-d46c5d5e9dbf.pdf?v=4744962489129817115 | //skylux.eu/cdn/shop/files/E_TD_Technical_File_Skylux_Skymax_CE.pdf?v=2805631801233959646 | <p>Discover the Skymax CE smoke and heat extraction system - the ultimate solution for safe and efficient smoke and heat extraction. This CE-certified system meets the strictest European standards and offers unparalleled fire safety.</p> <p><strong>The Skymax CE offers you the following features:</strong></p> <p><em>• Free access to the roof for rapid evacuation and safe access for emergency services.</em></p> <p><em>• Reduces smoke damage and risk of flashover for a safe escape route.</em></p> <p><em>• Protects the building structure by lowering the temperature.</em></p> <p><em>• Allows natural daylight to enter and provides daily ventilation.</em></p> <p><em>• Complete pre-assembled system with quick installation.</em></p> <p><em>• Priority control of the ventilation opening according to the new standards.</em></p> <p><em>• CE certified to EN 12101-2 for guaranteed safety and reliability.</em></p> <p>Choose Skymax CE with PVC curb 20/00 EP with iWindow2 0800 x 1300 mm and enjoy peace of mind knowing that you are investing in a high-quality smoke and heat extraction system that meets all requirements and standards. Improve the fire safety of your building and ensure a faster and safer evacuation.</p> <br> <br> <table data-mce-selected="1"><tbody> <tr> <td data-mce-selected="1">Material<br> </td> <td data-mce-selected="1">Clear<br> </td> </tr> <tr> <td data-mce-selected="1"> <span class="text">Number of walls</span><br> </td> <td data-mce-selected="1">Double-walled<br> </td> </tr> <tr> <td data-mce-selected="1"> <div class="product-specification-name"> <div class="d-flex align-items-center"><span class="text">Insulation value (Ug-value)</span></div> </div> </td> <td data-mce-selected="1">1 W/m²K<br> </td> </tr> <tr> <td data-mce-selected="1">Acoustic value Rw<br> </td> <td data-mce-selected="1">39 dB<br> </td> </tr> <tr> <td data-mce-selected="1">Fall-through safety<br> </td> <td data-mce-selected="1">Yes</td> </tr> <tr> <td data-mce-selected="1">LT-value<br> </td> <td data-mce-selected="1">75 %<br> </td> </tr> <tr> <td data-mce-selected="1"> <span class="text">g-value</span><br> </td> <td data-mce-selected="1">52 %<br> </td> </tr> <tr> <td data-mce-selected="1">Weight<br> </td> <td data-mce-selected="1">44 kg/m²<br> </td> </tr> <tr> <td data-mce-selected="1"> <span class="text">Guarantee</span><br> </td> <td data-mce-selected="1">10 years</td> </tr> </tbody></table> | skymax-ce-met-pvc-opstand-20-00-ep-met-iwindow2-0800-x-1300-mm | 8585982443853 | 46872254644557
Smoke and heat exhaust (SHEV) | SHE system | Skylux | Skymax CE with PVC curb 20/00 EP with iWindow2 0900 x 1200 mm |  | 81944 | 5412970819448 | 4360.85 | Yes | 10-15 | 110.98 | 900 x 1200 mm | 1200 | 900 |  | PVC 20/00 (20 cm high & roof opening = daylight size) | Rectangular | 1.00 W/m²K | 52% | 75% | 39dB | Skymax CE (for stairwell) | iWindow2 | without spoiler | C10 |  | External priority switch for fire brigade mandatory (1 per control unit) | Discover the Skymax CE smoke and heat extraction system - the ultimate solution for safe and efficient smoke and heat extraction. This CE-certified system meets the strictest European standards and offers unparalleled fire safety. The Skymax CE offers you the following features: • Free access to the roof for rapid evacuation and safe access for emergency services. • Reduces smoke damage and risk of flashover for a safe escape route. • Protects the building structure by lowering the temperature. • Allows natural daylight to enter and provides daily ventilation. • Complete pre-assembled system with quick installation. • Priority control of the ventilation opening according to the new standards. • CE certified to EN 12101-2 for guaranteed safety and reliability. Choose Skymax CE with PVC curb 20/00 EP with iWindow2 0900 x 1200 mm and enjoy peace of mind knowing that you are investing in a high-quality smoke and heat extraction system that meets all requirements and standards. Improve the fire safety of your building and ensure a faster and safer evacuation. Material Clear Number of walls Double-walled Insulation value (Ug-value) 1 W/m²K Acoustic value Rw 39 dB Fall-through safety Yes LT-value 75 % g-value 52 % Weight 44 kg/m² Guarantee 10 years | https://skylux.eu/en/products/skymax-ce-met-pvc-opstand-20-00-ep-met-iwindow2-0900-x-1200-mm | https://skylux.eu/cdn/shop/files/Skymax-CE-met-pvc-opstand-2000-EP-met-iWindow2-0900-x-1200-mm-RWA-systeem.jpg?v=1702987745&width=1600 | https://skylux.eu/cdn/shop/files/e5a82811-1bb0-48e4-a776-cacb59c7c092_ed94ebe0-2407-4fae-a1ec-7e9f1a909502.jpg?v=1688550072&width=1600 | //skylux.eu/cdn/shop/files/E_MH_Montageh_Skycom_Skymax_CE_2022_ENG_73f3f473-39be-4d17-8e58-d46c5d5e9dbf.pdf?v=4744962489129817115 | //skylux.eu/cdn/shop/files/E_TD_Technical_File_Skylux_Skymax_CE.pdf?v=2805631801233959646 | <p>Discover the Skymax CE smoke and heat extraction system - the ultimate solution for safe and efficient smoke and heat extraction. This CE-certified system meets the strictest European standards and offers unparalleled fire safety.</p> <p><strong>The Skymax CE offers you the following features:</strong></p> <p><em>• Free access to the roof for rapid evacuation and safe access for emergency services.</em></p> <p><em>• Reduces smoke damage and risk of flashover for a safe escape route.</em></p> <p><em>• Protects the building structure by lowering the temperature.</em></p> <p><em>• Allows natural daylight to enter and provides daily ventilation.</em></p> <p><em>• Complete pre-assembled system with quick installation.</em></p> <p><em>• Priority control of the ventilation opening according to the new standards.</em></p> <p><em>• CE certified to EN 12101-2 for guaranteed safety and reliability.</em></p> <p>Choose Skymax CE with PVC curb 20/00 EP with iWindow2 0900 x 1200 mm and enjoy peace of mind knowing that you are investing in a high-quality smoke and heat extraction system that meets all requirements and standards. Improve the fire safety of your building and ensure a faster and safer evacuation.</p> <br> <br> <table data-mce-selected="1"><tbody> <tr> <td data-mce-selected="1">Material<br> </td> <td data-mce-selected="1">Clear<br> </td> </tr> <tr> <td data-mce-selected="1"> <span class="text">Number of walls</span><br> </td> <td data-mce-selected="1">Double-walled<br> </td> </tr> <tr> <td data-mce-selected="1"> <div class="product-specification-name"> <div class="d-flex align-items-center"><span class="text">Insulation value (Ug-value)</span></div> </div> </td> <td data-mce-selected="1">1 W/m²K<br> </td> </tr> <tr> <td data-mce-selected="1">Acoustic value Rw<br> </td> <td data-mce-selected="1">39 dB<br> </td> </tr> <tr> <td data-mce-selected="1">Fall-through safety<br> </td> <td data-mce-selected="1">Yes</td> </tr> <tr> <td data-mce-selected="1">LT-value<br> </td> <td data-mce-selected="1">75 %<br> </td> </tr> <tr> <td data-mce-selected="1"> <span class="text">g-value</span><br> </td> <td data-mce-selected="1">52 %<br> </td> </tr> <tr> <td data-mce-selected="1">Weight<br> </td> <td data-mce-selected="1">44 kg/m²<br> </td> </tr> <tr> <td data-mce-selected="1"> <span class="text">Guarantee</span><br> </td> <td data-mce-selected="1">10 years</td> </tr> </tbody></table> | skymax-ce-met-pvc-opstand-20-00-ep-met-iwindow2-0900-x-1200-mm | 8585982509389 | 46872254742861
Smoke and heat exhaust (SHEV) | SHE system | Skylux | Skymax CE with PVC curb 20/00 EP with iWindow2 1000 x 1000 mm |  | 81945 | 5412970819455 | 4169.7 | Yes | 10-15 | 106.06 | 1000 x 1000 mm | 1000 | 1000 |  | PVC 20/00 (20 cm high & roof opening = daylight size) | Square | 1.00 W/m²K | 52% | 75% | 39dB | Skymax CE (for stairwell) | iWindow2 | without spoiler | C10 |  | External priority switch for fire brigade mandatory (1 per control unit) | Discover the Skymax CE smoke and heat extraction system - the ultimate solution for safe and efficient smoke and heat extraction. This CE-certified system meets the strictest European standards and offers unparalleled fire safety. The Skymax CE offers you the following features: • Free access to the roof for rapid evacuation and safe access for emergency services. • Reduces smoke damage and risk of flashover for a safe escape route. • Protects the building structure by lowering the temperature. • Allows natural daylight to enter and provides daily ventilation. • Complete pre-assembled system with quick installation. • Priority control of the ventilation opening according to the new standards. • CE certified to EN 12101-2 for guaranteed safety and reliability. Choose Skymax CE with PVC curb 20/00 EP with iWindow2 1000 x 1000 mm and enjoy peace of mind knowing that you are investing in a high-quality smoke and heat extraction system that meets all requirements and standards. Improve the fire safety of your building and ensure a faster and safer evacuation. Material Clear Number of walls Double-walled Insulation value (Ug-value) 1 W/m²K Acoustic value Rw 39 dB Fall-through safety Yes LT-value 75 % g-value 52 % Weight 44 kg/m² Guarantee 10 years | https://skylux.eu/en/products/skymax-ce-met-pvc-opstand-20-00-ep-met-iwindow2-1000-x-1000-mm | https://skylux.eu/cdn/shop/files/Skymax-CE-met-pvc-opstand-2000-EP-met-iWindow2-1000-x-1000-mm-RWA-systeem.jpg?v=1702987750&width=1600 | https://skylux.eu/cdn/shop/files/e5a82811-1bb0-48e4-a776-cacb59c7c092_67b3c7e3-1991-4c2c-9b46-dfd48cc5ed50.jpg?v=1688550073&width=1600 | //skylux.eu/cdn/shop/files/E_MH_Montageh_Skycom_Skymax_CE_2022_ENG_73f3f473-39be-4d17-8e58-d46c5d5e9dbf.pdf?v=4744962489129817115 | //skylux.eu/cdn/shop/files/E_TD_Technical_File_Skylux_Skymax_CE.pdf?v=2805631801233959646 | <p>Discover the Skymax CE smoke and heat extraction system - the ultimate solution for safe and efficient smoke and heat extraction. This CE-certified system meets the strictest European standards and offers unparalleled fire safety.</p> <p><strong>The Skymax CE offers you the following features:</strong></p> <p><em>• Free access to the roof for rapid evacuation and safe access for emergency services.</em></p> <p><em>• Reduces smoke damage and risk of flashover for a safe escape route.</em></p> <p><em>• Protects the building structure by lowering the temperature.</em></p> <p><em>• Allows natural daylight to enter and provides daily ventilation.</em></p> <p><em>• Complete pre-assembled system with quick installation.</em></p> <p><em>• Priority control of the ventilation opening according to the new standards.</em></p> <p><em>• CE certified to EN 12101-2 for guaranteed safety and reliability.</em></p> <p>Choose Skymax CE with PVC curb 20/00 EP with iWindow2 1000 x 1000 mm and enjoy peace of mind knowing that you are investing in a high-quality smoke and heat extraction system that meets all requirements and standards. Improve the fire safety of your building and ensure a faster and safer evacuation.</p> <br> <br> <table data-mce-selected="1"><tbody> <tr> <td data-mce-selected="1">Material<br> </td> <td data-mce-selected="1">Clear<br> </td> </tr> <tr> <td data-mce-selected="1"> <span class="text">Number of walls</span><br> </td> <td data-mce-selected="1">Double-walled<br> </td> </tr> <tr> <td data-mce-selected="1"> <div class="product-specification-name"> <div class="d-flex align-items-center"><span class="text">Insulation value (Ug-value)</span></div> </div> </td> <td data-mce-selected="1">1 W/m²K<br> </td> </tr> <tr> <td data-mce-selected="1">Acoustic value Rw<br> </td> <td data-mce-selected="1">39 dB<br> </td> </tr> <tr> <td data-mce-selected="1">Fall-through safety<br> </td> <td data-mce-selected="1">Yes</td> </tr> <tr> <td data-mce-selected="1">LT-value<br> </td> <td data-mce-selected="1">75 %<br> </td> </tr> <tr> <td data-mce-selected="1"> <span class="text">g-value</span><br> </td> <td data-mce-selected="1">52 %<br> </td> </tr> <tr> <td data-mce-selected="1">Weight<br> </td> <td data-mce-selected="1">44 kg/m²<br> </td> </tr> <tr> <td data-mce-selected="1"> <span class="text">Guarantee</span><br> </td> <td data-mce-selected="1">10 years</td> </tr> </tbody></table> | skymax-ce-met-pvc-opstand-20-00-ep-met-iwindow2-1000-x-1000-mm | 8585982574925 | 46872255136077
Smoke and heat exhaust (SHEV) | SHE system | Skylux | Skymax CE with PVC curb 20/00 EP with iWindow2 1000 x 1300 mm |  | 81946 | 5412970819462 | 4550.85 | Yes | 10-15 | 124.18 | 1000 x 1300 mm | 1300 | 1000 |  | PVC 20/00 (20 cm high & roof opening = daylight size) | Rectangular | 1.00 W/m²K | 52% | 75% | 39dB | Skymax CE (for stairwell) | iWindow2 | without spoiler | C10 |  | External priority switch for fire brigade mandatory (1 per control unit) | Discover the Skymax CE smoke and heat extraction system - the ultimate solution for safe and efficient smoke and heat extraction. This CE-certified system meets the strictest European standards and offers unparalleled fire safety. The Skymax CE offers you the following features: • Free access to the roof for rapid evacuation and safe access for emergency services. • Reduces smoke damage and risk of flashover for a safe escape route. • Protects the building structure by lowering the temperature. • Allows natural daylight to enter and provides daily ventilation. • Complete pre-assembled system with quick installation. • Priority control of the ventilation opening according to the new standards. • CE certified to EN 12101-2 for guaranteed safety and reliability. Choose Skymax CE with PVC curb 20/00 EP with iWindow2 1000 x 1300 mm and enjoy peace of mind knowing that you are investing in a high-quality smoke and heat extraction system that meets all requirements and standards. Improve the fire safety of your building and ensure a faster and safer evacuation. Material Clear Number of walls Double-walled Insulation value (Ug-value) 1 W/m²K Acoustic value Rw 39 dB Fall-through safety Yes LT-value 75 % g-value 52 % Weight 44 kg/m² Guarantee 10 years | https://skylux.eu/en/products/skymax-ce-met-pvc-opstand-20-00-ep-met-iwindow2-1000-x-1300-mm | https://skylux.eu/cdn/shop/files/Skymax-CE-met-pvc-opstand-2000-EP-met-iWindow2-1000-x-1300-mm-RWA-systeem.jpg?v=1702987756&width=1600 | https://skylux.eu/cdn/shop/files/e5a82811-1bb0-48e4-a776-cacb59c7c092_6633191a-f4d7-4cf2-bafc-dff1578316ed.jpg?v=1688550074&width=1600 | //skylux.eu/cdn/shop/files/E_MH_Montageh_Skycom_Skymax_CE_2022_ENG_73f3f473-39be-4d17-8e58-d46c5d5e9dbf.pdf?v=4744962489129817115 | //skylux.eu/cdn/shop/files/E_TD_Technical_File_Skylux_Skymax_CE.pdf?v=2805631801233959646 | <p>Discover the Skymax CE smoke and heat extraction system - the ultimate solution for safe and efficient smoke and heat extraction. This CE-certified system meets the strictest European standards and offers unparalleled fire safety.</p> <p><strong>The Skymax CE offers you the following features:</strong></p> <p><em>• Free access to the roof for rapid evacuation and safe access for emergency services.</em></p> <p><em>• Reduces smoke damage and risk of flashover for a safe escape route.</em></p> <p><em>• Protects the building structure by lowering the temperature.</em></p> <p><em>• Allows natural daylight to enter and provides daily ventilation.</em></p> <p><em>• Complete pre-assembled system with quick installation.</em></p> <p><em>• Priority control of the ventilation opening according to the new standards.</em></p> <p><em>• CE certified to EN 12101-2 for guaranteed safety and reliability.</em></p> <p>Choose Skymax CE with PVC curb 20/00 EP with iWindow2 1000 x 1300 mm and enjoy peace of mind knowing that you are investing in a high-quality smoke and heat extraction system that meets all requirements and standards. Improve the fire safety of your building and ensure a faster and safer evacuation.</p> <br> <br> <table data-mce-selected="1"><tbody> <tr> <td data-mce-selected="1">Material<br> </td> <td data-mce-selected="1">Clear<br> </td> </tr> <tr> <td data-mce-selected="1"> <span class="text">Number of walls</span><br> </td> <td data-mce-selected="1">Double-walled<br> </td> </tr> <tr> <td data-mce-selected="1"> <div class="product-specification-name"> <div class="d-flex align-items-center"><span class="text">Insulation value (Ug-value)</span></div> </div> </td> <td data-mce-selected="1">1 W/m²K<br> </td> </tr> <tr> <td data-mce-selected="1">Acoustic value Rw<br> </td> <td data-mce-selected="1">39 dB<br> </td> </tr> <tr> <td data-mce-selected="1">Fall-through safety<br> </td> <td data-mce-selected="1">Yes</td> </tr> <tr> <td data-mce-selected="1">LT-value<br> </td> <td data-mce-selected="1">75 %<br> </td> </tr> <tr> <td data-mce-selected="1"> <span class="text">g-value</span><br> </td> <td data-mce-selected="1">52 %<br> </td> </tr> <tr> <td data-mce-selected="1">Weight<br> </td> <td data-mce-selected="1">44 kg/m²<br> </td> </tr> <tr> <td data-mce-selected="1"> <span class="text">Guarantee</span><br> </td> <td data-mce-selected="1">10 years</td> </tr> </tbody></table> | skymax-ce-met-pvc-opstand-20-00-ep-met-iwindow2-1000-x-1300-mm | 8585982607693 | 46872255201613
Smoke and heat exhaust (SHEV) | SHE system | Skylux | Skymax CE with PVC curb 20/00 EP with iWindow2 1100 x 1100 mm |  | 81947 | 5412970819479 | 4451.6 | Yes | 10-15 | 116.11 | 1100 x 1100 mm | 1100 | 1100 |  | PVC 20/00 (20 cm high & roof opening = daylight size) | Square | 1.00 W/m²K | 52% | 75% | 39dB | Skymax CE (for stairwell) | iWindow2 | without spoiler | C10 |  | External priority switch for fire brigade mandatory (1 per control unit) | Discover the Skymax CE smoke and heat extraction system - the ultimate solution for safe and efficient smoke and heat extraction. This CE-certified system meets the strictest European standards and offers unparalleled fire safety. The Skymax CE offers you the following features: • Free access to the roof for rapid evacuation and safe access for emergency services. • Reduces smoke damage and risk of flashover for a safe escape route. • Protects the building structure by lowering the temperature. • Allows natural daylight to enter and provides daily ventilation. • Complete pre-assembled system with quick installation. • Priority control of the ventilation opening according to the new standards. • CE certified to EN 12101-2 for guaranteed safety and reliability. Choose Skymax CE with PVC curb 20/00 EP with iWindow2 1100 x 1100 mm and enjoy peace of mind knowing that you are investing in a high-quality smoke and heat extraction system that meets all requirements and standards. Improve the fire safety of your building and ensure a faster and safer evacuation. Material Clear Number of walls Double-walled Insulation value (Ug-value) 1 W/m²K Acoustic value Rw 39 dB Fall-through safety Yes LT-value 75 % g-value 52 % Weight 44 kg/m² Guarantee 10 years | https://skylux.eu/en/products/skymax-ce-met-pvc-opstand-20-00-ep-met-iwindow2-1100-x-1100-mm | https://skylux.eu/cdn/shop/files/Skymax-CE-met-pvc-opstand-2000-EP-met-iWindow2-1100-x-1100-mm-RWA-systeem.jpg?v=1702987761&width=1600 | https://skylux.eu/cdn/shop/files/e5a82811-1bb0-48e4-a776-cacb59c7c092_2f4801ab-9b88-455a-9be8-e1ef98be2754.jpg?v=1688550076&width=1600 | //skylux.eu/cdn/shop/files/E_MH_Montageh_Skycom_Skymax_CE_2022_ENG_73f3f473-39be-4d17-8e58-d46c5d5e9dbf.pdf?v=4744962489129817115 | //skylux.eu/cdn/shop/files/E_TD_Technical_File_Skylux_Skymax_CE.pdf?v=2805631801233959646 | <p>Discover the Skymax CE smoke and heat extraction system - the ultimate solution for safe and efficient smoke and heat extraction. This CE-certified system meets the strictest European standards and offers unparalleled fire safety.</p> <p><strong>The Skymax CE offers you the following features:</strong></p> <p><em>• Free access to the roof for rapid evacuation and safe access for emergency services.</em></p> <p><em>• Reduces smoke damage and risk of flashover for a safe escape route.</em></p> <p><em>• Protects the building structure by lowering the temperature.</em></p> <p><em>• Allows natural daylight to enter and provides daily ventilation.</em></p> <p><em>• Complete pre-assembled system with quick installation.</em></p> <p><em>• Priority control of the ventilation opening according to the new standards.</em></p> <p><em>• CE certified to EN 12101-2 for guaranteed safety and reliability.</em></p> <p>Choose Skymax CE with PVC curb 20/00 EP with iWindow2 1100 x 1100 mm and enjoy peace of mind knowing that you are investing in a high-quality smoke and heat extraction system that meets all requirements and standards. Improve the fire safety of your building and ensure a faster and safer evacuation.</p> <br> <br> <table data-mce-selected="1"><tbody> <tr> <td data-mce-selected="1">Material<br> </td> <td data-mce-selected="1">Clear<br> </td> </tr> <tr> <td data-mce-selected="1"> <span class="text">Number of walls</span><br> </td> <td data-mce-selected="1">Double-walled<br> </td> </tr> <tr> <td data-mce-selected="1"> <div class="product-specification-name"> <div class="d-flex align-items-center"><span class="text">Insulation value (Ug-value)</span></div> </div> </td> <td data-mce-selected="1">1 W/m²K<br> </td> </tr> <tr> <td data-mce-selected="1">Acoustic value Rw<br> </td> <td data-mce-selected="1">39 dB<br> </td> </tr> <tr> <td data-mce-selected="1">Fall-through safety<br> </td> <td data-mce-selected="1">Yes</td> </tr> <tr> <td data-mce-selected="1">LT-value<br> </td> <td data-mce-selected="1">75 %<br> </td> </tr> <tr> <td data-mce-selected="1"> <span class="text">g-value</span><br> </td> <td data-mce-selected="1">52 %<br> </td> </tr> <tr> <td data-mce-selected="1">Weight<br> </td> <td data-mce-selected="1">44 kg/m²<br> </td> </tr> <tr> <td data-mce-selected="1"> <span class="text">Guarantee</span><br> </td> <td data-mce-selected="1">10 years</td> </tr> </tbody></table> | skymax-ce-met-pvc-opstand-20-00-ep-met-iwindow2-1100-x-1100-mm | 8585982640461 | 46872255267149
Smoke and heat exhaust (SHEV) | SHE system | Skylux | Skymax CE with PVC curb 20/00 EP with iWindow2 1200 x 1200 mm |  | 81948 | 5412970819486 | 4710.55 | Yes | 10-15 | 137.68 | 1200 x 1200 mm | 1200 | 1200 |  | PVC 20/00 (20 cm high & roof opening = daylight size) | Square | 1.00 W/m²K | 52% | 75% | 39dB | Skymax CE (for stairwell) | iWindow2 | without spoiler | C10 |  | External priority switch for fire brigade mandatory (1 per control unit) | Discover the Skymax CE smoke and heat extraction system - the ultimate solution for safe and efficient smoke and heat extraction. This CE-certified system meets the strictest European standards and offers unparalleled fire safety. The Skymax CE offers you the following features: • Free access to the roof for rapid evacuation and safe access for emergency services. • Reduces smoke damage and risk of flashover for a safe escape route. • Protects the building structure by lowering the temperature. • Allows natural daylight to enter and provides daily ventilation. • Complete pre-assembled system with quick installation. • Priority control of the ventilation opening according to the new standards. • CE certified to EN 12101-2 for guaranteed safety and reliability. Choose Skymax CE with PVC curb 20/00 EP with iWindow2 1200 x 1200 mm and enjoy peace of mind knowing that you are investing in a high-quality smoke and heat extraction system that meets all requirements and standards. Improve the fire safety of your building and ensure a faster and safer evacuation. Material Clear Number of walls Double-walled Insulation value (Ug-value) 1 W/m²K Acoustic value Rw 39 dB Fall-through safety Yes LT-value 75 % g-value 52 % Weight 44 kg/m² Guarantee 10 years | https://skylux.eu/en/products/skymax-ce-met-pvc-opstand-20-00-ep-met-iwindow2-1200-x-1200-mm | https://skylux.eu/cdn/shop/files/Skymax-CE-met-pvc-opstand-2000-EP-met-iWindow2-1200-x-1200-mm-RWA-systeem.jpg?v=1702987766&width=1600 | https://skylux.eu/cdn/shop/files/e5a82811-1bb0-48e4-a776-cacb59c7c092_c3f48c57-e084-4722-9b5f-768186a4a9cd.jpg?v=1688550077&width=1600 | //skylux.eu/cdn/shop/files/E_MH_Montageh_Skycom_Skymax_CE_2022_ENG_73f3f473-39be-4d17-8e58-d46c5d5e9dbf.pdf?v=4744962489129817115 | //skylux.eu/cdn/shop/files/E_TD_Technical_File_Skylux_Skymax_CE.pdf?v=2805631801233959646 | <p>Discover the Skymax CE smoke and heat extraction system - the ultimate solution for safe and efficient smoke and heat extraction. This CE-certified system meets the strictest European standards and offers unparalleled fire safety.</p> <p><strong>The Skymax CE offers you the following features:</strong></p> <p><em>• Free access to the roof for rapid evacuation and safe access for emergency services.</em></p> <p><em>• Reduces smoke damage and risk of flashover for a safe escape route.</em></p> <p><em>• Protects the building structure by lowering the temperature.</em></p> <p><em>• Allows natural daylight to enter and provides daily ventilation.</em></p> <p><em>• Complete pre-assembled system with quick installation.</em></p> <p><em>• Priority control of the ventilation opening according to the new standards.</em></p> <p><em>• CE certified to EN 12101-2 for guaranteed safety and reliability.</em></p> <p>Choose Skymax CE with PVC curb 20/00 EP with iWindow2 1200 x 1200 mm and enjoy peace of mind knowing that you are investing in a high-quality smoke and heat extraction system that meets all requirements and standards. Improve the fire safety of your building and ensure a faster and safer evacuation.</p> <br> <br> <table data-mce-selected="1"><tbody> <tr> <td data-mce-selected="1">Material<br> </td> <td data-mce-selected="1">Clear<br> </td> </tr> <tr> <td data-mce-selected="1"> <span class="text">Number of walls</span><br> </td> <td data-mce-selected="1">Double-walled<br> </td> </tr> <tr> <td data-mce-selected="1"> <div class="product-specification-name"> <div class="d-flex align-items-center"><span class="text">Insulation value (Ug-value)</span></div> </div> </td> <td data-mce-selected="1">1 W/m²K<br> </td> </tr> <tr> <td data-mce-selected="1">Acoustic value Rw<br> </td> <td data-mce-selected="1">39 dB<br> </td> </tr> <tr> <td data-mce-selected="1">Fall-through safety<br> </td> <td data-mce-selected="1">Yes</td> </tr> <tr> <td data-mce-selected="1">LT-value<br> </td> <td data-mce-selected="1">75 %<br> </td> </tr> <tr> <td data-mce-selected="1"> <span class="text">g-value</span><br> </td> <td data-mce-selected="1">52 %<br> </td> </tr> <tr> <td data-mce-selected="1">Weight<br> </td> <td data-mce-selected="1">44 kg/m²<br> </td> </tr> <tr> <td data-mce-selected="1"> <span class="text">Guarantee</span><br> </td> <td data-mce-selected="1">10 years</td> </tr> </tbody></table> | skymax-ce-met-pvc-opstand-20-00-ep-met-iwindow2-1200-x-1200-mm | 8585982673229 | 46872255332685
Smoke and heat exhaust (SHEV) | SHE system | Skylux | Skymax CE with PVC curb 20/00 EP with iWindow3 0600 x 0900 mm |  | 81949 | 5412970819493 | 4191.45 | Yes | 10-15 | 87.13 | 600 x 900 mm | 900 | 600 |  | PVC 20/00 (20 cm high & roof opening = daylight size) | Rectangular | 0.50 W/m²K | 42% | 63% | 41dB | Skymax CE (for stairwell) | iWindow3 | without spoiler | C10 |  | External priority switch for fire brigade mandatory (1 per control unit) | Discover the Skymax CE smoke and heat extraction system - the ultimate solution for safe and efficient smoke and heat extraction. This CE-certified system meets the strictest European standards and offers unparalleled fire safety. The Skymax CE offers you the following features: • Free access to the roof for rapid evacuation and safe access for emergency services. • Reduces smoke damage and risk of flashover for a safe escape route. • Protects the building structure by lowering the temperature. • Allows natural daylight to enter and provides daily ventilation. • Complete pre-assembled system with quick installation. • Priority control of the ventilation opening according to the new standards. • CE certified to EN 12101-2 for guaranteed safety and reliability. Choose Skymax CE with PVC curb 20/00 EP with iWindow3 0600 x 0900 mm and enjoy peace of mind knowing that you are investing in a high-quality smoke and heat extraction system that meets all requirements and standards. Improve the fire safety of your building and ensure a faster and safer evacuation. Material Clear Number of walls Triple-walled Insulation value (Ug-value) 0.5 W/m²K Acoustic value Rw 41 dB Fall-through safety Yes LT-value 63 % g-value 42 % Weight 60 kg/m² Guarantee 10 years | https://skylux.eu/en/products/skymax-ce-met-pvc-opstand-20-00-ep-met-iwindow3-0600-x-0900-mm | https://skylux.eu/cdn/shop/files/Skymax-CE-met-pvc-opstand-2000-EP-met-iWindow3-0600-x-0900-mm-RWA-systeem.jpg?v=1702987772&width=1600 | https://skylux.eu/cdn/shop/files/e5a82811-1bb0-48e4-a776-cacb59c7c092_3308e076-9a83-4b24-914a-a07fc374be0d.jpg?v=1688550078&width=1600 | //skylux.eu/cdn/shop/files/E_MH_Montageh_Skycom_Skymax_CE_2022_ENG_73f3f473-39be-4d17-8e58-d46c5d5e9dbf.pdf?v=4744962489129817115 | //skylux.eu/cdn/shop/files/E_TD_Technical_File_Skylux_Skymax_CE.pdf?v=2805631801233959646 | <p>Discover the Skymax CE smoke and heat extraction system - the ultimate solution for safe and efficient smoke and heat extraction. This CE-certified system meets the strictest European standards and offers unparalleled fire safety.</p> <p><strong>The Skymax CE offers you the following features:</strong></p> <p><em>• Free access to the roof for rapid evacuation and safe access for emergency services.</em></p> <p><em>• Reduces smoke damage and risk of flashover for a safe escape route.</em></p> <p><em>• Protects the building structure by lowering the temperature.</em></p> <p><em>• Allows natural daylight to enter and provides daily ventilation.</em></p> <p><em>• Complete pre-assembled system with quick installation.</em></p> <p><em>• Priority control of the ventilation opening according to the new standards.</em></p> <p><em>• CE certified to EN 12101-2 for guaranteed safety and reliability.</em></p> <p>Choose Skymax CE with PVC curb 20/00 EP with iWindow3 0600 x 0900 mm and enjoy peace of mind knowing that you are investing in a high-quality smoke and heat extraction system that meets all requirements and standards. Improve the fire safety of your building and ensure a faster and safer evacuation.</p> <br> <br> <table><tbody> <tr> <td>Material</td> <td>Clear</td> </tr> <tr> <td>Number of walls</td> <td>Triple-walled</td> </tr> <tr> <td>Insulation value (Ug-value)</td> <td>0.5 W/m²K</td> </tr> <tr> <td>Acoustic value Rw</td> <td>41 dB</td> </tr> <tr> <td>Fall-through safety</td> <td>Yes</td> </tr> <tr> <td>LT-value</td> <td> <div class="product-specification"> <div class="product-specification-value"> <div class="d-flex align-items-center"><span class="text">63 %</span></div> </div> </div> <div class="product-specification"></div> </td> </tr> <tr> <td>g-value</td> <td>42 %</td> </tr> <tr> <td>Weight</td> <td>60 kg/m²</td> </tr> <tr> <td>Guarantee</td> <td>10 years</td> </tr> </tbody></table> | skymax-ce-met-pvc-opstand-20-00-ep-met-iwindow3-0600-x-0900-mm | 8585982738765 | 46872255398221
Smoke and heat exhaust (SHEV) | SHE system | Skylux | Skymax CE with PVC curb 20/00 EP with iWindow3 0700 x 1000 mm |  | 81950 | 5412970819509 | 4450.4 | Yes | 10-15 | 98.19 | 700 x 1000 mm | 1000 | 700 |  | PVC 20/00 (20 cm high & roof opening = daylight size) | Rectangular | 0.50 W/m²K | 42% | 63% | 41dB | Skymax CE (for stairwell) | iWindow3 | without spoiler | C10 |  | External priority switch for fire brigade mandatory (1 per control unit) | Discover the Skymax CE smoke and heat extraction system - the ultimate solution for safe and efficient smoke and heat extraction. This CE-certified system meets the strictest European standards and offers unparalleled fire safety. The Skymax CE offers you the following features: • Free access to the roof for rapid evacuation and safe access for emergency services. • Reduces smoke damage and risk of flashover for a safe escape route. • Protects the building structure by lowering the temperature. • Allows natural daylight to enter and provides daily ventilation. • Complete pre-assembled system with quick installation. • Priority control of the ventilation opening according to the new standards. • CE certified to EN 12101-2 for guaranteed safety and reliability. Choose Skymax CE with PVC curb 20/00 EP with iWindow3 0700 x 1000 mm and enjoy peace of mind knowing that you are investing in a high-quality smoke and heat extraction system that meets all requirements and standards. Improve the fire safety of your building and ensure a faster and safer evacuation. Material Clear Number of walls Triple-walled Insulation value (Ug-value) 0.5 W/m²K Acoustic value Rw 41 dB Fall-through safety Yes LT-value 63 % g-value 42 % Weight 60 kg/m² Guarantee 10 years | https://skylux.eu/en/products/skymax-ce-met-pvc-opstand-20-00-ep-met-iwindow3-0700-x-1000-mm | https://skylux.eu/cdn/shop/files/Skymax-CE-met-pvc-opstand-2000-EP-met-iWindow3-0700-x-1000-mm-RWA-systeem.jpg?v=1702987778&width=1600 | https://skylux.eu/cdn/shop/files/e5a82811-1bb0-48e4-a776-cacb59c7c092_43834bdc-1d7f-4db9-af92-48c84739486e.jpg?v=1688550079&width=1600 | //skylux.eu/cdn/shop/files/E_MH_Montageh_Skycom_Skymax_CE_2022_ENG_73f3f473-39be-4d17-8e58-d46c5d5e9dbf.pdf?v=4744962489129817115 | //skylux.eu/cdn/shop/files/E_TD_Technical_File_Skylux_Skymax_CE.pdf?v=2805631801233959646 | <p>Discover the Skymax CE smoke and heat extraction system - the ultimate solution for safe and efficient smoke and heat extraction. This CE-certified system meets the strictest European standards and offers unparalleled fire safety.</p> <p><strong>The Skymax CE offers you the following features:</strong></p> <p><em>• Free access to the roof for rapid evacuation and safe access for emergency services.</em></p> <p><em>• Reduces smoke damage and risk of flashover for a safe escape route.</em></p> <p><em>• Protects the building structure by lowering the temperature.</em></p> <p><em>• Allows natural daylight to enter and provides daily ventilation.</em></p> <p><em>• Complete pre-assembled system with quick installation.</em></p> <p><em>• Priority control of the ventilation opening according to the new standards.</em></p> <p><em>• CE certified to EN 12101-2 for guaranteed safety and reliability.</em></p> <p>Choose Skymax CE with PVC curb 20/00 EP with iWindow3 0700 x 1000 mm and enjoy peace of mind knowing that you are investing in a high-quality smoke and heat extraction system that meets all requirements and standards. Improve the fire safety of your building and ensure a faster and safer evacuation.</p> <br> <br> <table><tbody> <tr> <td>Material</td> <td>Clear</td> </tr> <tr> <td>Number of walls</td> <td>Triple-walled</td> </tr> <tr> <td>Insulation value (Ug-value)</td> <td>0.5 W/m²K</td> </tr> <tr> <td>Acoustic value Rw</td> <td>41 dB</td> </tr> <tr> <td>Fall-through safety</td> <td>Yes</td> </tr> <tr> <td>LT-value</td> <td> <div class="product-specification"> <div class="product-specification-value"> <div class="d-flex align-items-center"><span class="text">63 %</span></div> </div> </div> <div class="product-specification"></div> </td> </tr> <tr> <td>g-value</td> <td>42 %</td> </tr> <tr> <td>Weight</td> <td>60 kg/m²</td> </tr> <tr> <td>Guarantee</td> <td>10 years</td> </tr> </tbody></table> | skymax-ce-met-pvc-opstand-20-00-ep-met-iwindow3-0700-x-1000-mm | 8585982804301 | 46872255496525
Smoke and heat exhaust (SHEV) | SHE system | Skylux | Skymax CE with PVC curb 20/00 EP with iWindow3 0800 x 1300 mm |  | 81951 | 5412970819516 | 5105 | Yes | 10-15 | 131.82 | 800 x 1300 mm | 1300 | 800 |  | PVC 20/00 (20 cm high & roof opening = daylight size) | Rectangular | 0.50 W/m²K | 42% | 63% | 41dB | Skymax CE (for stairwell) | iWindow3 | without spoiler | C10 |  | External priority switch for fire brigade mandatory (1 per control unit) | Discover the Skymax CE smoke and heat extraction system - the ultimate solution for safe and efficient smoke and heat extraction. This CE-certified system meets the strictest European standards and offers unparalleled fire safety. The Skymax CE offers you the following features: • Free access to the roof for rapid evacuation and safe access for emergency services. • Reduces smoke damage and risk of flashover for a safe escape route. • Protects the building structure by lowering the temperature. • Allows natural daylight to enter and provides daily ventilation. • Complete pre-assembled system with quick installation. • Priority control of the ventilation opening according to the new standards. • CE certified to EN 12101-2 for guaranteed safety and reliability. Choose Skymax CE with PVC curb 20/00 EP with iWindow3 0800 x 1300 mm and enjoy peace of mind knowing that you are investing in a high-quality smoke and heat extraction system that meets all requirements and standards. Improve the fire safety of your building and ensure a faster and safer evacuation. Material Clear Number of walls Triple-walled Insulation value (Ug-value) 0.5 W/m²K Acoustic value Rw 41 dB Fall-through safety Yes LT-value 63 % g-value 42 % Weight 60 kg/m² Guarantee 10 years | https://skylux.eu/en/products/skymax-ce-met-pvc-opstand-20-00-ep-met-iwindow3-0800-x-1300-mm | https://skylux.eu/cdn/shop/files/Skymax-CE-met-pvc-opstand-2000-EP-met-iWindow3-0800-x-1300-mm-RWA-systeem.jpg?v=1702987783&width=1600 | https://skylux.eu/cdn/shop/files/e5a82811-1bb0-48e4-a776-cacb59c7c092_00b372b1-f3f2-4385-9b07-e8a9593ecf00.jpg?v=1688550080&width=1600 | //skylux.eu/cdn/shop/files/E_MH_Montageh_Skycom_Skymax_CE_2022_ENG_73f3f473-39be-4d17-8e58-d46c5d5e9dbf.pdf?v=4744962489129817115 | //skylux.eu/cdn/shop/files/E_TD_Technical_File_Skylux_Skymax_CE.pdf?v=2805631801233959646 | <p>Discover the Skymax CE smoke and heat extraction system - the ultimate solution for safe and efficient smoke and heat extraction. This CE-certified system meets the strictest European standards and offers unparalleled fire safety.</p> <p><strong>The Skymax CE offers you the following features:</strong></p> <p><em>• Free access to the roof for rapid evacuation and safe access for emergency services.</em></p> <p><em>• Reduces smoke damage and risk of flashover for a safe escape route.</em></p> <p><em>• Protects the building structure by lowering the temperature.</em></p> <p><em>• Allows natural daylight to enter and provides daily ventilation.</em></p> <p><em>• Complete pre-assembled system with quick installation.</em></p> <p><em>• Priority control of the ventilation opening according to the new standards.</em></p> <p><em>• CE certified to EN 12101-2 for guaranteed safety and reliability.</em></p> <p>Choose Skymax CE with PVC curb 20/00 EP with iWindow3 0800 x 1300 mm and enjoy peace of mind knowing that you are investing in a high-quality smoke and heat extraction system that meets all requirements and standards. Improve the fire safety of your building and ensure a faster and safer evacuation.</p> <br> <br> <table><tbody> <tr> <td>Material</td> <td>Clear</td> </tr> <tr> <td>Number of walls</td> <td>Triple-walled</td> </tr> <tr> <td>Insulation value (Ug-value)</td> <td>0.5 W/m²K</td> </tr> <tr> <td>Acoustic value Rw</td> <td>41 dB</td> </tr> <tr> <td>Fall-through safety</td> <td>Yes</td> </tr> <tr> <td>LT-value</td> <td> <div class="product-specification"> <div class="product-specification-value"> <div class="d-flex align-items-center"><span class="text">63 %</span></div> </div> </div> <div class="product-specification"></div> </td> </tr> <tr> <td>g-value</td> <td>42 %</td> </tr> <tr> <td>Weight</td> <td>60 kg/m²</td> </tr> <tr> <td>Guarantee</td> <td>10 years</td> </tr> </tbody></table> | skymax-ce-met-pvc-opstand-20-00-ep-met-iwindow3-0800-x-1300-mm | 8585982837069 | 46872255562061
Smoke and heat exhaust (SHEV) | SHE system | Skylux | Skymax CE with PVC curb 20/00 EP with iWindow3 0900 x 1200 mm |  | 81952 | 5412970819523 | 5144.95 | Yes | 10-15 | 133.69 | 900 x 1200 mm | 1200 | 900 |  | PVC 20/00 (20 cm high & roof opening = daylight size) | Rectangular | 0.50 W/m²K | 42% | 63% | 41dB | Skymax CE (for stairwell) | iWindow3 | without spoiler | C10 |  | External priority switch for fire brigade mandatory (1 per control unit) | Discover the Skymax CE smoke and heat extraction system - the ultimate solution for safe and efficient smoke and heat extraction. This CE-certified system meets the strictest European standards and offers unparalleled fire safety. The Skymax CE offers you the following features: • Free access to the roof for rapid evacuation and safe access for emergency services. • Reduces smoke damage and risk of flashover for a safe escape route. • Protects the building structure by lowering the temperature. • Allows natural daylight to enter and provides daily ventilation. • Complete pre-assembled system with quick installation. • Priority control of the ventilation opening according to the new standards. • CE certified to EN 12101-2 for guaranteed safety and reliability. Choose Skymax CE with PVC curb 20/00 EP with iWindow3 0900 x 1200 mm and enjoy peace of mind knowing that you are investing in a high-quality smoke and heat extraction system that meets all requirements and standards. Improve the fire safety of your building and ensure a faster and safer evacuation. Material Clear Number of walls Triple-walled Insulation value (Ug-value) 0.5 W/m²K Acoustic value Rw 41 dB Fall-through safety Yes LT-value 63 % g-value 42 % Weight 60 kg/m² Guarantee 10 years | https://skylux.eu/en/products/skymax-ce-met-pvc-opstand-20-00-ep-met-iwindow3-0900-x-1200-mm | https://skylux.eu/cdn/shop/files/Skymax-CE-met-pvc-opstand-2000-EP-met-iWindow3-0900-x-1200-mm-RWA-systeem.jpg?v=1702987788&width=1600 | https://skylux.eu/cdn/shop/files/e5a82811-1bb0-48e4-a776-cacb59c7c092_527b365e-cf3f-4623-9dbc-ab4a9c65ef57.jpg?v=1688550081&width=1600 | //skylux.eu/cdn/shop/files/E_MH_Montageh_Skycom_Skymax_CE_2022_ENG_73f3f473-39be-4d17-8e58-d46c5d5e9dbf.pdf?v=4744962489129817115 | //skylux.eu/cdn/shop/files/E_TD_Technical_File_Skylux_Skymax_CE.pdf?v=2805631801233959646 | <p>Discover the Skymax CE smoke and heat extraction system - the ultimate solution for safe and efficient smoke and heat extraction. This CE-certified system meets the strictest European standards and offers unparalleled fire safety.</p> <p><strong>The Skymax CE offers you the following features:</strong></p> <p><em>• Free access to the roof for rapid evacuation and safe access for emergency services.</em></p> <p><em>• Reduces smoke damage and risk of flashover for a safe escape route.</em></p> <p><em>• Protects the building structure by lowering the temperature.</em></p> <p><em>• Allows natural daylight to enter and provides daily ventilation.</em></p> <p><em>• Complete pre-assembled system with quick installation.</em></p> <p><em>• Priority control of the ventilation opening according to the new standards.</em></p> <p><em>• CE certified to EN 12101-2 for guaranteed safety and reliability.</em></p> <p>Choose Skymax CE with PVC curb 20/00 EP with iWindow3 0900 x 1200 mm and enjoy peace of mind knowing that you are investing in a high-quality smoke and heat extraction system that meets all requirements and standards. Improve the fire safety of your building and ensure a faster and safer evacuation.</p> <br> <br> <table><tbody> <tr> <td>Material</td> <td>Clear</td> </tr> <tr> <td>Number of walls</td> <td>Triple-walled</td> </tr> <tr> <td>Insulation value (Ug-value)</td> <td>0.5 W/m²K</td> </tr> <tr> <td>Acoustic value Rw</td> <td>41 dB</td> </tr> <tr> <td>Fall-through safety</td> <td>Yes</td> </tr> <tr> <td>LT-value</td> <td> <div class="product-specification"> <div class="product-specification-value"> <div class="d-flex align-items-center"><span class="text">63 %</span></div> </div> </div> <div class="product-specification"></div> </td> </tr> <tr> <td>g-value</td> <td>42 %</td> </tr> <tr> <td>Weight</td> <td>60 kg/m²</td> </tr> <tr> <td>Guarantee</td> <td>10 years</td> </tr> </tbody></table> | skymax-ce-met-pvc-opstand-20-00-ep-met-iwindow3-0900-x-1200-mm | 8585982935373 | 46872255693133
Smoke and heat exhaust (SHEV) | SHE system | Skylux | Skymax CE with PVC curb 20/00 EP with iWindow3 1000 x 1000 mm |  | 81953 | 5412970819530 | 4852.1 | Yes | 10-15 | 123.01 | 1000 x 1000 mm | 1000 | 1000 |  | PVC 20/00 (20 cm high & roof opening = daylight size) | Square | 0.50 W/m²K | 42% | 63% | 41dB | Skymax CE (for stairwell) | iWindow3 | without spoiler | C10 |  | External priority switch for fire brigade mandatory (1 per control unit) | Discover the Skymax CE smoke and heat extraction system - the ultimate solution for safe and efficient smoke and heat extraction. This CE-certified system meets the strictest European standards and offers unparalleled fire safety. The Skymax CE offers you the following features: • Free access to the roof for rapid evacuation and safe access for emergency services. • Reduces smoke damage and risk of flashover for a safe escape route. • Protects the building structure by lowering the temperature. • Allows natural daylight to enter and provides daily ventilation. • Complete pre-assembled system with quick installation. • Priority control of the ventilation opening according to the new standards. • CE certified to EN 12101-2 for guaranteed safety and reliability. Choose Skymax CE with PVC curb 20/00 EP with iWindow3 1000 x 1000 mm and enjoy peace of mind knowing that you are investing in a high-quality smoke and heat extraction system that meets all requirements and standards. Improve the fire safety of your building and ensure a faster and safer evacuation. Material Clear Number of walls Triple-walled Insulation value (Ug-value) 0.5 W/m²K Acoustic value Rw 41 dB Fall-through safety Yes LT-value 63 % g-value 42 % Weight 60 kg/m² Guarantee 10 years | https://skylux.eu/en/products/skymax-ce-met-pvc-opstand-20-00-ep-met-iwindow3-1000-x-1000-mm | https://skylux.eu/cdn/shop/files/Skymax-CE-met-pvc-opstand-2000-EP-met-iWindow3-1000-x-1000-mm-RWA-systeem.jpg?v=1702987794&width=1600 | https://skylux.eu/cdn/shop/files/e5a82811-1bb0-48e4-a776-cacb59c7c092_e4c6d9a2-55aa-4f30-a32f-f1976b13d026.jpg?v=1688550082&width=1600 | //skylux.eu/cdn/shop/files/E_MH_Montageh_Skycom_Skymax_CE_2022_ENG_73f3f473-39be-4d17-8e58-d46c5d5e9dbf.pdf?v=4744962489129817115 | //skylux.eu/cdn/shop/files/E_TD_Technical_File_Skylux_Skymax_CE.pdf?v=2805631801233959646 | <p>Discover the Skymax CE smoke and heat extraction system - the ultimate solution for safe and efficient smoke and heat extraction. This CE-certified system meets the strictest European standards and offers unparalleled fire safety.</p> <p><strong>The Skymax CE offers you the following features:</strong></p> <p><em>• Free access to the roof for rapid evacuation and safe access for emergency services.</em></p> <p><em>• Reduces smoke damage and risk of flashover for a safe escape route.</em></p> <p><em>• Protects the building structure by lowering the temperature.</em></p> <p><em>• Allows natural daylight to enter and provides daily ventilation.</em></p> <p><em>• Complete pre-assembled system with quick installation.</em></p> <p><em>• Priority control of the ventilation opening according to the new standards.</em></p> <p><em>• CE certified to EN 12101-2 for guaranteed safety and reliability.</em></p> <p>Choose Skymax CE with PVC curb 20/00 EP with iWindow3 1000 x 1000 mm and enjoy peace of mind knowing that you are investing in a high-quality smoke and heat extraction system that meets all requirements and standards. Improve the fire safety of your building and ensure a faster and safer evacuation.</p> <br> <br> <table><tbody> <tr> <td>Material</td> <td>Clear</td> </tr> <tr> <td>Number of walls</td> <td>Triple-walled</td> </tr> <tr> <td>Insulation value (Ug-value)</td> <td>0.5 W/m²K</td> </tr> <tr> <td>Acoustic value Rw</td> <td>41 dB</td> </tr> <tr> <td>Fall-through safety</td> <td>Yes</td> </tr> <tr> <td>LT-value</td> <td> <div class="product-specification"> <div class="product-specification-value"> <div class="d-flex align-items-center"><span class="text">63 %</span></div> </div> </div> <div class="product-specification"></div> </td> </tr> <tr> <td>g-value</td> <td>42 %</td> </tr> <tr> <td>Weight</td> <td>60 kg/m²</td> </tr> <tr> <td>Guarantee</td> <td>10 years</td> </tr> </tbody></table> | skymax-ce-met-pvc-opstand-20-00-ep-met-iwindow3-1000-x-1000-mm | 8585983033677 | 46872255856973
Smoke and heat exhaust (SHEV) | SHE system | Skylux | Skymax CE with PVC curb 20/00 EP with iWindow3 1000 x 1300 mm |  | 81954 | 5412970819547 | 5463.15 | Yes | 10-15 | 149.91 | 1000 x 1300 mm | 1300 | 1000 |  | PVC 20/00 (20 cm high & roof opening = daylight size) | Rectangular | 0.50 W/m²K | 42% | 63% | 41dB | Skymax CE (for stairwell) | iWindow3 | without spoiler | C10 |  | External priority switch for fire brigade mandatory (1 per control unit) | Discover the Skymax CE smoke and heat extraction system - the ultimate solution for safe and efficient smoke and heat extraction. This CE-certified system meets the strictest European standards and offers unparalleled fire safety. The Skymax CE offers you the following features: • Free access to the roof for rapid evacuation and safe access for emergency services. • Reduces smoke damage and risk of flashover for a safe escape route. • Protects the building structure by lowering the temperature. • Allows natural daylight to enter and provides daily ventilation. • Complete pre-assembled system with quick installation. • Priority control of the ventilation opening according to the new standards. • CE certified to EN 12101-2 for guaranteed safety and reliability. Choose Skymax CE with PVC curb 20/00 EP with iWindow3 1000 x 1300 mm and enjoy peace of mind knowing that you are investing in a high-quality smoke and heat extraction system that meets all requirements and standards. Improve the fire safety of your building and ensure a faster and safer evacuation. Material Clear Number of walls Triple-walled Insulation value (Ug-value) 0.5 W/m²K Acoustic value Rw 41 dB Fall-through safety Yes LT-value 63 % g-value 42 % Weight 60 kg/m² Guarantee 10 years | https://skylux.eu/en/products/skymax-ce-met-pvc-opstand-20-00-ep-met-iwindow3-1000-x-1300-mm | https://skylux.eu/cdn/shop/files/Skymax-CE-met-pvc-opstand-2000-EP-met-iWindow3-1000-x-1300-mm-RWA-systeem.jpg?v=1702987801&width=1600 | https://skylux.eu/cdn/shop/files/e5a82811-1bb0-48e4-a776-cacb59c7c092_9a5ad80d-5600-408e-a249-325abae85c02.jpg?v=1688550083&width=1600 | //skylux.eu/cdn/shop/files/E_MH_Montageh_Skycom_Skymax_CE_2022_ENG_73f3f473-39be-4d17-8e58-d46c5d5e9dbf.pdf?v=4744962489129817115 | //skylux.eu/cdn/shop/files/E_TD_Technical_File_Skylux_Skymax_CE.pdf?v=2805631801233959646 | <p>Discover the Skymax CE smoke and heat extraction system - the ultimate solution for safe and efficient smoke and heat extraction. This CE-certified system meets the strictest European standards and offers unparalleled fire safety.</p> <p><strong>The Skymax CE offers you the following features:</strong></p> <p><em>• Free access to the roof for rapid evacuation and safe access for emergency services.</em></p> <p><em>• Reduces smoke damage and risk of flashover for a safe escape route.</em></p> <p><em>• Protects the building structure by lowering the temperature.</em></p> <p><em>• Allows natural daylight to enter and provides daily ventilation.</em></p> <p><em>• Complete pre-assembled system with quick installation.</em></p> <p><em>• Priority control of the ventilation opening according to the new standards.</em></p> <p><em>• CE certified to EN 12101-2 for guaranteed safety and reliability.</em></p> <p>Choose Skymax CE with PVC curb 20/00 EP with iWindow3 1000 x 1300 mm and enjoy peace of mind knowing that you are investing in a high-quality smoke and heat extraction system that meets all requirements and standards. Improve the fire safety of your building and ensure a faster and safer evacuation.</p> <br> <br> <table><tbody> <tr> <td>Material</td> <td>Clear</td> </tr> <tr> <td>Number of walls</td> <td>Triple-walled</td> </tr> <tr> <td>Insulation value (Ug-value)</td> <td>0.5 W/m²K</td> </tr> <tr> <td>Acoustic value Rw</td> <td>41 dB</td> </tr> <tr> <td>Fall-through safety</td> <td>Yes</td> </tr> <tr> <td>LT-value</td> <td> <div class="product-specification"> <div class="product-specification-value"> <div class="d-flex align-items-center"><span class="text">63 %</span></div> </div> </div> <div class="product-specification"></div> </td> </tr> <tr> <td>g-value</td> <td>42 %</td> </tr> <tr> <td>Weight</td> <td>60 kg/m²</td> </tr> <tr> <td>Guarantee</td> <td>10 years</td> </tr> </tbody></table> | skymax-ce-met-pvc-opstand-20-00-ep-met-iwindow3-1000-x-1300-mm | 8585983099213 | 46872255955277
Smoke and heat exhaust (SHEV) | SHE system | Skylux | Skymax CE with PVC curb 20/00 EP with iWindow3 1100 x 1100 mm |  | 81955 | 5412970819554 | 5256.25 | Yes | 10-15 | 135.87 | 1100 x 1100 mm | 1100 | 1100 |  | PVC 20/00 (20 cm high & roof opening = daylight size) | Square | 0.50 W/m²K | 42% | 63% | 41dB | Skymax CE (for stairwell) | iWindow3 | without spoiler | C10 |  | External priority switch for fire brigade mandatory (1 per control unit) | Discover the Skymax CE smoke and heat extraction system - the ultimate solution for safe and efficient smoke and heat extraction. This CE-certified system meets the strictest European standards and offers unparalleled fire safety. The Skymax CE offers you the following features: • Free access to the roof for rapid evacuation and safe access for emergency services. • Reduces smoke damage and risk of flashover for a safe escape route. • Protects the building structure by lowering the temperature. • Allows natural daylight to enter and provides daily ventilation. • Complete pre-assembled system with quick installation. • Priority control of the ventilation opening according to the new standards. • CE certified to EN 12101-2 for guaranteed safety and reliability. Choose Skymax CE with PVC curb 20/00 EP with iWindow3 1100 x 1100 mm and enjoy peace of mind knowing that you are investing in a high-quality smoke and heat extraction system that meets all requirements and standards. Improve the fire safety of your building and ensure a faster and safer evacuation. Material Clear Number of walls Triple-walled Insulation value (Ug-value) 0.5 W/m²K Acoustic value Rw 41 dB Fall-through safety Yes LT-value 63 % g-value 42 % Weight 60 kg/m² Guarantee 10 years | https://skylux.eu/en/products/skymax-ce-met-pvc-opstand-20-00-ep-met-iwindow3-1100-x-1100-mm | https://skylux.eu/cdn/shop/files/Skymax-CE-met-pvc-opstand-2000-EP-met-iWindow3-1100-x-1100-mm-RWA-systeem.jpg?v=1702987807&width=1600 | https://skylux.eu/cdn/shop/files/e5a82811-1bb0-48e4-a776-cacb59c7c092_62ec2c79-b915-42a4-a1db-53fcc438b19d.jpg?v=1688550084&width=1600 | //skylux.eu/cdn/shop/files/E_MH_Montageh_Skycom_Skymax_CE_2022_ENG_73f3f473-39be-4d17-8e58-d46c5d5e9dbf.pdf?v=4744962489129817115 | //skylux.eu/cdn/shop/files/E_TD_Technical_File_Skylux_Skymax_CE.pdf?v=2805631801233959646 | <p>Discover the Skymax CE smoke and heat extraction system - the ultimate solution for safe and efficient smoke and heat extraction. This CE-certified system meets the strictest European standards and offers unparalleled fire safety.</p> <p><strong>The Skymax CE offers you the following features:</strong></p> <p><em>• Free access to the roof for rapid evacuation and safe access for emergency services.</em></p> <p><em>• Reduces smoke damage and risk of flashover for a safe escape route.</em></p> <p><em>• Protects the building structure by lowering the temperature.</em></p> <p><em>• Allows natural daylight to enter and provides daily ventilation.</em></p> <p><em>• Complete pre-assembled system with quick installation.</em></p> <p><em>• Priority control of the ventilation opening according to the new standards.</em></p> <p><em>• CE certified to EN 12101-2 for guaranteed safety and reliability.</em></p> <p>Choose Skymax CE with PVC curb 20/00 EP with iWindow3 1100 x 1100 mm and enjoy peace of mind knowing that you are investing in a high-quality smoke and heat extraction system that meets all requirements and standards. Improve the fire safety of your building and ensure a faster and safer evacuation.</p> <br> <br> <table><tbody> <tr> <td>Material</td> <td>Clear</td> </tr> <tr> <td>Number of walls</td> <td>Triple-walled</td> </tr> <tr> <td>Insulation value (Ug-value)</td> <td>0.5 W/m²K</td> </tr> <tr> <td>Acoustic value Rw</td> <td>41 dB</td> </tr> <tr> <td>Fall-through safety</td> <td>Yes</td> </tr> <tr> <td>LT-value</td> <td> <div class="product-specification"> <div class="product-specification-value"> <div class="d-flex align-items-center"><span class="text">63 %</span></div> </div> </div> <div class="product-specification"></div> </td> </tr> <tr> <td>g-value</td> <td>42 %</td> </tr> <tr> <td>Weight</td> <td>60 kg/m²</td> </tr> <tr> <td>Guarantee</td> <td>10 years</td> </tr> </tbody></table> | skymax-ce-met-pvc-opstand-20-00-ep-met-iwindow3-1100-x-1100-mm | 8585983230285 | 46872256184653
Smoke and heat exhaust (SHEV) | SHE system | Skylux | Skymax CE with PVC curb 30/20 0600 x 0900 mm |  | 49197 | 5412970491972 | 3195.65 | Yes | 5-10 | 62.52 | 600 x 900 mm | 900 | 600 |  | PVC 30/20 (30 cm high & roof opening = 20 cm larger than daylight size) | Rectangular | 5.17 W/m²K - 0.99 W/m²K | 87% - 32% | 90% - 32% | 20dB - 24dB | Skymax CE (for stairwell) | skylight | without spoiler | C05 |  | External priority switch for fire brigade mandatory (1 per control unit) | Discover the Skymax CE Smoke and Heat Exhaust System - the ultimate solution for safe and efficient smoke and heat extraction. This CE-certified system complies with the strictest European standards and offers unrivalled fire safety. With Skymax CE, you can count on the following benefits: • Free access through to the roof for fast evacuation and safe access for emergency services. • Reduces smoke damage and the risk of flash-over for a safe escape route. • Protects the building structure by lowering the temperature. • Lets in natural daylight and provides daily ventilation. • Fully pre-assembled system with fast installation. • Priority control of the ventilation opening in accordance with the new standards. • CE-certified according to EN 12101-2 for guaranteed safety and reliability. Choose Skymax CE with PVC curb 30/20 0600 x 0900 mm and enjoy peace of mind, knowing that you are investing in a high-quality smoke and heat exhaust system that meets all requirements and standards. Improve the fire safety of your building and ensure faster and safer evacuation. | https://skylux.eu/en/products/skymax-ce-met-pvc-opstand-30-20-0600-x-0900-mm | https://skylux.eu/cdn/shop/files/Skymax-CE-met-pvc-opstand-3020-0600-x-0900-mm-RWA-systeem.jpg?v=1702987954&width=1600 | https://skylux.eu/cdn/shop/files/e5a82811-1bb0-48e4-a776-cacb59c7c092_23ed5c8f-cd8a-4d93-8652-d051de51608e.jpg?v=1688550111&width=1600 | //skylux.eu/cdn/shop/files/E_MH_Montageh_Skycom_Skymax_CE_2022_ENG_73f3f473-39be-4d17-8e58-d46c5d5e9dbf.pdf?v=4744962489129817115 | //skylux.eu/cdn/shop/files/E_TD_Technical_File_Skylux_Skymax_CE.pdf?v=2805631801233959646 | <p>Discover the Skymax CE Smoke and Heat Exhaust System - the ultimate solution for safe and efficient smoke and heat extraction. This CE-certified system complies with the strictest European standards and offers unrivalled fire safety.</p> <p><strong>With Skymax CE, you can count on the following benefits:</strong></p> <p><em>• Free access through to the roof for fast evacuation and safe access for emergency services.</em></p> <p><em>• Reduces smoke damage and the risk of flash-over for a safe escape route.</em></p> <p><em>• Protects the building structure by lowering the temperature.</em></p> <p><em>• Lets in natural daylight and provides daily ventilation.</em></p> <p><em>• Fully pre-assembled system with fast installation.</em></p> <p><em>• Priority control of the ventilation opening in accordance with the new standards.</em></p> <p><em>• CE-certified according to EN 12101-2 for guaranteed safety and reliability.</em></p> <p>Choose Skymax CE with PVC curb 30/20 0600 x 0900 mm and enjoy peace of mind, knowing that you are investing in a high-quality smoke and heat exhaust system that meets all requirements and standards. Improve the fire safety of your building and ensure faster and safer evacuation.</p> <br> <br> | skymax-ce-met-pvc-opstand-30-20-0600-x-0900-mm | 8585984770381 | 46872258412877
Smoke and heat exhaust (SHEV) | SHE system | Skylux | Skymax CE with PVC curb 30/20 0700 x 1000 mm |  | 49198 | 5412970491989 | 3256.15 | Yes | 5-10 | 64.78 | 700 x 1000 mm | 1000 | 700 |  | PVC 30/20 (30 cm high & roof opening = 20 cm larger than daylight size) | Rectangular | 5.17 W/m²K - 0.99 W/m²K | 87% - 32% | 90% - 32% | 20dB - 24dB | Skymax CE (for stairwell) | skylight | without spoiler | C05 |  | External priority switch for fire brigade mandatory (1 per control unit) | Discover the Skymax CE Smoke and Heat Exhaust System - the ultimate solution for safe and efficient smoke and heat extraction. This CE-certified system complies with the strictest European standards and offers unmatched fire safety. With Skymax CE, you can count on the following benefits: • Free passage to the roof for rapid evacuation and safe access for emergency services. • Reduces smoke damage and the risk of flashover, ensuring a safe escape route. • Protects the building structure by lowering the temperature. • Lets in natural daylight and provides daily ventilation. • Complete pre-assembled system with fast installation. • Priority control of the ventilation opening in accordance with the new standards. • CE-certified according to EN 12101-2 for guaranteed safety and reliability. Choose Skymax CE with PVC curb 30/20 0700 x 1000 mm and enjoy peace of mind, knowing that you are investing in a high-quality smoke and heat exhaust system that meets all requirements and standards. Improve the fire safety of your building and ensure faster and safer evacuation. | https://skylux.eu/en/products/skymax-ce-met-pvc-opstand-30-20-0700-x-1000-mm | https://skylux.eu/cdn/shop/files/Skymax-CE-met-pvc-opstand-3020-0700-x-1000-mm-RWA-systeem.jpg?v=1702987959&width=1600 | https://skylux.eu/cdn/shop/files/e5a82811-1bb0-48e4-a776-cacb59c7c092_0d2aca34-e86d-453b-acc3-94ccaaeef4ee.jpg?v=1688550112&width=1600 | //skylux.eu/cdn/shop/files/E_MH_Montageh_Skycom_Skymax_CE_2022_ENG_73f3f473-39be-4d17-8e58-d46c5d5e9dbf.pdf?v=4744962489129817115 | //skylux.eu/cdn/shop/files/E_TD_Technical_File_Skylux_Skymax_CE.pdf?v=2805631801233959646 | <p>Discover the Skymax CE Smoke and Heat Exhaust System - the ultimate solution for safe and efficient smoke and heat extraction. This CE-certified system complies with the strictest European standards and offers unmatched fire safety.</p> <p><strong>With Skymax CE, you can count on the following benefits:</strong></p> <p><em>• Free passage to the roof for rapid evacuation and safe access for emergency services.</em></p> <p><em>• Reduces smoke damage and the risk of flashover, ensuring a safe escape route.</em></p> <p><em>• Protects the building structure by lowering the temperature.</em></p> <p><em>• Lets in natural daylight and provides daily ventilation.</em></p> <p><em>• Complete pre-assembled system with fast installation.</em></p> <p><em>• Priority control of the ventilation opening in accordance with the new standards.</em></p> <p><em>• CE-certified according to EN 12101-2 for guaranteed safety and reliability.</em></p> <p>Choose Skymax CE with PVC curb 30/20 0700 x 1000 mm and enjoy peace of mind, knowing that you are investing in a high-quality smoke and heat exhaust system that meets all requirements and standards. Improve the fire safety of your building and ensure faster and safer evacuation.</p> <br> <br> | skymax-ce-met-pvc-opstand-30-20-0700-x-1000-mm | 8585984835917 | 46872258478413
Smoke and heat exhaust (SHEV) | SHE system | Skylux | Skymax CE with PVC curb 30/20 0800 x 1300 mm |  | 34499 | 5412970344995 | 3379.55 | Yes | 5-10 | 69.54 | 800 x 1300 mm | 1300 | 800 |  | PVC 30/20 (30 cm high & roof opening = 20 cm larger than daylight size) | Rectangular | 5.17 W/m²K - 0.99 W/m²K | 87% - 32% | 90% - 32% | 20dB - 24dB | Skymax CE (for stairwell) | skylight | without spoiler | C05 |  | External priority switch for fire brigade mandatory (1 per control unit) | Discover the Skymax CE Smoke and Heat Exhaust System - the ultimate solution for safe and efficient smoke and heat extraction. This CE-certified system meets the strictest European standards and offers unmatched fire safety. With Skymax CE, you can count on the following benefits: • Free roof access for fast evacuation and safe access for emergency services. • Reduces smoke damage and the risk of flashover to provide a safe escape route. • Protects the building structure by lowering the temperature. • Lets in natural daylight and provides daily ventilation. • Completely pre-assembled system with fast installation. • Priority operation of the ventilation opening in accordance with the new standards. • CE-certified according to EN 12101-2 for guaranteed safety and reliability. Choose Skymax CE with PVC curb 30/20 0800 x 1300 mm and enjoy peace of mind, knowing you are investing in a high-quality smoke and heat exhaust system that meets all requirements and standards. Improve the fire safety of your building and ensure faster and safer evacuation. | https://skylux.eu/en/products/skymax-ce-met-pvc-opstand-30-20-0800-x-1300-mm | https://skylux.eu/cdn/shop/files/Skymax-CE-met-pvc-opstand-3020-0800-x-1300-mm-RWA-systeem.jpg?v=1702987964&width=1600 | https://skylux.eu/cdn/shop/files/e5a82811-1bb0-48e4-a776-cacb59c7c092_7862e440-212b-448d-b890-a7f32d57ec12.jpg?v=1688550113&width=1600 | //skylux.eu/cdn/shop/files/E_MH_Montageh_Skycom_Skymax_CE_2022_ENG_73f3f473-39be-4d17-8e58-d46c5d5e9dbf.pdf?v=4744962489129817115 | //skylux.eu/cdn/shop/files/E_TD_Technical_File_Skylux_Skymax_CE.pdf?v=2805631801233959646 | <p>Discover the Skymax CE Smoke and Heat Exhaust System - the ultimate solution for safe and efficient smoke and heat extraction. This CE-certified system meets the strictest European standards and offers unmatched fire safety.</p> <p><strong>With Skymax CE, you can count on the following benefits:</strong></p> <p><em>• Free roof access for fast evacuation and safe access for emergency services.</em></p> <p><em>• Reduces smoke damage and the risk of flashover to provide a safe escape route.</em></p> <p><em>• Protects the building structure by lowering the temperature.</em></p> <p><em>• Lets in natural daylight and provides daily ventilation.</em></p> <p><em>• Completely pre-assembled system with fast installation.</em></p> <p><em>• Priority operation of the ventilation opening in accordance with the new standards.</em></p> <p><em>• CE-certified according to EN 12101-2 for guaranteed safety and reliability.</em></p> <p>Choose Skymax CE with PVC curb 30/20 0800 x 1300 mm and enjoy peace of mind, knowing you are investing in a high-quality smoke and heat exhaust system that meets all requirements and standards. Improve the fire safety of your building and ensure faster and safer evacuation.</p> <br> <br> | skymax-ce-met-pvc-opstand-30-20-0800-x-1300-mm | 8585984868685 | 46872258543949
Smoke and heat exhaust (SHEV) | SHE system | Skylux | Skymax CE with PVC curb 30/20 0900 x 1200 mm |  | 35261 | 5412970352617 | 3379.55 | Yes | 5-10 | 69.28 | 900 x 1200 mm | 1200 | 900 |  | PVC 30/20 (30 cm high & roof opening = 20 cm larger than daylight size) | Rectangular | 5.17 W/m²K - 0.99 W/m²K | 87% - 32% | 90% - 32% | 20dB - 24dB | Skymax CE (for stairwell) | skylight | without spoiler | C05 |  | External priority switch for fire brigade mandatory (1 per control unit) | Discover the Skymax CE Smoke and Heat Exhaust System - the ultimate solution for safe and efficient smoke and heat extraction. This CE-certified system meets the strictest European standards and offers unrivalled fire safety. With Skymax CE, you can count on the following benefits: • Free passage to the roof for fast evacuation and safe access for emergency services. • Reduces smoke damage and the risk of flashover, ensuring a safe escape route. • Protects the building structure by lowering the temperature. • Lets in natural daylight and provides daily ventilation. • Fully pre-assembled system with fast installation. • Priority control of the ventilation opening in accordance with the new standards. • CE-certified according to EN 12101-2 for guaranteed safety and reliability. Choose Skymax CE with PVC curb 30/20 0900 x 1200 mm and enjoy peace of mind, knowing you are investing in a high-quality smoke and heat exhaust system that meets all requirements and standards. Improve the fire safety of your building and ensure faster and safer evacuation. | https://skylux.eu/en/products/skymax-ce-met-pvc-opstand-30-20-0900-x-1200-mm | https://skylux.eu/cdn/shop/files/Skymax-CE-met-pvc-opstand-3020-0900-x-1200-mm-RWA-systeem.jpg?v=1702987970&width=1600 | https://skylux.eu/cdn/shop/files/e5a82811-1bb0-48e4-a776-cacb59c7c092_40650588-8a00-411e-afb8-5227c75b6788.jpg?v=1688550114&width=1600 | //skylux.eu/cdn/shop/files/E_MH_Montageh_Skycom_Skymax_CE_2022_ENG_73f3f473-39be-4d17-8e58-d46c5d5e9dbf.pdf?v=4744962489129817115 | //skylux.eu/cdn/shop/files/E_TD_Technical_File_Skylux_Skymax_CE.pdf?v=2805631801233959646 | <p>Discover the Skymax CE Smoke and Heat Exhaust System - the ultimate solution for safe and efficient smoke and heat extraction. This CE-certified system meets the strictest European standards and offers unrivalled fire safety.</p> <p><strong>With Skymax CE, you can count on the following benefits:</strong></p> <p><em>• Free passage to the roof for fast evacuation and safe access for emergency services.</em></p> <p><em>• Reduces smoke damage and the risk of flashover, ensuring a safe escape route.</em></p> <p><em>• Protects the building structure by lowering the temperature.</em></p> <p><em>• Lets in natural daylight and provides daily ventilation.</em></p> <p><em>• Fully pre-assembled system with fast installation.</em></p> <p><em>• Priority control of the ventilation opening in accordance with the new standards.</em></p> <p><em>• CE-certified according to EN 12101-2 for guaranteed safety and reliability.</em></p> <p>Choose Skymax CE with PVC curb 30/20 0900 x 1200 mm and enjoy peace of mind, knowing you are investing in a high-quality smoke and heat exhaust system that meets all requirements and standards. Improve the fire safety of your building and ensure faster and safer evacuation.</p> <br> <br> | skymax-ce-met-pvc-opstand-30-20-0900-x-1200-mm | 8585984934221 | 46872258642253
Smoke and heat exhaust (SHEV) | SHE system | Skylux | Skymax CE with PVC curb 30/20 1000 x 1000 mm |  | 27456 | 5412970274568 | 3331.15 | Yes | 5-10 | 68.13 | 1000 x 1000 mm | 1000 | 1000 |  | PVC 30/20 (30 cm high & roof opening = 20 cm larger than daylight size) | Square | 5.17 W/m²K - 0.99 W/m²K | 87% - 32% | 90% - 32% | 20dB - 24dB | Skymax CE (for stairwell) | skylight | without spoiler | C05 |  | External priority switch for fire brigade mandatory (1 per control unit) | Discover the Skymax CE Smoke and Heat Exhaust System - the ultimate solution for safe and efficient smoke and heat extraction. This CE-certified system meets the strictest European standards and delivers unmatched fire safety. With Skymax CE, you can count on the following benefits: • Free access through the roof opening for fast evacuation and safe access for emergency services. • Reduces smoke damage and the risk of flashover to ensure a safe escape route. • Protects the building structure by lowering the temperature. • Lets in natural daylight and provides daily ventilation. • Fully pre-assembled system with fast installation. • Priority control of the ventilation opening in accordance with the new standards. • CE-certified according to EN 12101-2 for guaranteed safety and reliability. Choose the Skymax CE with PVC curb 30/20 1000 x 1000 mm and enjoy peace of mind, knowing you are investing in a high-quality smoke and heat exhaust system that complies with all requirements and standards. Improve the fire safety of your building and ensure faster and safer evacuation. | https://skylux.eu/en/products/skymax-ce-met-pvc-opstand-30-20-1000-x-1000-mm | https://skylux.eu/cdn/shop/files/Skymax-CE-met-pvc-opstand-3020-1000-x-1000-mm-RWA-systeem.jpg?v=1702987975&width=1600 | https://skylux.eu/cdn/shop/files/e5a82811-1bb0-48e4-a776-cacb59c7c092_95986183-b090-4c13-9741-a60977decc80.jpg?v=1688550115&width=1600 | //skylux.eu/cdn/shop/files/E_MH_Montageh_Skycom_Skymax_CE_2022_ENG_73f3f473-39be-4d17-8e58-d46c5d5e9dbf.pdf?v=4744962489129817115 | //skylux.eu/cdn/shop/files/E_TD_Technical_File_Skylux_Skymax_CE.pdf?v=2805631801233959646 | <p>Discover the Skymax CE Smoke and Heat Exhaust System - the ultimate solution for safe and efficient smoke and heat extraction. This CE-certified system meets the strictest European standards and delivers unmatched fire safety.</p> <p><strong>With Skymax CE, you can count on the following benefits:</strong></p> <p><em>• Free access through the roof opening for fast evacuation and safe access for emergency services.</em></p> <p><em>• Reduces smoke damage and the risk of flashover to ensure a safe escape route.</em></p> <p><em>• Protects the building structure by lowering the temperature.</em></p> <p><em>• Lets in natural daylight and provides daily ventilation.</em></p> <p><em>• Fully pre-assembled system with fast installation.</em></p> <p><em>• Priority control of the ventilation opening in accordance with the new standards.</em></p> <p><em>• CE-certified according to EN 12101-2 for guaranteed safety and reliability.</em></p> <p>Choose the Skymax CE with PVC curb 30/20 1000 x 1000 mm and enjoy peace of mind, knowing you are investing in a high-quality smoke and heat exhaust system that complies with all requirements and standards. Improve the fire safety of your building and ensure faster and safer evacuation.</p> <br> <br> | skymax-ce-met-pvc-opstand-30-20-1000-x-1000-mm | 8585984966989 | 46872258675021
Smoke and heat exhaust (SHEV) | SHE system | Skylux | Skymax CE with PVC curb 30/20 1000 x 1300 mm |  | 49199 | 5412970491996 | 3441.25 | Yes | 5-10 | 71.79 | 1000 x 1300 mm | 1300 | 1000 |  | PVC 30/20 (30 cm high & roof opening = 20 cm larger than daylight size) | Rectangular | 5.17 W/m²K - 0.99 W/m²K | 87% - 32% | 90% - 32% | 20dB - 24dB | Skymax CE (for stairwell) | skylight | without spoiler | C05 |  | External priority switch for fire brigade mandatory (1 per control unit) | Discover the Skymax CE Smoke and Heat Exhaust System - the ultimate solution for safe and efficient smoke and heat extraction. This CE-certified system complies with the strictest European standards and offers unmatched fire safety. With Skymax CE, you can count on the following benefits: • Free access through to the roof for fast evacuation and safe access for emergency services. • Reduces smoke damage and the risk of flash-over for a safe escape route. • Protects the building structure by lowering the temperature. • Lets in natural daylight and provides daily ventilation. • Fully pre-assembled system with fast installation. • Priority control of the ventilation opening in accordance with the new standards. • CE-certified according to EN 12101-2 for guaranteed safety and reliability. Choose Skymax CE with PVC curb 30/20 1000 x 1300 mm and enjoy peace of mind, knowing that you are investing in a high-quality smoke and heat exhaust system that meets all requirements and standards. Improve the fire safety of your building and ensure faster and safer evacuation. | https://skylux.eu/en/products/skymax-ce-met-pvc-opstand-30-20-1000-x-1300-mm | https://skylux.eu/cdn/shop/files/Skymax-CE-met-pvc-opstand-3020-1000-x-1300-mm-RWA-systeem.jpg?v=1702987981&width=1600 | https://skylux.eu/cdn/shop/files/e5a82811-1bb0-48e4-a776-cacb59c7c092_f849c830-dfc1-4941-9b20-35b9937ce152.jpg?v=1688550116&width=1600 | //skylux.eu/cdn/shop/files/E_MH_Montageh_Skycom_Skymax_CE_2022_ENG_73f3f473-39be-4d17-8e58-d46c5d5e9dbf.pdf?v=4744962489129817115 | //skylux.eu/cdn/shop/files/E_TD_Technical_File_Skylux_Skymax_CE.pdf?v=2805631801233959646 | <p>Discover the Skymax CE Smoke and Heat Exhaust System - the ultimate solution for safe and efficient smoke and heat extraction. This CE-certified system complies with the strictest European standards and offers unmatched fire safety.</p> <p><strong>With Skymax CE, you can count on the following benefits:</strong></p> <p><em>• Free access through to the roof for fast evacuation and safe access for emergency services.</em></p> <p><em>• Reduces smoke damage and the risk of flash-over for a safe escape route.</em></p> <p><em>• Protects the building structure by lowering the temperature.</em></p> <p><em>• Lets in natural daylight and provides daily ventilation.</em></p> <p><em>• Fully pre-assembled system with fast installation.</em></p> <p><em>• Priority control of the ventilation opening in accordance with the new standards.</em></p> <p><em>• CE-certified according to EN 12101-2 for guaranteed safety and reliability.</em></p> <p>Choose Skymax CE with PVC curb 30/20 1000 x 1300 mm and enjoy peace of mind, knowing that you are investing in a high-quality smoke and heat exhaust system that meets all requirements and standards. Improve the fire safety of your building and ensure faster and safer evacuation.</p> <br> <br> | skymax-ce-met-pvc-opstand-30-20-1000-x-1300-mm | 8585985065293 | 46872258806093
Smoke and heat exhaust (SHEV) | SHE system | Skylux | Skymax CE with PVC curb 30/20 1100 x 1100 mm |  | 49200 | 5412970492009 | 3411 | Yes | 5-10 | 70.48 | 1100 x 1100 mm | 1100 | 1100 |  | PVC 30/20 (30 cm high & roof opening = 20 cm larger than daylight size) | Square | 5.17 W/m²K - 0.99 W/m²K | 87% - 32% | 90% - 32% | 20dB - 24dB | Skymax CE (for stairwell) | skylight | without spoiler | C05 |  | External priority switch for fire brigade mandatory (1 per control unit) | Discover the Skymax CE Smoke and Heat Exhaust System - the ultimate solution for safe and efficient smoke and heat extraction. This CE-certified system meets the strictest European standards and delivers unrivalled fire safety. With Skymax CE, you can count on the following benefits: • Free passage to the roof for rapid evacuation and safe access for emergency services. • Reduces smoke damage and the risk of flashover, ensuring a safe escape route. • Protects the building structure by lowering the temperature. • Lets in natural daylight and provides daily ventilation. • Fully pre-assembled system with fast installation. • Priority control of the ventilation opening in accordance with the new standards. • CE-certified according to EN 12101-2 for guaranteed safety and reliability. Choose Skymax CE with 30/20 PVC curb 1100 x 1100 mm and enjoy peace of mind, knowing you are investing in a high-quality smoke and heat exhaust system that complies with all requirements and standards. Improve your building's fire safety and ensure faster and safer evacuation. | https://skylux.eu/en/products/skymax-ce-met-pvc-opstand-30-20-1100-x-1100-mm | https://skylux.eu/cdn/shop/files/Skymax-CE-met-pvc-opstand-3020-1100-x-1100-mm-RWA-systeem.jpg?v=1702987986&width=1600 | https://skylux.eu/cdn/shop/files/e5a82811-1bb0-48e4-a776-cacb59c7c092_e5acb0ce-5e60-47dd-890c-846d361b25e1.jpg?v=1688550117&width=1600 | //skylux.eu/cdn/shop/files/E_MH_Montageh_Skycom_Skymax_CE_2022_ENG_73f3f473-39be-4d17-8e58-d46c5d5e9dbf.pdf?v=4744962489129817115 | //skylux.eu/cdn/shop/files/E_TD_Technical_File_Skylux_Skymax_CE.pdf?v=2805631801233959646 | <p>Discover the Skymax CE Smoke and Heat Exhaust System - the ultimate solution for safe and efficient smoke and heat extraction. This CE-certified system meets the strictest European standards and delivers unrivalled fire safety.</p> <p><strong>With Skymax CE, you can count on the following benefits:</strong></p> <p><em>• Free passage to the roof for rapid evacuation and safe access for emergency services.</em></p> <p><em>• Reduces smoke damage and the risk of flashover, ensuring a safe escape route.</em></p> <p><em>• Protects the building structure by lowering the temperature.</em></p> <p><em>• Lets in natural daylight and provides daily ventilation.</em></p> <p><em>• Fully pre-assembled system with fast installation.</em></p> <p><em>• Priority control of the ventilation opening in accordance with the new standards.</em></p> <p><em>• CE-certified according to EN 12101-2 for guaranteed safety and reliability.</em></p> <p>Choose Skymax CE with 30/20 PVC curb 1100 x 1100 mm and enjoy peace of mind, knowing you are investing in a high-quality smoke and heat exhaust system that complies with all requirements and standards. Improve your building's fire safety and ensure faster and safer evacuation.</p> <br> <br> | skymax-ce-met-pvc-opstand-30-20-1100-x-1100-mm | 8585985130829 | 46872258904397
Smoke and heat exhaust (SHEV) | SHE system | Skylux | Skymax CE with PVC curb 30/20 1200 x 1200 mm |  | 33945 | 5412970339458 | 3472.7 | Yes | 5-10 | 72.68 | 1200 x 1200 mm | 1200 | 1200 |  | PVC 30/20 (30 cm high & roof opening = 20 cm larger than daylight size) | Square | 5.17 W/m²K - 0.99 W/m²K | 87% - 32% | 90% - 32% | 20dB - 24dB | Skymax CE (for stairwell) | skylight | without spoiler | C05 |  | External priority switch for fire brigade mandatory (1 per control unit) | Discover the Skymax CE Smoke and Heat Exhaust System - the ultimate solution for safe and efficient smoke and heat extraction. This CE-certified system meets the strictest European standards and offers unmatched fire safety. With Skymax CE, you can count on the following benefits: • Free access through the roof for fast evacuation and safe entry for emergency services. • Reduces smoke damage and the risk of flash-over, ensuring a safe escape route. • Protects the building structure by lowering the temperature. • Lets in natural daylight and provides daily ventilation. • Fully pre-assembled system with fast installation. • Priority control of the ventilation opening in accordance with the new standards. • CE-certified according to EN 12101-2 for guaranteed safety and reliability. Choose Skymax CE with PVC curb 30/20 1200 x 1200 mm and enjoy peace of mind, knowing that you are investing in a high-quality smoke and heat exhaust system that meets all requirements and standards. Improve the fire safety of your building and ensure faster and safer evacuation. | https://skylux.eu/en/products/skymax-ce-met-pvc-opstand-30-20-1200-x-1200-mm | https://skylux.eu/cdn/shop/files/Skymax-CE-met-pvc-opstand-3020-1200-x-1200-mm-RWA-systeem.jpg?v=1702987991&width=1600 | https://skylux.eu/cdn/shop/files/e5a82811-1bb0-48e4-a776-cacb59c7c092_741b8472-2410-40e3-9898-6102be78b31e.jpg?v=1688550118&width=1600 | //skylux.eu/cdn/shop/files/E_MH_Montageh_Skycom_Skymax_CE_2022_ENG_73f3f473-39be-4d17-8e58-d46c5d5e9dbf.pdf?v=4744962489129817115 | //skylux.eu/cdn/shop/files/E_TD_Technical_File_Skylux_Skymax_CE.pdf?v=2805631801233959646 | <p>Discover the Skymax CE Smoke and Heat Exhaust System - the ultimate solution for safe and efficient smoke and heat extraction. This CE-certified system meets the strictest European standards and offers unmatched fire safety.</p> <p><strong>With Skymax CE, you can count on the following benefits:</strong></p> <p><em>• Free access through the roof for fast evacuation and safe entry for emergency services.</em></p> <p><em>• Reduces smoke damage and the risk of flash-over, ensuring a safe escape route.</em></p> <p><em>• Protects the building structure by lowering the temperature.</em></p> <p><em>• Lets in natural daylight and provides daily ventilation.</em></p> <p><em>• Fully pre-assembled system with fast installation.</em></p> <p><em>• Priority control of the ventilation opening in accordance with the new standards.</em></p> <p><em>• CE-certified according to EN 12101-2 for guaranteed safety and reliability.</em></p> <p>Choose Skymax CE with PVC curb 30/20 1200 x 1200 mm and enjoy peace of mind, knowing that you are investing in a high-quality smoke and heat exhaust system that meets all requirements and standards. Improve the fire safety of your building and ensure faster and safer evacuation.</p> <br> <br> | skymax-ce-met-pvc-opstand-30-20-1200-x-1200-mm | 8585985229133 | 46872259002701
Smoke and heat exhaust (SHEV) | SHE system | Skylux | Skymax CE with PVC curb 30/20 with iDome 0600 x 0900 mm |  | 69783 | 5412970697831 | 3717.15 | Yes | 5-10 | 89.11 | 600 x 900 mm | 900 | 600 |  | PVC 30/20 (30 cm high & roof opening = 20 cm larger than daylight size) | Rectangular | 0.93 W/m²K - 0.79 W/m²K | 46% - 24% | 68% - 31% | 40dB | Skymax CE (for stairwell) | iDome | without spoiler | C05 |  | Maximum double-walled skylight possible for this product | Discover the Skymax CE smoke and heat extraction system - the ultimate solution for safe and efficient smoke and heat extraction. This CE-certified system meets the strictest European standards and offers unparalleled fire safety. The Skymax CE offers you the following features: • Free access to the roof for rapid evacuation and safe access for emergency services. • Reduces smoke damage and risk of flashover for a safe escape route. • Protects the building structure by lowering the temperature. • Allows natural daylight to enter and provides daily ventilation. • Complete pre-assembled system with quick installation. • Priority control of the ventilation opening according to the new standards. • CE certified to EN 12101-2 for guaranteed safety and reliability. Choose Skymax CE with PVC curb 30/20 with iDome 0600 x 0900 mm and enjoy peace of mind knowing that you are investing in a high-quality smoke and heat extraction system that meets all requirements and standards. Improve the fire safety of your building and ensure a faster and safer evacuation. Number of walls Double glazing+ plastic skylight (max. double-walled) Insulation value (Ug-value) 0.93 W/m²K in combination with a single-walled skylight 0.79 W/m²K in combination with a double-walled skylight Burglar-resistant Yes Fall-through safety Only in combination with a polycarbonate plastic skylight Acoustic value Rw 40 dB LT-value 68% in combination with a single-walled clear acrylic skylight 62% in combination with a single-walled opal acrylic skylight 61% in combination with a double-walled clear acrylic skylight 52% in combination with a double-walled opal acrylic skylight 66% in combination with a single-walled clear polycarbonate skylight 44% in combination with a single-walled opal polycarbonate skylight 59% in combination with a double-walled clear polycarbonate skylight 55% in combination with a double-walled clear polycarbonate skylight g-value 46% in combination with a single-walled clear acrylic skylight 40% in combination with a single-walled opal acrylic skylight 40% in combination with a double-walled clear acrylic skylight 31% in combination with a double-walled opal acrylic skylight 44% in combination with a single-walled clear polycarbonate skylight 32% in combination with a single-walled opal polycarbonate skylight 38% in combination with a double-walled clear polycarbonate skylight 37% in combination with a double-walled clear polycarbonate skylight Shape Spherical Guarantee 10 years | https://skylux.eu/en/products/skymax-ce-met-pvc-opstand-30-20-met-idome-0600-x-0900-mm | https://skylux.eu/cdn/shop/files/Skymax-CE-met-pvc-opstand-3020-met-iDome-0600-x-0900-mm-RWA-systeem.jpg?v=1702987856&width=1600 | https://skylux.eu/cdn/shop/files/e5a82811-1bb0-48e4-a776-cacb59c7c092_be060a3c-c241-4226-944f-27e783c0181a.jpg?v=1688550093&width=1600 | //skylux.eu/cdn/shop/files/E_MH_Montageh_Skycom_Skymax_CE_2022_ENG_73f3f473-39be-4d17-8e58-d46c5d5e9dbf.pdf?v=4744962489129817115 | //skylux.eu/cdn/shop/files/E_TD_Technical_File_Skylux_Skymax_CE.pdf?v=2805631801233959646 | <p>Discover the Skymax CE smoke and heat extraction system - the ultimate solution for safe and efficient smoke and heat extraction. This CE-certified system meets the strictest European standards and offers unparalleled fire safety.</p> <p><strong>The Skymax CE offers you the following features:</strong></p> <p><em>• Free access to the roof for rapid evacuation and safe access for emergency services.</em></p> <p><em>• Reduces smoke damage and risk of flashover for a safe escape route.</em></p> <p><em>• Protects the building structure by lowering the temperature.</em></p> <p><em>• Allows natural daylight to enter and provides daily ventilation.</em></p> <p><em>• Complete pre-assembled system with quick installation.</em></p> <p><em>• Priority control of the ventilation opening according to the new standards.</em></p> <p><em>• CE certified to EN 12101-2 for guaranteed safety and reliability.</em></p> <p>Choose Skymax CE with PVC curb 30/20 with iDome 0600 x 0900 mm and enjoy peace of mind knowing that you are investing in a high-quality smoke and heat extraction system that meets all requirements and standards. Improve the fire safety of your building and ensure a faster and safer evacuation.</p> <br> <br> <table><tbody> <tr> <td>Number of walls</td> <td>Double glazing+ plastic skylight (max. double-walled)</td> </tr> <tr> <td>Insulation value (Ug-value)</td> <td>0.93 W/m²K in combination with a single-walled skylight<br> 0.79 W/m²K in combination with a double-walled skylight</td> </tr> <tr> <td>Burglar-resistant</td> <td>Yes</td> </tr> <tr> <td>Fall-through safety</td> <td>Only in combination with a <a href="">polycarbonate plastic skylight</a> </td> </tr> <tr> <td>Acoustic value Rw</td> <td>40 dB</td> </tr> <tr> <td>LT-value</td> <td> <p>68% in combination with a single-walled clear acrylic skylight<br> 62% in combination with a single-walled opal acrylic skylight<br> 61% in combination with a double-walled clear acrylic skylight<br> 52% in combination with a double-walled opal acrylic skylight<br> 66% in combination with a single-walled clear polycarbonate skylight<br> 44% in combination with a single-walled opal polycarbonate skylight<br> 59% in combination with a double-walled clear polycarbonate skylight<br> 55% in combination with a double-walled clear polycarbonate skylight</p> </td> </tr> <tr> <td>g-value</td> <td>46% in combination with a single-walled clear acrylic skylight<br> 40% in combination with a single-walled opal acrylic skylight<br> 40% in combination with a double-walled clear acrylic skylight<br> 31% in combination with a double-walled opal acrylic skylight<br> 44% in combination with a single-walled clear polycarbonate skylight<br> 32% in combination with a single-walled opal polycarbonate skylight<br> 38% in combination with a double-walled clear polycarbonate skylight<br> 37% in combination with a double-walled clear polycarbonate skylight</td> </tr> <tr> <td>Shape</td> <td>Spherical</td> </tr> <tr> <td>Guarantee</td> <td>10 years</td> </tr> </tbody></table> | skymax-ce-met-pvc-opstand-30-20-met-idome-0600-x-0900-mm | 8585983820109 | 46872256971085
Smoke and heat exhaust (SHEV) | SHE system | Skylux | Skymax CE with PVC curb 30/20 with iDome 0700 x 1000 mm |  | 49208 | 5412970492085 | 3847.8 | Yes | 5-10 | 97.94 | 700 x 1000 mm | 1000 | 700 |  | PVC 30/20 (30 cm high & roof opening = 20 cm larger than daylight size) | Rectangular | 0.93 W/m²K - 0.79 W/m²K | 46% - 24% | 68% - 31% | 40dB | Skymax CE (for stairwell) | iDome | without spoiler | C05 |  | Maximum double-walled skylight possible for this product | Discover the Skymax CE smoke and heat extraction system - the ultimate solution for safe and efficient smoke and heat extraction. This CE-certified system meets the strictest European standards and offers unparalleled fire safety. The Skymax CE offers you the following features: • Free access to the roof for rapid evacuation and safe access for emergency services. • Reduces smoke damage and risk of flashover for a safe escape route. • Protects the building structure by lowering the temperature. • Allows natural daylight to enter and provides daily ventilation. • Complete pre-assembled system with quick installation. • Priority control of the ventilation opening according to the new standards. • CE certified to EN 12101-2 for guaranteed safety and reliability. Choose Skymax CE with PVC curb 30/20 with iDome 0700 x 1000 mm and enjoy peace of mind knowing that you are investing in a high-quality smoke and heat extraction system that meets all requirements and standards. Improve the fire safety of your building and ensure a faster and safer evacuation. Number of walls Double glazing+ plastic skylight (max. double-walled) Insulation value (Ug-value) 0.93 W/m²K in combination with a single-walled skylight 0.79 W/m²K in combination with a double-walled skylight Burglar-resistant Yes Fall-through safety Only in combination with a polycarbonate plastic skylight Acoustic value Rw 40 dB LT-value 68% in combination with a single-walled clear acrylic skylight 62% in combination with a single-walled opal acrylic skylight 61% in combination with a double-walled clear acrylic skylight 52% in combination with a double-walled opal acrylic skylight 66% in combination with a single-walled clear polycarbonate skylight 44% in combination with a single-walled opal polycarbonate skylight 59% in combination with a double-walled clear polycarbonate skylight 55% in combination with a double-walled clear polycarbonate skylight g-value 46% in combination with a single-walled clear acrylic skylight 40% in combination with a single-walled opal acrylic skylight 40% in combination with a double-walled clear acrylic skylight 31% in combination with a double-walled opal acrylic skylight 44% in combination with a single-walled clear polycarbonate skylight 32% in combination with a single-walled opal polycarbonate skylight 38% in combination with a double-walled clear polycarbonate skylight 37% in combination with a double-walled clear polycarbonate skylight Shape Spherical Guarantee 10 years | https://skylux.eu/en/products/skymax-ce-met-pvc-opstand-30-20-met-idome-0700-x-1000-mm | https://skylux.eu/cdn/shop/files/Skymax-CE-met-pvc-opstand-3020-met-iDome-0700-x-1000-mm-RWA-systeem.jpg?v=1702987862&width=1600 | https://skylux.eu/cdn/shop/files/e5a82811-1bb0-48e4-a776-cacb59c7c092_2ada1fe8-818d-4d10-9da0-8a9a054bc2c7.jpg?v=1688550094&width=1600 | //skylux.eu/cdn/shop/files/E_MH_Montageh_Skycom_Skymax_CE_2022_ENG_73f3f473-39be-4d17-8e58-d46c5d5e9dbf.pdf?v=4744962489129817115 | //skylux.eu/cdn/shop/files/E_TD_Technical_File_Skylux_Skymax_CE.pdf?v=2805631801233959646 | <p>Discover the Skymax CE smoke and heat extraction system - the ultimate solution for safe and efficient smoke and heat extraction. This CE-certified system meets the strictest European standards and offers unparalleled fire safety.</p> <p><strong>The Skymax CE offers you the following features:</strong></p> <p><em>• Free access to the roof for rapid evacuation and safe access for emergency services.</em></p> <p><em>• Reduces smoke damage and risk of flashover for a safe escape route.</em></p> <p><em>• Protects the building structure by lowering the temperature.</em></p> <p><em>• Allows natural daylight to enter and provides daily ventilation.</em></p> <p><em>• Complete pre-assembled system with quick installation.</em></p> <p><em>• Priority control of the ventilation opening according to the new standards.</em></p> <p><em>• CE certified to EN 12101-2 for guaranteed safety and reliability.</em></p> <p>Choose Skymax CE with PVC curb 30/20 with iDome 0700 x 1000 mm and enjoy peace of mind knowing that you are investing in a high-quality smoke and heat extraction system that meets all requirements and standards. Improve the fire safety of your building and ensure a faster and safer evacuation.</p> <br> <br> <table><tbody> <tr> <td>Number of walls</td> <td>Double glazing+ plastic skylight (max. double-walled)</td> </tr> <tr> <td>Insulation value (Ug-value)</td> <td>0.93 W/m²K in combination with a single-walled skylight<br> 0.79 W/m²K in combination with a double-walled skylight</td> </tr> <tr> <td>Burglar-resistant</td> <td>Yes</td> </tr> <tr> <td>Fall-through safety</td> <td>Only in combination with a <a href="">polycarbonate plastic skylight</a> </td> </tr> <tr> <td>Acoustic value Rw</td> <td>40 dB</td> </tr> <tr> <td>LT-value</td> <td> <p>68% in combination with a single-walled clear acrylic skylight<br> 62% in combination with a single-walled opal acrylic skylight<br> 61% in combination with a double-walled clear acrylic skylight<br> 52% in combination with a double-walled opal acrylic skylight<br> 66% in combination with a single-walled clear polycarbonate skylight<br> 44% in combination with a single-walled opal polycarbonate skylight<br> 59% in combination with a double-walled clear polycarbonate skylight<br> 55% in combination with a double-walled clear polycarbonate skylight</p> </td> </tr> <tr> <td>g-value</td> <td>46% in combination with a single-walled clear acrylic skylight<br> 40% in combination with a single-walled opal acrylic skylight<br> 40% in combination with a double-walled clear acrylic skylight<br> 31% in combination with a double-walled opal acrylic skylight<br> 44% in combination with a single-walled clear polycarbonate skylight<br> 32% in combination with a single-walled opal polycarbonate skylight<br> 38% in combination with a double-walled clear polycarbonate skylight<br> 37% in combination with a double-walled clear polycarbonate skylight</td> </tr> <tr> <td>Shape</td> <td>Spherical</td> </tr> <tr> <td>Guarantee</td> <td>10 years</td> </tr> </tbody></table> | skymax-ce-met-pvc-opstand-30-20-met-idome-0700-x-1000-mm | 8585983885645 | 46872257069389
Smoke and heat exhaust (SHEV) | SHE system | Skylux | Skymax CE with PVC curb 30/20 with iDome 0800 x 1300 mm |  | 49209 | 5412970492092 | 4163.65 | Yes | 5-10 | 115.11 | 800 x 1300 mm | 1300 | 800 |  | PVC 30/20 (30 cm high & roof opening = 20 cm larger than daylight size) | Rectangular | 0.93 W/m²K - 0.79 W/m²K | 46% - 24% | 68% - 31% | 40dB | Skymax CE (for stairwell) | iDome | without spoiler | C05 |  | Maximum double-walled skylight possible for this product | Discover the Skymax CE smoke and heat extraction system - the ultimate solution for safe and efficient smoke and heat extraction. This CE-certified system meets the strictest European standards and offers unparalleled fire safety. The Skymax CE offers you the following features: • Free access to the roof for rapid evacuation and safe access for emergency services. • Reduces smoke damage and risk of flashover for a safe escape route. • Protects the building structure by lowering the temperature. • Allows natural daylight to enter and provides daily ventilation. • Complete pre-assembled system with quick installation. • Priority control of the ventilation opening according to the new standards. • CE certified to EN 12101-2 for guaranteed safety and reliability. Choose Skymax CE with PVC curb 30/20 with iDome 0800 x 1300 mm and enjoy peace of mind knowing that you are investing in a high-quality smoke and heat extraction system that meets all requirements and standards. Improve the fire safety of your building and ensure a faster and safer evacuation. Number of walls Double glazing+ plastic skylight (max. double-walled) Insulation value (Ug-value) 0.93 W/m²K in combination with a single-walled skylight 0.79 W/m²K in combination with a double-walled skylight Burglar-resistant Yes Fall-through safety Only in combination with a polycarbonate plastic skylight Acoustic value Rw 40 dB LT-value 68% in combination with a single-walled clear acrylic skylight 62% in combination with a single-walled opal acrylic skylight 61% in combination with a double-walled clear acrylic skylight 52% in combination with a double-walled opal acrylic skylight 66% in combination with a single-walled clear polycarbonate skylight 44% in combination with a single-walled opal polycarbonate skylight 59% in combination with a double-walled clear polycarbonate skylight 55% in combination with a double-walled clear polycarbonate skylight g-value 46% in combination with a single-walled clear acrylic skylight 40% in combination with a single-walled opal acrylic skylight 40% in combination with a double-walled clear acrylic skylight 31% in combination with a double-walled opal acrylic skylight 44% in combination with a single-walled clear polycarbonate skylight 32% in combination with a single-walled opal polycarbonate skylight 38% in combination with a double-walled clear polycarbonate skylight 37% in combination with a double-walled clear polycarbonate skylight Shape Spherical Guarantee 10 years | https://skylux.eu/en/products/skymax-ce-met-pvc-opstand-30-20-met-idome-0800-x-1300-mm | https://skylux.eu/cdn/shop/files/Skymax-CE-met-pvc-opstand-3020-met-iDome-0800-x-1300-mm-RWA-systeem.jpg?v=1702987867&width=1600 | https://skylux.eu/cdn/shop/files/e5a82811-1bb0-48e4-a776-cacb59c7c092_b2ddad91-2a44-4c7a-94dd-4bbca86e2fc5.jpg?v=1688550095&width=1600 | //skylux.eu/cdn/shop/files/E_MH_Montageh_Skycom_Skymax_CE_2022_ENG_73f3f473-39be-4d17-8e58-d46c5d5e9dbf.pdf?v=4744962489129817115 | //skylux.eu/cdn/shop/files/E_TD_Technical_File_Skylux_Skymax_CE.pdf?v=2805631801233959646 | <p>Discover the Skymax CE smoke and heat extraction system - the ultimate solution for safe and efficient smoke and heat extraction. This CE-certified system meets the strictest European standards and offers unparalleled fire safety.</p> <p><strong>The Skymax CE offers you the following features:</strong></p> <p><em>• Free access to the roof for rapid evacuation and safe access for emergency services.</em></p> <p><em>• Reduces smoke damage and risk of flashover for a safe escape route.</em></p> <p><em>• Protects the building structure by lowering the temperature.</em></p> <p><em>• Allows natural daylight to enter and provides daily ventilation.</em></p> <p><em>• Complete pre-assembled system with quick installation.</em></p> <p><em>• Priority control of the ventilation opening according to the new standards.</em></p> <p><em>• CE certified to EN 12101-2 for guaranteed safety and reliability.</em></p> <p>Choose Skymax CE with PVC curb 30/20 with iDome 0800 x 1300 mm and enjoy peace of mind knowing that you are investing in a high-quality smoke and heat extraction system that meets all requirements and standards. Improve the fire safety of your building and ensure a faster and safer evacuation.</p> <br> <br> <table><tbody> <tr> <td>Number of walls</td> <td>Double glazing+ plastic skylight (max. double-walled)</td> </tr> <tr> <td>Insulation value (Ug-value)</td> <td>0.93 W/m²K in combination with a single-walled skylight<br> 0.79 W/m²K in combination with a double-walled skylight</td> </tr> <tr> <td>Burglar-resistant</td> <td>Yes</td> </tr> <tr> <td>Fall-through safety</td> <td>Only in combination with a <a href="">polycarbonate plastic skylight</a> </td> </tr> <tr> <td>Acoustic value Rw</td> <td>40 dB</td> </tr> <tr> <td>LT-value</td> <td> <p>68% in combination with a single-walled clear acrylic skylight<br> 62% in combination with a single-walled opal acrylic skylight<br> 61% in combination with a double-walled clear acrylic skylight<br> 52% in combination with a double-walled opal acrylic skylight<br> 66% in combination with a single-walled clear polycarbonate skylight<br> 44% in combination with a single-walled opal polycarbonate skylight<br> 59% in combination with a double-walled clear polycarbonate skylight<br> 55% in combination with a double-walled clear polycarbonate skylight</p> </td> </tr> <tr> <td>g-value</td> <td>46% in combination with a single-walled clear acrylic skylight<br> 40% in combination with a single-walled opal acrylic skylight<br> 40% in combination with a double-walled clear acrylic skylight<br> 31% in combination with a double-walled opal acrylic skylight<br> 44% in combination with a single-walled clear polycarbonate skylight<br> 32% in combination with a single-walled opal polycarbonate skylight<br> 38% in combination with a double-walled clear polycarbonate skylight<br> 37% in combination with a double-walled clear polycarbonate skylight</td> </tr> <tr> <td>Shape</td> <td>Spherical</td> </tr> <tr> <td>Guarantee</td> <td>10 years</td> </tr> </tbody></table> | skymax-ce-met-pvc-opstand-30-20-met-idome-0800-x-1300-mm | 8585983918413 | 46872257134925
Smoke and heat exhaust (SHEV) | SHE system | Skylux | Skymax CE with PVC curb 30/20 with iDome 0900 x 1200 mm |  | 49210 | 5412970492108 | 4178.15 | Yes | 5-10 | 116.33 | 900 x 1200 mm | 1200 | 900 |  | PVC 30/20 (30 cm high & roof opening = 20 cm larger than daylight size) | Rectangular | 0.93 W/m²K - 0.79 W/m²K | 46% - 24% | 68% - 31% | 40dB | Skymax CE (for stairwell) | iDome | without spoiler | C05 |  | Maximum double-walled skylight possible for this product | Discover the Skymax CE smoke and heat extraction system - the ultimate solution for safe and efficient smoke and heat extraction. This CE-certified system meets the strictest European standards and offers unparalleled fire safety. The Skymax CE offers you the following features: • Free access to the roof for rapid evacuation and safe access for emergency services. • Reduces smoke damage and risk of flashover for a safe escape route. • Protects the building structure by lowering the temperature. • Allows natural daylight to enter and provides daily ventilation. • Complete pre-assembled system with quick installation. • Priority control of the ventilation opening according to the new standards. • CE certified to EN 12101-2 for guaranteed safety and reliability. Choose Skymax CE with PVC curb 30/20 with iDome 0900 x 1200 mm and enjoy peace of mind knowing that you are investing in a high-quality smoke and heat extraction system that meets all requirements and standards. Improve the fire safety of your building and ensure a faster and safer evacuation. Number of walls Double glazing+ plastic skylight (max. double-walled) Insulation value (Ug-value) 0.93 W/m²K in combination with a single-walled skylight 0.79 W/m²K in combination with a double-walled skylight Burglar-resistant Yes Fall-through safety Only in combination with a polycarbonate plastic skylight Acoustic value Rw 40 dB LT-value 68% in combination with a single-walled clear acrylic skylight 62% in combination with a single-walled opal acrylic skylight 61% in combination with a double-walled clear acrylic skylight 52% in combination with a double-walled opal acrylic skylight 66% in combination with a single-walled clear polycarbonate skylight 44% in combination with a single-walled opal polycarbonate skylight 59% in combination with a double-walled clear polycarbonate skylight 55% in combination with a double-walled clear polycarbonate skylight g-value 46% in combination with a single-walled clear acrylic skylight 40% in combination with a single-walled opal acrylic skylight 40% in combination with a double-walled clear acrylic skylight 31% in combination with a double-walled opal acrylic skylight 44% in combination with a single-walled clear polycarbonate skylight 32% in combination with a single-walled opal polycarbonate skylight 38% in combination with a double-walled clear polycarbonate skylight 37% in combination with a double-walled clear polycarbonate skylight Shape Spherical Guarantee 10 years | https://skylux.eu/en/products/skymax-ce-met-pvc-opstand-30-20-met-idome-0900-x-1200-mm | https://skylux.eu/cdn/shop/files/Skymax-CE-met-pvc-opstand-3020-met-iDome-0900-x-1200-mm-RWA-systeem.jpg?v=1702987873&width=1600 | https://skylux.eu/cdn/shop/files/e5a82811-1bb0-48e4-a776-cacb59c7c092_6e8d5115-6274-4c16-aa94-3e1482486ef1.jpg?v=1688550096&width=1600 | //skylux.eu/cdn/shop/files/E_MH_Montageh_Skycom_Skymax_CE_2022_ENG_73f3f473-39be-4d17-8e58-d46c5d5e9dbf.pdf?v=4744962489129817115 | //skylux.eu/cdn/shop/files/E_TD_Technical_File_Skylux_Skymax_CE.pdf?v=2805631801233959646 | <p>Discover the Skymax CE smoke and heat extraction system - the ultimate solution for safe and efficient smoke and heat extraction. This CE-certified system meets the strictest European standards and offers unparalleled fire safety.</p> <p><strong>The Skymax CE offers you the following features:</strong></p> <p><em>• Free access to the roof for rapid evacuation and safe access for emergency services.</em></p> <p><em>• Reduces smoke damage and risk of flashover for a safe escape route.</em></p> <p><em>• Protects the building structure by lowering the temperature.</em></p> <p><em>• Allows natural daylight to enter and provides daily ventilation.</em></p> <p><em>• Complete pre-assembled system with quick installation.</em></p> <p><em>• Priority control of the ventilation opening according to the new standards.</em></p> <p><em>• CE certified to EN 12101-2 for guaranteed safety and reliability.</em></p> <p>Choose Skymax CE with PVC curb 30/20 with iDome 0900 x 1200 mm and enjoy peace of mind knowing that you are investing in a high-quality smoke and heat extraction system that meets all requirements and standards. Improve the fire safety of your building and ensure a faster and safer evacuation.</p> <br> <br> <table><tbody> <tr> <td>Number of walls</td> <td>Double glazing+ plastic skylight (max. double-walled)</td> </tr> <tr> <td>Insulation value (Ug-value)</td> <td>0.93 W/m²K in combination with a single-walled skylight<br> 0.79 W/m²K in combination with a double-walled skylight</td> </tr> <tr> <td>Burglar-resistant</td> <td>Yes</td> </tr> <tr> <td>Fall-through safety</td> <td>Only in combination with a <a href="">polycarbonate plastic skylight</a> </td> </tr> <tr> <td>Acoustic value Rw</td> <td>40 dB</td> </tr> <tr> <td>LT-value</td> <td> <p>68% in combination with a single-walled clear acrylic skylight<br> 62% in combination with a single-walled opal acrylic skylight<br> 61% in combination with a double-walled clear acrylic skylight<br> 52% in combination with a double-walled opal acrylic skylight<br> 66% in combination with a single-walled clear polycarbonate skylight<br> 44% in combination with a single-walled opal polycarbonate skylight<br> 59% in combination with a double-walled clear polycarbonate skylight<br> 55% in combination with a double-walled clear polycarbonate skylight</p> </td> </tr> <tr> <td>g-value</td> <td>46% in combination with a single-walled clear acrylic skylight<br> 40% in combination with a single-walled opal acrylic skylight<br> 40% in combination with a double-walled clear acrylic skylight<br> 31% in combination with a double-walled opal acrylic skylight<br> 44% in combination with a single-walled clear polycarbonate skylight<br> 32% in combination with a single-walled opal polycarbonate skylight<br> 38% in combination with a double-walled clear polycarbonate skylight<br> 37% in combination with a double-walled clear polycarbonate skylight</td> </tr> <tr> <td>Shape</td> <td>Spherical</td> </tr> <tr> <td>Guarantee</td> <td>10 years</td> </tr> </tbody></table> | skymax-ce-met-pvc-opstand-30-20-met-idome-0900-x-1200-mm | 8585983983949 | 46872257233229
Smoke and heat exhaust (SHEV) | SHE system | Skylux | Skymax CE with PVC curb 30/20 with iDome 1000 x 1000 mm |  | 49211 | 5412970492115 | 4037.8 | Yes | 5-10 | 112.04 | 1000 x 1000 mm | 1000 | 1000 |  | PVC 30/20 (30 cm high & roof opening = 20 cm larger than daylight size) | Square | 0.93 W/m²K - 0.79 W/m²K | 46% - 24% | 68% - 31% | 40dB | Skymax CE (for stairwell) | iDome | without spoiler | C05 |  | Maximum double-walled skylight possible for this product | Discover the Skymax CE smoke and heat extraction system - the ultimate solution for safe and efficient smoke and heat extraction. This CE-certified system meets the strictest European standards and offers unparalleled fire safety. The Skymax CE offers you the following features: • Free access to the roof for rapid evacuation and safe access for emergency services. • Reduces smoke damage and risk of flashover for a safe escape route. • Protects the building structure by lowering the temperature. • Allows natural daylight to enter and provides daily ventilation. • Complete pre-assembled system with quick installation. • Priority control of the ventilation opening according to the new standards. • CE certified to EN 12101-2 for guaranteed safety and reliability. Choose Skymax CE with PVC curb 30/20 with iDome 1000 x 1000 mm and enjoy peace of mind knowing that you are investing in a high-quality smoke and heat extraction system that meets all requirements and standards. Improve the fire safety of your building and ensure a faster and safer evacuation. Number of walls Double glazing+ plastic skylight (max. double-walled) Insulation value (Ug-value) 0.93 W/m²K in combination with a single-walled skylight 0.79 W/m²K in combination with a double-walled skylight Burglar-resistant Yes Fall-through safety Only in combination with a polycarbonate plastic skylight Acoustic value Rw 40 dB LT-value 68% in combination with a single-walled clear acrylic skylight 62% in combination with a single-walled opal acrylic skylight 61% in combination with a double-walled clear acrylic skylight 52% in combination with a double-walled opal acrylic skylight 66% in combination with a single-walled clear polycarbonate skylight 44% in combination with a single-walled opal polycarbonate skylight 59% in combination with a double-walled clear polycarbonate skylight 55% in combination with a double-walled clear polycarbonate skylight g-value 46% in combination with a single-walled clear acrylic skylight 40% in combination with a single-walled opal acrylic skylight 40% in combination with a double-walled clear acrylic skylight 31% in combination with a double-walled opal acrylic skylight 44% in combination with a single-walled clear polycarbonate skylight 32% in combination with a single-walled opal polycarbonate skylight 38% in combination with a double-walled clear polycarbonate skylight 37% in combination with a double-walled clear polycarbonate skylight Shape Spherical Guarantee 10 years | https://skylux.eu/en/products/skymax-ce-met-pvc-opstand-30-20-met-idome-1000-x-1000-mm | https://skylux.eu/cdn/shop/files/Skymax-CE-met-pvc-opstand-3020-met-iDome-1000-x-1000-mm-RWA-systeem.jpg?v=1702987878&width=1600 | https://skylux.eu/cdn/shop/files/e5a82811-1bb0-48e4-a776-cacb59c7c092_7c670460-0744-4b71-9353-bb3e45fd0ae4.jpg?v=1688550097&width=1600 | //skylux.eu/cdn/shop/files/E_MH_Montageh_Skycom_Skymax_CE_2022_ENG_73f3f473-39be-4d17-8e58-d46c5d5e9dbf.pdf?v=4744962489129817115 | //skylux.eu/cdn/shop/files/E_TD_Technical_File_Skylux_Skymax_CE.pdf?v=2805631801233959646 | <p>Discover the Skymax CE smoke and heat extraction system - the ultimate solution for safe and efficient smoke and heat extraction. This CE-certified system meets the strictest European standards and offers unparalleled fire safety.</p> <p><strong>The Skymax CE offers you the following features:</strong></p> <p><em>• Free access to the roof for rapid evacuation and safe access for emergency services.</em></p> <p><em>• Reduces smoke damage and risk of flashover for a safe escape route.</em></p> <p><em>• Protects the building structure by lowering the temperature.</em></p> <p><em>• Allows natural daylight to enter and provides daily ventilation.</em></p> <p><em>• Complete pre-assembled system with quick installation.</em></p> <p><em>• Priority control of the ventilation opening according to the new standards.</em></p> <p><em>• CE certified to EN 12101-2 for guaranteed safety and reliability.</em></p> <p>Choose Skymax CE with PVC curb 30/20 with iDome 1000 x 1000 mm and enjoy peace of mind knowing that you are investing in a high-quality smoke and heat extraction system that meets all requirements and standards. Improve the fire safety of your building and ensure a faster and safer evacuation.</p> <br> <br> <table><tbody> <tr> <td>Number of walls</td> <td>Double glazing+ plastic skylight (max. double-walled)</td> </tr> <tr> <td>Insulation value (Ug-value)</td> <td>0.93 W/m²K in combination with a single-walled skylight<br> 0.79 W/m²K in combination with a double-walled skylight</td> </tr> <tr> <td>Burglar-resistant</td> <td>Yes</td> </tr> <tr> <td>Fall-through safety</td> <td>Only in combination with a <a href="">polycarbonate plastic skylight</a> </td> </tr> <tr> <td>Acoustic value Rw</td> <td>40 dB</td> </tr> <tr> <td>LT-value</td> <td> <p>68% in combination with a single-walled clear acrylic skylight<br> 62% in combination with a single-walled opal acrylic skylight<br> 61% in combination with a double-walled clear acrylic skylight<br> 52% in combination with a double-walled opal acrylic skylight<br> 66% in combination with a single-walled clear polycarbonate skylight<br> 44% in combination with a single-walled opal polycarbonate skylight<br> 59% in combination with a double-walled clear polycarbonate skylight<br> 55% in combination with a double-walled clear polycarbonate skylight</p> </td> </tr> <tr> <td>g-value</td> <td>46% in combination with a single-walled clear acrylic skylight<br> 40% in combination with a single-walled opal acrylic skylight<br> 40% in combination with a double-walled clear acrylic skylight<br> 31% in combination with a double-walled opal acrylic skylight<br> 44% in combination with a single-walled clear polycarbonate skylight<br> 32% in combination with a single-walled opal polycarbonate skylight<br> 38% in combination with a double-walled clear polycarbonate skylight<br> 37% in combination with a double-walled clear polycarbonate skylight</td> </tr> <tr> <td>Shape</td> <td>Spherical</td> </tr> <tr> <td>Guarantee</td> <td>10 years</td> </tr> </tbody></table> | skymax-ce-met-pvc-opstand-30-20-met-idome-1000-x-1000-mm | 8585984049485 | 46872257331533
Smoke and heat exhaust (SHEV) | SHE system | Skylux | Skymax CE with PVC curb 30/20 with iDome 1000 x 1300 mm |  | 52366 | 5412970523666 | 4322.15 | Yes | 5-10 | 127.15 | 1000 x 1300 mm | 1300 | 1000 |  | PVC 30/20 (30 cm high & roof opening = 20 cm larger than daylight size) | Rectangular | 0.93 W/m²K - 0.79 W/m²K | 46% - 24% | 68% - 31% | 40dB | Skymax CE (for stairwell) | iDome | without spoiler | C05 |  | Maximum double-walled skylight possible for this product | Discover the Skymax CE smoke and heat extraction system - the ultimate solution for safe and efficient smoke and heat extraction. This CE-certified system meets the strictest European standards and offers unparalleled fire safety. The Skymax CE offers you the following features: • Free access to the roof for rapid evacuation and safe access for emergency services. • Reduces smoke damage and risk of flashover for a safe escape route. • Protects the building structure by lowering the temperature. • Allows natural daylight to enter and provides daily ventilation. • Complete pre-assembled system with quick installation. • Priority control of the ventilation opening according to the new standards. • CE certified to EN 12101-2 for guaranteed safety and reliability. Choose Skymax CE with PVC curb 30/20 with iDome 1000 x 1300 mm and enjoy peace of mind knowing that you are investing in a high-quality smoke and heat extraction system that meets all requirements and standards. Improve the fire safety of your building and ensure a faster and safer evacuation. Number of walls Double glazing+ plastic skylight (max. double-walled) Insulation value (Ug-value) 0.93 W/m²K in combination with a single-walled skylight 0.79 W/m²K in combination with a double-walled skylight Burglar-resistant Yes Fall-through safety Only in combination with a polycarbonate plastic skylight Acoustic value Rw 40 dB LT-value 68% in combination with a single-walled clear acrylic skylight 62% in combination with a single-walled opal acrylic skylight 61% in combination with a double-walled clear acrylic skylight 52% in combination with a double-walled opal acrylic skylight 66% in combination with a single-walled clear polycarbonate skylight 44% in combination with a single-walled opal polycarbonate skylight 59% in combination with a double-walled clear polycarbonate skylight 55% in combination with a double-walled clear polycarbonate skylight g-value 46% in combination with a single-walled clear acrylic skylight 40% in combination with a single-walled opal acrylic skylight 40% in combination with a double-walled clear acrylic skylight 31% in combination with a double-walled opal acrylic skylight 44% in combination with a single-walled clear polycarbonate skylight 32% in combination with a single-walled opal polycarbonate skylight 38% in combination with a double-walled clear polycarbonate skylight 37% in combination with a double-walled clear polycarbonate skylight Shape Spherical Guarantee 10 years | https://skylux.eu/en/products/skymax-ce-met-pvc-opstand-30-20-met-idome-1000-x-1300-mm | https://skylux.eu/cdn/shop/files/Skymax-CE-met-pvc-opstand-3020-met-iDome-1000-x-1300-mm-RWA-systeem.jpg?v=1702987884&width=1600 | https://skylux.eu/cdn/shop/files/e5a82811-1bb0-48e4-a776-cacb59c7c092_099290b7-5d49-445f-8057-05e0b9fa5b53.jpg?v=1688550098&width=1600 | //skylux.eu/cdn/shop/files/E_MH_Montageh_Skycom_Skymax_CE_2022_ENG_73f3f473-39be-4d17-8e58-d46c5d5e9dbf.pdf?v=4744962489129817115 | //skylux.eu/cdn/shop/files/E_TD_Technical_File_Skylux_Skymax_CE.pdf?v=2805631801233959646 | <p>Discover the Skymax CE smoke and heat extraction system - the ultimate solution for safe and efficient smoke and heat extraction. This CE-certified system meets the strictest European standards and offers unparalleled fire safety.</p> <p><strong>The Skymax CE offers you the following features:</strong></p> <p><em>• Free access to the roof for rapid evacuation and safe access for emergency services.</em></p> <p><em>• Reduces smoke damage and risk of flashover for a safe escape route.</em></p> <p><em>• Protects the building structure by lowering the temperature.</em></p> <p><em>• Allows natural daylight to enter and provides daily ventilation.</em></p> <p><em>• Complete pre-assembled system with quick installation.</em></p> <p><em>• Priority control of the ventilation opening according to the new standards.</em></p> <p><em>• CE certified to EN 12101-2 for guaranteed safety and reliability.</em></p> <p>Choose Skymax CE with PVC curb 30/20 with iDome 1000 x 1300 mm and enjoy peace of mind knowing that you are investing in a high-quality smoke and heat extraction system that meets all requirements and standards. Improve the fire safety of your building and ensure a faster and safer evacuation.</p> <br> <br> <table><tbody> <tr> <td>Number of walls</td> <td>Double glazing+ plastic skylight (max. double-walled)</td> </tr> <tr> <td>Insulation value (Ug-value)</td> <td>0.93 W/m²K in combination with a single-walled skylight<br> 0.79 W/m²K in combination with a double-walled skylight</td> </tr> <tr> <td>Burglar-resistant</td> <td>Yes</td> </tr> <tr> <td>Fall-through safety</td> <td>Only in combination with a <a href="">polycarbonate plastic skylight</a> </td> </tr> <tr> <td>Acoustic value Rw</td> <td>40 dB</td> </tr> <tr> <td>LT-value</td> <td> <p>68% in combination with a single-walled clear acrylic skylight<br> 62% in combination with a single-walled opal acrylic skylight<br> 61% in combination with a double-walled clear acrylic skylight<br> 52% in combination with a double-walled opal acrylic skylight<br> 66% in combination with a single-walled clear polycarbonate skylight<br> 44% in combination with a single-walled opal polycarbonate skylight<br> 59% in combination with a double-walled clear polycarbonate skylight<br> 55% in combination with a double-walled clear polycarbonate skylight</p> </td> </tr> <tr> <td>g-value</td> <td>46% in combination with a single-walled clear acrylic skylight<br> 40% in combination with a single-walled opal acrylic skylight<br> 40% in combination with a double-walled clear acrylic skylight<br> 31% in combination with a double-walled opal acrylic skylight<br> 44% in combination with a single-walled clear polycarbonate skylight<br> 32% in combination with a single-walled opal polycarbonate skylight<br> 38% in combination with a double-walled clear polycarbonate skylight<br> 37% in combination with a double-walled clear polycarbonate skylight</td> </tr> <tr> <td>Shape</td> <td>Spherical</td> </tr> <tr> <td>Guarantee</td> <td>10 years</td> </tr> </tbody></table> | skymax-ce-met-pvc-opstand-30-20-met-idome-1000-x-1300-mm | 8585984082253 | 46872257364301
Smoke and heat exhaust (SHEV) | SHE system | Skylux | Skymax CE with PVC curb 30/20 with iDome 1100 x 1100 mm |  | 49212 | 5412970492122 | 4251.95 | Yes | 5-10 | 120.49 | 1100 x 1100 mm | 1100 | 1100 |  | PVC 30/20 (30 cm high & roof opening = 20 cm larger than daylight size) | Square | 0.93 W/m²K - 0.79 W/m²K | 46% - 24% | 68% - 31% | 40dB | Skymax CE (for stairwell) | iDome | without spoiler | C05 |  | Maximum double-walled skylight possible for this product | Discover the Skymax CE smoke and heat extraction system - the ultimate solution for safe and efficient smoke and heat extraction. This CE-certified system meets the strictest European standards and offers unparalleled fire safety. The Skymax CE offers you the following features: • Free access to the roof for rapid evacuation and safe access for emergency services. • Reduces smoke damage and risk of flashover for a safe escape route. • Protects the building structure by lowering the temperature. • Allows natural daylight to enter and provides daily ventilation. • Complete pre-assembled system with quick installation. • Priority control of the ventilation opening according to the new standards. • CE certified to EN 12101-2 for guaranteed safety and reliability. Choose Skymax CE with PVC curb 30/20 with iDome 1100 x 1100 mm and enjoy peace of mind knowing that you are investing in a high-quality smoke and heat extraction system that meets all requirements and standards. Improve the fire safety of your building and ensure a faster and safer evacuation. Number of walls Double glazing+ plastic skylight (max. double-walled) Insulation value (Ug-value) 0.93 W/m²K in combination with a single-walled skylight 0.79 W/m²K in combination with a double-walled skylight Burglar-resistant Yes Fall-through safety Only in combination with a polycarbonate plastic skylight Acoustic value Rw 40 dB LT-value 68% in combination with a single-walled clear acrylic skylight 62% in combination with a single-walled opal acrylic skylight 61% in combination with a double-walled clear acrylic skylight 52% in combination with a double-walled opal acrylic skylight 66% in combination with a single-walled clear polycarbonate skylight 44% in combination with a single-walled opal polycarbonate skylight 59% in combination with a double-walled clear polycarbonate skylight 55% in combination with a double-walled clear polycarbonate skylight g-value 46% in combination with a single-walled clear acrylic skylight 40% in combination with a single-walled opal acrylic skylight 40% in combination with a double-walled clear acrylic skylight 31% in combination with a double-walled opal acrylic skylight 44% in combination with a single-walled clear polycarbonate skylight 32% in combination with a single-walled opal polycarbonate skylight 38% in combination with a double-walled clear polycarbonate skylight 37% in combination with a double-walled clear polycarbonate skylight Shape Spherical Guarantee 10 years | https://skylux.eu/en/products/skymax-ce-met-pvc-opstand-30-20-met-idome-1100-x-1100-mm | https://skylux.eu/cdn/shop/files/Skymax-CE-met-pvc-opstand-3020-met-iDome-1100-x-1100-mm-RWA-systeem.jpg?v=1702987892&width=1600 | https://skylux.eu/cdn/shop/files/e5a82811-1bb0-48e4-a776-cacb59c7c092_887da73e-8f8a-4287-b6d0-041618145c62.jpg?v=1688550099&width=1600 | //skylux.eu/cdn/shop/files/E_MH_Montageh_Skycom_Skymax_CE_2022_ENG_73f3f473-39be-4d17-8e58-d46c5d5e9dbf.pdf?v=4744962489129817115 | //skylux.eu/cdn/shop/files/E_TD_Technical_File_Skylux_Skymax_CE.pdf?v=2805631801233959646 | <p>Discover the Skymax CE smoke and heat extraction system - the ultimate solution for safe and efficient smoke and heat extraction. This CE-certified system meets the strictest European standards and offers unparalleled fire safety.</p> <p><strong>The Skymax CE offers you the following features:</strong></p> <p><em>• Free access to the roof for rapid evacuation and safe access for emergency services.</em></p> <p><em>• Reduces smoke damage and risk of flashover for a safe escape route.</em></p> <p><em>• Protects the building structure by lowering the temperature.</em></p> <p><em>• Allows natural daylight to enter and provides daily ventilation.</em></p> <p><em>• Complete pre-assembled system with quick installation.</em></p> <p><em>• Priority control of the ventilation opening according to the new standards.</em></p> <p><em>• CE certified to EN 12101-2 for guaranteed safety and reliability.</em></p> <p>Choose Skymax CE with PVC curb 30/20 with iDome 1100 x 1100 mm and enjoy peace of mind knowing that you are investing in a high-quality smoke and heat extraction system that meets all requirements and standards. Improve the fire safety of your building and ensure a faster and safer evacuation.</p> <br> <br> <table><tbody> <tr> <td>Number of walls</td> <td>Double glazing+ plastic skylight (max. double-walled)</td> </tr> <tr> <td>Insulation value (Ug-value)</td> <td>0.93 W/m²K in combination with a single-walled skylight<br> 0.79 W/m²K in combination with a double-walled skylight</td> </tr> <tr> <td>Burglar-resistant</td> <td>Yes</td> </tr> <tr> <td>Fall-through safety</td> <td>Only in combination with a <a href="">polycarbonate plastic skylight</a> </td> </tr> <tr> <td>Acoustic value Rw</td> <td>40 dB</td> </tr> <tr> <td>LT-value</td> <td> <p>68% in combination with a single-walled clear acrylic skylight<br> 62% in combination with a single-walled opal acrylic skylight<br> 61% in combination with a double-walled clear acrylic skylight<br> 52% in combination with a double-walled opal acrylic skylight<br> 66% in combination with a single-walled clear polycarbonate skylight<br> 44% in combination with a single-walled opal polycarbonate skylight<br> 59% in combination with a double-walled clear polycarbonate skylight<br> 55% in combination with a double-walled clear polycarbonate skylight</p> </td> </tr> <tr> <td>g-value</td> <td>46% in combination with a single-walled clear acrylic skylight<br> 40% in combination with a single-walled opal acrylic skylight<br> 40% in combination with a double-walled clear acrylic skylight<br> 31% in combination with a double-walled opal acrylic skylight<br> 44% in combination with a single-walled clear polycarbonate skylight<br> 32% in combination with a single-walled opal polycarbonate skylight<br> 38% in combination with a double-walled clear polycarbonate skylight<br> 37% in combination with a double-walled clear polycarbonate skylight</td> </tr> <tr> <td>Shape</td> <td>Spherical</td> </tr> <tr> <td>Guarantee</td> <td>10 years</td> </tr> </tbody></table> | skymax-ce-met-pvc-opstand-30-20-met-idome-1100-x-1100-mm | 8585984147789 | 46872257462605
Smoke and heat exhaust (SHEV) | SHE system | Skylux | Skymax CE with PVC curb 30/20 with iDome 1200 x 1200 mm |  | 49213 | 5412970492139 | 4393.55 | Yes | 5-10 | 133.11 | 1200 x 1200 mm | 1200 | 1200 |  | PVC 30/20 (30 cm high & roof opening = 20 cm larger than daylight size) | Square | 0.93 W/m²K - 0.79 W/m²K | 46% - 24% | 68% - 31% | 40dB | Skymax CE (for stairwell) | iDome | without spoiler | C05 |  | Maximum double-walled skylight possible for this product | Discover the Skymax CE smoke and heat extraction system - the ultimate solution for safe and efficient smoke and heat extraction. This CE-certified system meets the strictest European standards and offers unparalleled fire safety. The Skymax CE offers you the following features: • Free access to the roof for rapid evacuation and safe access for emergency services. • Reduces smoke damage and risk of flashover for a safe escape route. • Protects the building structure by lowering the temperature. • Allows natural daylight to enter and provides daily ventilation. • Complete pre-assembled system with quick installation. • Priority control of the ventilation opening according to the new standards. • CE certified to EN 12101-2 for guaranteed safety and reliability. Choose Skymax CE with PVC curb 30/20 with iDome 1200 x 1200 mm and enjoy peace of mind knowing that you are investing in a high-quality smoke and heat extraction system that meets all requirements and standards. Improve the fire safety of your building and ensure a faster and safer evacuation. Number of walls Double glazing+ plastic skylight (max. double-walled) Insulation value (Ug-value) 0.93 W/m²K in combination with a single-walled skylight 0.79 W/m²K in combination with a double-walled skylight Burglar-resistant Yes Fall-through safety Only in combination with a polycarbonate plastic skylight Acoustic value Rw 40 dB LT-value 68% in combination with a single-walled clear acrylic skylight 62% in combination with a single-walled opal acrylic skylight 61% in combination with a double-walled clear acrylic skylight 52% in combination with a double-walled opal acrylic skylight 66% in combination with a single-walled clear polycarbonate skylight 44% in combination with a single-walled opal polycarbonate skylight 59% in combination with a double-walled clear polycarbonate skylight 55% in combination with a double-walled clear polycarbonate skylight g-value 46% in combination with a single-walled clear acrylic skylight 40% in combination with a single-walled opal acrylic skylight 40% in combination with a double-walled clear acrylic skylight 31% in combination with a double-walled opal acrylic skylight 44% in combination with a single-walled clear polycarbonate skylight 32% in combination with a single-walled opal polycarbonate skylight 38% in combination with a double-walled clear polycarbonate skylight 37% in combination with a double-walled clear polycarbonate skylight Shape Spherical Guarantee 10 years | https://skylux.eu/en/products/skymax-ce-met-pvc-opstand-30-20-met-idome-1200-x-1200-mm | https://skylux.eu/cdn/shop/files/Skymax-CE-met-pvc-opstand-3020-met-iDome-1200-x-1200-mm-RWA-systeem.jpg?v=1702987897&width=1600 | https://skylux.eu/cdn/shop/files/e5a82811-1bb0-48e4-a776-cacb59c7c092_839194d0-b6b2-4c7f-8347-243a1fc03b17.jpg?v=1688550100&width=1600 | //skylux.eu/cdn/shop/files/E_MH_Montageh_Skycom_Skymax_CE_2022_ENG_73f3f473-39be-4d17-8e58-d46c5d5e9dbf.pdf?v=4744962489129817115 | //skylux.eu/cdn/shop/files/E_TD_Technical_File_Skylux_Skymax_CE.pdf?v=2805631801233959646 | <p>Discover the Skymax CE smoke and heat extraction system - the ultimate solution for safe and efficient smoke and heat extraction. This CE-certified system meets the strictest European standards and offers unparalleled fire safety.</p> <p><strong>The Skymax CE offers you the following features:</strong></p> <p><em>• Free access to the roof for rapid evacuation and safe access for emergency services.</em></p> <p><em>• Reduces smoke damage and risk of flashover for a safe escape route.</em></p> <p><em>• Protects the building structure by lowering the temperature.</em></p> <p><em>• Allows natural daylight to enter and provides daily ventilation.</em></p> <p><em>• Complete pre-assembled system with quick installation.</em></p> <p><em>• Priority control of the ventilation opening according to the new standards.</em></p> <p><em>• CE certified to EN 12101-2 for guaranteed safety and reliability.</em></p> <p>Choose Skymax CE with PVC curb 30/20 with iDome 1200 x 1200 mm and enjoy peace of mind knowing that you are investing in a high-quality smoke and heat extraction system that meets all requirements and standards. Improve the fire safety of your building and ensure a faster and safer evacuation.</p> <br> <br> <table><tbody> <tr> <td>Number of walls</td> <td>Double glazing+ plastic skylight (max. double-walled)</td> </tr> <tr> <td>Insulation value (Ug-value)</td> <td>0.93 W/m²K in combination with a single-walled skylight<br> 0.79 W/m²K in combination with a double-walled skylight</td> </tr> <tr> <td>Burglar-resistant</td> <td>Yes</td> </tr> <tr> <td>Fall-through safety</td> <td>Only in combination with a <a href="">polycarbonate plastic skylight</a> </td> </tr> <tr> <td>Acoustic value Rw</td> <td>40 dB</td> </tr> <tr> <td>LT-value</td> <td> <p>68% in combination with a single-walled clear acrylic skylight<br> 62% in combination with a single-walled opal acrylic skylight<br> 61% in combination with a double-walled clear acrylic skylight<br> 52% in combination with a double-walled opal acrylic skylight<br> 66% in combination with a single-walled clear polycarbonate skylight<br> 44% in combination with a single-walled opal polycarbonate skylight<br> 59% in combination with a double-walled clear polycarbonate skylight<br> 55% in combination with a double-walled clear polycarbonate skylight</p> </td> </tr> <tr> <td>g-value</td> <td>46% in combination with a single-walled clear acrylic skylight<br> 40% in combination with a single-walled opal acrylic skylight<br> 40% in combination with a double-walled clear acrylic skylight<br> 31% in combination with a double-walled opal acrylic skylight<br> 44% in combination with a single-walled clear polycarbonate skylight<br> 32% in combination with a single-walled opal polycarbonate skylight<br> 38% in combination with a double-walled clear polycarbonate skylight<br> 37% in combination with a double-walled clear polycarbonate skylight</td> </tr> <tr> <td>Shape</td> <td>Spherical</td> </tr> <tr> <td>Guarantee</td> <td>10 years</td> </tr> </tbody></table> | skymax-ce-met-pvc-opstand-30-20-met-idome-1200-x-1200-mm | 8585984213325 | 46872257560909
Smoke and heat exhaust (SHEV) | SHE system | Skylux | Skymax CE with PVC curb 30/20 with iWindow2 0600 x 0900 mm |  | 69784 | 5412970697848 | 3907.1 | Yes | 5-10 | 97.85 | 600 x 900 mm | 900 | 600 |  | PVC 30/20 (30 cm high & roof opening = 20 cm larger than daylight size) | Rectangular | 1.00 W/m²K | 52% | 75% | 39dB | Skymax CE (for stairwell) | iWindow2 | without spoiler | C05 |  | External priority switch for fire brigade mandatory (1 per control unit) | Discover the Skymax CE smoke and heat extraction system - the ultimate solution for safe and efficient smoke and heat extraction. This CE-certified system meets the strictest European standards and offers unparalleled fire safety. The Skymax CE offers you the following features: • Free access to the roof for rapid evacuation and safe access for emergency services. • Reduces smoke damage and risk of flashover for a safe escape route. • Protects the building structure by lowering the temperature. • Allows natural daylight to enter and provides daily ventilation. • Complete pre-assembled system with quick installation. • Priority control of the ventilation opening according to the new standards. • CE certified to EN 12101-2 for guaranteed safety and reliability. Choose Skymax CE with PVC curb 30/20 with iWindow2 0600 x 0900 mm and enjoy peace of mind knowing that you are investing in a high-quality smoke and heat extraction system that meets all requirements and standards. Improve the fire safety of your building and ensure a faster and safer evacuation. Material Clear Number of walls Double-walled Insulation value (Ug-value) 1 W/m²K Acoustic value Rw 39 dB Fall-through safety Yes LT-value 75 % g-value 52 % Weight 44 kg/m² Guarantee 10 years | https://skylux.eu/en/products/skymax-ce-met-pvc-opstand-30-20-met-iwindow2-0600-x-0900-mm | https://skylux.eu/cdn/shop/files/Skymax-CE-met-pvc-opstand-3020-met-iWindow2-0600-x-0900-mm-RWA-systeem.jpg?v=1702987902&width=1600 | https://skylux.eu/cdn/shop/files/e5a82811-1bb0-48e4-a776-cacb59c7c092_de5f6c96-c5a6-4cc6-9526-218ccc552507.jpg?v=1688550102&width=1600 | //skylux.eu/cdn/shop/files/E_MH_Montageh_Skycom_Skymax_CE_2022_ENG_73f3f473-39be-4d17-8e58-d46c5d5e9dbf.pdf?v=4744962489129817115 | //skylux.eu/cdn/shop/files/E_TD_Technical_File_Skylux_Skymax_CE.pdf?v=2805631801233959646 | <p>Discover the Skymax CE smoke and heat extraction system - the ultimate solution for safe and efficient smoke and heat extraction. This CE-certified system meets the strictest European standards and offers unparalleled fire safety.</p> <p><strong>The Skymax CE offers you the following features:</strong></p> <p><em>• Free access to the roof for rapid evacuation and safe access for emergency services.</em></p> <p><em>• Reduces smoke damage and risk of flashover for a safe escape route.</em></p> <p><em>• Protects the building structure by lowering the temperature.</em></p> <p><em>• Allows natural daylight to enter and provides daily ventilation.</em></p> <p><em>• Complete pre-assembled system with quick installation.</em></p> <p><em>• Priority control of the ventilation opening according to the new standards.</em></p> <p><em>• CE certified to EN 12101-2 for guaranteed safety and reliability.</em></p> <p>Choose Skymax CE with PVC curb 30/20 with iWindow2 0600 x 0900 mm and enjoy peace of mind knowing that you are investing in a high-quality smoke and heat extraction system that meets all requirements and standards. Improve the fire safety of your building and ensure a faster and safer evacuation.</p> <br> <br> <table data-mce-selected="1"><tbody> <tr> <td data-mce-selected="1">Material<br> </td> <td data-mce-selected="1">Clear<br> </td> </tr> <tr> <td data-mce-selected="1"> <span class="text">Number of walls</span><br> </td> <td data-mce-selected="1">Double-walled<br> </td> </tr> <tr> <td data-mce-selected="1"> <div class="product-specification-name"> <div class="d-flex align-items-center"><span class="text">Insulation value (Ug-value)</span></div> </div> </td> <td data-mce-selected="1">1 W/m²K<br> </td> </tr> <tr> <td data-mce-selected="1">Acoustic value Rw<br> </td> <td data-mce-selected="1">39 dB<br> </td> </tr> <tr> <td data-mce-selected="1">Fall-through safety<br> </td> <td data-mce-selected="1">Yes</td> </tr> <tr> <td data-mce-selected="1">LT-value<br> </td> <td data-mce-selected="1">75 %<br> </td> </tr> <tr> <td data-mce-selected="1"> <span class="text">g-value</span><br> </td> <td data-mce-selected="1">52 %<br> </td> </tr> <tr> <td data-mce-selected="1">Weight<br> </td> <td data-mce-selected="1">44 kg/m²<br> </td> </tr> <tr> <td data-mce-selected="1"> <span class="text">Guarantee</span><br> </td> <td data-mce-selected="1">10 years</td> </tr> </tbody></table> | skymax-ce-met-pvc-opstand-30-20-met-iwindow2-0600-x-0900-mm | 8585984246093 | 46872257626445
Smoke and heat exhaust (SHEV) | SHE system | Skylux | Skymax CE with PVC curb 30/20 with iWindow2 0700 x 1000 mm |  | 49205 | 5412970492054 | 4081.35 | Yes | 5-10 | 108.14 | 700 x 1000 mm | 1000 | 700 |  | PVC 30/20 (30 cm high & roof opening = 20 cm larger than daylight size) | Rectangular | 1.00 W/m²K | 52% | 75% | 39dB | Skymax CE (for stairwell) | iWindow2 | without spoiler | C05 |  | External priority switch for fire brigade mandatory (1 per control unit) | Discover the Skymax CE smoke and heat extraction system - the ultimate solution for safe and efficient smoke and heat extraction. This CE-certified system meets the strictest European standards and offers unparalleled fire safety. The Skymax CE offers you the following features: • Free access to the roof for rapid evacuation and safe access for emergency services. • Reduces smoke damage and risk of flashover for a safe escape route. • Protects the building structure by lowering the temperature. • Allows natural daylight to enter and provides daily ventilation. • Complete pre-assembled system with quick installation. • Priority control of the ventilation opening according to the new standards. • CE certified to EN 12101-2 for guaranteed safety and reliability. Choose Skymax CE with PVC curb 30/20 with iWindow2 0700 x 1000 mm and enjoy peace of mind knowing that you are investing in a high-quality smoke and heat extraction system that meets all requirements and standards. Improve the fire safety of your building and ensure a faster and safer evacuation. Material Clear Number of walls Double-walled Insulation value (Ug-value) 1 W/m²K Acoustic value Rw 39 dB Fall-through safety Yes LT-value 75 % g-value 52 % Weight 44 kg/m² Guarantee 10 years | https://skylux.eu/en/products/skymax-ce-met-pvc-opstand-30-20-met-iwindow2-0700-x-1000-mm | https://skylux.eu/cdn/shop/files/Skymax-CE-met-pvc-opstand-3020-met-iWindow2-0700-x-1000-mm-RWA-systeem.jpg?v=1702987907&width=1600 | https://skylux.eu/cdn/shop/files/e5a82811-1bb0-48e4-a776-cacb59c7c092_87e407b7-9a30-4cde-8b97-e2fb8c707584.jpg?v=1688550103&width=1600 | //skylux.eu/cdn/shop/files/E_MH_Montageh_Skycom_Skymax_CE_2022_ENG_73f3f473-39be-4d17-8e58-d46c5d5e9dbf.pdf?v=4744962489129817115 | //skylux.eu/cdn/shop/files/E_TD_Technical_File_Skylux_Skymax_CE.pdf?v=2805631801233959646 | <p>Discover the Skymax CE smoke and heat extraction system - the ultimate solution for safe and efficient smoke and heat extraction. This CE-certified system meets the strictest European standards and offers unparalleled fire safety.</p> <p><strong>The Skymax CE offers you the following features:</strong></p> <p><em>• Free access to the roof for rapid evacuation and safe access for emergency services.</em></p> <p><em>• Reduces smoke damage and risk of flashover for a safe escape route.</em></p> <p><em>• Protects the building structure by lowering the temperature.</em></p> <p><em>• Allows natural daylight to enter and provides daily ventilation.</em></p> <p><em>• Complete pre-assembled system with quick installation.</em></p> <p><em>• Priority control of the ventilation opening according to the new standards.</em></p> <p><em>• CE certified to EN 12101-2 for guaranteed safety and reliability.</em></p> <p>Choose Skymax CE with PVC curb 30/20 with iWindow2 0700 x 1000 mm and enjoy peace of mind knowing that you are investing in a high-quality smoke and heat extraction system that meets all requirements and standards. Improve the fire safety of your building and ensure a faster and safer evacuation.</p> <br> <br> <table data-mce-selected="1"><tbody> <tr> <td data-mce-selected="1">Material<br> </td> <td data-mce-selected="1">Clear<br> </td> </tr> <tr> <td data-mce-selected="1"> <span class="text">Number of walls</span><br> </td> <td data-mce-selected="1">Double-walled<br> </td> </tr> <tr> <td data-mce-selected="1"> <div class="product-specification-name"> <div class="d-flex align-items-center"><span class="text">Insulation value (Ug-value)</span></div> </div> </td> <td data-mce-selected="1">1 W/m²K<br> </td> </tr> <tr> <td data-mce-selected="1">Acoustic value Rw<br> </td> <td data-mce-selected="1">39 dB<br> </td> </tr> <tr> <td data-mce-selected="1">Fall-through safety<br> </td> <td data-mce-selected="1">Yes</td> </tr> <tr> <td data-mce-selected="1">LT-value<br> </td> <td data-mce-selected="1">75 %<br> </td> </tr> <tr> <td data-mce-selected="1"> <span class="text">g-value</span><br> </td> <td data-mce-selected="1">52 %<br> </td> </tr> <tr> <td data-mce-selected="1">Weight<br> </td> <td data-mce-selected="1">44 kg/m²<br> </td> </tr> <tr> <td data-mce-selected="1"> <span class="text">Guarantee</span><br> </td> <td data-mce-selected="1">10 years</td> </tr> </tbody></table> | skymax-ce-met-pvc-opstand-30-20-met-iwindow2-0700-x-1000-mm | 8585984311629 | 46872257691981
Smoke and heat exhaust (SHEV) | SHE system | Skylux | Skymax CE with PVC curb 30/20 with iWindow2 0800 x 1300 mm |  | 44130 | 5412970441304 | 4462.5 | Yes | 5-10 | 128.73 | 800 x 1300 mm | 1300 | 800 |  | PVC 30/20 (30 cm high & roof opening = 20 cm larger than daylight size) | Rectangular | 1.00 W/m²K | 52% | 75% | 39dB | Skymax CE (for stairwell) | iWindow2 | without spoiler | C05 |  | External priority switch for fire brigade mandatory (1 per control unit) | Discover the Skymax CE smoke and heat extraction system - the ultimate solution for safe and efficient smoke and heat extraction. This CE-certified system meets the strictest European standards and offers unparalleled fire safety. The Skymax CE offers you the following features: • Free access to the roof for rapid evacuation and safe access for emergency services. • Reduces smoke damage and risk of flashover for a safe escape route. • Protects the building structure by lowering the temperature. • Allows natural daylight to enter and provides daily ventilation. • Complete pre-assembled system with quick installation. • Priority control of the ventilation opening according to the new standards. • CE certified to EN 12101-2 for guaranteed safety and reliability. Choose Skymax CE with PVC curb 30/20 with iWindow2 0800 x 1300 mm and enjoy peace of mind knowing that you are investing in a high-quality smoke and heat extraction system that meets all requirements and standards. Improve the fire safety of your building and ensure a faster and safer evacuation. Material Clear Number of walls Double-walled Insulation value (Ug-value) 1 W/m²K Acoustic value Rw 39 dB Fall-through safety Yes LT-value 75 % g-value 52 % Weight 44 kg/m² Guarantee 10 years | https://skylux.eu/en/products/skymax-ce-met-pvc-opstand-30-20-met-iwindow2-0800-x-1300-mm | https://skylux.eu/cdn/shop/files/Skymax-CE-met-pvc-opstand-3020-met-iWindow2-0800-x-1300-mm-RWA-systeem.jpg?v=1702987913&width=1600 | https://skylux.eu/cdn/shop/files/e5a82811-1bb0-48e4-a776-cacb59c7c092_cd08bb5e-bf93-417a-8b91-53a2825a5612.jpg?v=1688550104&width=1600 | //skylux.eu/cdn/shop/files/E_MH_Montageh_Skycom_Skymax_CE_2022_ENG_73f3f473-39be-4d17-8e58-d46c5d5e9dbf.pdf?v=4744962489129817115 | //skylux.eu/cdn/shop/files/E_TD_Technical_File_Skylux_Skymax_CE.pdf?v=2805631801233959646 | <p>Discover the Skymax CE smoke and heat extraction system - the ultimate solution for safe and efficient smoke and heat extraction. This CE-certified system meets the strictest European standards and offers unparalleled fire safety.</p> <p><strong>The Skymax CE offers you the following features:</strong></p> <p><em>• Free access to the roof for rapid evacuation and safe access for emergency services.</em></p> <p><em>• Reduces smoke damage and risk of flashover for a safe escape route.</em></p> <p><em>• Protects the building structure by lowering the temperature.</em></p> <p><em>• Allows natural daylight to enter and provides daily ventilation.</em></p> <p><em>• Complete pre-assembled system with quick installation.</em></p> <p><em>• Priority control of the ventilation opening according to the new standards.</em></p> <p><em>• CE certified to EN 12101-2 for guaranteed safety and reliability.</em></p> <p>Choose Skymax CE with PVC curb 30/20 with iWindow2 0800 x 1300 mm and enjoy peace of mind knowing that you are investing in a high-quality smoke and heat extraction system that meets all requirements and standards. Improve the fire safety of your building and ensure a faster and safer evacuation.</p> <br> <br> <table data-mce-selected="1"><tbody> <tr> <td data-mce-selected="1">Material<br> </td> <td data-mce-selected="1">Clear<br> </td> </tr> <tr> <td data-mce-selected="1"> <span class="text">Number of walls</span><br> </td> <td data-mce-selected="1">Double-walled<br> </td> </tr> <tr> <td data-mce-selected="1"> <div class="product-specification-name"> <div class="d-flex align-items-center"><span class="text">Insulation value (Ug-value)</span></div> </div> </td> <td data-mce-selected="1">1 W/m²K<br> </td> </tr> <tr> <td data-mce-selected="1">Acoustic value Rw<br> </td> <td data-mce-selected="1">39 dB<br> </td> </tr> <tr> <td data-mce-selected="1">Fall-through safety<br> </td> <td data-mce-selected="1">Yes</td> </tr> <tr> <td data-mce-selected="1">LT-value<br> </td> <td data-mce-selected="1">75 %<br> </td> </tr> <tr> <td data-mce-selected="1"> <span class="text">g-value</span><br> </td> <td data-mce-selected="1">52 %<br> </td> </tr> <tr> <td data-mce-selected="1">Weight<br> </td> <td data-mce-selected="1">44 kg/m²<br> </td> </tr> <tr> <td data-mce-selected="1"> <span class="text">Guarantee</span><br> </td> <td data-mce-selected="1">10 years</td> </tr> </tbody></table> | skymax-ce-met-pvc-opstand-30-20-met-iwindow2-0800-x-1300-mm | 8585984377165 | 46872257790285
Smoke and heat exhaust (SHEV) | SHE system | Skylux | Skymax CE with PVC curb 30/20 with iWindow2 0900 x 1200 mm |  | 49206 | 5412970492061 | 4486.7 | Yes | 5-10 | 130.05 | 900 x 1200 mm | 1200 | 900 |  | PVC 30/20 (30 cm high & roof opening = 20 cm larger than daylight size) | Rectangular | 1.00 W/m²K | 52% | 75% | 39dB | Skymax CE (for stairwell) | iWindow2 | without spoiler | C05 |  | External priority switch for fire brigade mandatory (1 per control unit) | Discover the Skymax CE smoke and heat extraction system - the ultimate solution for safe and efficient smoke and heat extraction. This CE-certified system meets the strictest European standards and offers unparalleled fire safety. The Skymax CE offers you the following features: • Free access to the roof for rapid evacuation and safe access for emergency services. • Reduces smoke damage and risk of flashover for a safe escape route. • Protects the building structure by lowering the temperature. • Allows natural daylight to enter and provides daily ventilation. • Complete pre-assembled system with quick installation. • Priority control of the ventilation opening according to the new standards. • CE certified to EN 12101-2 for guaranteed safety and reliability. Choose Skymax CE with PVC curb 30/20 with iWindow2 0900 x 1200 mm and enjoy peace of mind knowing that you are investing in a high-quality smoke and heat extraction system that meets all requirements and standards. Improve the fire safety of your building and ensure a faster and safer evacuation. Material Clear Number of walls Double-walled Insulation value (Ug-value) 1 W/m²K Acoustic value Rw 39 dB Fall-through safety Yes LT-value 75 % g-value 52 % Weight 44 kg/m² Guarantee 10 years | https://skylux.eu/en/products/skymax-ce-met-pvc-opstand-30-20-met-iwindow2-0900-x-1200-mm | https://skylux.eu/cdn/shop/files/Skymax-CE-met-pvc-opstand-3020-met-iWindow2-0900-x-1200-mm-RWA-systeem.jpg?v=1702987919&width=1600 | https://skylux.eu/cdn/shop/files/e5a82811-1bb0-48e4-a776-cacb59c7c092_bcd5ecd7-6932-4d3f-8de6-887f7b1c8ea4.jpg?v=1688550105&width=1600 | //skylux.eu/cdn/shop/files/E_MH_Montageh_Skycom_Skymax_CE_2022_ENG_73f3f473-39be-4d17-8e58-d46c5d5e9dbf.pdf?v=4744962489129817115 | //skylux.eu/cdn/shop/files/E_TD_Technical_File_Skylux_Skymax_CE.pdf?v=2805631801233959646 | <p>Discover the Skymax CE smoke and heat extraction system - the ultimate solution for safe and efficient smoke and heat extraction. This CE-certified system meets the strictest European standards and offers unparalleled fire safety.</p> <p><strong>The Skymax CE offers you the following features:</strong></p> <p><em>• Free access to the roof for rapid evacuation and safe access for emergency services.</em></p> <p><em>• Reduces smoke damage and risk of flashover for a safe escape route.</em></p> <p><em>• Protects the building structure by lowering the temperature.</em></p> <p><em>• Allows natural daylight to enter and provides daily ventilation.</em></p> <p><em>• Complete pre-assembled system with quick installation.</em></p> <p><em>• Priority control of the ventilation opening according to the new standards.</em></p> <p><em>• CE certified to EN 12101-2 for guaranteed safety and reliability.</em></p> <p>Choose Skymax CE with PVC curb 30/20 with iWindow2 0900 x 1200 mm and enjoy peace of mind knowing that you are investing in a high-quality smoke and heat extraction system that meets all requirements and standards. Improve the fire safety of your building and ensure a faster and safer evacuation.</p> <br> <br> <table data-mce-selected="1"><tbody> <tr> <td data-mce-selected="1">Material<br> </td> <td data-mce-selected="1">Clear<br> </td> </tr> <tr> <td data-mce-selected="1"> <span class="text">Number of walls</span><br> </td> <td data-mce-selected="1">Double-walled<br> </td> </tr> <tr> <td data-mce-selected="1"> <div class="product-specification-name"> <div class="d-flex align-items-center"><span class="text">Insulation value (Ug-value)</span></div> </div> </td> <td data-mce-selected="1">1 W/m²K<br> </td> </tr> <tr> <td data-mce-selected="1">Acoustic value Rw<br> </td> <td data-mce-selected="1">39 dB<br> </td> </tr> <tr> <td data-mce-selected="1">Fall-through safety<br> </td> <td data-mce-selected="1">Yes</td> </tr> <tr> <td data-mce-selected="1">LT-value<br> </td> <td data-mce-selected="1">75 %<br> </td> </tr> <tr> <td data-mce-selected="1"> <span class="text">g-value</span><br> </td> <td data-mce-selected="1">52 %<br> </td> </tr> <tr> <td data-mce-selected="1">Weight<br> </td> <td data-mce-selected="1">44 kg/m²<br> </td> </tr> <tr> <td data-mce-selected="1"> <span class="text">Guarantee</span><br> </td> <td data-mce-selected="1">10 years</td> </tr> </tbody></table> | skymax-ce-met-pvc-opstand-30-20-met-iwindow2-0900-x-1200-mm | 8585984409933 | 46872257855821
Smoke and heat exhaust (SHEV) | SHE system | Skylux | Skymax CE with PVC curb 30/20 with iWindow2 1000 x 1000 mm |  | 44122 | 5412970441229 | 4319.7 | Yes | 5-10 | 124.85 | 1000 x 1000 mm | 1000 | 1000 |  | PVC 30/20 (30 cm high & roof opening = 20 cm larger than daylight size) | Square | 1.00 W/m²K | 52% | 75% | 39dB | Skymax CE (for stairwell) | iWindow2 | without spoiler | C05 |  | External priority switch for fire brigade mandatory (1 per control unit) | Discover the Skymax CE smoke and heat extraction system - the ultimate solution for safe and efficient smoke and heat extraction. This CE-certified system meets the strictest European standards and offers unparalleled fire safety. The Skymax CE offers you the following features: • Free access to the roof for rapid evacuation and safe access for emergency services. • Reduces smoke damage and risk of flashover for a safe escape route. • Protects the building structure by lowering the temperature. • Allows natural daylight to enter and provides daily ventilation. • Complete pre-assembled system with quick installation. • Priority control of the ventilation opening according to the new standards. • CE certified to EN 12101-2 for guaranteed safety and reliability. Choose Skymax CE with PVC curb 30/20 with iWindow2 1000 x 1000 mm and enjoy peace of mind knowing that you are investing in a high-quality smoke and heat extraction system that meets all requirements and standards. Improve the fire safety of your building and ensure a faster and safer evacuation. Material Clear Number of walls Double-walled Insulation value (Ug-value) 1 W/m²K Acoustic value Rw 39 dB Fall-through safety Yes LT-value 75 % g-value 52 % Weight 44 kg/m² Guarantee 10 years | https://skylux.eu/en/products/skymax-ce-met-pvc-opstand-30-20-met-iwindow2-1000-x-1000-mm | https://skylux.eu/cdn/shop/files/Skymax-CE-met-pvc-opstand-3020-met-iWindow2-1000-x-1000-mm-RWA-systeem.jpg?v=1702987924&width=1600 | https://skylux.eu/cdn/shop/files/e5a82811-1bb0-48e4-a776-cacb59c7c092_41843894-a9cf-4c8a-8183-373e7695e2fb.jpg?v=1688550106&width=1600 | //skylux.eu/cdn/shop/files/E_MH_Montageh_Skycom_Skymax_CE_2022_ENG_73f3f473-39be-4d17-8e58-d46c5d5e9dbf.pdf?v=4744962489129817115 | //skylux.eu/cdn/shop/files/E_TD_Technical_File_Skylux_Skymax_CE.pdf?v=2805631801233959646 | <p>Discover the Skymax CE smoke and heat extraction system - the ultimate solution for safe and efficient smoke and heat extraction. This CE-certified system meets the strictest European standards and offers unparalleled fire safety.</p> <p><strong>The Skymax CE offers you the following features:</strong></p> <p><em>• Free access to the roof for rapid evacuation and safe access for emergency services.</em></p> <p><em>• Reduces smoke damage and risk of flashover for a safe escape route.</em></p> <p><em>• Protects the building structure by lowering the temperature.</em></p> <p><em>• Allows natural daylight to enter and provides daily ventilation.</em></p> <p><em>• Complete pre-assembled system with quick installation.</em></p> <p><em>• Priority control of the ventilation opening according to the new standards.</em></p> <p><em>• CE certified to EN 12101-2 for guaranteed safety and reliability.</em></p> <p>Choose Skymax CE with PVC curb 30/20 with iWindow2 1000 x 1000 mm and enjoy peace of mind knowing that you are investing in a high-quality smoke and heat extraction system that meets all requirements and standards. Improve the fire safety of your building and ensure a faster and safer evacuation.</p> <br> <br> <table data-mce-selected="1"><tbody> <tr> <td data-mce-selected="1">Material<br> </td> <td data-mce-selected="1">Clear<br> </td> </tr> <tr> <td data-mce-selected="1"> <span class="text">Number of walls</span><br> </td> <td data-mce-selected="1">Double-walled<br> </td> </tr> <tr> <td data-mce-selected="1"> <div class="product-specification-name"> <div class="d-flex align-items-center"><span class="text">Insulation value (Ug-value)</span></div> </div> </td> <td data-mce-selected="1">1 W/m²K<br> </td> </tr> <tr> <td data-mce-selected="1">Acoustic value Rw<br> </td> <td data-mce-selected="1">39 dB<br> </td> </tr> <tr> <td data-mce-selected="1">Fall-through safety<br> </td> <td data-mce-selected="1">Yes</td> </tr> <tr> <td data-mce-selected="1">LT-value<br> </td> <td data-mce-selected="1">75 %<br> </td> </tr> <tr> <td data-mce-selected="1"> <span class="text">g-value</span><br> </td> <td data-mce-selected="1">52 %<br> </td> </tr> <tr> <td data-mce-selected="1">Weight<br> </td> <td data-mce-selected="1">44 kg/m²<br> </td> </tr> <tr> <td data-mce-selected="1"> <span class="text">Guarantee</span><br> </td> <td data-mce-selected="1">10 years</td> </tr> </tbody></table> | skymax-ce-met-pvc-opstand-30-20-met-iwindow2-1000-x-1000-mm | 8585984475469 | 46872257954125
Smoke and heat exhaust (SHEV) | SHE system | Skylux | Skymax CE with PVC curb 30/20 with iWindow2 1000 x 1300 mm |  | 59929 | 5412970599296 | 4671.85 | Yes | 5-10 | 144.08 | 1000 x 1300 mm | 1300 | 1000 |  | PVC 30/20 (30 cm high & roof opening = 20 cm larger than daylight size) | Rectangular | 1.00 W/m²K | 52% | 75% | 39dB | Skymax CE (for stairwell) | iWindow2 | without spoiler | C05 |  | External priority switch for fire brigade mandatory (1 per control unit) | Discover the Skymax CE smoke and heat extraction system - the ultimate solution for safe and efficient smoke and heat extraction. This CE-certified system meets the strictest European standards and offers unparalleled fire safety. The Skymax CE offers you the following features: • Free access to the roof for rapid evacuation and safe access for emergency services. • Reduces smoke damage and risk of flashover for a safe escape route. • Protects the building structure by lowering the temperature. • Allows natural daylight to enter and provides daily ventilation. • Complete pre-assembled system with quick installation. • Priority control of the ventilation opening according to the new standards. • CE certified to EN 12101-2 for guaranteed safety and reliability. Choose Skymax CE with PVC curb 30/20 with iWindow2 1000 x 1300 mm and enjoy peace of mind knowing that you are investing in a high-quality smoke and heat extraction system that meets all requirements and standards. Improve the fire safety of your building and ensure a faster and safer evacuation. Material Clear Number of walls Double-walled Insulation value (Ug-value) 1 W/m²K Acoustic value Rw 39 dB Fall-through safety Yes LT-value 75 % g-value 52 % Weight 44 kg/m² Guarantee 10 years | https://skylux.eu/en/products/skymax-ce-met-pvc-opstand-30-20-met-iwindow2-1000-x-1300-mm | https://skylux.eu/cdn/shop/files/Skymax-CE-met-pvc-opstand-3020-met-iWindow2-1000-x-1300-mm-RWA-systeem.jpg?v=1702987930&width=1600 | https://skylux.eu/cdn/shop/files/e5a82811-1bb0-48e4-a776-cacb59c7c092_39d0873e-8507-463e-b6ba-c5b904b3ac71.jpg?v=1688550107&width=1600 | //skylux.eu/cdn/shop/files/E_MH_Montageh_Skycom_Skymax_CE_2022_ENG_73f3f473-39be-4d17-8e58-d46c5d5e9dbf.pdf?v=4744962489129817115 | //skylux.eu/cdn/shop/files/E_TD_Technical_File_Skylux_Skymax_CE.pdf?v=2805631801233959646 | <p>Discover the Skymax CE smoke and heat extraction system - the ultimate solution for safe and efficient smoke and heat extraction. This CE-certified system meets the strictest European standards and offers unparalleled fire safety.</p> <p><strong>The Skymax CE offers you the following features:</strong></p> <p><em>• Free access to the roof for rapid evacuation and safe access for emergency services.</em></p> <p><em>• Reduces smoke damage and risk of flashover for a safe escape route.</em></p> <p><em>• Protects the building structure by lowering the temperature.</em></p> <p><em>• Allows natural daylight to enter and provides daily ventilation.</em></p> <p><em>• Complete pre-assembled system with quick installation.</em></p> <p><em>• Priority control of the ventilation opening according to the new standards.</em></p> <p><em>• CE certified to EN 12101-2 for guaranteed safety and reliability.</em></p> <p>Choose Skymax CE with PVC curb 30/20 with iWindow2 1000 x 1300 mm and enjoy peace of mind knowing that you are investing in a high-quality smoke and heat extraction system that meets all requirements and standards. Improve the fire safety of your building and ensure a faster and safer evacuation.</p> <br> <br> <table data-mce-selected="1"><tbody> <tr> <td data-mce-selected="1">Material<br> </td> <td data-mce-selected="1">Clear<br> </td> </tr> <tr> <td data-mce-selected="1"> <span class="text">Number of walls</span><br> </td> <td data-mce-selected="1">Double-walled<br> </td> </tr> <tr> <td data-mce-selected="1"> <div class="product-specification-name"> <div class="d-flex align-items-center"><span class="text">Insulation value (Ug-value)</span></div> </div> </td> <td data-mce-selected="1">1 W/m²K<br> </td> </tr> <tr> <td data-mce-selected="1">Acoustic value Rw<br> </td> <td data-mce-selected="1">39 dB<br> </td> </tr> <tr> <td data-mce-selected="1">Fall-through safety<br> </td> <td data-mce-selected="1">Yes</td> </tr> <tr> <td data-mce-selected="1">LT-value<br> </td> <td data-mce-selected="1">75 %<br> </td> </tr> <tr> <td data-mce-selected="1"> <span class="text">g-value</span><br> </td> <td data-mce-selected="1">52 %<br> </td> </tr> <tr> <td data-mce-selected="1">Weight<br> </td> <td data-mce-selected="1">44 kg/m²<br> </td> </tr> <tr> <td data-mce-selected="1"> <span class="text">Guarantee</span><br> </td> <td data-mce-selected="1">10 years</td> </tr> </tbody></table> | skymax-ce-met-pvc-opstand-30-20-met-iwindow2-1000-x-1300-mm | 8585984541005 | 46872258052429
Smoke and heat exhaust (SHEV) | SHE system | Skylux | Skymax CE with PVC curb 30/20 with iWindow2 1100 x 1100 mm |  | 49207 | 5412970492078 | 4575.05 | Yes | 5-10 | 135.59 | 1100 x 1100 mm | 1100 | 1100 |  | PVC 30/20 (30 cm high & roof opening = 20 cm larger than daylight size) | Square | 1.00 W/m²K | 52% | 75% | 39dB | Skymax CE (for stairwell) | iWindow2 | without spoiler | C05 |  | External priority switch for fire brigade mandatory (1 per control unit) | Discover the Skymax CE smoke and heat extraction system - the ultimate solution for safe and efficient smoke and heat extraction. This CE-certified system meets the strictest European standards and offers unparalleled fire safety. The Skymax CE offers you the following features: • Free access to the roof for rapid evacuation and safe access for emergency services. • Reduces smoke damage and risk of flashover for a safe escape route. • Protects the building structure by lowering the temperature. • Allows natural daylight to enter and provides daily ventilation. • Complete pre-assembled system with quick installation. • Priority control of the ventilation opening according to the new standards. • CE certified to EN 12101-2 for guaranteed safety and reliability. Choose Skymax CE with PVC curb 30/20 with iWindow2 1100 x 1100 mm and enjoy peace of mind knowing that you are investing in a high-quality smoke and heat extraction system that meets all requirements and standards. Improve the fire safety of your building and ensure a faster and safer evacuation. Material Clear Number of walls Double-walled Insulation value (Ug-value) 1 W/m²K Acoustic value Rw 39 dB Fall-through safety Yes LT-value 75 % g-value 52 % Weight 44 kg/m² Guarantee 10 years | https://skylux.eu/en/products/skymax-ce-met-pvc-opstand-30-20-met-iwindow2-1100-x-1100-mm | https://skylux.eu/cdn/shop/files/Skymax-CE-met-pvc-opstand-3020-met-iWindow2-1100-x-1100-mm-RWA-systeem.jpg?v=1702987935&width=1600 | https://skylux.eu/cdn/shop/files/e5a82811-1bb0-48e4-a776-cacb59c7c092_2704d52c-597a-4a21-ae12-84412e73bcea.jpg?v=1688550108&width=1600 | //skylux.eu/cdn/shop/files/E_MH_Montageh_Skycom_Skymax_CE_2022_ENG_73f3f473-39be-4d17-8e58-d46c5d5e9dbf.pdf?v=4744962489129817115 | //skylux.eu/cdn/shop/files/E_TD_Technical_File_Skylux_Skymax_CE.pdf?v=2805631801233959646 | <p>Discover the Skymax CE smoke and heat extraction system - the ultimate solution for safe and efficient smoke and heat extraction. This CE-certified system meets the strictest European standards and offers unparalleled fire safety.</p> <p><strong>The Skymax CE offers you the following features:</strong></p> <p><em>• Free access to the roof for rapid evacuation and safe access for emergency services.</em></p> <p><em>• Reduces smoke damage and risk of flashover for a safe escape route.</em></p> <p><em>• Protects the building structure by lowering the temperature.</em></p> <p><em>• Allows natural daylight to enter and provides daily ventilation.</em></p> <p><em>• Complete pre-assembled system with quick installation.</em></p> <p><em>• Priority control of the ventilation opening according to the new standards.</em></p> <p><em>• CE certified to EN 12101-2 for guaranteed safety and reliability.</em></p> <p>Choose Skymax CE with PVC curb 30/20 with iWindow2 1100 x 1100 mm and enjoy peace of mind knowing that you are investing in a high-quality smoke and heat extraction system that meets all requirements and standards. Improve the fire safety of your building and ensure a faster and safer evacuation.</p> <br> <br> <table data-mce-selected="1"><tbody> <tr> <td data-mce-selected="1">Material<br> </td> <td data-mce-selected="1">Clear<br> </td> </tr> <tr> <td data-mce-selected="1"> <span class="text">Number of walls</span><br> </td> <td data-mce-selected="1">Double-walled<br> </td> </tr> <tr> <td data-mce-selected="1"> <div class="product-specification-name"> <div class="d-flex align-items-center"><span class="text">Insulation value (Ug-value)</span></div> </div> </td> <td data-mce-selected="1">1 W/m²K<br> </td> </tr> <tr> <td data-mce-selected="1">Acoustic value Rw<br> </td> <td data-mce-selected="1">39 dB<br> </td> </tr> <tr> <td data-mce-selected="1">Fall-through safety<br> </td> <td data-mce-selected="1">Yes</td> </tr> <tr> <td data-mce-selected="1">LT-value<br> </td> <td data-mce-selected="1">75 %<br> </td> </tr> <tr> <td data-mce-selected="1"> <span class="text">g-value</span><br> </td> <td data-mce-selected="1">52 %<br> </td> </tr> <tr> <td data-mce-selected="1">Weight<br> </td> <td data-mce-selected="1">44 kg/m²<br> </td> </tr> <tr> <td data-mce-selected="1"> <span class="text">Guarantee</span><br> </td> <td data-mce-selected="1">10 years</td> </tr> </tbody></table> | skymax-ce-met-pvc-opstand-30-20-met-iwindow2-1100-x-1100-mm | 8585984606541 | 46872258150733
Smoke and heat exhaust (SHEV) | SHE system | Skylux | Skymax CE with PVC curb 30/20 with iWindow2 1200 x 1200 mm |  | 44141 | 5412970441410 | 4829.15 | Yes | 5-10 | 157.98 | 1200 x 1200 mm | 1200 | 1200 |  | PVC 30/20 (30 cm high & roof opening = 20 cm larger than daylight size) | Square | 1.00 W/m²K | 52% | 75% | 39dB | Skymax CE (for stairwell) | iWindow2 | without spoiler | C05 |  | External priority switch for fire brigade mandatory (1 per control unit) | Discover the Skymax CE smoke and heat extraction system - the ultimate solution for safe and efficient smoke and heat extraction. This CE-certified system meets the strictest European standards and offers unparalleled fire safety. The Skymax CE offers you the following features: • Free access to the roof for rapid evacuation and safe access for emergency services. • Reduces smoke damage and risk of flashover for a safe escape route. • Protects the building structure by lowering the temperature. • Allows natural daylight to enter and provides daily ventilation. • Complete pre-assembled system with quick installation. • Priority control of the ventilation opening according to the new standards. • CE certified to EN 12101-2 for guaranteed safety and reliability. Choose Skymax CE with PVC curb 30/20 with iWindow2 1200 x 1200 mm and enjoy peace of mind knowing that you are investing in a high-quality smoke and heat extraction system that meets all requirements and standards. Improve the fire safety of your building and ensure a faster and safer evacuation. Material Clear Number of walls Double-walled Insulation value (Ug-value) 1 W/m²K Acoustic value Rw 39 dB Fall-through safety Yes LT-value 75 % g-value 52 % Weight 44 kg/m² Guarantee 10 years | https://skylux.eu/en/products/skymax-ce-met-pvc-opstand-30-20-met-iwindow2-1200-x-1200-mm | https://skylux.eu/cdn/shop/files/Skymax-CE-met-pvc-opstand-3020-met-iWindow2-1200-x-1200-mm-RWA-systeem.jpg?v=1702987942&width=1600 | https://skylux.eu/cdn/shop/files/e5a82811-1bb0-48e4-a776-cacb59c7c092_27716e88-8953-4c86-b1d6-b2f392fc6e2d.jpg?v=1688550109&width=1600 | //skylux.eu/cdn/shop/files/E_MH_Montageh_Skycom_Skymax_CE_2022_ENG_73f3f473-39be-4d17-8e58-d46c5d5e9dbf.pdf?v=4744962489129817115 | //skylux.eu/cdn/shop/files/E_TD_Technical_File_Skylux_Skymax_CE.pdf?v=2805631801233959646 | <p>Discover the Skymax CE smoke and heat extraction system - the ultimate solution for safe and efficient smoke and heat extraction. This CE-certified system meets the strictest European standards and offers unparalleled fire safety.</p> <p><strong>The Skymax CE offers you the following features:</strong></p> <p><em>• Free access to the roof for rapid evacuation and safe access for emergency services.</em></p> <p><em>• Reduces smoke damage and risk of flashover for a safe escape route.</em></p> <p><em>• Protects the building structure by lowering the temperature.</em></p> <p><em>• Allows natural daylight to enter and provides daily ventilation.</em></p> <p><em>• Complete pre-assembled system with quick installation.</em></p> <p><em>• Priority control of the ventilation opening according to the new standards.</em></p> <p><em>• CE certified to EN 12101-2 for guaranteed safety and reliability.</em></p> <p>Choose Skymax CE with PVC curb 30/20 with iWindow2 1200 x 1200 mm and enjoy peace of mind knowing that you are investing in a high-quality smoke and heat extraction system that meets all requirements and standards. Improve the fire safety of your building and ensure a faster and safer evacuation.</p> <br> <br> <table data-mce-selected="1"><tbody> <tr> <td data-mce-selected="1">Material<br> </td> <td data-mce-selected="1">Clear<br> </td> </tr> <tr> <td data-mce-selected="1"> <span class="text">Number of walls</span><br> </td> <td data-mce-selected="1">Double-walled<br> </td> </tr> <tr> <td data-mce-selected="1"> <div class="product-specification-name"> <div class="d-flex align-items-center"><span class="text">Insulation value (Ug-value)</span></div> </div> </td> <td data-mce-selected="1">1 W/m²K<br> </td> </tr> <tr> <td data-mce-selected="1">Acoustic value Rw<br> </td> <td data-mce-selected="1">39 dB<br> </td> </tr> <tr> <td data-mce-selected="1">Fall-through safety<br> </td> <td data-mce-selected="1">Yes</td> </tr> <tr> <td data-mce-selected="1">LT-value<br> </td> <td data-mce-selected="1">75 %<br> </td> </tr> <tr> <td data-mce-selected="1"> <span class="text">g-value</span><br> </td> <td data-mce-selected="1">52 %<br> </td> </tr> <tr> <td data-mce-selected="1">Weight<br> </td> <td data-mce-selected="1">44 kg/m²<br> </td> </tr> <tr> <td data-mce-selected="1"> <span class="text">Guarantee</span><br> </td> <td data-mce-selected="1">10 years</td> </tr> </tbody></table> | skymax-ce-met-pvc-opstand-30-20-met-iwindow2-1200-x-1200-mm | 8585984672077 | 46872258216269
Smoke and heat exhaust (SHEV) | SHE system | Skylux | Skymax CE with PVC curb 30/20 with iWindow3 1000 x 1000 mm |  | 44144 | 5412970441441 | 5002.15 | Yes | 5-10 | 141.8 | 1000 x 1000 mm | 1000 | 1000 |  | PVC 30/20 (30 cm high & roof opening = 20 cm larger than daylight size) | Square | 0.50 W/m²K | 42% | 63% | 41dB | Skymax CE (for stairwell) | iWindow3 | without spoiler | C05 |  | External priority switch for fire brigade mandatory (1 per control unit) | Discover the Skymax CE smoke and heat extraction system - the ultimate solution for safe and efficient smoke and heat extraction. This CE-certified system meets the strictest European standards and offers unparalleled fire safety. The Skymax CE offers you the following features: • Free access to the roof for rapid evacuation and safe access for emergency services. • Reduces smoke damage and risk of flashover for a safe escape route. • Protects the building structure by lowering the temperature. • Allows natural daylight to enter and provides daily ventilation. • Complete pre-assembled system with quick installation. • Priority control of the ventilation opening according to the new standards. • CE certified to EN 12101-2 for guaranteed safety and reliability. Choose Skymax CE with PVC curb 30/20 with iWindow3 1000 x 1000 mm and enjoy peace of mind knowing that you are investing in a high-quality smoke and heat extraction system that meets all requirements and standards. Improve the fire safety of your building and ensure a faster and safer evacuation. Material Clear Number of walls Triple-walled Insulation value (Ug-value) 0.5 W/m²K Acoustic value Rw 41 dB Fall-through safety Yes LT-value 63 % g-value 42 % Weight 60 kg/m² Guarantee 10 years | https://skylux.eu/en/products/skymax-ce-met-pvc-opstand-30-20-met-iwindow3-1000-x-1000-mm | https://skylux.eu/cdn/shop/files/Skymax-CE-met-pvc-opstand-3020-met-iWindow3-1000-x-1000-mm-RWA-systeem.jpg?v=1702987948&width=1600 | https://skylux.eu/cdn/shop/files/e5a82811-1bb0-48e4-a776-cacb59c7c092_290b5370-c3de-4dba-89ba-04ddfb6fd8c2.jpg?v=1688550110&width=1600 | //skylux.eu/cdn/shop/files/E_MH_Montageh_Skycom_Skymax_CE_2022_ENG_73f3f473-39be-4d17-8e58-d46c5d5e9dbf.pdf?v=4744962489129817115 | //skylux.eu/cdn/shop/files/E_TD_Technical_File_Skylux_Skymax_CE.pdf?v=2805631801233959646 | <p>Discover the Skymax CE smoke and heat extraction system - the ultimate solution for safe and efficient smoke and heat extraction. This CE-certified system meets the strictest European standards and offers unparalleled fire safety.</p> <p><strong>The Skymax CE offers you the following features:</strong></p> <p><em>• Free access to the roof for rapid evacuation and safe access for emergency services.</em></p> <p><em>• Reduces smoke damage and risk of flashover for a safe escape route.</em></p> <p><em>• Protects the building structure by lowering the temperature.</em></p> <p><em>• Allows natural daylight to enter and provides daily ventilation.</em></p> <p><em>• Complete pre-assembled system with quick installation.</em></p> <p><em>• Priority control of the ventilation opening according to the new standards.</em></p> <p><em>• CE certified to EN 12101-2 for guaranteed safety and reliability.</em></p> <p>Choose Skymax CE with PVC curb 30/20 with iWindow3 1000 x 1000 mm and enjoy peace of mind knowing that you are investing in a high-quality smoke and heat extraction system that meets all requirements and standards. Improve the fire safety of your building and ensure a faster and safer evacuation.</p> <br> <br> <table><tbody> <tr> <td>Material</td> <td>Clear</td> </tr> <tr> <td>Number of walls</td> <td>Triple-walled</td> </tr> <tr> <td>Insulation value (Ug-value)</td> <td>0.5 W/m²K</td> </tr> <tr> <td>Acoustic value Rw</td> <td>41 dB</td> </tr> <tr> <td>Fall-through safety</td> <td>Yes</td> </tr> <tr> <td>LT-value</td> <td> <div class="product-specification"> <div class="product-specification-value"> <div class="d-flex align-items-center"><span class="text">63 %</span></div> </div> </div> <div class="product-specification"></div> </td> </tr> <tr> <td>g-value</td> <td>42 %</td> </tr> <tr> <td>Weight</td> <td>60 kg/m²</td> </tr> <tr> <td>Guarantee</td> <td>10 years</td> </tr> </tbody></table> | skymax-ce-met-pvc-opstand-30-20-met-iwindow3-1000-x-1000-mm | 8585984704845 | 46872258281805
Smoke and heat exhaust (SHEV) | Smoke detector | Skylux | Smoke detector |  | 25775 |  | 226.3 | Yes | 2-5 | 0.15 | [13 empty] | A |  |  | Deze externe rookdetector is speciaal ontwikkeld voor een Skycom CE centrale die gebruikt wordt voor de aansturing van onze RWA-afvoersystemen. Deze detector moet horizontaal worden gemonteerd aan de onderkant van het afgewerkt dak. | https://skylux.eu/en/products/rookdetector | https://skylux.eu/cdn/shop/files/Rookdetector-Rookdetector.jpg?v=1687858686&width=1600 |  |  |  | <div class="page" title="Page 146" data-mce-fragment="1"> <div class="section" data-mce-fragment="1"> <div class="layoutArea" data-mce-fragment="1"> <div class="column" data-mce-fragment="1"> <p data-mce-fragment="1"><span data-mce-fragment="1">Deze externe rookdetector is speciaal ontwikkeld voor een Skycom CE centrale die gebruikt wordt voor de aansturing van onze RWA-afvoersystemen. </span></p> <p data-mce-fragment="1"><span data-mce-fragment="1">Deze detector moet horizontaal worden gemonteerd aan de onderkant van het afgewerkt dak. </span></p> </div> </div> </div> </div> | rookdetector | 8587678810445 | 46879403311437

## Info
Skylux product feed | Smoke and heat exhaust (SHEV)
Product category | Smoke and heat exhaust (SHEV)
Language | EN
Last update | 2026-10-22 08:40
Number of products | 1351
Number of variants (rows) | 1351
Prices | All prices are in EUR, including Belgian VAT, and intended for the end customer.
Data status | Static snapshot of the webshop. Always download the latest version before publishing.
Use | For authorised Skylux professional customers only. Do not share this feed with third parties.
Source | https://skylux.eu/en/pages/download-de-skylux-productfeed