## Smoke and heat exhaust (SHEV)
Product category | Product type | Brand | Product name | Variant | SKU | EAN (barcode) | Price incl. VAT (EUR) | Available | Delivery time (working days) | Weight (kg) | Daylight size | Daylight length (mm) | Daylight width (mm) | Diameter | Upstand size | Shape | U-value | g-value | LT-value | Rw-value | SHEV type | Version (glass, rooflight or hybrid) | Wind deflector | Class | Operation (spindle/motor) | Note | Description | Product page | Image 1 | Image 2 | Installation manual (PDF) | Technical data sheet (PDF) | Description (HTML) | Handle | Product ID | Variant ID
Smoke and heat exhaust (SHEV) | RWA parts | Skylux | Battery for central Skycom 12V / 2.3A (always purchase 2 batteries) |  | 5394 |  | 80.1 | Yes | 2-5 | 0.85 | [16 empty] | Batteries are sold individually, always order two for a full set. | https://skylux.eu/en/products/battery-for-detection-unit-skycom-12v-2-1a | https://skylux.eu/cdn/shop/files/Batterij-voor-centrale-Skycom-12V-2_3A-steeds-2-batterijen-aankopen-Onderdelen-RWA.jpg?v=1738569363&width=1600 |  |  |  | Batteries are sold individually, always order two for a full set. | battery-for-detection-unit-skycom-12v-2-1a | 6573427195964 | 39344587374652
Smoke and heat exhaust (SHEV) | Parts RWA | Skylux | External priority switch for fire brigade |  | 32569 |  | 281.95 | Yes | 2-5 | 0.1 | [5 empty] | Square | [7 empty] | A |  |  | A priority switch has the highest priority in the system. The switch overrides the control unit alarm so that the smoke-hatch skylights can be opened or closed by the firemen. This switch is already provided as standard with the Skycom CE Master control unit, but is a mandatory accessory for the Skycom Skymax control unit.The switch for controlling our SHE systemThe priority switch has been specially developed for the Skycom CE control units used to control our smoke and heat extraction systems..This switch always has the highest priority in the system. Regardless of the alarm status of the control unit, the SHE hatches can be opened and closed via this switch, for example by the fire brigade. It is advisable to install this switch if the Skycom CE control unit cannot be installed in the entrance hall of a building.Thanks to the presence of a priority switch in the entrance hall, firemen can easily operate the SHE system. The technical facilities room is recommended as an alternative location for the control unit. | https://skylux.eu/en/products/priority-external-switch-fire-brigade | https://skylux.eu/cdn/shop/files/Externe-prioritaire-schakelaar-voor-brandweer-Onderdelen-RWA.jpg?v=1709884698&width=1600 |  |  |  | A priority switch has the highest priority in the system. The switch overrides the control unit alarm so that the smoke-hatch skylights can be opened or closed by the firemen. This switch is already provided as standard with the Skycom CE Master control unit, but is a mandatory accessory for the Skycom Skymax control unit.<br data-mce-fragment="1"><br data-mce-fragment="1"><strong>The switch for controlling our SHE system</strong><br data-mce-fragment="1"><br data-mce-fragment="1">The priority switch has been specially developed for the Skycom CE control units used to control our smoke and heat extraction systems..<br data-mce-fragment="1">This switch always has the highest priority in the system. Regardless of the alarm status of the control unit, the SHE hatches can be opened and closed via this switch, for example by the fire brigade. It is advisable to install this switch if the Skycom CE control unit cannot be installed in the entrance hall of a building.<br data-mce-fragment="1">Thanks to the presence of a priority switch in the entrance hall, firemen can easily operate the SHE system. The technical facilities room is recommended as an alternative location for the control unit. | priority-external-switch-fire-brigade | 8003887366421 | 43883180785941
Smoke and heat exhaust (SHEV) | Parts SHE | Skylux | fire push button for Skycom control unit CE grey |  | 25772 | 5412970257721 | 202.1 | Yes | 2-5 | 0.11 | [13 empty] | A |  |  |  | https://skylux.eu/en/products/branddrukknop-voor-skycom-centrale-ce-grijs | https://skylux.eu/cdn/shop/files/branddrukknop-voor-Skycom-centrale-CE-grijs-Onderdelen-RWA.jpg?v=1714550715&width=1600 |  |  |  |  | branddrukknop-voor-skycom-centrale-ce-grijs | 8978814632269 | 48720406217037
Smoke and heat exhaust (SHEV) | Parts SHE | Skylux | Push button for ventilation and roof access |  | 25773 |  | 162.15 | Yes | 2-5 | 0.11 | [13 empty] | A |  |  | This is an open/close switch to manually operate the ventilation for 24 V smoke and heat extraction systems. This switch comes with a housing that can be surface mounted. Make sure you place the springs at the back of both push buttons. Dimensions: 65 x 65 x 45 mm (B x H x D) More information about the electrical connection can be found in the Skycom CE installation instructions. | https://skylux.eu/en/products/ventilatieschakelaar-voor-skycom-ce | https://skylux.eu/cdn/shop/files/Opbouw-drukknop-voor-ventilatie-en-daktoegang-Onderdelen-RWA.jpg?v=1709884755&width=1600 |  |  |  | <div title="Page 132" class="page"> <div class="layoutArea"> <div class="column"> <p>This is an open/close switch to manually operate the ventilation for 24 V <a href="/en/pages/rook-en-warmteafvoer" target="_blank" title="Ontdek onze geavanceerde Rook- en Warmteafvoer (RWA) systemen" rel="noopener">smoke and heat extraction systems</a>.</p> <p><span>This switch comes with a housing that can be surface mounted. Make sure you place the springs at the back of both push buttons.<br>Dimensions: 65 x 65 x 45 mm (B x H x D) </span></p> <p>More information about the electrical connection can be found in the <a href="/en/products/montagehandleiding-skycom-controle-units?variant=46920113848653" title="MONTAGEHANDLEIDING SKYCOM CONTROLE UNITS">Skycom CE installation instructions</a>.</p> </div> </div> </div> | ventilatieschakelaar-voor-skycom-ce | 8875127177549 | 48319843205453
Smoke and heat exhaust (SHEV) | Control units Skycom | Skylux | Skycom CE Master control unit 24V 8A |  | 80743 |  | 1191.85 | Yes | 2-5 | 9 | [13 empty] | A |  |  | According to the standards EN 12101-9/10 + NBN S208-1/3 for max. 2 actuators Skylux 160° CE LM The new generation Skycom® CE Master control unit entirely meets the European norm 12101-10 and the draft of the European norm 12101-9. That is why the Skycom® CE Master detection unit is also certified according to this SHE norm (unlike other CE testing, which are unrelated to the European fire protection regulations!). The Skycom® CE Master is developed to operate smoke hatches for smoke evacuation and aeration of one fire zone. The compact unit can be installed in stair cases, in the entrance of buildings, in industrial buildings as built-in or built-up module. The number of actuators on one central detection unit depends from the type of actuator. The cable section is determined in function of the length of the wiring and the number of actuators. (For more information about the connection possibilities: consult the Skycom® CE installation instructions). The Skycom® CE Master can be extended by a Skycom® CE Slave control unit, which allows an unlimited number of additional actuators to be operated by one Skycom® CE Master. The Skycom® CE Slave is equipped with a thermal sensor, which guarantees the positive safety according to NBN S21-208.1 and 3. See technical file Skycom® CE Slave. The central detection unit is connected to the mains voltage 230 V. The batteries too, are permanently loaded by the feeding, which guarantees a 72 h autonomy. The Skycom® CE Master ensures 100% a double energy source as the EN 12101-10 norm explicitly requires. The connected SHE domes can easily and unlimitedly be used as daily ventilation. The Skycom® CE Master is a basis central detection unit with operation on the front panel and is equipped with connection possibilities for detectors, push-buttons, switches. There are also potential free contacts to allow the connection of any other system to the Skycom® CE Master (sectional gates, SIM modules, fireproof doors, …). Different LED indicators continually give information about the (in)correct functioning of the central detection unit. The permanent monitoring allows the immediate signalisation of a failure in connection, feeding or a poor battery. | https://skylux.eu/en/products/skycom-ce-master-centrale-24-v-8-a | https://skylux.eu/cdn/shop/files/Skycom-CE-master-centrale-24V-8A-Centrales-Skycom.jpg?v=1689846080&width=1600 |  | //skylux.eu/cdn/shop/files/E_MH_Montageh_Skycom_CE_2021_ENG.pdf?v=697072637685028097 | //skylux.eu/cdn/shop/files/E_TD_Technisch_Dossier_Skylux_Skycom_CE_Master.pdf?v=6009498082911983315 | <div class="page" title="Page 144" data-mce-fragment="1"> <div class="layoutArea" data-mce-fragment="1"> <div class="column" data-mce-fragment="1"> <p data-mce-fragment="1"><strong>According to the standards EN 12101-9/10 + NBN S208-1/3 for max. 2 actuators Skylux 160° CE LM</strong></p> <div title="Page 2" class="page"> <div class="section"> <div class="layoutArea"> <div class="column"> <p><span>The new generation Skycom</span><span>® </span><span>CE Master control unit entirely meets the European norm 12101-10 and the draft of the European norm 12101-9. That is why the Skycom</span><span>® </span><span>CE Master detection unit is also certified according to this SHE norm (unlike other CE testing, which are unrelated to the European fire protection regulations!). The Skycom</span><span>® </span><span>CE Master is developed to operate smoke hatches for smoke evacuation and aeration of one fire zone. The compact unit can be installed in stair cases, in the entrance of buildings, in industrial buildings as built-in or built-up module. The number of actuators on one central detection unit depends from the type of actuator. The cable section is determined in function of the length of the wiring and the number of actuators. (For more information about the connection possibilities: consult the Skycom</span><span>® </span><span>CE installation instructions). The Skycom</span><span>® </span><span>CE Master can be extended by a Skycom</span><span>® </span><span>CE Slave control unit, which allows an unlimited number of additional actuators to be operated by one Skycom</span><span>® </span><span>CE Master. The Skycom</span><span>® </span><span>CE Slave is equipped with a thermal sensor, which guarantees the positive safety according to NBN S21-208.1 and 3. See technical file Skycom</span><span>® </span><span>CE Slave. The central detection unit is connected to the mains voltage 230 V. The batteries too, are permanently loaded by the feeding, which guarantees a 72 h autonomy. The Skycom</span><span>® </span><span>CE Master ensures 100% a double energy source as the EN 12101-10 norm explicitly requires. The connected SHE domes can easily and unlimitedly be used as daily ventilation. The Skycom</span><span>® </span><span>CE Master is a basis central detection unit with operation on the front panel and is equipped with connection possibilities for detectors, push-buttons, switches. There are also potential free contacts to allow the connection of any other system to the Skycom</span><span>® </span><span>CE Master (sectional gates, SIM modules, fireproof doors, …). Different LED indicators continually give information about the (in)correct functioning of the central detection unit. The permanent monitoring allows the immediate signalisation of a failure in connection, feeding or a poor battery. </span></p> </div> </div> </div> </div> </div> </div> </div> | skycom-ce-master-centrale-24-v-8-a | 8587651121485 | 46879159550285
Smoke and heat exhaust (SHEV) | Control units Skycom | Skylux | Skycom CE Skymax control unit 24V 5A |  | 48479 |  | 963.2 | Yes | 2-5 | 8 | [13 empty] | A |  | Priority switch is mandatory in combination with this control unit | According to the standards EN 12101-9/10 + NBN S208-3:2018 for max. 1 Skymax CE The new generation Skycom® Skymax CE central detection unit entirely meets the European norm EN 12101-10 and of the European norm prEN 12101-9. That is why the Skycom® Skymax CE central detection unit is also certified according to this SHE norm (unlike other CE testing, which are unrelated to the European fire protection regulations!). The Skycom® Skymax CE is a basis central detection unit without operation on the front panel and is equipped with connection possibilities for detectors, push-buttons and switches. There are also potential free contacts to allow the connection of any other system to the Skycom® Skymax CE (sectional gates, SIM modules, fireproof doors, …).Different LED indicators continually give information about the (in)correct functioning of the central detection unit. The permanent monitoring allows the immediate signalisation of a failure in connection, feeding or a poor battery. The central detection unit is connected to the mains voltage 230 V. The batteries too, are permanently loaded by the feeding, which guarantees a 72 h autonomy. The Skycom® Skymax CE ensures 100% a double energy source as the EN 12101-10 norm explicitly requires. The connected SHE domes and ventilation hatches can easily and unlimitedly be used as daily ventilation. For which a ventilation switch must be connected to the central detection unit. To meet the norm NBN S21-208-3:2018, a priority switch must always be connected to the Skycom® Skymax CE central detection unit. The priority switch must be located at evacuation level near the access door. | https://skylux.eu/en/products/skycom-ce-skymax-centrale-24-v-5-a | https://skylux.eu/cdn/shop/files/Skycom-CE-Skymax-centrale-24V-5A-Centrales-Skycom.jpg?v=1689846082&width=1600 |  | //skylux.eu/cdn/shop/files/E_MH_Montageh_Skycom_Skymax_CE_2022_ENG_bc4f1ec5-8d4c-4451-be68-2fba6d5d9f6a.pdf?v=4744962489129817115 | //skylux.eu/cdn/shop/files/E_TD_Technical_File_Skylux_Skycom_Skymax_CE_LR.pdf?v=290906466329423485 | <div class="page" title="Page 144" data-mce-fragment="1"> <div class="layoutArea" data-mce-fragment="1"> <div class="column" data-mce-fragment="1"> <div title="Page 144" class="page"> <div class="layoutArea"> <div class="column"> <div title="Page 144" class="page"> <div class="layoutArea"> <div class="column"> <p><strong>According to the standards EN 12101-9/10 + NBN S208-3:2018 for max. 1 Skymax CE</strong></p> <div title="Page 2" class="page"> <div class="section"> <div class="layoutArea"> <div class="column"> <p><span>The new generation Skycom</span><span>® </span><span>Skymax CE central detection unit entirely meets the European norm EN 12101-10 and of the European norm prEN 12101-9. That is why the Skycom</span><span>® </span><span>Skymax CE central detection unit is also certified according to this SHE norm (unlike other CE testing, which are unrelated to the European fire protection regulations!). </span></p> <p><span>The Skycom</span><span>® </span><span>Skymax CE is a basis central detection unit without operation on the front panel and is equipped with connection possibilities for detectors, push-buttons and switches. There are also potential free contacts to allow the connection of any other system to the Skycom</span><span>® </span><span>Skymax CE (sectional gates, SIM modules, fireproof doors, …).Different LED indicators continually give information about the (in)correct functioning of the central detection unit. The permanent monitoring allows the immediate signalisation of a failure in connection, feeding or a poor battery. </span></p> <p><span>The central detection unit is connected to the mains voltage 230 V. The batteries too, are permanently loaded by the feeding, which guarantees a 72 h autonomy. The Skycom</span><span>® </span><span>Skymax CE ensures 100% a double energy source as the EN 12101-10 norm explicitly requires. The connected SHE domes and ventilation hatches can easily and unlimitedly be used as daily ventilation. For which a ventilation switch must be connected to the central detection unit. </span></p> <p><span>To meet the norm NBN S21-208-3:2018, a priority switch must always be connected to the Skycom</span><span>® </span><span>Skymax CE central detection unit. The priority switch must be located at evacuation level near the access door. </span></p> </div> </div> </div> </div> </div> </div> </div> </div> </div> </div> </div> </div> </div> | skycom-ce-skymax-centrale-24-v-5-a | 8587651252557 | 46879162007885
Smoke and heat exhaust (SHEV) | Control units Skycom | Skylux | Skycom CE Skymax control unit 24V 5A with metal housing |  | 127558 |  | 1204 | Yes | 2-5 | 8 | [13 empty] | A |  | Prioritaire schakelaar verplicht in combinatie met deze centrale | According to the standards EN 12101-9/10 + NBN S21-208-3:2018 for max. 1 Skymax CE Now also available with a metal housing. This Skycom® Skymax CE control unit has a white metal housing that can be recessed into the wall. It is the aesthetic version of the standard control unit, for both flush wall mounting and surface mounting, with the same technical performance. The new generation Skycom® Skymax CE control unit fully meets the European standard EN 12101-10 and the European standard prEN 12101-9. That is why the Skycom® Skymax CE control unit is also CE certified according to this smoke and heat exhaust standard (unlike other CE tests, which are unrelated to the European fire protection regulations!). The Skycom® Skymax CE is a basic control unit without operation on the front panel and is equipped with connection options for detectors, push-buttons and switches. There are also potential-free contacts to connect any other system to the Skycom® Skymax CE (sectional doors, SIM modules, fire doors, …). Several LED indicators continuously show whether the control unit is functioning correctly. Thanks to permanent monitoring, a cable break, a connection fault, a supply voltage fault or a badly connected battery is signalled immediately. The control unit is connected to the 230 V mains. The batteries are continuously charged by the power supply, which guarantees an autonomy of over 72 h. The Skycom® Skymax CE ensures a 100% double energy source, as explicitly required by EN 12101-10. The connected smoke and heat exhaust domes and ventilation hatches can therefore be used without problems or limits for daily ventilation. For this, a ventilation switch must be connected to the control unit. To comply with the standard NBN S21-208-3:2018, a priority switch must always be connected to the Skycom® Skymax CE control unit. It must be located at evacuation level near the access door. | https://skylux.eu/en/products/skycom-ce-skymax-control-unit-24v-5a-with-metal-housing | https://skylux.eu/cdn/shop/files/Skycom-CE-Skymax-centrale-24V-5A-met-metalen-behuizing-Centrales-Skycom.png?v=1791878168&width=1600 |  | //skylux.eu/cdn/shop/files/E_MH_Montageh_Skycom_Skymax_CE_2022_ENG_bc4f1ec5-8d4c-4451-be68-2fba6d5d9f6a.pdf?v=4744962489129817115 | //skylux.eu/cdn/shop/files/E_TD_Technical_File_Skylux_Skycom_Skymax_CE_LR.pdf?v=290906466329423485 | <p><strong>According to the standards EN 12101-9/10 + NBN S21-208-3:2018 for max. 1 Skymax CE</strong></p> <p><strong>Now also available with a metal housing.</strong> This Skycom® Skymax CE control unit has a white metal housing that can be recessed into the wall. It is the aesthetic version of the standard control unit, for both flush wall mounting and surface mounting, with the same technical performance.</p> <p>The new generation Skycom® Skymax CE control unit fully meets the European standard EN 12101-10 and the European standard prEN 12101-9. That is why the Skycom® Skymax CE control unit is also CE certified according to this smoke and heat exhaust standard (unlike other CE tests, which are unrelated to the European fire protection regulations!).</p> <p>The Skycom® Skymax CE is a basic control unit without operation on the front panel and is equipped with connection options for detectors, push-buttons and switches. There are also potential-free contacts to connect any other system to the Skycom® Skymax CE (sectional doors, SIM modules, fire doors, …). Several LED indicators continuously show whether the control unit is functioning correctly. Thanks to permanent monitoring, a cable break, a connection fault, a supply voltage fault or a badly connected battery is signalled immediately.</p> <p>The control unit is connected to the 230 V mains. The batteries are continuously charged by the power supply, which guarantees an autonomy of over 72 h. The Skycom® Skymax CE ensures a 100% double energy source, as explicitly required by EN 12101-10. The connected smoke and heat exhaust domes and ventilation hatches can therefore be used without problems or limits for daily ventilation. For this, a ventilation switch must be connected to the control unit.</p> <p>To comply with the standard NBN S21-208-3:2018, a priority switch must always be connected to the Skycom® Skymax CE control unit. It must be located at evacuation level near the access door.</p> | skycom-ce-skymax-control-unit-24v-5a-with-metal-housing | 10951901970765 | 55024499491149
Smoke and heat exhaust (SHEV) | Control units Skycom | Skylux | Skycom CE Slave control unit 24V 8A |  | 30977 |  | 751.45 | Yes | 2-5 | 9 | [13 empty] | A |  |  | According to the standards EN 12101-9/10 + NBN S208-1/3 for max. 2 actuators Skylux 160° CE LM Skycom® CE Slave is an extension central detection unit for smoke and heat extraction. This type of central can only be used in combination with a Skycom ® CE Master central detection unit. This central detection unit entirely meets the European norm 12101-10 and the draft of the European norm 12101-9. That is why this central detection unit is also certified according to this SHE norm (unlike other CE testing, which are unrelated to the European fire protection regulations!). The Skycom® CE Slave is connected to the Skycom® CE Master with a fireproof cable 3 x 0.5 mm². The operation occurs on the Skycom® CE Master control unit. The Skycom® CE Slave offers the major advantage to install it nearby the smoke extraction systems, which reduces the distance and the cable sections to the actuators. The central detection unit is equipped with an built-in thermal sensor. The smoke domes will open at a temperature of 75°C (positive safety). One Skycom® CE Slave central detection unit is needed per smoke hatch. The central detection unit is connected to the mains voltage 230 V. The batteries too, are permanently loaded by the feeding, which guarantees a 72 h autonomy. The Skycom® CE Slave ensures 100% a double energy source as the EN 12101-10 norm explicitly requires. The connected SHE domes can easily and unlimitedly be used as daily ventilation. For more information about the connection possibilities: consult the Skycom® CE installation instructions. The state of the central detection unit or the dome is always indicated by means of the LED indication lights. These give permanently information about the opening, closing, state of the batteries, mains voltage and alarm. | https://skylux.eu/en/products/skycom-ce-slave-centrale-24-v-8-a | https://skylux.eu/cdn/shop/files/Skycom-CE-slave-centrale-24V-8A-Centrales-Skycom.jpg?v=1689846081&width=1600 |  | //skylux.eu/cdn/shop/files/E_MH_Montageh_Skycom_CE_2021_ENG.pdf?v=697072637685028097 | //skylux.eu/cdn/shop/files/E_TD_Technisch_Dossier_Skylux_Skycom_CE_Slave.pdf?v=9246588117422012476 | <div title="Page 144" class="page" data-mce-fragment="1"> <div class="layoutArea" data-mce-fragment="1"> <div class="column" data-mce-fragment="1"> <div class="page" title="Page 144"> <div class="layoutArea"> <div class="column"> <p><strong>According to the standards EN 12101-9/10 + NBN S208-1/3 for max. 2 actuators Skylux 160° CE LM</strong></p> <div title="Page 2" class="page"> <div class="section"> <div class="layoutArea"> <div class="column"> <p><span>Skycom</span><span>® </span><span>CE Slave is an extension central detection unit for smoke and heat extraction. This type of central can only be used in combination with a Skycom </span><span>® </span><span>CE Master central detection unit. This central detection unit entirely meets the European norm 12101-10 and the draft of the European norm 12101-9. That is why this central detection unit is also certified according to this SHE norm (unlike other CE testing, which are unrelated to the European fire protection regulations!). </span></p> <p><span>The Skycom</span><span>® </span><span>CE Slave is connected to the Skycom</span><span>® </span><span>CE Master with a fireproof cable 3 x 0.5 mm². The operation occurs on the Skycom</span><span>® </span><span>CE Master control unit. The Skycom</span><span>® </span><span>CE Slave offers the major advantage to install it nearby the smoke extraction systems, which reduces the distance and the cable sections to the actuators. The central detection unit is equipped with an built-in thermal sensor. The smoke domes will open at a temperature of 75°C (positive safety). One Skycom</span><span>® </span><span>CE Slave central detection unit is needed per smoke hatch. </span></p> <p><span>The central detection unit is connected to the mains voltage 230 V. The batteries too, are permanently loaded by the feeding, which guarantees a 72 h autonomy. The Skycom</span><span>® </span><span>CE Slave ensures 100% a double energy source as the EN 12101-10 norm explicitly requires. The connected SHE domes can easily and unlimitedly be used as daily ventilation. For more information about the connection possibilities: consult the Skycom</span><span>® </span><span>CE installation instructions. </span></p> <p><span>The state of the central detection unit or the dome is always indicated by means of the LED indication lights. These give permanently information about the opening, closing, state of the batteries, mains voltage and alarm.</span></p> <div title="Page 2" class="page"> <div class="section"> <div class="layoutArea"> <div class="column"> <p> </p> </div> </div> </div> </div> </div> </div> </div> </div> </div> </div> </div> </div> </div> </div> | skycom-ce-slave-centrale-24-v-8-a | 8587651154253 | 46879159976269
Smoke and heat exhaust (SHEV) | SHE system | Skylux | Skylux 160° CE with skylight and metal curb with double LM-actuator - iDome 0800 x 1300 mm |  | 83656 | 5412970836568 | 6213.35 | Yes | 30-45 | 133.83 | 800 x 1300 mm | 1300 | 800 |  | metal curb M30 (30 cm high) | Rectangular | 0.93 W/m²K | 46% - 31% | 68% - 37% | 40dB | 160° CE (for industry) | iDome | without spoiler | E | Double actuator | Maximum single-walled skylight possible for this product | Number of walls Double glazing+ plastic skylight (max. single-walled) Insulation value (Ug-value) 0.93 W/m²K in combination with a single-walled skylight Burglar-resistant Yes Fall-through safety Only in combination with a polycarbonate plastic skylight Acoustic value Rw 40 dB LT-value 68% in combination with a single-walled clear acrylic skylight 62% in combination with a single-walled opal acrylic skylight 66% in combination with a single-walled clear polycarbonate skylight 44% in combination with a single-walled opal polycarbonate skylight g-value 46% in combination with a single-walled clear acrylic skylight 40% in combination with a single-walled opal acrylic skylight 44% in combination with a single-walled clear polycarbonate skylight 32% in combination with a single-walled opal polycarbonate skylight Shape Spherical Guarantee 10 years | https://skylux.eu/en/products/skylux-160-ce-met-koepel-en-metaalopstand-met-lm-motor-idome-0800-x-1300-mm | https://skylux.eu/cdn/shop/files/Skylux-160deg-CE-met-koepel-en-metaalopstand-met-dubbele-LM-motor-iDome-0800-x-1300-mm-RWA-systeem.jpg?v=1702977279&width=1600 | https://skylux.eu/cdn/shop/files/e5a82811-1bb0-48e4-a776-cacb59c7c092_2b9dec87-d2ef-43a8-8ff3-f12f328b6c74.jpg?v=1688550333&width=1600 | //skylux.eu/cdn/shop/files/E_MH_Mounting_instructions_Skylux_160_CE_LM.pdf?v=12406716259046007223 | //skylux.eu/cdn/shop/files/E_TD_Technical_File_Skylux_Skylux_160_CE_Electric.pdf?v=3667116872303399239 | <table><tbody> <tr> <td>Number of walls</td> <td>Double glazing+ plastic skylight (max. single-walled)</td> </tr> <tr> <td>Insulation value (Ug-value)</td> <td>0.93 W/m²K in combination with a single-walled skylight</td> </tr> <tr> <td>Burglar-resistant</td> <td>Yes</td> </tr> <tr> <td>Fall-through safety</td> <td>Only in combination with a <a href="">polycarbonate plastic skylight</a> </td> </tr> <tr> <td>Acoustic value Rw</td> <td>40 dB</td> </tr> <tr> <td>LT-value</td> <td> <p>68% in combination with a single-walled clear acrylic skylight<br> 62% in combination with a single-walled opal acrylic skylight<br> 66% in combination with a single-walled clear polycarbonate skylight<br> 44% in combination with a single-walled opal polycarbonate skylight</p> </td> </tr> <tr> <td>g-value</td> <td>46% in combination with a single-walled clear acrylic skylight<br> 40% in combination with a single-walled opal acrylic skylight<br> 44% in combination with a single-walled clear polycarbonate skylight<br> 32% in combination with a single-walled opal polycarbonate skylight</td> </tr> <tr> <td>Shape</td> <td>Spherical</td> </tr> <tr> <td>Guarantee</td> <td>10 years</td> </tr> </tbody></table> | skylux-160-ce-met-koepel-en-metaalopstand-met-lm-motor-idome-0800-x-1300-mm | 8586003120461 | 46872284627277
Smoke and heat exhaust (SHEV) | SHE system | Skylux | Skylux 160° CE with skylight and metal curb with double LM-actuator - iDome 0900 x 0900 mm |  | 94154 | 5412970941545 | 5933.85 | Yes | 30-45 | 119.5 | 900 x 900 mm | 900 | 900 |  | metal curb M30 (30 cm high) | Square | 0.93 W/m²K | 46% - 31% | 68% - 37% | 40dB | 160° CE (for industry) | iDome | without spoiler | E | Double actuator | Maximum single-walled skylight possible for this product | Number of walls Double glazing+ plastic skylight (max. single-walled) Insulation value (Ug-value) 0.93 W/m²K in combination with a single-walled skylight Burglar-resistant Yes Fall-through safety Only in combination with a polycarbonate plastic skylight Acoustic value Rw 40 dB LT-value 68% in combination with a single-walled clear acrylic skylight 62% in combination with a single-walled opal acrylic skylight 66% in combination with a single-walled clear polycarbonate skylight 44% in combination with a single-walled opal polycarbonate skylight g-value 46% in combination with a single-walled clear acrylic skylight 40% in combination with a single-walled opal acrylic skylight 44% in combination with a single-walled clear polycarbonate skylight 32% in combination with a single-walled opal polycarbonate skylight Shape Spherical Guarantee 10 years | https://skylux.eu/en/products/skylux-160-ce-met-koepel-en-metaalopstand-met-lm-motor-idome-0900-x-0900-mm | https://skylux.eu/cdn/shop/files/Skylux-160deg-CE-met-koepel-en-metaalopstand-met-dubbele-LM-motor-iDome-0900-x-0900-mm-RWA-systeem.jpg?v=1702977284&width=1600 | https://skylux.eu/cdn/shop/files/e5a82811-1bb0-48e4-a776-cacb59c7c092_fc726501-3b75-4b4d-a7b2-6e9bc3183e63.jpg?v=1688550335&width=1600 | //skylux.eu/cdn/shop/files/E_MH_Mounting_instructions_Skylux_160_CE_LM.pdf?v=12406716259046007223 | //skylux.eu/cdn/shop/files/E_TD_Technical_File_Skylux_Skylux_160_CE_Electric.pdf?v=3667116872303399239 | <table><tbody> <tr> <td>Number of walls</td> <td>Double glazing+ plastic skylight (max. single-walled)</td> </tr> <tr> <td>Insulation value (Ug-value)</td> <td>0.93 W/m²K in combination with a single-walled skylight</td> </tr> <tr> <td>Burglar-resistant</td> <td>Yes</td> </tr> <tr> <td>Fall-through safety</td> <td>Only in combination with a <a href="">polycarbonate plastic skylight</a> </td> </tr> <tr> <td>Acoustic value Rw</td> <td>40 dB</td> </tr> <tr> <td>LT-value</td> <td> <p>68% in combination with a single-walled clear acrylic skylight<br> 62% in combination with a single-walled opal acrylic skylight<br> 66% in combination with a single-walled clear polycarbonate skylight<br> 44% in combination with a single-walled opal polycarbonate skylight</p> </td> </tr> <tr> <td>g-value</td> <td>46% in combination with a single-walled clear acrylic skylight<br> 40% in combination with a single-walled opal acrylic skylight<br> 44% in combination with a single-walled clear polycarbonate skylight<br> 32% in combination with a single-walled opal polycarbonate skylight</td> </tr> <tr> <td>Shape</td> <td>Spherical</td> </tr> <tr> <td>Guarantee</td> <td>10 years</td> </tr> </tbody></table> | skylux-160-ce-met-koepel-en-metaalopstand-met-lm-motor-idome-0900-x-0900-mm | 8586003185997 | 46872284725581
Smoke and heat exhaust (SHEV) | SHE system | Skylux | Skylux 160° CE with skylight and metal curb with double LM-actuator - iDome 0900 x 1200 mm |  | 83675 | 5412970836759 | 6505 | Yes | 30-45 | 134.93 | 900 x 1200 mm | 1200 | 900 |  | metal curb M30 (30 cm high) | Rectangular | 0.93 W/m²K | 46% - 31% | 68% - 37% | 40dB | 160° CE (for industry) | iDome | without spoiler | E | Double actuator | Maximum single-walled skylight possible for this product | Number of walls Double glazing+ plastic skylight (max. single-walled) Insulation value (Ug-value) 0.93 W/m²K in combination with a single-walled skylight Burglar-resistant Yes Fall-through safety Only in combination with a polycarbonate plastic skylight Acoustic value Rw 40 dB LT-value 68% in combination with a single-walled clear acrylic skylight 62% in combination with a single-walled opal acrylic skylight 66% in combination with a single-walled clear polycarbonate skylight 44% in combination with a single-walled opal polycarbonate skylight g-value 46% in combination with a single-walled clear acrylic skylight 40% in combination with a single-walled opal acrylic skylight 44% in combination with a single-walled clear polycarbonate skylight 32% in combination with a single-walled opal polycarbonate skylight Shape Spherical Guarantee 10 years | https://skylux.eu/en/products/skylux-160-ce-met-koepel-en-metaalopstand-met-lm-motor-idome-0900-x-1200-mm | https://skylux.eu/cdn/shop/files/Skylux-160deg-CE-met-koepel-en-metaalopstand-met-dubbele-LM-motor-iDome-0900-x-1200-mm-RWA-systeem.jpg?v=1702977289&width=1600 | https://skylux.eu/cdn/shop/files/e5a82811-1bb0-48e4-a776-cacb59c7c092_6be92746-aa08-497d-adb8-627d73657f86.jpg?v=1688550337&width=1600 | //skylux.eu/cdn/shop/files/E_MH_Mounting_instructions_Skylux_160_CE_LM.pdf?v=12406716259046007223 | //skylux.eu/cdn/shop/files/E_TD_Technical_File_Skylux_Skylux_160_CE_Electric.pdf?v=3667116872303399239 | <table><tbody> <tr> <td>Number of walls</td> <td>Double glazing+ plastic skylight (max. single-walled)</td> </tr> <tr> <td>Insulation value (Ug-value)</td> <td>0.93 W/m²K in combination with a single-walled skylight</td> </tr> <tr> <td>Burglar-resistant</td> <td>Yes</td> </tr> <tr> <td>Fall-through safety</td> <td>Only in combination with a <a href="">polycarbonate plastic skylight</a> </td> </tr> <tr> <td>Acoustic value Rw</td> <td>40 dB</td> </tr> <tr> <td>LT-value</td> <td> <p>68% in combination with a single-walled clear acrylic skylight<br> 62% in combination with a single-walled opal acrylic skylight<br> 66% in combination with a single-walled clear polycarbonate skylight<br> 44% in combination with a single-walled opal polycarbonate skylight</p> </td> </tr> <tr> <td>g-value</td> <td>46% in combination with a single-walled clear acrylic skylight<br> 40% in combination with a single-walled opal acrylic skylight<br> 44% in combination with a single-walled clear polycarbonate skylight<br> 32% in combination with a single-walled opal polycarbonate skylight</td> </tr> <tr> <td>Shape</td> <td>Spherical</td> </tr> <tr> <td>Guarantee</td> <td>10 years</td> </tr> </tbody></table> | skylux-160-ce-met-koepel-en-metaalopstand-met-lm-motor-idome-0900-x-1200-mm | 8586003218765 | 46872284758349
Smoke and heat exhaust (SHEV) | SHE system | Skylux | Skylux 160° CE with skylight and metal curb with double LM-actuator - iDome 1000 x 1500 mm |  | 83678 | 5412970836780 | 6842.55 | Yes | 30-45 | 156.72 | 1000 x 1500 mm | 1500 | 1000 |  | metal curb M30 (30 cm high) | Rectangular | 0.93 W/m²K | 46% - 31% | 68% - 37% | 40dB | 160° CE (for industry) | iDome | without spoiler | E | Double actuator | Maximum single-walled skylight possible for this product | Number of walls Double glazing+ plastic skylight (max. single-walled) Insulation value (Ug-value) 0.93 W/m²K in combination with a single-walled skylight Burglar-resistant Yes Fall-through safety Only in combination with a polycarbonate plastic skylight Acoustic value Rw 40 dB LT-value 68% in combination with a single-walled clear acrylic skylight 62% in combination with a single-walled opal acrylic skylight 66% in combination with a single-walled clear polycarbonate skylight 44% in combination with a single-walled opal polycarbonate skylight g-value 46% in combination with a single-walled clear acrylic skylight 40% in combination with a single-walled opal acrylic skylight 44% in combination with a single-walled clear polycarbonate skylight 32% in combination with a single-walled opal polycarbonate skylight Shape Spherical Guarantee 10 years | https://skylux.eu/en/products/skylux-160-ce-met-koepel-en-metaalopstand-met-lm-motor-idome-1000-x-1500-mm | https://skylux.eu/cdn/shop/files/Skylux-160deg-CE-met-koepel-en-metaalopstand-met-dubbele-LM-motor-iDome-1000-x-1500-mm-RWA-systeem.jpg?v=1702977305&width=1600 | https://skylux.eu/cdn/shop/files/e5a82811-1bb0-48e4-a776-cacb59c7c092_fab0769a-a3e1-45a8-96db-d4932518d039.jpg?v=1688550341&width=1600 | //skylux.eu/cdn/shop/files/E_MH_Mounting_instructions_Skylux_160_CE_LM.pdf?v=12406716259046007223 | //skylux.eu/cdn/shop/files/E_TD_Technical_File_Skylux_Skylux_160_CE_Electric.pdf?v=3667116872303399239 | <table><tbody> <tr> <td>Number of walls</td> <td>Double glazing+ plastic skylight (max. single-walled)</td> </tr> <tr> <td>Insulation value (Ug-value)</td> <td>0.93 W/m²K in combination with a single-walled skylight</td> </tr> <tr> <td>Burglar-resistant</td> <td>Yes</td> </tr> <tr> <td>Fall-through safety</td> <td>Only in combination with a <a href="">polycarbonate plastic skylight</a> </td> </tr> <tr> <td>Acoustic value Rw</td> <td>40 dB</td> </tr> <tr> <td>LT-value</td> <td> <p>68% in combination with a single-walled clear acrylic skylight<br> 62% in combination with a single-walled opal acrylic skylight<br> 66% in combination with a single-walled clear polycarbonate skylight<br> 44% in combination with a single-walled opal polycarbonate skylight</p> </td> </tr> <tr> <td>g-value</td> <td>46% in combination with a single-walled clear acrylic skylight<br> 40% in combination with a single-walled opal acrylic skylight<br> 44% in combination with a single-walled clear polycarbonate skylight<br> 32% in combination with a single-walled opal polycarbonate skylight</td> </tr> <tr> <td>Shape</td> <td>Spherical</td> </tr> <tr> <td>Guarantee</td> <td>10 years</td> </tr> </tbody></table> | skylux-160-ce-met-koepel-en-metaalopstand-met-lm-motor-idome-1000-x-1500-mm | 8586003382605 | 46872285020493
Smoke and heat exhaust (SHEV) | SHE system | Skylux | Skylux 160° CE with skylight and metal curb with double LM-actuator - iDome 1000 x 2000 mm |  | 83679 | 5412970836797 | 7445.15 | Yes | 30-45 | 186.18 | 1000 x 2000 mm | 2000 | 1000 |  | metal curb M30 (30 cm high) | Rectangular | 0.93 W/m²K | 46% - 31% | 68% - 37% | 40dB | 160° CE (for industry) | iDome | without spoiler | E | Double actuator | Maximum single-walled skylight possible for this product | Number of walls Double glazing+ plastic skylight (max. single-walled) Insulation value (Ug-value) 0.93 W/m²K in combination with a single-walled skylight Burglar-resistant Yes Fall-through safety Only in combination with a polycarbonate plastic skylight Acoustic value Rw 40 dB LT-value 68% in combination with a single-walled clear acrylic skylight 62% in combination with a single-walled opal acrylic skylight 66% in combination with a single-walled clear polycarbonate skylight 44% in combination with a single-walled opal polycarbonate skylight g-value 46% in combination with a single-walled clear acrylic skylight 40% in combination with a single-walled opal acrylic skylight 44% in combination with a single-walled clear polycarbonate skylight 32% in combination with a single-walled opal polycarbonate skylight Shape Spherical Guarantee 10 years | https://skylux.eu/en/products/skylux-160-ce-met-koepel-en-metaalopstand-met-lm-motor-idome-1000-x-2000-mm | https://skylux.eu/cdn/shop/files/Skylux-160deg-CE-met-koepel-en-metaalopstand-met-dubbele-LM-motor-iDome-1000-x-2000-mm-RWA-systeem.jpg?v=1702977310&width=1600 | https://skylux.eu/cdn/shop/files/e5a82811-1bb0-48e4-a776-cacb59c7c092_04f926e7-f22e-40ec-90e4-74b7d9c3d251.jpg?v=1688550343&width=1600 | //skylux.eu/cdn/shop/files/E_MH_Mounting_instructions_Skylux_160_CE_LM.pdf?v=12406716259046007223 | //skylux.eu/cdn/shop/files/E_TD_Technical_File_Skylux_Skylux_160_CE_Electric.pdf?v=3667116872303399239 | <table><tbody> <tr> <td>Number of walls</td> <td>Double glazing+ plastic skylight (max. single-walled)</td> </tr> <tr> <td>Insulation value (Ug-value)</td> <td>0.93 W/m²K in combination with a single-walled skylight</td> </tr> <tr> <td>Burglar-resistant</td> <td>Yes</td> </tr> <tr> <td>Fall-through safety</td> <td>Only in combination with a <a href="">polycarbonate plastic skylight</a> </td> </tr> <tr> <td>Acoustic value Rw</td> <td>40 dB</td> </tr> <tr> <td>LT-value</td> <td> <p>68% in combination with a single-walled clear acrylic skylight<br> 62% in combination with a single-walled opal acrylic skylight<br> 66% in combination with a single-walled clear polycarbonate skylight<br> 44% in combination with a single-walled opal polycarbonate skylight</p> </td> </tr> <tr> <td>g-value</td> <td>46% in combination with a single-walled clear acrylic skylight<br> 40% in combination with a single-walled opal acrylic skylight<br> 44% in combination with a single-walled clear polycarbonate skylight<br> 32% in combination with a single-walled opal polycarbonate skylight</td> </tr> <tr> <td>Shape</td> <td>Spherical</td> </tr> <tr> <td>Guarantee</td> <td>10 years</td> </tr> </tbody></table> | skylux-160-ce-met-koepel-en-metaalopstand-met-lm-motor-idome-1000-x-2000-mm | 8586003415373 | 46872285086029
Smoke and heat exhaust (SHEV) | SHE system | Skylux | Skylux 160° CE with skylight and metal curb with double LM-actuator - iDome 1200 x 1200 mm |  | 83681 | 5412970836810 | 6772.4 | Yes | 30-45 | 156.18 | 1200 x 1200 mm | 1200 | 1200 |  | metal curb M30 (30 cm high) | Square | 0.93 W/m²K | 46% - 31% | 68% - 37% | 40dB | 160° CE (for industry) | iDome | without spoiler | E | Double actuator | Maximum single-walled skylight possible for this product | Number of walls Double glazing+ plastic skylight (max. single-walled) Insulation value (Ug-value) 0.93 W/m²K in combination with a single-walled skylight Burglar-resistant Yes Fall-through safety Only in combination with a polycarbonate plastic skylight Acoustic value Rw 40 dB LT-value 68% in combination with a single-walled clear acrylic skylight 62% in combination with a single-walled opal acrylic skylight 66% in combination with a single-walled clear polycarbonate skylight 44% in combination with a single-walled opal polycarbonate skylight g-value 46% in combination with a single-walled clear acrylic skylight 40% in combination with a single-walled opal acrylic skylight 44% in combination with a single-walled clear polycarbonate skylight 32% in combination with a single-walled opal polycarbonate skylight Shape Spherical Guarantee 10 years | https://skylux.eu/en/products/skylux-160-ce-met-koepel-en-metaalopstand-met-lm-motor-idome-1200-x-1200-mm | https://skylux.eu/cdn/shop/files/Skylux-160deg-CE-met-koepel-en-metaalopstand-met-dubbele-LM-motor-iDome-1200-x-1200-mm-RWA-systeem.jpg?v=1702977321&width=1600 | https://skylux.eu/cdn/shop/files/e5a82811-1bb0-48e4-a776-cacb59c7c092_cfcf9605-4090-40e1-9f77-fd1f1f28c16b.jpg?v=1688550346&width=1600 | //skylux.eu/cdn/shop/files/E_MH_Mounting_instructions_Skylux_160_CE_LM.pdf?v=12406716259046007223 | //skylux.eu/cdn/shop/files/E_TD_Technical_File_Skylux_Skylux_160_CE_Electric.pdf?v=3667116872303399239 | <table><tbody> <tr> <td>Number of walls</td> <td>Double glazing+ plastic skylight (max. single-walled)</td> </tr> <tr> <td>Insulation value (Ug-value)</td> <td>0.93 W/m²K in combination with a single-walled skylight</td> </tr> <tr> <td>Burglar-resistant</td> <td>Yes</td> </tr> <tr> <td>Fall-through safety</td> <td>Only in combination with a <a href="">polycarbonate plastic skylight</a> </td> </tr> <tr> <td>Acoustic value Rw</td> <td>40 dB</td> </tr> <tr> <td>LT-value</td> <td> <p>68% in combination with a single-walled clear acrylic skylight<br> 62% in combination with a single-walled opal acrylic skylight<br> 66% in combination with a single-walled clear polycarbonate skylight<br> 44% in combination with a single-walled opal polycarbonate skylight</p> </td> </tr> <tr> <td>g-value</td> <td>46% in combination with a single-walled clear acrylic skylight<br> 40% in combination with a single-walled opal acrylic skylight<br> 44% in combination with a single-walled clear polycarbonate skylight<br> 32% in combination with a single-walled opal polycarbonate skylight</td> </tr> <tr> <td>Shape</td> <td>Spherical</td> </tr> <tr> <td>Guarantee</td> <td>10 years</td> </tr> </tbody></table> | skylux-160-ce-met-koepel-en-metaalopstand-met-lm-motor-idome-1200-x-1200-mm | 8586003513677 | 46872285217101
Smoke and heat exhaust (SHEV) | SHE system | Skylux | Skylux 160° CE with skylight and metal curb with double LM-actuator - iDome 1300 x 1300 mm |  | 83682 | 5412970836827 | 6974.45 | Yes | 30-45 | 169.66 | 1300 x 1300 mm | 1300 | 1300 |  | metal curb M30 (30 cm high) | Square | 0.93 W/m²K | 46% - 31% | 68% - 37% | 40dB | 160° CE (for industry) | iDome | without spoiler | E | Double actuator | Maximum single-walled skylight possible for this product | Number of walls Double glazing+ plastic skylight (max. single-walled) Insulation value (Ug-value) 0.93 W/m²K in combination with a single-walled skylight Burglar-resistant Yes Fall-through safety Only in combination with a polycarbonate plastic skylight Acoustic value Rw 40 dB LT-value 68% in combination with a single-walled clear acrylic skylight 62% in combination with a single-walled opal acrylic skylight 66% in combination with a single-walled clear polycarbonate skylight 44% in combination with a single-walled opal polycarbonate skylight g-value 46% in combination with a single-walled clear acrylic skylight 40% in combination with a single-walled opal acrylic skylight 44% in combination with a single-walled clear polycarbonate skylight 32% in combination with a single-walled opal polycarbonate skylight Shape Spherical Guarantee 10 years | https://skylux.eu/en/products/skylux-160-ce-met-koepel-en-metaalopstand-met-lm-motor-idome-1300-x-1300-mm | https://skylux.eu/cdn/shop/files/Skylux-160deg-CE-met-koepel-en-metaalopstand-met-dubbele-LM-motor-iDome-1300-x-1300-mm-RWA-systeem.jpg?v=1702977326&width=1600 | https://skylux.eu/cdn/shop/files/e5a82811-1bb0-48e4-a776-cacb59c7c092_017179cf-6724-42f7-b395-ec3071e65005.jpg?v=1688550348&width=1600 | //skylux.eu/cdn/shop/files/E_MH_Mounting_instructions_Skylux_160_CE_LM.pdf?v=12406716259046007223 | //skylux.eu/cdn/shop/files/E_TD_Technical_File_Skylux_Skylux_160_CE_Electric.pdf?v=3667116872303399239 | <table><tbody> <tr> <td>Number of walls</td> <td>Double glazing+ plastic skylight (max. single-walled)</td> </tr> <tr> <td>Insulation value (Ug-value)</td> <td>0.93 W/m²K in combination with a single-walled skylight</td> </tr> <tr> <td>Burglar-resistant</td> <td>Yes</td> </tr> <tr> <td>Fall-through safety</td> <td>Only in combination with a <a href="">polycarbonate plastic skylight</a> </td> </tr> <tr> <td>Acoustic value Rw</td> <td>40 dB</td> </tr> <tr> <td>LT-value</td> <td> <p>68% in combination with a single-walled clear acrylic skylight<br> 62% in combination with a single-walled opal acrylic skylight<br> 66% in combination with a single-walled clear polycarbonate skylight<br> 44% in combination with a single-walled opal polycarbonate skylight</p> </td> </tr> <tr> <td>g-value</td> <td>46% in combination with a single-walled clear acrylic skylight<br> 40% in combination with a single-walled opal acrylic skylight<br> 44% in combination with a single-walled clear polycarbonate skylight<br> 32% in combination with a single-walled opal polycarbonate skylight</td> </tr> <tr> <td>Shape</td> <td>Spherical</td> </tr> <tr> <td>Guarantee</td> <td>10 years</td> </tr> </tbody></table> | skylux-160-ce-met-koepel-en-metaalopstand-met-lm-motor-idome-1300-x-1300-mm | 8586003579213 | 46872285315405
Smoke and heat exhaust (SHEV) | SHE system | Skylux | Skylux 160° CE with skylight and metal curb with double LM-actuator - iDome 1400 x 1400 mm |  | 83683 | 5412970836834 | 7888 | Yes | 30-45 | 185.85 | 1400 x 1400 mm | 1400 | 1400 |  | metal curb M30 (30 cm high) | Square | 0.93 W/m²K | 46% - 31% | 68% - 37% | 40dB | 160° CE (for industry) | iDome | without spoiler | E | Double actuator | Maximum single-walled skylight possible for this product | Number of walls Double glazing+ plastic skylight (max. single-walled) Insulation value (Ug-value) 0.93 W/m²K in combination with a single-walled skylight Burglar-resistant Yes Fall-through safety Only in combination with a polycarbonate plastic skylight Acoustic value Rw 40 dB LT-value 68% in combination with a single-walled clear acrylic skylight 62% in combination with a single-walled opal acrylic skylight 66% in combination with a single-walled clear polycarbonate skylight 44% in combination with a single-walled opal polycarbonate skylight g-value 46% in combination with a single-walled clear acrylic skylight 40% in combination with a single-walled opal acrylic skylight 44% in combination with a single-walled clear polycarbonate skylight 32% in combination with a single-walled opal polycarbonate skylight Shape Spherical Guarantee 10 years | https://skylux.eu/en/products/skylux-160-ce-met-koepel-en-metaalopstand-met-lm-motor-idome-1400-x-1400-mm | https://skylux.eu/cdn/shop/files/Skylux-160deg-CE-met-koepel-en-metaalopstand-met-dubbele-LM-motor-iDome-1400-x-1400-mm-RWA-systeem.jpg?v=1702977332&width=1600 | https://skylux.eu/cdn/shop/files/e5a82811-1bb0-48e4-a776-cacb59c7c092_90179e10-5397-42de-95de-4f0fce1e4822.jpg?v=1688550351&width=1600 | //skylux.eu/cdn/shop/files/E_MH_Mounting_instructions_Skylux_160_CE_LM.pdf?v=12406716259046007223 | //skylux.eu/cdn/shop/files/E_TD_Technical_File_Skylux_Skylux_160_CE_Electric.pdf?v=3667116872303399239 | <table><tbody> <tr> <td>Number of walls</td> <td>Double glazing+ plastic skylight (max. single-walled)</td> </tr> <tr> <td>Insulation value (Ug-value)</td> <td>0.93 W/m²K in combination with a single-walled skylight</td> </tr> <tr> <td>Burglar-resistant</td> <td>Yes</td> </tr> <tr> <td>Fall-through safety</td> <td>Only in combination with a <a href="">polycarbonate plastic skylight</a> </td> </tr> <tr> <td>Acoustic value Rw</td> <td>40 dB</td> </tr> <tr> <td>LT-value</td> <td> <p>68% in combination with a single-walled clear acrylic skylight<br> 62% in combination with a single-walled opal acrylic skylight<br> 66% in combination with a single-walled clear polycarbonate skylight<br> 44% in combination with a single-walled opal polycarbonate skylight</p> </td> </tr> <tr> <td>g-value</td> <td>46% in combination with a single-walled clear acrylic skylight<br> 40% in combination with a single-walled opal acrylic skylight<br> 44% in combination with a single-walled clear polycarbonate skylight<br> 32% in combination with a single-walled opal polycarbonate skylight</td> </tr> <tr> <td>Shape</td> <td>Spherical</td> </tr> <tr> <td>Guarantee</td> <td>10 years</td> </tr> </tbody></table> | skylux-160-ce-met-koepel-en-metaalopstand-met-lm-motor-idome-1400-x-1400-mm | 8586003611981 | 46872285380941
Smoke and heat exhaust (SHEV) | SHE system | Skylux | Skylux 160° CE with skylight and metal curb with double LM-actuator - iWindow2 0800 x 1300 mm |  | 83685 | 5412970836858 | 6148.05 | Yes | 30-45 | 143.03 | 800 x 1300 mm | 1300 | 800 |  | metal curb M30 (30 cm high) | Rectangular | 1.00 W/m²K | 52% | 75% | 39dB | 160° CE (for industry) | iWindow2 | without spoiler | E | Double actuator |  | Material Clear Number of walls Double-walled Insulation value (Ug-value) 1 W/m²K Acoustic value Rw 39 dB Fall-through safety Yes LT-value 75 % g-value 52 % Weight 44 kg/m² Guarantee 10 years | https://skylux.eu/en/products/skylux-160-ce-met-koepel-en-metaalopstand-met-lm-motor-iwindow2-0800-x-1300-mm | https://skylux.eu/cdn/shop/files/Skylux-160deg-CE-met-koepel-en-metaalopstand-met-dubbele-LM-motor-iWindow2-0800-x-1300-mm-RWA-systeem.jpg?v=1702977342&width=1600 | https://skylux.eu/cdn/shop/files/e5a82811-1bb0-48e4-a776-cacb59c7c092_5f6b8c1f-3381-4aad-a1e6-ac6d3778e9cd.jpg?v=1688550354&width=1600 | //skylux.eu/cdn/shop/files/E_MH_Mounting_instructions_Skylux_160_CE_LM.pdf?v=12406716259046007223 | //skylux.eu/cdn/shop/files/E_TD_Technical_File_Skylux_Skylux_160_CE_Electric.pdf?v=3667116872303399239 | <table data-mce-selected="1"><tbody> <tr> <td data-mce-selected="1">Material<br> </td> <td data-mce-selected="1">Clear<br> </td> </tr> <tr> <td data-mce-selected="1"> <span class="text">Number of walls</span><br> </td> <td data-mce-selected="1">Double-walled<br> </td> </tr> <tr> <td data-mce-selected="1"> <div class="product-specification-name"> <div class="d-flex align-items-center"><span class="text">Insulation value (Ug-value)</span></div> </div> </td> <td data-mce-selected="1">1 W/m²K<br> </td> </tr> <tr> <td data-mce-selected="1">Acoustic value Rw<br> </td> <td data-mce-selected="1">39 dB<br> </td> </tr> <tr> <td data-mce-selected="1">Fall-through safety<br> </td> <td data-mce-selected="1">Yes</td> </tr> <tr> <td data-mce-selected="1">LT-value<br> </td> <td data-mce-selected="1">75 %<br> </td> </tr> <tr> <td data-mce-selected="1"> <span class="text">g-value</span><br> </td> <td data-mce-selected="1">52 %<br> </td> </tr> <tr> <td data-mce-selected="1">Weight<br> </td> <td data-mce-selected="1">44 kg/m²<br> </td> </tr> <tr> <td data-mce-selected="1"> <span class="text">Guarantee</span><br> </td> <td data-mce-selected="1">10 years</td> </tr> </tbody></table> | skylux-160-ce-met-koepel-en-metaalopstand-met-lm-motor-iwindow2-0800-x-1300-mm | 8586003743053 | 46872285544781
Smoke and heat exhaust (SHEV) | SHE system | Skylux | Skylux 160° CE with skylight and metal curb with double LM-actuator - iWindow2 0900 x 0900 mm |  | 94155 | 5412970941552 | 5870.95 | Yes | 30-45 | 126.98 | 900 x 900 mm | 900 | 900 |  | metal curb M30 (30 cm high) | Square | 1.00 W/m²K | 52% | 75% | 39dB | 160° CE (for industry) | iWindow2 | without spoiler | E | Double actuator |  | Material Clear Number of walls Double-walled Insulation value (Ug-value) 1 W/m²K Acoustic value Rw 39 dB Fall-through safety Yes LT-value 75 % g-value 52 % Weight 44 kg/m² Guarantee 10 years | https://skylux.eu/en/products/skylux-160-ce-met-koepel-en-metaalopstand-met-lm-motor-iwindow2-0900-x-0900-mm | https://skylux.eu/cdn/shop/files/Skylux-160deg-CE-met-koepel-en-metaalopstand-met-dubbele-LM-motor-iWindow2-0900-x-0900-mm-RWA-systeem.jpg?v=1702977348&width=1600 | https://skylux.eu/cdn/shop/files/e5a82811-1bb0-48e4-a776-cacb59c7c092_79d444f1-29a1-497f-a934-86e3a211eb8f.jpg?v=1688550356&width=1600 | //skylux.eu/cdn/shop/files/E_MH_Mounting_instructions_Skylux_160_CE_LM.pdf?v=12406716259046007223 | //skylux.eu/cdn/shop/files/E_TD_Technical_File_Skylux_Skylux_160_CE_Electric.pdf?v=3667116872303399239 | <table data-mce-selected="1"><tbody> <tr> <td data-mce-selected="1">Material<br> </td> <td data-mce-selected="1">Clear<br> </td> </tr> <tr> <td data-mce-selected="1"> <span class="text">Number of walls</span><br> </td> <td data-mce-selected="1">Double-walled<br> </td> </tr> <tr> <td data-mce-selected="1"> <div class="product-specification-name"> <div class="d-flex align-items-center"><span class="text">Insulation value (Ug-value)</span></div> </div> </td> <td data-mce-selected="1">1 W/m²K<br> </td> </tr> <tr> <td data-mce-selected="1">Acoustic value Rw<br> </td> <td data-mce-selected="1">39 dB<br> </td> </tr> <tr> <td data-mce-selected="1">Fall-through safety<br> </td> <td data-mce-selected="1">Yes</td> </tr> <tr> <td data-mce-selected="1">LT-value<br> </td> <td data-mce-selected="1">75 %<br> </td> </tr> <tr> <td data-mce-selected="1"> <span class="text">g-value</span><br> </td> <td data-mce-selected="1">52 %<br> </td> </tr> <tr> <td data-mce-selected="1">Weight<br> </td> <td data-mce-selected="1">44 kg/m²<br> </td> </tr> <tr> <td data-mce-selected="1"> <span class="text">Guarantee</span><br> </td> <td data-mce-selected="1">10 years</td> </tr> </tbody></table> | skylux-160-ce-met-koepel-en-metaalopstand-met-lm-motor-iwindow2-0900-x-0900-mm | 8586003808589 | 46872285643085
Smoke and heat exhaust (SHEV) | SHE system | Skylux | Skylux 160° CE with skylight and metal curb with double LM-actuator - iWindow2 0900 x 1200 mm |  | 83686 | 5412970836865 | 6440.85 | Yes | 30-45 | 145.37 | 900 x 1200 mm | 1200 | 900 |  | metal curb M30 (30 cm high) | Rectangular | 1.00 W/m²K | 52% | 75% | 39dB | 160° CE (for industry) | iWindow2 | without spoiler | E | Double actuator |  | Material Clear Number of walls Double-walled Insulation value (Ug-value) 1 W/m²K Acoustic value Rw 39 dB Fall-through safety Yes LT-value 75 % g-value 52 % Weight 44 kg/m² Guarantee 10 years | https://skylux.eu/en/products/skylux-160-ce-met-koepel-en-metaalopstand-met-lm-motor-iwindow2-0900-x-1200-mm | https://skylux.eu/cdn/shop/files/Skylux-160deg-CE-met-koepel-en-metaalopstand-met-dubbele-LM-motor-iWindow2-0900-x-1200-mm-RWA-systeem.jpg?v=1702977353&width=1600 | https://skylux.eu/cdn/shop/files/e5a82811-1bb0-48e4-a776-cacb59c7c092_bb5b091c-546c-4226-a211-851df79099cb.jpg?v=1688550358&width=1600 | //skylux.eu/cdn/shop/files/E_MH_Mounting_instructions_Skylux_160_CE_LM.pdf?v=12406716259046007223 | //skylux.eu/cdn/shop/files/E_TD_Technical_File_Skylux_Skylux_160_CE_Electric.pdf?v=3667116872303399239 | <table data-mce-selected="1"><tbody> <tr> <td data-mce-selected="1">Material<br> </td> <td data-mce-selected="1">Clear<br> </td> </tr> <tr> <td data-mce-selected="1"> <span class="text">Number of walls</span><br> </td> <td data-mce-selected="1">Double-walled<br> </td> </tr> <tr> <td data-mce-selected="1"> <div class="product-specification-name"> <div class="d-flex align-items-center"><span class="text">Insulation value (Ug-value)</span></div> </div> </td> <td data-mce-selected="1">1 W/m²K<br> </td> </tr> <tr> <td data-mce-selected="1">Acoustic value Rw<br> </td> <td data-mce-selected="1">39 dB<br> </td> </tr> <tr> <td data-mce-selected="1">Fall-through safety<br> </td> <td data-mce-selected="1">Yes</td> </tr> <tr> <td data-mce-selected="1">LT-value<br> </td> <td data-mce-selected="1">75 %<br> </td> </tr> <tr> <td data-mce-selected="1"> <span class="text">g-value</span><br> </td> <td data-mce-selected="1">52 %<br> </td> </tr> <tr> <td data-mce-selected="1">Weight<br> </td> <td data-mce-selected="1">44 kg/m²<br> </td> </tr> <tr> <td data-mce-selected="1"> <span class="text">Guarantee</span><br> </td> <td data-mce-selected="1">10 years</td> </tr> </tbody></table> | skylux-160-ce-met-koepel-en-metaalopstand-met-lm-motor-iwindow2-0900-x-1200-mm | 8586003841357 | 46872285675853
Smoke and heat exhaust (SHEV) | SHE system | Skylux | Skylux 160° CE with skylight and metal curb with double LM-actuator - iWindow2 1000 x 1500 mm |  | 83689 | 5412970836896 | 6754.25 | Yes | 30-45 | 168.36 | 1000 x 1500 mm | 1500 | 1000 |  | metal curb M30 (30 cm high) | Rectangular | 1.00 W/m²K | 52% | 75% | 39dB | 160° CE (for industry) | iWindow2 | without spoiler | E | Double actuator |  | Material Clear Number of walls Double-walled Insulation value (Ug-value) 1 W/m²K Acoustic value Rw 39 dB Fall-through safety Yes LT-value 75 % g-value 52 % Weight 44 kg/m² Guarantee 10 years | https://skylux.eu/en/products/skylux-160-ce-met-koepel-en-metaalopstand-met-lm-motor-iwindow2-1000-x-1500-mm | https://skylux.eu/cdn/shop/files/Skylux-160deg-CE-met-koepel-en-metaalopstand-met-dubbele-LM-motor-iWindow2-1000-x-1500-mm-RWA-systeem.jpg?v=1702977370&width=1600 | https://skylux.eu/cdn/shop/files/e5a82811-1bb0-48e4-a776-cacb59c7c092_d439b675-f8f5-4de4-bac8-c3566ebc5b89.jpg?v=1688550362&width=1600 | //skylux.eu/cdn/shop/files/E_MH_Mounting_instructions_Skylux_160_CE_LM.pdf?v=12406716259046007223 | //skylux.eu/cdn/shop/files/E_TD_Technical_File_Skylux_Skylux_160_CE_Electric.pdf?v=3667116872303399239 | <table data-mce-selected="1"><tbody> <tr> <td data-mce-selected="1">Material<br> </td> <td data-mce-selected="1">Clear<br> </td> </tr> <tr> <td data-mce-selected="1"> <span class="text">Number of walls</span><br> </td> <td data-mce-selected="1">Double-walled<br> </td> </tr> <tr> <td data-mce-selected="1"> <div class="product-specification-name"> <div class="d-flex align-items-center"><span class="text">Insulation value (Ug-value)</span></div> </div> </td> <td data-mce-selected="1">1 W/m²K<br> </td> </tr> <tr> <td data-mce-selected="1">Acoustic value Rw<br> </td> <td data-mce-selected="1">39 dB<br> </td> </tr> <tr> <td data-mce-selected="1">Fall-through safety<br> </td> <td data-mce-selected="1">Yes</td> </tr> <tr> <td data-mce-selected="1">LT-value<br> </td> <td data-mce-selected="1">75 %<br> </td> </tr> <tr> <td data-mce-selected="1"> <span class="text">g-value</span><br> </td> <td data-mce-selected="1">52 %<br> </td> </tr> <tr> <td data-mce-selected="1">Weight<br> </td> <td data-mce-selected="1">44 kg/m²<br> </td> </tr> <tr> <td data-mce-selected="1"> <span class="text">Guarantee</span><br> </td> <td data-mce-selected="1">10 years</td> </tr> </tbody></table> | skylux-160-ce-met-koepel-en-metaalopstand-met-lm-motor-iwindow2-1000-x-1500-mm | 8586004005197 | 46872285905229
Smoke and heat exhaust (SHEV) | SHE system | Skylux | Skylux 160° CE with skylight and metal curb with double LM-actuator - iWindow2 1000 x 2000 mm |  | 83690 | 5412970836902 | 7831.15 | Yes | 30-45 | 210.69 | 1000 x 2000 mm | 2000 | 1000 |  | metal curb M30 (30 cm high) | Rectangular | 1.00 W/m²K | 52% | 75% | 39dB | 160° CE (for industry) | iWindow2 | without spoiler | E | Double actuator |  | Material Clear Number of walls Double-walled Insulation value (Ug-value) 1 W/m²K Acoustic value Rw 39 dB Fall-through safety Yes LT-value 75 % g-value 52 % Weight 44 kg/m² Guarantee 10 years | https://skylux.eu/en/products/skylux-160-ce-met-koepel-en-metaalopstand-met-lm-motor-iwindow2-1000-x-2000-mm | https://skylux.eu/cdn/shop/files/Skylux-160deg-CE-met-koepel-en-metaalopstand-met-dubbele-LM-motor-iWindow2-1000-x-2000-mm-RWA-systeem.jpg?v=1702977376&width=1600 | https://skylux.eu/cdn/shop/files/e5a82811-1bb0-48e4-a776-cacb59c7c092_b77d0924-73ce-4ff9-a28d-340ad4269385.jpg?v=1688550364&width=1600 | //skylux.eu/cdn/shop/files/E_MH_Mounting_instructions_Skylux_160_CE_LM.pdf?v=12406716259046007223 | //skylux.eu/cdn/shop/files/E_TD_Technical_File_Skylux_Skylux_160_CE_Electric.pdf?v=3667116872303399239 | <table data-mce-selected="1"><tbody> <tr> <td data-mce-selected="1">Material<br> </td> <td data-mce-selected="1">Clear<br> </td> </tr> <tr> <td data-mce-selected="1"> <span class="text">Number of walls</span><br> </td> <td data-mce-selected="1">Double-walled<br> </td> </tr> <tr> <td data-mce-selected="1"> <div class="product-specification-name"> <div class="d-flex align-items-center"><span class="text">Insulation value (Ug-value)</span></div> </div> </td> <td data-mce-selected="1">1 W/m²K<br> </td> </tr> <tr> <td data-mce-selected="1">Acoustic value Rw<br> </td> <td data-mce-selected="1">39 dB<br> </td> </tr> <tr> <td data-mce-selected="1">Fall-through safety<br> </td> <td data-mce-selected="1">Yes</td> </tr> <tr> <td data-mce-selected="1">LT-value<br> </td> <td data-mce-selected="1">75 %<br> </td> </tr> <tr> <td data-mce-selected="1"> <span class="text">g-value</span><br> </td> <td data-mce-selected="1">52 %<br> </td> </tr> <tr> <td data-mce-selected="1">Weight<br> </td> <td data-mce-selected="1">44 kg/m²<br> </td> </tr> <tr> <td data-mce-selected="1"> <span class="text">Guarantee</span><br> </td> <td data-mce-selected="1">10 years</td> </tr> </tbody></table> | skylux-160-ce-met-koepel-en-metaalopstand-met-lm-motor-iwindow2-1000-x-2000-mm | 8586004070733 | 46872286527821
Smoke and heat exhaust (SHEV) | SHE system | Skylux | Skylux 160° CE with skylight and metal curb with double LM-actuator - iWindow2 1200 x 1200 mm |  | 83692 | 5412970836926 | 6751.8 | Yes | 30-45 | 175.1 | 1200 x 1200 mm | 1200 | 1200 |  | metal curb M30 (30 cm high) | Square | 1.00 W/m²K | 52% | 75% | 39dB | 160° CE (for industry) | iWindow2 | without spoiler | E | Double actuator |  | Material Clear Number of walls Double-walled Insulation value (Ug-value) 1 W/m²K Acoustic value Rw 39 dB Fall-through safety Yes LT-value 75 % g-value 52 % Weight 44 kg/m² Guarantee 10 years | https://skylux.eu/en/products/skylux-160-ce-met-koepel-en-metaalopstand-met-lm-motor-iwindow2-1200-x-1200-mm | https://skylux.eu/cdn/shop/files/Skylux-160deg-CE-met-koepel-en-metaalopstand-met-dubbele-LM-motor-iWindow2-1200-x-1200-mm-RWA-systeem.jpg?v=1702977386&width=1600 | https://skylux.eu/cdn/shop/files/e5a82811-1bb0-48e4-a776-cacb59c7c092_d3f4867e-a4ee-4f2f-8c6a-a38d628d657e.jpg?v=1688550367&width=1600 | //skylux.eu/cdn/shop/files/E_MH_Mounting_instructions_Skylux_160_CE_LM.pdf?v=12406716259046007223 | //skylux.eu/cdn/shop/files/E_TD_Technical_File_Skylux_Skylux_160_CE_Electric.pdf?v=3667116872303399239 | <table data-mce-selected="1"><tbody> <tr> <td data-mce-selected="1">Material<br> </td> <td data-mce-selected="1">Clear<br> </td> </tr> <tr> <td data-mce-selected="1"> <span class="text">Number of walls</span><br> </td> <td data-mce-selected="1">Double-walled<br> </td> </tr> <tr> <td data-mce-selected="1"> <div class="product-specification-name"> <div class="d-flex align-items-center"><span class="text">Insulation value (Ug-value)</span></div> </div> </td> <td data-mce-selected="1">1 W/m²K<br> </td> </tr> <tr> <td data-mce-selected="1">Acoustic value Rw<br> </td> <td data-mce-selected="1">39 dB<br> </td> </tr> <tr> <td data-mce-selected="1">Fall-through safety<br> </td> <td data-mce-selected="1">Yes</td> </tr> <tr> <td data-mce-selected="1">LT-value<br> </td> <td data-mce-selected="1">75 %<br> </td> </tr> <tr> <td data-mce-selected="1"> <span class="text">g-value</span><br> </td> <td data-mce-selected="1">52 %<br> </td> </tr> <tr> <td data-mce-selected="1">Weight<br> </td> <td data-mce-selected="1">44 kg/m²<br> </td> </tr> <tr> <td data-mce-selected="1"> <span class="text">Guarantee</span><br> </td> <td data-mce-selected="1">10 years</td> </tr> </tbody></table> | skylux-160-ce-met-koepel-en-metaalopstand-met-lm-motor-iwindow2-1200-x-1200-mm | 8586004136269 | 46872286658893
Smoke and heat exhaust (SHEV) | SHE system | Skylux | Skylux 160° CE with skylight and metal curb with double LM-actuator - iWindow2 1300 x 1300 mm |  | 83693 | 5412970836933 | 6947.85 | Yes | 30-45 | 191.43 | 1300 x 1300 mm | 1300 | 1300 |  | metal curb M30 (30 cm high) | Square | 1.00 W/m²K | 52% | 75% | 39dB | 160° CE (for industry) | iWindow2 | without spoiler | E | Double actuator |  | Material Clear Number of walls Double-walled Insulation value (Ug-value) 1 W/m²K Acoustic value Rw 39 dB Fall-through safety Yes LT-value 75 % g-value 52 % Weight 44 kg/m² Guarantee 10 years | https://skylux.eu/en/products/skylux-160-ce-met-koepel-en-metaalopstand-met-lm-motor-iwindow2-1300-x-1300-mm | https://skylux.eu/cdn/shop/files/Skylux-160deg-CE-met-koepel-en-metaalopstand-met-dubbele-LM-motor-iWindow2-1300-x-1300-mm-RWA-systeem.jpg?v=1702977391&width=1600 | https://skylux.eu/cdn/shop/files/e5a82811-1bb0-48e4-a776-cacb59c7c092_9e1c9cee-55d4-4ba9-9035-461dbba1eabb.jpg?v=1688550369&width=1600 | //skylux.eu/cdn/shop/files/E_MH_Mounting_instructions_Skylux_160_CE_LM.pdf?v=12406716259046007223 | //skylux.eu/cdn/shop/files/E_TD_Technical_File_Skylux_Skylux_160_CE_Electric.pdf?v=3667116872303399239 | <table data-mce-selected="1"><tbody> <tr> <td data-mce-selected="1">Material<br> </td> <td data-mce-selected="1">Clear<br> </td> </tr> <tr> <td data-mce-selected="1"> <span class="text">Number of walls</span><br> </td> <td data-mce-selected="1">Double-walled<br> </td> </tr> <tr> <td data-mce-selected="1"> <div class="product-specification-name"> <div class="d-flex align-items-center"><span class="text">Insulation value (Ug-value)</span></div> </div> </td> <td data-mce-selected="1">1 W/m²K<br> </td> </tr> <tr> <td data-mce-selected="1">Acoustic value Rw<br> </td> <td data-mce-selected="1">39 dB<br> </td> </tr> <tr> <td data-mce-selected="1">Fall-through safety<br> </td> <td data-mce-selected="1">Yes</td> </tr> <tr> <td data-mce-selected="1">LT-value<br> </td> <td data-mce-selected="1">75 %<br> </td> </tr> <tr> <td data-mce-selected="1"> <span class="text">g-value</span><br> </td> <td data-mce-selected="1">52 %<br> </td> </tr> <tr> <td data-mce-selected="1">Weight<br> </td> <td data-mce-selected="1">44 kg/m²<br> </td> </tr> <tr> <td data-mce-selected="1"> <span class="text">Guarantee</span><br> </td> <td data-mce-selected="1">10 years</td> </tr> </tbody></table> | skylux-160-ce-met-koepel-en-metaalopstand-met-lm-motor-iwindow2-1300-x-1300-mm | 8586004169037 | 46872286724429
Smoke and heat exhaust (SHEV) | SHE system | Skylux | Skylux 160° CE with skylight and metal curb with double LM-actuator - iWindow2 1400 x 1400 mm |  | 83694 | 5412970836940 | 7828.7 | Yes | 30-45 | 210 | 1400 x 1400 mm | 1400 | 1400 |  | metal curb M30 (30 cm high) | Square | 1.00 W/m²K | 52% | 75% | 39dB | 160° CE (for industry) | iWindow2 | without spoiler | E | Double actuator |  | Material Clear Number of walls Double-walled Insulation value (Ug-value) 1 W/m²K Acoustic value Rw 39 dB Fall-through safety Yes LT-value 75 % g-value 52 % Weight 44 kg/m² Guarantee 10 years | https://skylux.eu/en/products/skylux-160-ce-met-koepel-en-metaalopstand-met-lm-motor-iwindow2-1400-x-1400-mm | https://skylux.eu/cdn/shop/files/Skylux-160deg-CE-met-koepel-en-metaalopstand-met-dubbele-LM-motor-iWindow2-1400-x-1400-mm-RWA-systeem.jpg?v=1702977396&width=1600 | https://skylux.eu/cdn/shop/files/e5a82811-1bb0-48e4-a776-cacb59c7c092_ca6e0f70-4a3e-4cee-acfb-63251140e85f.jpg?v=1688550371&width=1600 | //skylux.eu/cdn/shop/files/E_MH_Mounting_instructions_Skylux_160_CE_LM.pdf?v=12406716259046007223 | //skylux.eu/cdn/shop/files/E_TD_Technical_File_Skylux_Skylux_160_CE_Electric.pdf?v=3667116872303399239 | <table data-mce-selected="1"><tbody> <tr> <td data-mce-selected="1">Material<br> </td> <td data-mce-selected="1">Clear<br> </td> </tr> <tr> <td data-mce-selected="1"> <span class="text">Number of walls</span><br> </td> <td data-mce-selected="1">Double-walled<br> </td> </tr> <tr> <td data-mce-selected="1"> <div class="product-specification-name"> <div class="d-flex align-items-center"><span class="text">Insulation value (Ug-value)</span></div> </div> </td> <td data-mce-selected="1">1 W/m²K<br> </td> </tr> <tr> <td data-mce-selected="1">Acoustic value Rw<br> </td> <td data-mce-selected="1">39 dB<br> </td> </tr> <tr> <td data-mce-selected="1">Fall-through safety<br> </td> <td data-mce-selected="1">Yes</td> </tr> <tr> <td data-mce-selected="1">LT-value<br> </td> <td data-mce-selected="1">75 %<br> </td> </tr> <tr> <td data-mce-selected="1"> <span class="text">g-value</span><br> </td> <td data-mce-selected="1">52 %<br> </td> </tr> <tr> <td data-mce-selected="1">Weight<br> </td> <td data-mce-selected="1">44 kg/m²<br> </td> </tr> <tr> <td data-mce-selected="1"> <span class="text">Guarantee</span><br> </td> <td data-mce-selected="1">10 years</td> </tr> </tbody></table> | skylux-160-ce-met-koepel-en-metaalopstand-met-lm-motor-iwindow2-1400-x-1400-mm | 8586004300109 | 46872287183181
Smoke and heat exhaust (SHEV) | SHE system | Skylux | Skylux 160° CE with skylight and metal curb with double LM-actuator - iWindow3 0900 x 1200 mm |  | 83696 | 5412970836964 | 7224.95 | Yes | 30-45 | 168.07 | 900 x 1200 mm | 1200 | 900 |  | metal curb M30 (30 cm high) | Rectangular | 0.50 W/m²K | 42% | 63% | 41dB | 160° CE (for industry) | iWindow3 | without spoiler | E | Double actuator |  | Material Clear Number of walls Triple-walled Insulation value (Ug-value) 0.5 W/m²K Acoustic value Rw 41 dB Fall-through safety Yes LT-value 63 % g-value 42 % Weight 60 kg/m² Guarantee 10 years | https://skylux.eu/en/products/skylux-160-ce-met-koepel-en-metaalopstand-met-lm-motor-iwindow3-0900-x-1200-mm | https://skylux.eu/cdn/shop/files/Skylux-160deg-CE-met-koepel-en-metaalopstand-met-dubbele-LM-motor-iWindow3-0900-x-1200-mm-RWA-systeem.jpg?v=1702977406&width=1600 | https://skylux.eu/cdn/shop/files/e5a82811-1bb0-48e4-a776-cacb59c7c092_8d8720fe-da44-4841-bb9b-a351383ce9cf.jpg?v=1688550374&width=1600 | //skylux.eu/cdn/shop/files/E_MH_Mounting_instructions_Skylux_160_CE_LM.pdf?v=12406716259046007223 | //skylux.eu/cdn/shop/files/E_TD_Technical_File_Skylux_Skylux_160_CE_Electric.pdf?v=3667116872303399239 | <table><tbody> <tr> <td>Material</td> <td>Clear</td> </tr> <tr> <td>Number of walls</td> <td>Triple-walled</td> </tr> <tr> <td>Insulation value (Ug-value)</td> <td>0.5 W/m²K</td> </tr> <tr> <td>Acoustic value Rw</td> <td>41 dB</td> </tr> <tr> <td>Fall-through safety</td> <td>Yes</td> </tr> <tr> <td>LT-value</td> <td> <div class="product-specification"> <div class="product-specification-value"> <div class="d-flex align-items-center"><span class="text">63 %</span></div> </div> </div> <div class="product-specification"></div> </td> </tr> <tr> <td>g-value</td> <td>42 %</td> </tr> <tr> <td>Weight</td> <td>60 kg/m²</td> </tr> <tr> <td>Guarantee</td> <td>10 years</td> </tr> </tbody></table> | skylux-160-ce-met-koepel-en-metaalopstand-met-lm-motor-iwindow3-0900-x-1200-mm | 8586004431181 | 46872288133453
Smoke and heat exhaust (SHEV) | SHE system | Skylux | Skylux 160° CE with skylight and metal curb with double LM-actuator - iWindow3 1000 x 1500 mm |  | 83698 | 5412970836988 | 7855.35 | Yes | 30-45 | 208.63 | 1000 x 1500 mm | 1500 | 1000 |  | metal curb M30 (30 cm high) | Rectangular | 0.50 W/m²K | 42% | 63% | 41dB | 160° CE (for industry) | iWindow3 | without spoiler | E | Double actuator |  | Material Clear Number of walls Triple-walled Insulation value (Ug-value) 0.5 W/m²K Acoustic value Rw 41 dB Fall-through safety Yes LT-value 63 % g-value 42 % Weight 60 kg/m² Guarantee 10 years | https://skylux.eu/en/products/skylux-160-ce-met-koepel-en-metaalopstand-met-lm-motor-iwindow3-1000-x-1500-mm | https://skylux.eu/cdn/shop/files/Skylux-160deg-CE-met-koepel-en-metaalopstand-met-dubbele-LM-motor-iWindow3-1000-x-1500-mm-RWA-systeem.jpg?v=1702977417&width=1600 | https://skylux.eu/cdn/shop/files/e5a82811-1bb0-48e4-a776-cacb59c7c092_8c421ac4-8526-40b0-954a-3522697d87b8.jpg?v=1688550377&width=1600 | //skylux.eu/cdn/shop/files/E_MH_Mounting_instructions_Skylux_160_CE_LM.pdf?v=12406716259046007223 | //skylux.eu/cdn/shop/files/E_TD_Technical_File_Skylux_Skylux_160_CE_Electric.pdf?v=3667116872303399239 | <table><tbody> <tr> <td>Material</td> <td>Clear</td> </tr> <tr> <td>Number of walls</td> <td>Triple-walled</td> </tr> <tr> <td>Insulation value (Ug-value)</td> <td>0.5 W/m²K</td> </tr> <tr> <td>Acoustic value Rw</td> <td>41 dB</td> </tr> <tr> <td>Fall-through safety</td> <td>Yes</td> </tr> <tr> <td>LT-value</td> <td> <div class="product-specification"> <div class="product-specification-value"> <div class="d-flex align-items-center"><span class="text">63 %</span></div> </div> </div> <div class="product-specification"></div> </td> </tr> <tr> <td>g-value</td> <td>42 %</td> </tr> <tr> <td>Weight</td> <td>60 kg/m²</td> </tr> <tr> <td>Guarantee</td> <td>10 years</td> </tr> </tbody></table> | skylux-160-ce-met-koepel-en-metaalopstand-met-lm-motor-iwindow3-1000-x-1500-mm | 8586004529485 | 46872288264525
Smoke and heat exhaust (SHEV) | SHE system | Skylux | Skylux 160° CE with skylight and metal curb with double LM-actuator - iWindow3 1100 x 1100 mm |  | 83699 | 5412970836995 | 7322.95 | Yes | 30-45 | 167.32 | 1100 x 1100 mm | 1100 | 1100 |  | metal curb M30 (30 cm high) | Square | 0.50 W/m²K | 42% | 63% | 41dB | 160° CE (for industry) | iWindow3 | without spoiler | E | Double actuator |  | Material Clear Number of walls Triple-walled Insulation value (Ug-value) 0.5 W/m²K Acoustic value Rw 41 dB Fall-through safety Yes LT-value 63 % g-value 42 % Weight 60 kg/m² Guarantee 10 years | https://skylux.eu/en/products/skylux-160-ce-met-koepel-en-metaalopstand-met-lm-motor-iwindow3-1100-x-1100-mm | https://skylux.eu/cdn/shop/files/Skylux-160deg-CE-met-koepel-en-metaalopstand-met-dubbele-LM-motor-iWindow3-1100-x-1100-mm-RWA-systeem.jpg?v=1702977422&width=1600 | https://skylux.eu/cdn/shop/files/e5a82811-1bb0-48e4-a776-cacb59c7c092_d997783d-5b35-4b7c-9788-41086724e528.jpg?v=1688550379&width=1600 | //skylux.eu/cdn/shop/files/E_MH_Mounting_instructions_Skylux_160_CE_LM.pdf?v=12406716259046007223 | //skylux.eu/cdn/shop/files/E_TD_Technical_File_Skylux_Skylux_160_CE_Electric.pdf?v=3667116872303399239 | <table><tbody> <tr> <td>Material</td> <td>Clear</td> </tr> <tr> <td>Number of walls</td> <td>Triple-walled</td> </tr> <tr> <td>Insulation value (Ug-value)</td> <td>0.5 W/m²K</td> </tr> <tr> <td>Acoustic value Rw</td> <td>41 dB</td> </tr> <tr> <td>Fall-through safety</td> <td>Yes</td> </tr> <tr> <td>LT-value</td> <td> <div class="product-specification"> <div class="product-specification-value"> <div class="d-flex align-items-center"><span class="text">63 %</span></div> </div> </div> <div class="product-specification"></div> </td> </tr> <tr> <td>g-value</td> <td>42 %</td> </tr> <tr> <td>Weight</td> <td>60 kg/m²</td> </tr> <tr> <td>Guarantee</td> <td>10 years</td> </tr> </tbody></table> | skylux-160-ce-met-koepel-en-metaalopstand-met-lm-motor-iwindow3-1100-x-1100-mm | 8586004595021 | 46872288493901
Smoke and heat exhaust (SHEV) | SHE system | Skylux | Skylux 160° CE with skylight and metal curb with double LM-actuator - iWindow3 1200 x 1200 mm |  | 83700 | 5412970837008 | 7746.45 | Yes | 30-45 | 204.98 | 1200 x 1200 mm | 1200 | 1200 |  | metal curb M30 (30 cm high) | Square | 0.50 W/m²K | 42% | 63% | 41dB | 160° CE (for industry) | iWindow3 | without spoiler | E | Double actuator |  | Material Clear Number of walls Triple-walled Insulation value (Ug-value) 0.5 W/m²K Acoustic value Rw 41 dB Fall-through safety Yes LT-value 63 % g-value 42 % Weight 60 kg/m² Guarantee 10 years | https://skylux.eu/en/products/skylux-160-ce-met-koepel-en-metaalopstand-met-lm-motor-iwindow3-1200-x-1200-mm | https://skylux.eu/cdn/shop/files/Skylux-160deg-CE-met-koepel-en-metaalopstand-met-dubbele-LM-motor-iWindow3-1200-x-1200-mm-RWA-systeem.jpg?v=1702977427&width=1600 | https://skylux.eu/cdn/shop/files/e5a82811-1bb0-48e4-a776-cacb59c7c092_07126c72-3ed6-4db3-a716-bce68dc6534b.jpg?v=1688550381&width=1600 | //skylux.eu/cdn/shop/files/E_MH_Mounting_instructions_Skylux_160_CE_LM.pdf?v=12406716259046007223 | //skylux.eu/cdn/shop/files/E_TD_Technical_File_Skylux_Skylux_160_CE_Electric.pdf?v=3667116872303399239 | <table><tbody> <tr> <td>Material</td> <td>Clear</td> </tr> <tr> <td>Number of walls</td> <td>Triple-walled</td> </tr> <tr> <td>Insulation value (Ug-value)</td> <td>0.5 W/m²K</td> </tr> <tr> <td>Acoustic value Rw</td> <td>41 dB</td> </tr> <tr> <td>Fall-through safety</td> <td>Yes</td> </tr> <tr> <td>LT-value</td> <td> <div class="product-specification"> <div class="product-specification-value"> <div class="d-flex align-items-center"><span class="text">63 %</span></div> </div> </div> <div class="product-specification"></div> </td> </tr> <tr> <td>g-value</td> <td>42 %</td> </tr> <tr> <td>Weight</td> <td>60 kg/m²</td> </tr> <tr> <td>Guarantee</td> <td>10 years</td> </tr> </tbody></table> | skylux-160-ce-met-koepel-en-metaalopstand-met-lm-motor-iwindow3-1200-x-1200-mm | 8586004627789 | 46872288624973
Smoke and heat exhaust (SHEV) | SHE system | Skylux | Skylux 160° CE with skylight and metal curb with double LM-actuator 1000 x 2500 mm |  | 35398 | 5412970353980 | 7068.85 | Yes | 30-45 | 134.81 | 1000 x 2500 mm | 2500 | 1000 |  | metal curb M30 (30 cm high) | Rectangular | 5.17 W/m²K - 1.28 W/m²K | 87% - 32% | 90% - 32% | 20dB - 23dB | 160° CE (for industry) | skylight | without spoiler | E | Double actuator | Maximum four-walled skylight possible for this product | Ut-value LT-value g-value Rw-value EN 1873 : 2014 EN ISO 13468 EN 16153 EN 410 EN 410 EN ISO 140-3 Material Walls Shells (W/m²K) (%) (%) (dB) Acrylic Single-walled Clear (H) 5.17 90 87 - PMMA Single-walled Opal (O) 5.17 83 76 - Double-walled Clear (H/H) 2.90 81 75 20 Double-walled Opal (O/O) 2.90 69 58 20 Triple-walled Clear (H/H/H) 1.70 73 65 22 Triple-walled Opal (O/H/O) 1.70 62 51 22 Four-walled Clear (H/H/H/H) 1.28 64 54 23 Four-walled Opal (H/H/O/H) 1.28 59 48 23 Polycarbonate Single-walled Clear (A) 5.17 88 83 - PC Single-walled Opal (D) 5.17 58 60 - Double-walled Clear (A/H) 2.90 79 72 20 Double-walled Clear (A/A) 2.90 77 69 20 Double-walled Opal (A/O) 2.90 73 63 20 Double-walled Opal (A/D) 2.90 51 50 20 Triple-walled Clear (A/H/H) 1.70 71 63 22 Triple-walled Opal (A/O/O) 1.70 61 48 22 Four-walled Clear (A/H/H/H) 1.28 64 52 23 Four-walled Opal (A/H/O/H) 1.28 59 46 23 Polycarbonate Single-walled Heatstop Opal (T) 5.17 49 59 - Heatstop PC Double-walled Clear (T/H) 2.90 44 51 20 Double-walled Opal (T/O) 2.90 41 45 20 Triple-walled Clear (T/H/H) 1.70 40 <td data-sheets-numberformat='{"1":2,"2":"0","3":1}' data-sheets-value='{"1":3,"3":44}' style="overflow:hidden;paddin | https://skylux.eu/en/products/skylux-160-ce-met-koepel-en-metaalopstand-met-lm-motor-1000-x-2500-mm | https://skylux.eu/cdn/shop/files/Skylux-160deg-CE-met-koepel-en-metaalopstand-met-dubbele-LM-motor-1000-x-2500-mm-RWA-systeem.jpg?v=1702976572&width=1600 | https://skylux.eu/cdn/shop/files/e5a82811-1bb0-48e4-a776-cacb59c7c092_940ad3d2-b90a-4632-95cb-d787810aaf0e.jpg?v=1688550165&width=1600 | //skylux.eu/cdn/shop/files/E_MH_Mounting_instructions_Skylux_160_CE_LM.pdf?v=12406716259046007223 | //skylux.eu/cdn/shop/files/E_TD_Technical_File_Skylux_Skylux_160_CE_Electric.pdf?v=3667116872303399239 | <style type="text/css" id="isPasted"> <!--td { border: 1px solid #cccccc; } br { mso-data-placement: same-cell; } --> </style> <table border="1" cellpadding="0" cellspacing="0" dir="ltr" style="table-layout:fixed;font-size:10pt;font-family:Arial;border-collapse:collapse;border:none;"><tbody> <tr style="height:20px;"> <td style="overflow:hidden;padding:0px 3px 0px 3px;vertical-align:bottom;"></td> <td style="overflow:hidden;padding:0px 3px 0px 3px;vertical-align:bottom;"></td> <td style="overflow:hidden;padding:0px 3px 0px 3px;vertical-align:bottom;"></td> <td data-sheets-value='{"1":2,"2":"Ut-value"}' style="overflow:hidden;padding:0px 3px 0px 3px;vertical-align:bottom;font-weight:bold;text-align:center;">Ut-value</td> <td data-sheets-value='{"1":2,"2":"LT-value"}' style="overflow:hidden;padding:0px 3px 0px 3px;vertical-align:bottom;font-weight:bold;text-align:center;">LT-value</td> <td data-sheets-value='{"1":2,"2":"g-value"}' style="overflow:hidden;padding:0px 3px 0px 3px;vertical-align:bottom;font-weight:bold;text-align:center;">g-value</td> <td data-sheets-value='{"1":2,"2":"Rw-value "}' style="overflow:hidden;padding:0px 3px 0px 3px;vertical-align:bottom;font-weight:bold;text-align:center;">Rw-value </td> </tr> <tr style="height:20px;"> <td style="overflow:hidden;padding:0px 3px 0px 3px;vertical-align:bottom;"></td> <td style="overflow:hidden;padding:0px 3px 0px 3px;vertical-align:bottom;"></td> <td style="overflow:hidden;padding:0px 3px 0px 3px;vertical-align:bottom;"></td> <td data-sheets-numberformat='{"1":2,"2":"0.00","3":1}' data-sheets-value='{"1":2,"2":"EN 1873 : 2014"}' style="overflow:hidden;padding:0px 3px 0px 3px;vertical-align:bottom;text-align:center;">EN 1873 : 2014</td> <td data-sheets-numberformat='{"1":2,"2":"0","3":1}' data-sheets-value='{"1":2,"2":"EN ISO 13468 EN 16153 EN 410"}' style="overflow:hidden;padding:0px 3px 0px 3px;vertical-align:bottom;text-align:center;">EN ISO 13468 EN 16153 EN 410</td> <td data-sheets-numberformat='{"1":2,"2":"0","3":1}' data-sheets-value='{"1":2,"2":"EN 410"}' style="overflow:hidden;padding:0px 3px 0px 3px;vertical-align:bottom;text-align:center;">EN 410</td> <td data-sheets-value='{"1":2,"2":"EN ISO 140-3\t\t"}' style="overflow:hidden;padding:0px 3px 0px 3px;vertical-align:bottom;text-align:center;">EN ISO 140-3 </td> </tr> <tr style="height:20px;"> <td data-sheets-value='{"1":2,"2":"Material"}' style="border-bottom:1px solid #000000;overflow:hidden;padding:0px 3px 0px 3px;vertical-align:bottom;background-color:#000000;font-weight:bold;color:#ffffff;">Material</td> <td data-sheets-value='{"1":2,"2":"Walls"}' style="border-bottom:1px solid #000000;overflow:hidden;padding:0px 3px 0px 3px;vertical-align:bottom;background-color:#000000;font-weight:bold;color:#ffffff;">Walls</td> <td data-sheets-value='{"1":2,"2":"Shells"}' style="border-bottom:1px solid #000000;overflow:hidden;padding:0px 3px 0px 3px;vertical-align:bottom;background-color:#000000;font-weight:bold;color:#ffffff;">Shells</td> <td data-sheets-numberformat='{"1":2,"2":"0.00","3":1}' data-sheets-value='{"1":2,"2":"(W/m²K)\t"}' style="border-bottom:1px solid #000000;overflow:hidden;padding:0px 3px 0px 3px;vertical-align:bottom;background-color:#000000;font-weight:bold;color:#ffffff;text-align:center;">(W/m²K) </td> <td data-sheets-numberformat='{"1":2,"2":"0","3":1}' data-sheets-value='{"1":2,"2":"(%)"}' style="border-bottom:1px solid #000000;overflow:hidden;padding:0px 3px 0px 3px;vertical-align:bottom;background-color:#000000;font-weight:bold;color:#ffffff;text-align:center;">(%)</td> <td data-sheets-numberformat='{"1":2,"2":"0","3":1}' data-sheets-value='{"1":2,"2":"(%)"}' style="border-bottom:1px solid #000000;overflow:hidden;padding:0px 3px 0px 3px;vertical-align:bottom;background-color:#000000;font-weight:bold;color:#ffffff;text-align:center;">(%)</td> <td data-sheets-value='{"1":2,"2":"(dB)"}' style="border-bottom:1px solid #000000;overflow:hidden;padding:0px 3px 0px 3px;vertical-align:bottom;background-color:#000000;font-weight:bold;color:#ffffff;text-align:center;">(dB)</td> </tr> <tr style="height:20px;"> <td data-sheets-value='{"1":2,"2":"Acrylic"}' style="border-left:1px solid #000000;overflow:hidden;padding:0px 3px 0px 3px;vertical-align:bottom;font-weight:bold;">Acrylic</td> <td data-sheets-value='{"1":2,"2":"Single-walled"}' style="overflow:hidden;padding:0px 3px 0px 3px;vertical-align:bottom;font-weight:bold;">Single-walled</td> <td data-sheets-value='{"1":2,"2":"Clear (H)"}' style="border-right:1px solid #000000;overflow:hidden;padding:0px 3px 0px 3px;vertical-align:bottom;font-weight:bold;">Clear (H)</td> <td data-sheets-numberformat='{"1":2,"2":"0.00","3":1}' data-sheets-value='{"1":3,"3":5.17}' style="overflow:hidden;padding:0px 3px 0px 3px;vertical-align:bottom;text-align:center;">5.17</td> <td data-sheets-numberformat='{"1":2,"2":"0","3":1}' data-sheets-value='{"1":3,"3":90}' style="overflow:hidden;padding:0px 3px 0px 3px;vertical-align:bottom;text-align:center;">90</td> <td data-sheets-numberformat='{"1":2,"2":"0","3":1}' data-sheets-value='{"1":3,"3":87}' style="overflow:hidden;padding:0px 3px 0px 3px;vertical-align:bottom;text-align:center;">87</td> <td data-sheets-numberformat='{"1":2,"2":"0","3":1}' data-sheets-value='{"1":2,"2":"-"}' style="border-right:1px solid #000000;overflow:hidden;padding:0px 3px 0px 3px;vertical-align:bottom;text-align:center;">-</td> </tr> <tr style="height:20px;"> <td data-sheets-value='{"1":2,"2":"PMMA"}' style="border-left:1px solid #000000;overflow:hidden;padding:0px 3px 0px 3px;vertical-align:bottom;font-weight:bold;">PMMA</td> <td data-sheets-value='{"1":2,"2":"Single-walled"}' style="overflow:hidden;padding:0px 3px 0px 3px;vertical-align:bottom;font-weight:bold;">Single-walled</td> <td data-sheets-value='{"1":2,"2":"Opal (O)"}' style="border-right:1px solid #000000;overflow:hidden;padding:0px 3px 0px 3px;vertical-align:bottom;font-weight:bold;">Opal (O)</td> <td data-sheets-numberformat='{"1":2,"2":"0.00","3":1}' data-sheets-value='{"1":3,"3":5.17}' style="overflow:hidden;padding:0px 3px 0px 3px;vertical-align:bottom;text-align:center;">5.17</td> <td data-sheets-numberformat='{"1":2,"2":"0","3":1}' data-sheets-value='{"1":3,"3":83}' style="overflow:hidden;padding:0px 3px 0px 3px;vertical-align:bottom;text-align:center;">83</td> <td data-sheets-numberformat='{"1":2,"2":"0","3":1}' data-sheets-value='{"1":3,"3":76}' style="overflow:hidden;padding:0px 3px 0px 3px;vertical-align:bottom;text-align:center;">76</td> <td data-sheets-numberformat='{"1":2,"2":"0","3":1}' data-sheets-value='{"1":2,"2":"-"}' style="border-right:1px solid #000000;overflow:hidden;padding:0px 3px 0px 3px;vertical-align:bottom;text-align:center;">-</td> </tr> <tr style="height:20px;"> <td style="border-left:1px solid #000000;overflow:hidden;padding:0px 3px 0px 3px;vertical-align:bottom;font-weight:bold;"></td> <td data-sheets-value='{"1":2,"2":"Double-walled"}' style="overflow:hidden;padding:0px 3px 0px 3px;vertical-align:bottom;font-weight:bold;">Double-walled</td> <td data-sheets-value='{"1":2,"2":"Clear (H/H)"}' style="border-right:1px solid #000000;overflow:hidden;padding:0px 3px 0px 3px;vertical-align:bottom;font-weight:bold;">Clear (H/H)</td> <td data-sheets-numberformat='{"1":2,"2":"0.00","3":1}' data-sheets-value='{"1":3,"3":2.9}' style="overflow:hidden;padding:0px 3px 0px 3px;vertical-align:bottom;text-align:center;">2.90</td> <td data-sheets-numberformat='{"1":2,"2":"0","3":1}' data-sheets-value='{"1":3,"3":81}' style="overflow:hidden;padding:0px 3px 0px 3px;vertical-align:bottom;text-align:center;">81</td> <td data-sheets-numberformat='{"1":2,"2":"0","3":1}' data-sheets-value='{"1":3,"3":75}' style="overflow:hidden;padding:0px 3px 0px 3px;vertical-align:bottom;text-align:center;">75</td> <td data-sheets-numberformat='{"1":2,"2":"0","3":1}' data-sheets-value='{"1":3,"3":20}' style="border-right:1px solid #000000;overflow:hidden;padding:0px 3px 0px 3px;vertical-align:bottom;text-align:center;">20</td> </tr> <tr style="height:20px;"> <td style="border-left:1px solid #000000;overflow:hidden;padding:0px 3px 0px 3px;vertical-align:bottom;font-weight:bold;"></td> <td data-sheets-value='{"1":2,"2":"Double-walled"}' style="overflow:hidden;padding:0px 3px 0px 3px;vertical-align:bottom;font-weight:bold;">Double-walled</td> <td data-sheets-value='{"1":2,"2":"Opal (O/O)"}' style="border-right:1px solid #000000;overflow:hidden;padding:0px 3px 0px 3px;vertical-align:bottom;font-weight:bold;">Opal (O/O)</td> <td data-sheets-numberformat='{"1":2,"2":"0.00","3":1}' data-sheets-value='{"1":3,"3":2.9}' style="overflow:hidden;padding:0px 3px 0px 3px;vertical-align:bottom;text-align:center;">2.90</td> <td data-sheets-numberformat='{"1":2,"2":"0","3":1}' data-sheets-value='{"1":3,"3":69}' style="overflow:hidden;padding:0px 3px 0px 3px;vertical-align:bottom;text-align:center;">69</td> <td data-sheets-numberformat='{"1":2,"2":"0","3":1}' data-sheets-value='{"1":3,"3":58}' style="overflow:hidden;padding:0px 3px 0px 3px;vertical-align:bottom;text-align:center;">58</td> <td data-sheets-numberformat='{"1":2,"2":"0","3":1}' data-sheets-value='{"1":3,"3":20}' style="border-right:1px solid #000000;overflow:hidden;padding:0px 3px 0px 3px;vertical-align:bottom;text-align:center;">20</td> </tr> <tr style="height:20px;"> <td style="border-left:1px solid #000000;overflow:hidden;padding:0px 3px 0px 3px;vertical-align:bottom;font-weight:bold;"></td> <td data-sheets-value='{"1":2,"2":"Triple-walled"}' style="overflow:hidden;padding:0px 3px 0px 3px;vertical-align:bottom;font-weight:bold;">Triple-walled</td> <td data-sheets-value='{"1":2,"2":"Clear (H/H/H)"}' style="border-right:1px solid #000000;overflow:hidden;padding:0px 3px 0px 3px;vertical-align:bottom;font-weight:bold;">Clear (H/H/H)</td> <td data-sheets-numberformat='{"1":2,"2":"0.00","3":1}' data-sheets-value='{"1":3,"3":1.7}' style="overflow:hidden;padding:0px 3px 0px 3px;vertical-align:bottom;text-align:center;">1.70</td> <td data-sheets-numberformat='{"1":2,"2":"0","3":1}' data-sheets-value='{"1":3,"3":73}' style="overflow:hidden;padding:0px 3px 0px 3px;vertical-align:bottom;text-align:center;">73</td> <td data-sheets-numberformat='{"1":2,"2":"0","3":1}' data-sheets-value='{"1":3,"3":65}' style="overflow:hidden;padding:0px 3px 0px 3px;vertical-align:bottom;text-align:center;">65</td> <td data-sheets-numberformat='{"1":2,"2":"0","3":1}' data-sheets-value='{"1":3,"3":22}' style="border-right:1px solid #000000;overflow:hidden;padding:0px 3px 0px 3px;vertical-align:bottom;text-align:center;">22</td> </tr> <tr style="height:20px;"> <td style="border-left:1px solid #000000;overflow:hidden;padding:0px 3px 0px 3px;vertical-align:bottom;font-weight:bold;"></td> <td data-sheets-value='{"1":2,"2":"Triple-walled"}' style="overflow:hidden;padding:0px 3px 0px 3px;vertical-align:bottom;font-weight:bold;">Triple-walled</td> <td data-sheets-value='{"1":2,"2":"Opal (O/H/O)"}' style="border-right:1px solid #000000;overflow:hidden;padding:0px 3px 0px 3px;vertical-align:bottom;font-weight:bold;">Opal (O/H/O)</td> <td data-sheets-numberformat='{"1":2,"2":"0.00","3":1}' data-sheets-value='{"1":3,"3":1.7}' style="overflow:hidden;padding:0px 3px 0px 3px;vertical-align:bottom;text-align:center;">1.70</td> <td data-sheets-numberformat='{"1":2,"2":"0","3":1}' data-sheets-value='{"1":3,"3":62}' style="overflow:hidden;padding:0px 3px 0px 3px;vertical-align:bottom;text-align:center;">62</td> <td data-sheets-numberformat='{"1":2,"2":"0","3":1}' data-sheets-value='{"1":3,"3":51}' style="overflow:hidden;padding:0px 3px 0px 3px;vertical-align:bottom;text-align:center;">51</td> <td data-sheets-numberformat='{"1":2,"2":"0","3":1}' data-sheets-value='{"1":3,"3":22}' style="border-right:1px solid #000000;overflow:hidden;padding:0px 3px 0px 3px;vertical-align:bottom;text-align:center;">22</td> </tr> <tr style="height:20px;"> <td style="border-left:1px solid #000000;overflow:hidden;padding:0px 3px 0px 3px;vertical-align:bottom;font-weight:bold;"></td> <td data-sheets-value='{"1":2,"2":"Four-walled"}' style="overflow:hidden;padding:0px 3px 0px 3px;vertical-align:bottom;font-weight:bold;">Four-walled</td> <td data-sheets-value='{"1":2,"2":"Clear (H/H/H/H)"}' style="border-right:1px solid #000000;overflow:hidden;padding:0px 3px 0px 3px;vertical-align:bottom;font-weight:bold;">Clear (H/H/H/H)</td> <td data-sheets-numberformat='{"1":2,"2":"0.00","3":1}' data-sheets-value='{"1":3,"3":1.28}' style="overflow:hidden;padding:0px 3px 0px 3px;vertical-align:bottom;text-align:center;">1.28</td> <td data-sheets-numberformat='{"1":2,"2":"0","3":1}' data-sheets-value='{"1":3,"3":64}' style="overflow:hidden;padding:0px 3px 0px 3px;vertical-align:bottom;text-align:center;">64</td> <td data-sheets-numberformat='{"1":2,"2":"0","3":1}' data-sheets-value='{"1":3,"3":54}' style="overflow:hidden;padding:0px 3px 0px 3px;vertical-align:bottom;text-align:center;">54</td> <td data-sheets-numberformat='{"1":2,"2":"0","3":1}' data-sheets-value='{"1":3,"3":23}' style="border-right:1px solid #000000;overflow:hidden;padding:0px 3px 0px 3px;vertical-align:bottom;text-align:center;">23</td> </tr> <tr style="height:20px;"> <td style="border-bottom:1px solid #000000;border-left:1px solid #000000;overflow:hidden;padding:0px 3px 0px 3px;vertical-align:bottom;"></td> <td data-sheets-value='{"1":2,"2":"Four-walled"}' style="border-bottom:1px solid #000000;overflow:hidden;padding:0px 3px 0px 3px;vertical-align:bottom;font-weight:bold;">Four-walled</td> <td data-sheets-value='{"1":2,"2":"Opal (H/H/O/H)"}' style="border-right:1px solid #000000;border-bottom:1px solid #000000;overflow:hidden;padding:0px 3px 0px 3px;vertical-align:bottom;font-weight:bold;">Opal (H/H/O/H)</td> <td data-sheets-numberformat='{"1":2,"2":"0.00","3":1}' data-sheets-value='{"1":3,"3":1.28}' style="border-bottom:1px solid #000000;overflow:hidden;padding:0px 3px 0px 3px;vertical-align:bottom;text-align:center;">1.28</td> <td data-sheets-numberformat='{"1":2,"2":"0","3":1}' data-sheets-value='{"1":3,"3":59}' style="border-bottom:1px solid #000000;overflow:hidden;padding:0px 3px 0px 3px;vertical-align:bottom;text-align:center;">59</td> <td data-sheets-numberformat='{"1":2,"2":"0","3":1}' data-sheets-value='{"1":3,"3":48}' style="border-bottom:1px solid #000000;overflow:hidden;padding:0px 3px 0px 3px;vertical-align:bottom;text-align:center;">48</td> <td data-sheets-numberformat='{"1":2,"2":"0","3":1}' data-sheets-value='{"1":3,"3":23}' style="border-right:1px solid #000000;border-bottom:1px solid #000000;overflow:hidden;padding:0px 3px 0px 3px;vertical-align:bottom;text-align:center;">23</td> </tr> <tr style="height:20px;"> <td data-sheets-value='{"1":2,"2":"Polycarbonate "}' style="border-left:1px solid #000000;overflow:hidden;padding:0px 3px 0px 3px;vertical-align:bottom;font-weight:bold;">Polycarbonate </td> <td data-sheets-value='{"1":2,"2":"Single-walled"}' style="overflow:hidden;padding:0px 3px 0px 3px;vertical-align:bottom;font-weight:bold;">Single-walled</td> <td data-sheets-value='{"1":2,"2":"Clear (A)"}' style="border-right:1px solid #000000;overflow:hidden;padding:0px 3px 0px 3px;vertical-align:bottom;font-weight:bold;">Clear (A)</td> <td data-sheets-numberformat='{"1":2,"2":"0.00","3":1}' data-sheets-value='{"1":3,"3":5.17}' style="overflow:hidden;padding:0px 3px 0px 3px;vertical-align:bottom;text-align:center;">5.17</td> <td data-sheets-numberformat='{"1":2,"2":"0","3":1}' data-sheets-value='{"1":3,"3":88}' style="overflow:hidden;padding:0px 3px 0px 3px;vertical-align:bottom;text-align:center;">88</td> <td data-sheets-numberformat='{"1":2,"2":"0","3":1}' data-sheets-value='{"1":3,"3":83}' style="overflow:hidden;padding:0px 3px 0px 3px;vertical-align:bottom;text-align:center;">83</td> <td data-sheets-numberformat='{"1":2,"2":"0","3":1}' data-sheets-value='{"1":2,"2":"-"}' style="border-right:1px solid #000000;overflow:hidden;padding:0px 3px 0px 3px;vertical-align:bottom;text-align:center;">-</td> </tr> <tr style="height:20px;"> <td data-sheets-value='{"1":2,"2":"PC"}' style="border-left:1px solid #000000;overflow:hidden;padding:0px 3px 0px 3px;vertical-align:bottom;font-weight:bold;">PC</td> <td data-sheets-value='{"1":2,"2":"Single-walled"}' style="overflow:hidden;padding:0px 3px 0px 3px;vertical-align:bottom;font-weight:bold;">Single-walled</td> <td data-sheets-value='{"1":2,"2":"Opal (D)"}' style="border-right:1px solid #000000;overflow:hidden;padding:0px 3px 0px 3px;vertical-align:bottom;font-weight:bold;">Opal (D)</td> <td data-sheets-numberformat='{"1":2,"2":"0.00","3":1}' data-sheets-value='{"1":3,"3":5.17}' style="overflow:hidden;padding:0px 3px 0px 3px;vertical-align:bottom;text-align:center;">5.17</td> <td data-sheets-numberformat='{"1":2,"2":"0","3":1}' data-sheets-value='{"1":3,"3":58}' style="overflow:hidden;padding:0px 3px 0px 3px;vertical-align:bottom;text-align:center;">58</td> <td data-sheets-numberformat='{"1":2,"2":"0","3":1}' data-sheets-value='{"1":3,"3":60}' style="overflow:hidden;padding:0px 3px 0px 3px;vertical-align:bottom;text-align:center;">60</td> <td data-sheets-numberformat='{"1":2,"2":"0","3":1}' data-sheets-value='{"1":2,"2":"-"}' style="border-right:1px solid #000000;overflow:hidden;padding:0px 3px 0px 3px;vertical-align:bottom;text-align:center;">-</td> </tr> <tr style="height:20px;"> <td style="border-left:1px solid #000000;overflow:hidden;padding:0px 3px 0px 3px;vertical-align:bottom;font-weight:bold;"></td> <td data-sheets-value='{"1":2,"2":"Double-walled"}' style="overflow:hidden;padding:0px 3px 0px 3px;vertical-align:bottom;font-weight:bold;">Double-walled</td> <td data-sheets-value='{"1":2,"2":"Clear (A/H)"}' style="border-right:1px solid #000000;overflow:hidden;padding:0px 3px 0px 3px;vertical-align:bottom;font-weight:bold;">Clear (A/H)</td> <td data-sheets-numberformat='{"1":2,"2":"0.00","3":1}' data-sheets-value='{"1":3,"3":2.9}' style="overflow:hidden;padding:0px 3px 0px 3px;vertical-align:bottom;text-align:center;">2.90</td> <td data-sheets-numberformat='{"1":2,"2":"0","3":1}' data-sheets-value='{"1":3,"3":79}' style="overflow:hidden;padding:0px 3px 0px 3px;vertical-align:bottom;text-align:center;">79</td> <td data-sheets-numberformat='{"1":2,"2":"0","3":1}' data-sheets-value='{"1":3,"3":72}' style="overflow:hidden;padding:0px 3px 0px 3px;vertical-align:bottom;text-align:center;">72</td> <td data-sheets-numberformat='{"1":2,"2":"0","3":1}' data-sheets-value='{"1":3,"3":20}' style="border-right:1px solid #000000;overflow:hidden;padding:0px 3px 0px 3px;vertical-align:bottom;text-align:center;">20</td> </tr> <tr style="height:20px;"> <td style="border-left:1px solid #000000;overflow:hidden;padding:0px 3px 0px 3px;vertical-align:bottom;font-weight:bold;"></td> <td data-sheets-value='{"1":2,"2":"Double-walled"}' style="overflow:hidden;padding:0px 3px 0px 3px;vertical-align:bottom;font-weight:bold;">Double-walled</td> <td data-sheets-value='{"1":2,"2":"Clear (A/A)"}' style="border-right:1px solid #000000;overflow:hidden;padding:0px 3px 0px 3px;vertical-align:bottom;font-weight:bold;">Clear (A/A)</td> <td data-sheets-numberformat='{"1":2,"2":"0.00","3":1}' data-sheets-value='{"1":3,"3":2.9}' style="overflow:hidden;padding:0px 3px 0px 3px;vertical-align:bottom;text-align:center;">2.90</td> <td data-sheets-numberformat='{"1":2,"2":"0","3":1}' data-sheets-value='{"1":3,"3":77}' style="overflow:hidden;padding:0px 3px 0px 3px;vertical-align:bottom;text-align:center;">77</td> <td data-sheets-numberformat='{"1":2,"2":"0","3":1}' data-sheets-value='{"1":3,"3":69}' style="overflow:hidden;padding:0px 3px 0px 3px;vertical-align:bottom;text-align:center;">69</td> <td data-sheets-numberformat='{"1":2,"2":"0","3":1}' data-sheets-value='{"1":3,"3":20}' style="border-right:1px solid #000000;overflow:hidden;padding:0px 3px 0px 3px;vertical-align:bottom;text-align:center;">20</td> </tr> <tr style="height:20px;"> <td style="border-left:1px solid #000000;overflow:hidden;padding:0px 3px 0px 3px;vertical-align:bottom;font-weight:bold;"></td> <td data-sheets-value='{"1":2,"2":"Double-walled"}' style="overflow:hidden;padding:0px 3px 0px 3px;vertical-align:bottom;font-weight:bold;">Double-walled</td> <td data-sheets-value='{"1":2,"2":"Opal (A/O)"}' style="border-right:1px solid #000000;overflow:hidden;padding:0px 3px 0px 3px;vertical-align:bottom;font-weight:bold;">Opal (A/O)</td> <td data-sheets-numberformat='{"1":2,"2":"0.00","3":1}' data-sheets-value='{"1":3,"3":2.9}' style="overflow:hidden;padding:0px 3px 0px 3px;vertical-align:bottom;text-align:center;">2.90</td> <td data-sheets-numberformat='{"1":2,"2":"0","3":1}' data-sheets-value='{"1":3,"3":73}' style="overflow:hidden;padding:0px 3px 0px 3px;vertical-align:bottom;text-align:center;">73</td> <td data-sheets-numberformat='{"1":2,"2":"0","3":1}' data-sheets-value='{"1":3,"3":63}' style="overflow:hidden;padding:0px 3px 0px 3px;vertical-align:bottom;text-align:center;">63</td> <td data-sheets-numberformat='{"1":2,"2":"0","3":1}' data-sheets-value='{"1":3,"3":20}' style="border-right:1px solid #000000;overflow:hidden;padding:0px 3px 0px 3px;vertical-align:bottom;text-align:center;">20</td> </tr> <tr style="height:20px;"> <td style="border-left:1px solid #000000;overflow:hidden;padding:0px 3px 0px 3px;vertical-align:bottom;font-weight:bold;"></td> <td data-sheets-value='{"1":2,"2":"Double-walled"}' style="overflow:hidden;padding:0px 3px 0px 3px;vertical-align:bottom;font-weight:bold;">Double-walled</td> <td data-sheets-value='{"1":2,"2":"Opal (A/D)"}' style="border-right:1px solid #000000;overflow:hidden;padding:0px 3px 0px 3px;vertical-align:bottom;font-weight:bold;">Opal (A/D)</td> <td data-sheets-numberformat='{"1":2,"2":"0.00","3":1}' data-sheets-value='{"1":3,"3":2.9}' style="overflow:hidden;padding:0px 3px 0px 3px;vertical-align:bottom;text-align:center;">2.90</td> <td data-sheets-numberformat='{"1":2,"2":"0","3":1}' data-sheets-value='{"1":3,"3":51}' style="overflow:hidden;padding:0px 3px 0px 3px;vertical-align:bottom;text-align:center;">51</td> <td data-sheets-numberformat='{"1":2,"2":"0","3":1}' data-sheets-value='{"1":3,"3":50}' style="overflow:hidden;padding:0px 3px 0px 3px;vertical-align:bottom;text-align:center;">50</td> <td data-sheets-numberformat='{"1":2,"2":"0","3":1}' data-sheets-value='{"1":3,"3":20}' style="border-right:1px solid #000000;overflow:hidden;padding:0px 3px 0px 3px;vertical-align:bottom;text-align:center;">20</td> </tr> <tr style="height:20px;"> <td style="border-left:1px solid #000000;overflow:hidden;padding:0px 3px 0px 3px;vertical-align:bottom;font-weight:bold;"></td> <td data-sheets-value='{"1":2,"2":"Triple-walled"}' style="overflow:hidden;padding:0px 3px 0px 3px;vertical-align:bottom;font-weight:bold;">Triple-walled</td> <td data-sheets-value='{"1":2,"2":"Clear (A/H/H)"}' style="border-right:1px solid #000000;overflow:hidden;padding:0px 3px 0px 3px;vertical-align:bottom;font-weight:bold;">Clear (A/H/H)</td> <td data-sheets-numberformat='{"1":2,"2":"0.00","3":1}' data-sheets-value='{"1":3,"3":1.7}' style="overflow:hidden;padding:0px 3px 0px 3px;vertical-align:bottom;text-align:center;">1.70</td> <td data-sheets-numberformat='{"1":2,"2":"0","3":1}' data-sheets-value='{"1":3,"3":71}' style="overflow:hidden;padding:0px 3px 0px 3px;vertical-align:bottom;text-align:center;">71</td> <td data-sheets-numberformat='{"1":2,"2":"0","3":1}' data-sheets-value='{"1":3,"3":63}' style="overflow:hidden;padding:0px 3px 0px 3px;vertical-align:bottom;text-align:center;">63</td> <td data-sheets-numberformat='{"1":2,"2":"0","3":1}' data-sheets-value='{"1":3,"3":22}' style="border-right:1px solid #000000;overflow:hidden;padding:0px 3px 0px 3px;vertical-align:bottom;text-align:center;">22</td> </tr> <tr style="height:20px;"> <td style="border-left:1px solid #000000;overflow:hidden;padding:0px 3px 0px 3px;vertical-align:bottom;font-weight:bold;"></td> <td data-sheets-value='{"1":2,"2":"Triple-walled"}' style="overflow:hidden;padding:0px 3px 0px 3px;vertical-align:bottom;font-weight:bold;">Triple-walled</td> <td data-sheets-value='{"1":2,"2":"Opal (A/O/O)"}' style="border-right:1px solid #000000;overflow:hidden;padding:0px 3px 0px 3px;vertical-align:bottom;font-weight:bold;">Opal (A/O/O)</td> <td data-sheets-numberformat='{"1":2,"2":"0.00","3":1}' data-sheets-value='{"1":3,"3":1.7}' style="overflow:hidden;padding:0px 3px 0px 3px;vertical-align:bottom;text-align:center;">1.70</td> <td data-sheets-numberformat='{"1":2,"2":"0","3":1}' data-sheets-value='{"1":3,"3":61}' style="overflow:hidden;padding:0px 3px 0px 3px;vertical-align:bottom;text-align:center;">61</td> <td data-sheets-numberformat='{"1":2,"2":"0","3":1}' data-sheets-value='{"1":3,"3":48}' style="overflow:hidden;padding:0px 3px 0px 3px;vertical-align:bottom;text-align:center;">48</td> <td data-sheets-numberformat='{"1":2,"2":"0","3":1}' data-sheets-value='{"1":3,"3":22}' style="border-right:1px solid #000000;overflow:hidden;padding:0px 3px 0px 3px;vertical-align:bottom;text-align:center;">22</td> </tr> <tr style="height:20px;"> <td style="border-left:1px solid #000000;overflow:hidden;padding:0px 3px 0px 3px;vertical-align:bottom;font-weight:bold;"></td> <td data-sheets-value='{"1":2,"2":"Four-walled"}' style="overflow:hidden;padding:0px 3px 0px 3px;vertical-align:bottom;font-weight:bold;">Four-walled</td> <td data-sheets-value='{"1":2,"2":"Clear (A/H/H/H)"}' style="border-right:1px solid #000000;overflow:hidden;padding:0px 3px 0px 3px;vertical-align:bottom;font-weight:bold;">Clear (A/H/H/H)</td> <td data-sheets-numberformat='{"1":2,"2":"0.00","3":1}' data-sheets-value='{"1":3,"3":1.28}' style="overflow:hidden;padding:0px 3px 0px 3px;vertical-align:bottom;text-align:center;">1.28</td> <td data-sheets-numberformat='{"1":2,"2":"0","3":1}' data-sheets-value='{"1":3,"3":64}' style="overflow:hidden;padding:0px 3px 0px 3px;vertical-align:bottom;text-align:center;">64</td> <td data-sheets-numberformat='{"1":2,"2":"0","3":1}' data-sheets-value='{"1":3,"3":52}' style="overflow:hidden;padding:0px 3px 0px 3px;vertical-align:bottom;text-align:center;">52</td> <td data-sheets-numberformat='{"1":2,"2":"0","3":1}' data-sheets-value='{"1":3,"3":23}' style="border-right:1px solid #000000;overflow:hidden;padding:0px 3px 0px 3px;vertical-align:bottom;text-align:center;">23</td> </tr> <tr style="height:20px;"> <td style="border-bottom:1px solid #000000;border-left:1px solid #000000;overflow:hidden;padding:0px 3px 0px 3px;vertical-align:bottom;"></td> <td data-sheets-value='{"1":2,"2":"Four-walled"}' style="border-bottom:1px solid #000000;overflow:hidden;padding:0px 3px 0px 3px;vertical-align:bottom;font-weight:bold;">Four-walled</td> <td data-sheets-value='{"1":2,"2":"Opal (A/H/O/H)"}' style="border-right:1px solid #000000;border-bottom:1px solid #000000;overflow:hidden;padding:0px 3px 0px 3px;vertical-align:bottom;font-weight:bold;">Opal (A/H/O/H)</td> <td data-sheets-numberformat='{"1":2,"2":"0.00","3":1}' data-sheets-value='{"1":3,"3":1.28}' style="border-bottom:1px solid #000000;overflow:hidden;padding:0px 3px 0px 3px;vertical-align:bottom;text-align:center;">1.28</td> <td data-sheets-numberformat='{"1":2,"2":"0","3":1}' data-sheets-value='{"1":3,"3":59}' style="border-bottom:1px solid #000000;overflow:hidden;padding:0px 3px 0px 3px;vertical-align:bottom;text-align:center;">59</td> <td data-sheets-numberformat='{"1":2,"2":"0","3":1}' data-sheets-value='{"1":3,"3":46}' style="border-bottom:1px solid #000000;overflow:hidden;padding:0px 3px 0px 3px;vertical-align:bottom;text-align:center;">46</td> <td data-sheets-numberformat='{"1":2,"2":"0","3":1}' data-sheets-value='{"1":3,"3":23}' style="border-right:1px solid #000000;border-bottom:1px solid #000000;overflow:hidden;padding:0px 3px 0px 3px;vertical-align:bottom;text-align:center;">23</td> </tr> <tr style="height:20px;"> <td data-sheets-value='{"1":2,"2":"Polycarbonate"}' style="border-left:1px solid #000000;overflow:hidden;padding:0px 3px 0px 3px;vertical-align:bottom;font-weight:bold;">Polycarbonate</td> <td data-sheets-value='{"1":2,"2":"Single-walled"}' style="overflow:hidden;padding:0px 3px 0px 3px;vertical-align:bottom;font-weight:bold;">Single-walled</td> <td data-sheets-value='{"1":2,"2":"Heatstop Opal (T)"}' style="border-right:1px solid #000000;overflow:hidden;padding:0px 3px 0px 3px;vertical-align:bottom;font-weight:bold;">Heatstop Opal (T)</td> <td data-sheets-numberformat='{"1":2,"2":"0.00","3":1}' data-sheets-value='{"1":3,"3":5.17}' style="overflow:hidden;padding:0px 3px 0px 3px;vertical-align:bottom;text-align:center;">5.17</td> <td data-sheets-numberformat='{"1":2,"2":"0","3":1}' data-sheets-value='{"1":3,"3":49}' style="overflow:hidden;padding:0px 3px 0px 3px;vertical-align:bottom;text-align:center;">49</td> <td data-sheets-numberformat='{"1":2,"2":"0","3":1}' data-sheets-value='{"1":3,"3":59}' style="overflow:hidden;padding:0px 3px 0px 3px;vertical-align:bottom;text-align:center;">59</td> <td data-sheets-numberformat='{"1":2,"2":"0","3":1}' data-sheets-value='{"1":2,"2":"-"}' style="border-right:1px solid #000000;overflow:hidden;padding:0px 3px 0px 3px;vertical-align:bottom;text-align:center;">-</td> </tr> <tr style="height:20px;"> <td data-sheets-value='{"1":2,"2":"Heatstop PC"}' style="border-left:1px solid #000000;overflow:hidden;padding:0px 3px 0px 3px;vertical-align:bottom;font-weight:bold;">Heatstop PC</td> <td data-sheets-value='{"1":2,"2":"Double-walled"}' style="overflow:hidden;padding:0px 3px 0px 3px;vertical-align:bottom;font-weight:bold;">Double-walled</td> <td data-sheets-value='{"1":2,"2":"Clear (T/H)"}' style="border-right:1px solid #000000;overflow:hidden;padding:0px 3px 0px 3px;vertical-align:bottom;font-weight:bold;">Clear (T/H)</td> <td data-sheets-numberformat='{"1":2,"2":"0.00","3":1}' data-sheets-value='{"1":3,"3":2.9}' style="overflow:hidden;padding:0px 3px 0px 3px;vertical-align:bottom;text-align:center;">2.90</td> <td data-sheets-numberformat='{"1":2,"2":"0","3":1}' data-sheets-value='{"1":3,"3":44}' style="overflow:hidden;padding:0px 3px 0px 3px;vertical-align:bottom;text-align:center;">44</td> <td data-sheets-numberformat='{"1":2,"2":"0","3":1}' data-sheets-value='{"1":3,"3":51}' style="overflow:hidden;padding:0px 3px 0px 3px;vertical-align:bottom;text-align:center;">51</td> <td data-sheets-numberformat='{"1":2,"2":"0","3":1}' data-sheets-value='{"1":3,"3":20}' style="border-right:1px solid #000000;overflow:hidden;padding:0px 3px 0px 3px;vertical-align:bottom;text-align:center;">20</td> </tr> <tr style="height:20px;"> <td style="border-left:1px solid #000000;overflow:hidden;padding:0px 3px 0px 3px;vertical-align:bottom;font-weight:bold;"></td> <td data-sheets-value='{"1":2,"2":"Double-walled"}' style="overflow:hidden;padding:0px 3px 0px 3px;vertical-align:bottom;font-weight:bold;">Double-walled</td> <td data-sheets-value='{"1":2,"2":"Opal (T/O)"}' style="border-right:1px solid #000000;overflow:hidden;padding:0px 3px 0px 3px;vertical-align:bottom;font-weight:bold;">Opal (T/O)</td> <td data-sheets-numberformat='{"1":2,"2":"0.00","3":1}' data-sheets-value='{"1":3,"3":2.9}' style="overflow:hidden;padding:0px 3px 0px 3px;vertical-align:bottom;text-align:center;">2.90</td> <td data-sheets-numberformat='{"1":2,"2":"0","3":1}' data-sheets-value='{"1":3,"3":41}' style="overflow:hidden;padding:0px 3px 0px 3px;vertical-align:bottom;text-align:center;">41</td> <td data-sheets-numberformat='{"1":2,"2":"0","3":1}' data-sheets-value='{"1":3,"3":45}' style="overflow:hidden;padding:0px 3px 0px 3px;vertical-align:bottom;text-align:center;">45</td> <td data-sheets-numberformat='{"1":2,"2":"0","3":1}' data-sheets-value='{"1":3,"3":20}' style="border-right:1px solid #000000;overflow:hidden;padding:0px 3px 0px 3px;vertical-align:bottom;text-align:center;">20</td> </tr> <tr style="height:20px;"> <td style="border-left:1px solid #000000;overflow:hidden;padding:0px 3px 0px 3px;vertical-align:bottom;font-weight:bold;"></td> <td data-sheets-value='{"1":2,"2":"Triple-walled"}' style="overflow:hidden; | skylux-160-ce-met-koepel-en-metaalopstand-met-lm-motor-1000-x-2500-mm | 8585988964685 | 46872263983437
Smoke and heat exhaust (SHEV) | SHE system | Skylux | Skylux 160° CE with skylight and metal curb with double LM-actuator 1000 x 2800 mm |  | 34585 | 5412970345855 | 7364.1 | Yes | 30-45 | 139.43 | 1000 x 2800 mm | 2800 | 1000 |  | metal curb M30 (30 cm high) | Rectangular | 5.17 W/m²K - 1.28 W/m²K | 87% - 32% | 90% - 32% | 20dB - 23dB | 160° CE (for industry) | skylight | without spoiler | E | Double actuator | Maximum four-walled skylight possible for this product | Ut-value LT-value g-value Rw-value EN 1873 : 2014 EN ISO 13468 EN 16153 EN 410 EN 410 EN ISO 140-3 Material Walls Shells (W/m²K) (%) (%) (dB) Acrylic Single-walled Clear (H) 5.17 90 87 - PMMA Single-walled Opal (O) 5.17 83 76 - Double-walled Clear (H/H) 2.90 81 75 20 Double-walled Opal (O/O) 2.90 69 58 20 Triple-walled Clear (H/H/H) 1.70 73 65 22 Triple-walled Opal (O/H/O) 1.70 62 51 22 Four-walled Clear (H/H/H/H) 1.28 64 54 23 Four-walled Opal (H/H/O/H) 1.28 59 48 23 Polycarbonate Single-walled Clear (A) 5.17 88 83 - PC Single-walled Opal (D) 5.17 58 60 - Double-walled Clear (A/H) 2.90 79 72 20 Double-walled Clear (A/A) 2.90 77 69 20 Double-walled Opal (A/O) 2.90 73 63 20 Double-walled Opal (A/D) 2.90 51 50 20 Triple-walled Clear (A/H/H) 1.70 71 63 22 Triple-walled Opal (A/O/O) 1.70 61 48 22 Four-walled Clear (A/H/H/H) 1.28 64 52 23 Four-walled Opal (A/H/O/H) 1.28 59 46 23 Polycarbonate Single-walled Heatstop Opal (T) 5.17 49 59 - Heatstop PC Double-walled Clear (T/H) 2.90 44 51 20 Double-walled Opal (T/O) 2.90 41 45 20 Triple-walled Clear (T/H/H) 1.70 40 <td data-sheets-numberformat='{"1":2,"2":"0","3":1}' data-sheets-value='{"1":3,"3":44}' style="overflow:hidden;paddin | https://skylux.eu/en/products/skylux-160-ce-met-koepel-en-metaalopstand-met-lm-motor-1000-x-2800-mm | https://skylux.eu/cdn/shop/files/Skylux-160deg-CE-met-koepel-en-metaalopstand-met-dubbele-LM-motor-1000-x-2800-mm-RWA-systeem.jpg?v=1702976578&width=1600 | https://skylux.eu/cdn/shop/files/e5a82811-1bb0-48e4-a776-cacb59c7c092_cfb4b4e6-a499-4202-a10c-a15250c18fb6.jpg?v=1688550167&width=1600 | //skylux.eu/cdn/shop/files/E_MH_Mounting_instructions_Skylux_160_CE_LM.pdf?v=12406716259046007223 | //skylux.eu/cdn/shop/files/E_TD_Technical_File_Skylux_Skylux_160_CE_Electric.pdf?v=3667116872303399239 | <style type="text/css" id="isPasted"> <!--td { border: 1px solid #cccccc; } br { mso-data-placement: same-cell; } --> </style> <table border="1" cellpadding="0" cellspacing="0" dir="ltr" style="table-layout:fixed;font-size:10pt;font-family:Arial;border-collapse:collapse;border:none;"><tbody> <tr style="height:20px;"> <td style="overflow:hidden;padding:0px 3px 0px 3px;vertical-align:bottom;"></td> <td style="overflow:hidden;padding:0px 3px 0px 3px;vertical-align:bottom;"></td> <td style="overflow:hidden;padding:0px 3px 0px 3px;vertical-align:bottom;"></td> <td data-sheets-value='{"1":2,"2":"Ut-value"}' style="overflow:hidden;padding:0px 3px 0px 3px;vertical-align:bottom;font-weight:bold;text-align:center;">Ut-value</td> <td data-sheets-value='{"1":2,"2":"LT-value"}' style="overflow:hidden;padding:0px 3px 0px 3px;vertical-align:bottom;font-weight:bold;text-align:center;">LT-value</td> <td data-sheets-value='{"1":2,"2":"g-value"}' style="overflow:hidden;padding:0px 3px 0px 3px;vertical-align:bottom;font-weight:bold;text-align:center;">g-value</td> <td data-sheets-value='{"1":2,"2":"Rw-value "}' style="overflow:hidden;padding:0px 3px 0px 3px;vertical-align:bottom;font-weight:bold;text-align:center;">Rw-value </td> </tr> <tr style="height:20px;"> <td style="overflow:hidden;padding:0px 3px 0px 3px;vertical-align:bottom;"></td> <td style="overflow:hidden;padding:0px 3px 0px 3px;vertical-align:bottom;"></td> <td style="overflow:hidden;padding:0px 3px 0px 3px;vertical-align:bottom;"></td> <td data-sheets-numberformat='{"1":2,"2":"0.00","3":1}' data-sheets-value='{"1":2,"2":"EN 1873 : 2014"}' style="overflow:hidden;padding:0px 3px 0px 3px;vertical-align:bottom;text-align:center;">EN 1873 : 2014</td> <td data-sheets-numberformat='{"1":2,"2":"0","3":1}' data-sheets-value='{"1":2,"2":"EN ISO 13468 EN 16153 EN 410"}' style="overflow:hidden;padding:0px 3px 0px 3px;vertical-align:bottom;text-align:center;">EN ISO 13468 EN 16153 EN 410</td> <td data-sheets-numberformat='{"1":2,"2":"0","3":1}' data-sheets-value='{"1":2,"2":"EN 410"}' style="overflow:hidden;padding:0px 3px 0px 3px;vertical-align:bottom;text-align:center;">EN 410</td> <td data-sheets-value='{"1":2,"2":"EN ISO 140-3\t\t"}' style="overflow:hidden;padding:0px 3px 0px 3px;vertical-align:bottom;text-align:center;">EN ISO 140-3 </td> </tr> <tr style="height:20px;"> <td data-sheets-value='{"1":2,"2":"Material"}' style="border-bottom:1px solid #000000;overflow:hidden;padding:0px 3px 0px 3px;vertical-align:bottom;background-color:#000000;font-weight:bold;color:#ffffff;">Material</td> <td data-sheets-value='{"1":2,"2":"Walls"}' style="border-bottom:1px solid #000000;overflow:hidden;padding:0px 3px 0px 3px;vertical-align:bottom;background-color:#000000;font-weight:bold;color:#ffffff;">Walls</td> <td data-sheets-value='{"1":2,"2":"Shells"}' style="border-bottom:1px solid #000000;overflow:hidden;padding:0px 3px 0px 3px;vertical-align:bottom;background-color:#000000;font-weight:bold;color:#ffffff;">Shells</td> <td data-sheets-numberformat='{"1":2,"2":"0.00","3":1}' data-sheets-value='{"1":2,"2":"(W/m²K)\t"}' style="border-bottom:1px solid #000000;overflow:hidden;padding:0px 3px 0px 3px;vertical-align:bottom;background-color:#000000;font-weight:bold;color:#ffffff;text-align:center;">(W/m²K) </td> <td data-sheets-numberformat='{"1":2,"2":"0","3":1}' data-sheets-value='{"1":2,"2":"(%)"}' style="border-bottom:1px solid #000000;overflow:hidden;padding:0px 3px 0px 3px;vertical-align:bottom;background-color:#000000;font-weight:bold;color:#ffffff;text-align:center;">(%)</td> <td data-sheets-numberformat='{"1":2,"2":"0","3":1}' data-sheets-value='{"1":2,"2":"(%)"}' style="border-bottom:1px solid #000000;overflow:hidden;padding:0px 3px 0px 3px;vertical-align:bottom;background-color:#000000;font-weight:bold;color:#ffffff;text-align:center;">(%)</td> <td data-sheets-value='{"1":2,"2":"(dB)"}' style="border-bottom:1px solid #000000;overflow:hidden;padding:0px 3px 0px 3px;vertical-align:bottom;background-color:#000000;font-weight:bold;color:#ffffff;text-align:center;">(dB)</td> </tr> <tr style="height:20px;"> <td data-sheets-value='{"1":2,"2":"Acrylic"}' style="border-left:1px solid #000000;overflow:hidden;padding:0px 3px 0px 3px;vertical-align:bottom;font-weight:bold;">Acrylic</td> <td data-sheets-value='{"1":2,"2":"Single-walled"}' style="overflow:hidden;padding:0px 3px 0px 3px;vertical-align:bottom;font-weight:bold;">Single-walled</td> <td data-sheets-value='{"1":2,"2":"Clear (H)"}' style="border-right:1px solid #000000;overflow:hidden;padding:0px 3px 0px 3px;vertical-align:bottom;font-weight:bold;">Clear (H)</td> <td data-sheets-numberformat='{"1":2,"2":"0.00","3":1}' data-sheets-value='{"1":3,"3":5.17}' style="overflow:hidden;padding:0px 3px 0px 3px;vertical-align:bottom;text-align:center;">5.17</td> <td data-sheets-numberformat='{"1":2,"2":"0","3":1}' data-sheets-value='{"1":3,"3":90}' style="overflow:hidden;padding:0px 3px 0px 3px;vertical-align:bottom;text-align:center;">90</td> <td data-sheets-numberformat='{"1":2,"2":"0","3":1}' data-sheets-value='{"1":3,"3":87}' style="overflow:hidden;padding:0px 3px 0px 3px;vertical-align:bottom;text-align:center;">87</td> <td data-sheets-numberformat='{"1":2,"2":"0","3":1}' data-sheets-value='{"1":2,"2":"-"}' style="border-right:1px solid #000000;overflow:hidden;padding:0px 3px 0px 3px;vertical-align:bottom;text-align:center;">-</td> </tr> <tr style="height:20px;"> <td data-sheets-value='{"1":2,"2":"PMMA"}' style="border-left:1px solid #000000;overflow:hidden;padding:0px 3px 0px 3px;vertical-align:bottom;font-weight:bold;">PMMA</td> <td data-sheets-value='{"1":2,"2":"Single-walled"}' style="overflow:hidden;padding:0px 3px 0px 3px;vertical-align:bottom;font-weight:bold;">Single-walled</td> <td data-sheets-value='{"1":2,"2":"Opal (O)"}' style="border-right:1px solid #000000;overflow:hidden;padding:0px 3px 0px 3px;vertical-align:bottom;font-weight:bold;">Opal (O)</td> <td data-sheets-numberformat='{"1":2,"2":"0.00","3":1}' data-sheets-value='{"1":3,"3":5.17}' style="overflow:hidden;padding:0px 3px 0px 3px;vertical-align:bottom;text-align:center;">5.17</td> <td data-sheets-numberformat='{"1":2,"2":"0","3":1}' data-sheets-value='{"1":3,"3":83}' style="overflow:hidden;padding:0px 3px 0px 3px;vertical-align:bottom;text-align:center;">83</td> <td data-sheets-numberformat='{"1":2,"2":"0","3":1}' data-sheets-value='{"1":3,"3":76}' style="overflow:hidden;padding:0px 3px 0px 3px;vertical-align:bottom;text-align:center;">76</td> <td data-sheets-numberformat='{"1":2,"2":"0","3":1}' data-sheets-value='{"1":2,"2":"-"}' style="border-right:1px solid #000000;overflow:hidden;padding:0px 3px 0px 3px;vertical-align:bottom;text-align:center;">-</td> </tr> <tr style="height:20px;"> <td style="border-left:1px solid #000000;overflow:hidden;padding:0px 3px 0px 3px;vertical-align:bottom;font-weight:bold;"></td> <td data-sheets-value='{"1":2,"2":"Double-walled"}' style="overflow:hidden;padding:0px 3px 0px 3px;vertical-align:bottom;font-weight:bold;">Double-walled</td> <td data-sheets-value='{"1":2,"2":"Clear (H/H)"}' style="border-right:1px solid #000000;overflow:hidden;padding:0px 3px 0px 3px;vertical-align:bottom;font-weight:bold;">Clear (H/H)</td> <td data-sheets-numberformat='{"1":2,"2":"0.00","3":1}' data-sheets-value='{"1":3,"3":2.9}' style="overflow:hidden;padding:0px 3px 0px 3px;vertical-align:bottom;text-align:center;">2.90</td> <td data-sheets-numberformat='{"1":2,"2":"0","3":1}' data-sheets-value='{"1":3,"3":81}' style="overflow:hidden;padding:0px 3px 0px 3px;vertical-align:bottom;text-align:center;">81</td> <td data-sheets-numberformat='{"1":2,"2":"0","3":1}' data-sheets-value='{"1":3,"3":75}' style="overflow:hidden;padding:0px 3px 0px 3px;vertical-align:bottom;text-align:center;">75</td> <td data-sheets-numberformat='{"1":2,"2":"0","3":1}' data-sheets-value='{"1":3,"3":20}' style="border-right:1px solid #000000;overflow:hidden;padding:0px 3px 0px 3px;vertical-align:bottom;text-align:center;">20</td> </tr> <tr style="height:20px;"> <td style="border-left:1px solid #000000;overflow:hidden;padding:0px 3px 0px 3px;vertical-align:bottom;font-weight:bold;"></td> <td data-sheets-value='{"1":2,"2":"Double-walled"}' style="overflow:hidden;padding:0px 3px 0px 3px;vertical-align:bottom;font-weight:bold;">Double-walled</td> <td data-sheets-value='{"1":2,"2":"Opal (O/O)"}' style="border-right:1px solid #000000;overflow:hidden;padding:0px 3px 0px 3px;vertical-align:bottom;font-weight:bold;">Opal (O/O)</td> <td data-sheets-numberformat='{"1":2,"2":"0.00","3":1}' data-sheets-value='{"1":3,"3":2.9}' style="overflow:hidden;padding:0px 3px 0px 3px;vertical-align:bottom;text-align:center;">2.90</td> <td data-sheets-numberformat='{"1":2,"2":"0","3":1}' data-sheets-value='{"1":3,"3":69}' style="overflow:hidden;padding:0px 3px 0px 3px;vertical-align:bottom;text-align:center;">69</td> <td data-sheets-numberformat='{"1":2,"2":"0","3":1}' data-sheets-value='{"1":3,"3":58}' style="overflow:hidden;padding:0px 3px 0px 3px;vertical-align:bottom;text-align:center;">58</td> <td data-sheets-numberformat='{"1":2,"2":"0","3":1}' data-sheets-value='{"1":3,"3":20}' style="border-right:1px solid #000000;overflow:hidden;padding:0px 3px 0px 3px;vertical-align:bottom;text-align:center;">20</td> </tr> <tr style="height:20px;"> <td style="border-left:1px solid #000000;overflow:hidden;padding:0px 3px 0px 3px;vertical-align:bottom;font-weight:bold;"></td> <td data-sheets-value='{"1":2,"2":"Triple-walled"}' style="overflow:hidden;padding:0px 3px 0px 3px;vertical-align:bottom;font-weight:bold;">Triple-walled</td> <td data-sheets-value='{"1":2,"2":"Clear (H/H/H)"}' style="border-right:1px solid #000000;overflow:hidden;padding:0px 3px 0px 3px;vertical-align:bottom;font-weight:bold;">Clear (H/H/H)</td> <td data-sheets-numberformat='{"1":2,"2":"0.00","3":1}' data-sheets-value='{"1":3,"3":1.7}' style="overflow:hidden;padding:0px 3px 0px 3px;vertical-align:bottom;text-align:center;">1.70</td> <td data-sheets-numberformat='{"1":2,"2":"0","3":1}' data-sheets-value='{"1":3,"3":73}' style="overflow:hidden;padding:0px 3px 0px 3px;vertical-align:bottom;text-align:center;">73</td> <td data-sheets-numberformat='{"1":2,"2":"0","3":1}' data-sheets-value='{"1":3,"3":65}' style="overflow:hidden;padding:0px 3px 0px 3px;vertical-align:bottom;text-align:center;">65</td> <td data-sheets-numberformat='{"1":2,"2":"0","3":1}' data-sheets-value='{"1":3,"3":22}' style="border-right:1px solid #000000;overflow:hidden;padding:0px 3px 0px 3px;vertical-align:bottom;text-align:center;">22</td> </tr> <tr style="height:20px;"> <td style="border-left:1px solid #000000;overflow:hidden;padding:0px 3px 0px 3px;vertical-align:bottom;font-weight:bold;"></td> <td data-sheets-value='{"1":2,"2":"Triple-walled"}' style="overflow:hidden;padding:0px 3px 0px 3px;vertical-align:bottom;font-weight:bold;">Triple-walled</td> <td data-sheets-value='{"1":2,"2":"Opal (O/H/O)"}' style="border-right:1px solid #000000;overflow:hidden;padding:0px 3px 0px 3px;vertical-align:bottom;font-weight:bold;">Opal (O/H/O)</td> <td data-sheets-numberformat='{"1":2,"2":"0.00","3":1}' data-sheets-value='{"1":3,"3":1.7}' style="overflow:hidden;padding:0px 3px 0px 3px;vertical-align:bottom;text-align:center;">1.70</td> <td data-sheets-numberformat='{"1":2,"2":"0","3":1}' data-sheets-value='{"1":3,"3":62}' style="overflow:hidden;padding:0px 3px 0px 3px;vertical-align:bottom;text-align:center;">62</td> <td data-sheets-numberformat='{"1":2,"2":"0","3":1}' data-sheets-value='{"1":3,"3":51}' style="overflow:hidden;padding:0px 3px 0px 3px;vertical-align:bottom;text-align:center;">51</td> <td data-sheets-numberformat='{"1":2,"2":"0","3":1}' data-sheets-value='{"1":3,"3":22}' style="border-right:1px solid #000000;overflow:hidden;padding:0px 3px 0px 3px;vertical-align:bottom;text-align:center;">22</td> </tr> <tr style="height:20px;"> <td style="border-left:1px solid #000000;overflow:hidden;padding:0px 3px 0px 3px;vertical-align:bottom;font-weight:bold;"></td> <td data-sheets-value='{"1":2,"2":"Four-walled"}' style="overflow:hidden;padding:0px 3px 0px 3px;vertical-align:bottom;font-weight:bold;">Four-walled</td> <td data-sheets-value='{"1":2,"2":"Clear (H/H/H/H)"}' style="border-right:1px solid #000000;overflow:hidden;padding:0px 3px 0px 3px;vertical-align:bottom;font-weight:bold;">Clear (H/H/H/H)</td> <td data-sheets-numberformat='{"1":2,"2":"0.00","3":1}' data-sheets-value='{"1":3,"3":1.28}' style="overflow:hidden;padding:0px 3px 0px 3px;vertical-align:bottom;text-align:center;">1.28</td> <td data-sheets-numberformat='{"1":2,"2":"0","3":1}' data-sheets-value='{"1":3,"3":64}' style="overflow:hidden;padding:0px 3px 0px 3px;vertical-align:bottom;text-align:center;">64</td> <td data-sheets-numberformat='{"1":2,"2":"0","3":1}' data-sheets-value='{"1":3,"3":54}' style="overflow:hidden;padding:0px 3px 0px 3px;vertical-align:bottom;text-align:center;">54</td> <td data-sheets-numberformat='{"1":2,"2":"0","3":1}' data-sheets-value='{"1":3,"3":23}' style="border-right:1px solid #000000;overflow:hidden;padding:0px 3px 0px 3px;vertical-align:bottom;text-align:center;">23</td> </tr> <tr style="height:20px;"> <td style="border-bottom:1px solid #000000;border-left:1px solid #000000;overflow:hidden;padding:0px 3px 0px 3px;vertical-align:bottom;"></td> <td data-sheets-value='{"1":2,"2":"Four-walled"}' style="border-bottom:1px solid #000000;overflow:hidden;padding:0px 3px 0px 3px;vertical-align:bottom;font-weight:bold;">Four-walled</td> <td data-sheets-value='{"1":2,"2":"Opal (H/H/O/H)"}' style="border-right:1px solid #000000;border-bottom:1px solid #000000;overflow:hidden;padding:0px 3px 0px 3px;vertical-align:bottom;font-weight:bold;">Opal (H/H/O/H)</td> <td data-sheets-numberformat='{"1":2,"2":"0.00","3":1}' data-sheets-value='{"1":3,"3":1.28}' style="border-bottom:1px solid #000000;overflow:hidden;padding:0px 3px 0px 3px;vertical-align:bottom;text-align:center;">1.28</td> <td data-sheets-numberformat='{"1":2,"2":"0","3":1}' data-sheets-value='{"1":3,"3":59}' style="border-bottom:1px solid #000000;overflow:hidden;padding:0px 3px 0px 3px;vertical-align:bottom;text-align:center;">59</td> <td data-sheets-numberformat='{"1":2,"2":"0","3":1}' data-sheets-value='{"1":3,"3":48}' style="border-bottom:1px solid #000000;overflow:hidden;padding:0px 3px 0px 3px;vertical-align:bottom;text-align:center;">48</td> <td data-sheets-numberformat='{"1":2,"2":"0","3":1}' data-sheets-value='{"1":3,"3":23}' style="border-right:1px solid #000000;border-bottom:1px solid #000000;overflow:hidden;padding:0px 3px 0px 3px;vertical-align:bottom;text-align:center;">23</td> </tr> <tr style="height:20px;"> <td data-sheets-value='{"1":2,"2":"Polycarbonate "}' style="border-left:1px solid #000000;overflow:hidden;padding:0px 3px 0px 3px;vertical-align:bottom;font-weight:bold;">Polycarbonate </td> <td data-sheets-value='{"1":2,"2":"Single-walled"}' style="overflow:hidden;padding:0px 3px 0px 3px;vertical-align:bottom;font-weight:bold;">Single-walled</td> <td data-sheets-value='{"1":2,"2":"Clear (A)"}' style="border-right:1px solid #000000;overflow:hidden;padding:0px 3px 0px 3px;vertical-align:bottom;font-weight:bold;">Clear (A)</td> <td data-sheets-numberformat='{"1":2,"2":"0.00","3":1}' data-sheets-value='{"1":3,"3":5.17}' style="overflow:hidden;padding:0px 3px 0px 3px;vertical-align:bottom;text-align:center;">5.17</td> <td data-sheets-numberformat='{"1":2,"2":"0","3":1}' data-sheets-value='{"1":3,"3":88}' style="overflow:hidden;padding:0px 3px 0px 3px;vertical-align:bottom;text-align:center;">88</td> <td data-sheets-numberformat='{"1":2,"2":"0","3":1}' data-sheets-value='{"1":3,"3":83}' style="overflow:hidden;padding:0px 3px 0px 3px;vertical-align:bottom;text-align:center;">83</td> <td data-sheets-numberformat='{"1":2,"2":"0","3":1}' data-sheets-value='{"1":2,"2":"-"}' style="border-right:1px solid #000000;overflow:hidden;padding:0px 3px 0px 3px;vertical-align:bottom;text-align:center;">-</td> </tr> <tr style="height:20px;"> <td data-sheets-value='{"1":2,"2":"PC"}' style="border-left:1px solid #000000;overflow:hidden;padding:0px 3px 0px 3px;vertical-align:bottom;font-weight:bold;">PC</td> <td data-sheets-value='{"1":2,"2":"Single-walled"}' style="overflow:hidden;padding:0px 3px 0px 3px;vertical-align:bottom;font-weight:bold;">Single-walled</td> <td data-sheets-value='{"1":2,"2":"Opal (D)"}' style="border-right:1px solid #000000;overflow:hidden;padding:0px 3px 0px 3px;vertical-align:bottom;font-weight:bold;">Opal (D)</td> <td data-sheets-numberformat='{"1":2,"2":"0.00","3":1}' data-sheets-value='{"1":3,"3":5.17}' style="overflow:hidden;padding:0px 3px 0px 3px;vertical-align:bottom;text-align:center;">5.17</td> <td data-sheets-numberformat='{"1":2,"2":"0","3":1}' data-sheets-value='{"1":3,"3":58}' style="overflow:hidden;padding:0px 3px 0px 3px;vertical-align:bottom;text-align:center;">58</td> <td data-sheets-numberformat='{"1":2,"2":"0","3":1}' data-sheets-value='{"1":3,"3":60}' style="overflow:hidden;padding:0px 3px 0px 3px;vertical-align:bottom;text-align:center;">60</td> <td data-sheets-numberformat='{"1":2,"2":"0","3":1}' data-sheets-value='{"1":2,"2":"-"}' style="border-right:1px solid #000000;overflow:hidden;padding:0px 3px 0px 3px;vertical-align:bottom;text-align:center;">-</td> </tr> <tr style="height:20px;"> <td style="border-left:1px solid #000000;overflow:hidden;padding:0px 3px 0px 3px;vertical-align:bottom;font-weight:bold;"></td> <td data-sheets-value='{"1":2,"2":"Double-walled"}' style="overflow:hidden;padding:0px 3px 0px 3px;vertical-align:bottom;font-weight:bold;">Double-walled</td> <td data-sheets-value='{"1":2,"2":"Clear (A/H)"}' style="border-right:1px solid #000000;overflow:hidden;padding:0px 3px 0px 3px;vertical-align:bottom;font-weight:bold;">Clear (A/H)</td> <td data-sheets-numberformat='{"1":2,"2":"0.00","3":1}' data-sheets-value='{"1":3,"3":2.9}' style="overflow:hidden;padding:0px 3px 0px 3px;vertical-align:bottom;text-align:center;">2.90</td> <td data-sheets-numberformat='{"1":2,"2":"0","3":1}' data-sheets-value='{"1":3,"3":79}' style="overflow:hidden;padding:0px 3px 0px 3px;vertical-align:bottom;text-align:center;">79</td> <td data-sheets-numberformat='{"1":2,"2":"0","3":1}' data-sheets-value='{"1":3,"3":72}' style="overflow:hidden;padding:0px 3px 0px 3px;vertical-align:bottom;text-align:center;">72</td> <td data-sheets-numberformat='{"1":2,"2":"0","3":1}' data-sheets-value='{"1":3,"3":20}' style="border-right:1px solid #000000;overflow:hidden;padding:0px 3px 0px 3px;vertical-align:bottom;text-align:center;">20</td> </tr> <tr style="height:20px;"> <td style="border-left:1px solid #000000;overflow:hidden;padding:0px 3px 0px 3px;vertical-align:bottom;font-weight:bold;"></td> <td data-sheets-value='{"1":2,"2":"Double-walled"}' style="overflow:hidden;padding:0px 3px 0px 3px;vertical-align:bottom;font-weight:bold;">Double-walled</td> <td data-sheets-value='{"1":2,"2":"Clear (A/A)"}' style="border-right:1px solid #000000;overflow:hidden;padding:0px 3px 0px 3px;vertical-align:bottom;font-weight:bold;">Clear (A/A)</td> <td data-sheets-numberformat='{"1":2,"2":"0.00","3":1}' data-sheets-value='{"1":3,"3":2.9}' style="overflow:hidden;padding:0px 3px 0px 3px;vertical-align:bottom;text-align:center;">2.90</td> <td data-sheets-numberformat='{"1":2,"2":"0","3":1}' data-sheets-value='{"1":3,"3":77}' style="overflow:hidden;padding:0px 3px 0px 3px;vertical-align:bottom;text-align:center;">77</td> <td data-sheets-numberformat='{"1":2,"2":"0","3":1}' data-sheets-value='{"1":3,"3":69}' style="overflow:hidden;padding:0px 3px 0px 3px;vertical-align:bottom;text-align:center;">69</td> <td data-sheets-numberformat='{"1":2,"2":"0","3":1}' data-sheets-value='{"1":3,"3":20}' style="border-right:1px solid #000000;overflow:hidden;padding:0px 3px 0px 3px;vertical-align:bottom;text-align:center;">20</td> </tr> <tr style="height:20px;"> <td style="border-left:1px solid #000000;overflow:hidden;padding:0px 3px 0px 3px;vertical-align:bottom;font-weight:bold;"></td> <td data-sheets-value='{"1":2,"2":"Double-walled"}' style="overflow:hidden;padding:0px 3px 0px 3px;vertical-align:bottom;font-weight:bold;">Double-walled</td> <td data-sheets-value='{"1":2,"2":"Opal (A/O)"}' style="border-right:1px solid #000000;overflow:hidden;padding:0px 3px 0px 3px;vertical-align:bottom;font-weight:bold;">Opal (A/O)</td> <td data-sheets-numberformat='{"1":2,"2":"0.00","3":1}' data-sheets-value='{"1":3,"3":2.9}' style="overflow:hidden;padding:0px 3px 0px 3px;vertical-align:bottom;text-align:center;">2.90</td> <td data-sheets-numberformat='{"1":2,"2":"0","3":1}' data-sheets-value='{"1":3,"3":73}' style="overflow:hidden;padding:0px 3px 0px 3px;vertical-align:bottom;text-align:center;">73</td> <td data-sheets-numberformat='{"1":2,"2":"0","3":1}' data-sheets-value='{"1":3,"3":63}' style="overflow:hidden;padding:0px 3px 0px 3px;vertical-align:bottom;text-align:center;">63</td> <td data-sheets-numberformat='{"1":2,"2":"0","3":1}' data-sheets-value='{"1":3,"3":20}' style="border-right:1px solid #000000;overflow:hidden;padding:0px 3px 0px 3px;vertical-align:bottom;text-align:center;">20</td> </tr> <tr style="height:20px;"> <td style="border-left:1px solid #000000;overflow:hidden;padding:0px 3px 0px 3px;vertical-align:bottom;font-weight:bold;"></td> <td data-sheets-value='{"1":2,"2":"Double-walled"}' style="overflow:hidden;padding:0px 3px 0px 3px;vertical-align:bottom;font-weight:bold;">Double-walled</td> <td data-sheets-value='{"1":2,"2":"Opal (A/D)"}' style="border-right:1px solid #000000;overflow:hidden;padding:0px 3px 0px 3px;vertical-align:bottom;font-weight:bold;">Opal (A/D)</td> <td data-sheets-numberformat='{"1":2,"2":"0.00","3":1}' data-sheets-value='{"1":3,"3":2.9}' style="overflow:hidden;padding:0px 3px 0px 3px;vertical-align:bottom;text-align:center;">2.90</td> <td data-sheets-numberformat='{"1":2,"2":"0","3":1}' data-sheets-value='{"1":3,"3":51}' style="overflow:hidden;padding:0px 3px 0px 3px;vertical-align:bottom;text-align:center;">51</td> <td data-sheets-numberformat='{"1":2,"2":"0","3":1}' data-sheets-value='{"1":3,"3":50}' style="overflow:hidden;padding:0px 3px 0px 3px;vertical-align:bottom;text-align:center;">50</td> <td data-sheets-numberformat='{"1":2,"2":"0","3":1}' data-sheets-value='{"1":3,"3":20}' style="border-right:1px solid #000000;overflow:hidden;padding:0px 3px 0px 3px;vertical-align:bottom;text-align:center;">20</td> </tr> <tr style="height:20px;"> <td style="border-left:1px solid #000000;overflow:hidden;padding:0px 3px 0px 3px;vertical-align:bottom;font-weight:bold;"></td> <td data-sheets-value='{"1":2,"2":"Triple-walled"}' style="overflow:hidden;padding:0px 3px 0px 3px;vertical-align:bottom;font-weight:bold;">Triple-walled</td> <td data-sheets-value='{"1":2,"2":"Clear (A/H/H)"}' style="border-right:1px solid #000000;overflow:hidden;padding:0px 3px 0px 3px;vertical-align:bottom;font-weight:bold;">Clear (A/H/H)</td> <td data-sheets-numberformat='{"1":2,"2":"0.00","3":1}' data-sheets-value='{"1":3,"3":1.7}' style="overflow:hidden;padding:0px 3px 0px 3px;vertical-align:bottom;text-align:center;">1.70</td> <td data-sheets-numberformat='{"1":2,"2":"0","3":1}' data-sheets-value='{"1":3,"3":71}' style="overflow:hidden;padding:0px 3px 0px 3px;vertical-align:bottom;text-align:center;">71</td> <td data-sheets-numberformat='{"1":2,"2":"0","3":1}' data-sheets-value='{"1":3,"3":63}' style="overflow:hidden;padding:0px 3px 0px 3px;vertical-align:bottom;text-align:center;">63</td> <td data-sheets-numberformat='{"1":2,"2":"0","3":1}' data-sheets-value='{"1":3,"3":22}' style="border-right:1px solid #000000;overflow:hidden;padding:0px 3px 0px 3px;vertical-align:bottom;text-align:center;">22</td> </tr> <tr style="height:20px;"> <td style="border-left:1px solid #000000;overflow:hidden;padding:0px 3px 0px 3px;vertical-align:bottom;font-weight:bold;"></td> <td data-sheets-value='{"1":2,"2":"Triple-walled"}' style="overflow:hidden;padding:0px 3px 0px 3px;vertical-align:bottom;font-weight:bold;">Triple-walled</td> <td data-sheets-value='{"1":2,"2":"Opal (A/O/O)"}' style="border-right:1px solid #000000;overflow:hidden;padding:0px 3px 0px 3px;vertical-align:bottom;font-weight:bold;">Opal (A/O/O)</td> <td data-sheets-numberformat='{"1":2,"2":"0.00","3":1}' data-sheets-value='{"1":3,"3":1.7}' style="overflow:hidden;padding:0px 3px 0px 3px;vertical-align:bottom;text-align:center;">1.70</td> <td data-sheets-numberformat='{"1":2,"2":"0","3":1}' data-sheets-value='{"1":3,"3":61}' style="overflow:hidden;padding:0px 3px 0px 3px;vertical-align:bottom;text-align:center;">61</td> <td data-sheets-numberformat='{"1":2,"2":"0","3":1}' data-sheets-value='{"1":3,"3":48}' style="overflow:hidden;padding:0px 3px 0px 3px;vertical-align:bottom;text-align:center;">48</td> <td data-sheets-numberformat='{"1":2,"2":"0","3":1}' data-sheets-value='{"1":3,"3":22}' style="border-right:1px solid #000000;overflow:hidden;padding:0px 3px 0px 3px;vertical-align:bottom;text-align:center;">22</td> </tr> <tr style="height:20px;"> <td style="border-left:1px solid #000000;overflow:hidden;padding:0px 3px 0px 3px;vertical-align:bottom;font-weight:bold;"></td> <td data-sheets-value='{"1":2,"2":"Four-walled"}' style="overflow:hidden;padding:0px 3px 0px 3px;vertical-align:bottom;font-weight:bold;">Four-walled</td> <td data-sheets-value='{"1":2,"2":"Clear (A/H/H/H)"}' style="border-right:1px solid #000000;overflow:hidden;padding:0px 3px 0px 3px;vertical-align:bottom;font-weight:bold;">Clear (A/H/H/H)</td> <td data-sheets-numberformat='{"1":2,"2":"0.00","3":1}' data-sheets-value='{"1":3,"3":1.28}' style="overflow:hidden;padding:0px 3px 0px 3px;vertical-align:bottom;text-align:center;">1.28</td> <td data-sheets-numberformat='{"1":2,"2":"0","3":1}' data-sheets-value='{"1":3,"3":64}' style="overflow:hidden;padding:0px 3px 0px 3px;vertical-align:bottom;text-align:center;">64</td> <td data-sheets-numberformat='{"1":2,"2":"0","3":1}' data-sheets-value='{"1":3,"3":52}' style="overflow:hidden;padding:0px 3px 0px 3px;vertical-align:bottom;text-align:center;">52</td> <td data-sheets-numberformat='{"1":2,"2":"0","3":1}' data-sheets-value='{"1":3,"3":23}' style="border-right:1px solid #000000;overflow:hidden;padding:0px 3px 0px 3px;vertical-align:bottom;text-align:center;">23</td> </tr> <tr style="height:20px;"> <td style="border-bottom:1px solid #000000;border-left:1px solid #000000;overflow:hidden;padding:0px 3px 0px 3px;vertical-align:bottom;"></td> <td data-sheets-value='{"1":2,"2":"Four-walled"}' style="border-bottom:1px solid #000000;overflow:hidden;padding:0px 3px 0px 3px;vertical-align:bottom;font-weight:bold;">Four-walled</td> <td data-sheets-value='{"1":2,"2":"Opal (A/H/O/H)"}' style="border-right:1px solid #000000;border-bottom:1px solid #000000;overflow:hidden;padding:0px 3px 0px 3px;vertical-align:bottom;font-weight:bold;">Opal (A/H/O/H)</td> <td data-sheets-numberformat='{"1":2,"2":"0.00","3":1}' data-sheets-value='{"1":3,"3":1.28}' style="border-bottom:1px solid #000000;overflow:hidden;padding:0px 3px 0px 3px;vertical-align:bottom;text-align:center;">1.28</td> <td data-sheets-numberformat='{"1":2,"2":"0","3":1}' data-sheets-value='{"1":3,"3":59}' style="border-bottom:1px solid #000000;overflow:hidden;padding:0px 3px 0px 3px;vertical-align:bottom;text-align:center;">59</td> <td data-sheets-numberformat='{"1":2,"2":"0","3":1}' data-sheets-value='{"1":3,"3":46}' style="border-bottom:1px solid #000000;overflow:hidden;padding:0px 3px 0px 3px;vertical-align:bottom;text-align:center;">46</td> <td data-sheets-numberformat='{"1":2,"2":"0","3":1}' data-sheets-value='{"1":3,"3":23}' style="border-right:1px solid #000000;border-bottom:1px solid #000000;overflow:hidden;padding:0px 3px 0px 3px;vertical-align:bottom;text-align:center;">23</td> </tr> <tr style="height:20px;"> <td data-sheets-value='{"1":2,"2":"Polycarbonate"}' style="border-left:1px solid #000000;overflow:hidden;padding:0px 3px 0px 3px;vertical-align:bottom;font-weight:bold;">Polycarbonate</td> <td data-sheets-value='{"1":2,"2":"Single-walled"}' style="overflow:hidden;padding:0px 3px 0px 3px;vertical-align:bottom;font-weight:bold;">Single-walled</td> <td data-sheets-value='{"1":2,"2":"Heatstop Opal (T)"}' style="border-right:1px solid #000000;overflow:hidden;padding:0px 3px 0px 3px;vertical-align:bottom;font-weight:bold;">Heatstop Opal (T)</td> <td data-sheets-numberformat='{"1":2,"2":"0.00","3":1}' data-sheets-value='{"1":3,"3":5.17}' style="overflow:hidden;padding:0px 3px 0px 3px;vertical-align:bottom;text-align:center;">5.17</td> <td data-sheets-numberformat='{"1":2,"2":"0","3":1}' data-sheets-value='{"1":3,"3":49}' style="overflow:hidden;padding:0px 3px 0px 3px;vertical-align:bottom;text-align:center;">49</td> <td data-sheets-numberformat='{"1":2,"2":"0","3":1}' data-sheets-value='{"1":3,"3":59}' style="overflow:hidden;padding:0px 3px 0px 3px;vertical-align:bottom;text-align:center;">59</td> <td data-sheets-numberformat='{"1":2,"2":"0","3":1}' data-sheets-value='{"1":2,"2":"-"}' style="border-right:1px solid #000000;overflow:hidden;padding:0px 3px 0px 3px;vertical-align:bottom;text-align:center;">-</td> </tr> <tr style="height:20px;"> <td data-sheets-value='{"1":2,"2":"Heatstop PC"}' style="border-left:1px solid #000000;overflow:hidden;padding:0px 3px 0px 3px;vertical-align:bottom;font-weight:bold;">Heatstop PC</td> <td data-sheets-value='{"1":2,"2":"Double-walled"}' style="overflow:hidden;padding:0px 3px 0px 3px;vertical-align:bottom;font-weight:bold;">Double-walled</td> <td data-sheets-value='{"1":2,"2":"Clear (T/H)"}' style="border-right:1px solid #000000;overflow:hidden;padding:0px 3px 0px 3px;vertical-align:bottom;font-weight:bold;">Clear (T/H)</td> <td data-sheets-numberformat='{"1":2,"2":"0.00","3":1}' data-sheets-value='{"1":3,"3":2.9}' style="overflow:hidden;padding:0px 3px 0px 3px;vertical-align:bottom;text-align:center;">2.90</td> <td data-sheets-numberformat='{"1":2,"2":"0","3":1}' data-sheets-value='{"1":3,"3":44}' style="overflow:hidden;padding:0px 3px 0px 3px;vertical-align:bottom;text-align:center;">44</td> <td data-sheets-numberformat='{"1":2,"2":"0","3":1}' data-sheets-value='{"1":3,"3":51}' style="overflow:hidden;padding:0px 3px 0px 3px;vertical-align:bottom;text-align:center;">51</td> <td data-sheets-numberformat='{"1":2,"2":"0","3":1}' data-sheets-value='{"1":3,"3":20}' style="border-right:1px solid #000000;overflow:hidden;padding:0px 3px 0px 3px;vertical-align:bottom;text-align:center;">20</td> </tr> <tr style="height:20px;"> <td style="border-left:1px solid #000000;overflow:hidden;padding:0px 3px 0px 3px;vertical-align:bottom;font-weight:bold;"></td> <td data-sheets-value='{"1":2,"2":"Double-walled"}' style="overflow:hidden;padding:0px 3px 0px 3px;vertical-align:bottom;font-weight:bold;">Double-walled</td> <td data-sheets-value='{"1":2,"2":"Opal (T/O)"}' style="border-right:1px solid #000000;overflow:hidden;padding:0px 3px 0px 3px;vertical-align:bottom;font-weight:bold;">Opal (T/O)</td> <td data-sheets-numberformat='{"1":2,"2":"0.00","3":1}' data-sheets-value='{"1":3,"3":2.9}' style="overflow:hidden;padding:0px 3px 0px 3px;vertical-align:bottom;text-align:center;">2.90</td> <td data-sheets-numberformat='{"1":2,"2":"0","3":1}' data-sheets-value='{"1":3,"3":41}' style="overflow:hidden;padding:0px 3px 0px 3px;vertical-align:bottom;text-align:center;">41</td> <td data-sheets-numberformat='{"1":2,"2":"0","3":1}' data-sheets-value='{"1":3,"3":45}' style="overflow:hidden;padding:0px 3px 0px 3px;vertical-align:bottom;text-align:center;">45</td> <td data-sheets-numberformat='{"1":2,"2":"0","3":1}' data-sheets-value='{"1":3,"3":20}' style="border-right:1px solid #000000;overflow:hidden;padding:0px 3px 0px 3px;vertical-align:bottom;text-align:center;">20</td> </tr> <tr style="height:20px;"> <td style="border-left:1px solid #000000;overflow:hidden;padding:0px 3px 0px 3px;vertical-align:bottom;font-weight:bold;"></td> <td data-sheets-value='{"1":2,"2":"Triple-walled"}' style="overflow:hidden; | skylux-160-ce-met-koepel-en-metaalopstand-met-lm-motor-1000-x-2800-mm | 8585989095757 | 46872264114509
Smoke and heat exhaust (SHEV) | SHE system | Skylux | Skylux 160° CE with skylight and metal curb with double LM-actuator 1200 x 2400 mm |  | 34285 | 5412970342854 | 7330.2 | Yes | 30-45 | 146.73 | 1200 x 2400 mm | 2400 | 1200 |  | metal curb M30 (30 cm high) | Rectangular | 5.17 W/m²K - 1.28 W/m²K | 87% - 32% | 90% - 32% | 20dB - 23dB | 160° CE (for industry) | skylight | without spoiler | E | Double actuator | Maximum four-walled skylight possible for this product | Ut-value LT-value g-value Rw-value EN 1873 : 2014 EN ISO 13468 EN 16153 EN 410 EN 410 EN ISO 140-3 Material Walls Shells (W/m²K) (%) (%) (dB) Acrylic Single-walled Clear (H) 5.17 90 87 - PMMA Single-walled Opal (O) 5.17 83 76 - Double-walled Clear (H/H) 2.90 81 75 20 Double-walled Opal (O/O) 2.90 69 58 20 Triple-walled Clear (H/H/H) 1.70 73 65 22 Triple-walled Opal (O/H/O) 1.70 62 51 22 Four-walled Clear (H/H/H/H) 1.28 64 54 23 Four-walled Opal (H/H/O/H) 1.28 59 48 23 Polycarbonate Single-walled Clear (A) 5.17 88 83 - PC Single-walled Opal (D) 5.17 58 60 - Double-walled Clear (A/H) 2.90 79 72 20 Double-walled Clear (A/A) 2.90 77 69 20 Double-walled Opal (A/O) 2.90 73 63 20 Double-walled Opal (A/D) 2.90 51 50 20 Triple-walled Clear (A/H/H) 1.70 71 63 22 Triple-walled Opal (A/O/O) 1.70 61 48 22 Four-walled Clear (A/H/H/H) 1.28 64 52 23 Four-walled Opal (A/H/O/H) 1.28 59 46 23 Polycarbonate Single-walled Heatstop Opal (T) 5.17 49 59 - Heatstop PC Double-walled Clear (T/H) 2.90 44 51 20 Double-walled Opal (T/O) 2.90 41 45 20 Triple-walled Clear (T/H/H) 1.70 40 <td data-sheets-numberformat='{"1":2,"2":"0","3":1}' data-sheets-value='{"1":3,"3":44}' style="overflow:hidden;paddin | https://skylux.eu/en/products/skylux-160-ce-met-koepel-en-metaalopstand-met-lm-motor-1200-x-2400-mm | https://skylux.eu/cdn/shop/files/Skylux-160deg-CE-met-koepel-en-metaalopstand-met-dubbele-LM-motor-1200-x-2400-mm-RWA-systeem.jpg?v=1702976650&width=1600 | https://skylux.eu/cdn/shop/files/e5a82811-1bb0-48e4-a776-cacb59c7c092_daeb2bc5-04a9-4ac7-a325-ca0d102dc21e.jpg?v=1688550181&width=1600 | //skylux.eu/cdn/shop/files/E_MH_Mounting_instructions_Skylux_160_CE_LM.pdf?v=12406716259046007223 | //skylux.eu/cdn/shop/files/E_TD_Technical_File_Skylux_Skylux_160_CE_Electric.pdf?v=3667116872303399239 | <style type="text/css" id="isPasted"> <!--td { border: 1px solid #cccccc; } br { mso-data-placement: same-cell; } --> </style> <table border="1" cellpadding="0" cellspacing="0" dir="ltr" style="table-layout:fixed;font-size:10pt;font-family:Arial;border-collapse:collapse;border:none;"><tbody> <tr style="height:20px;"> <td style="overflow:hidden;padding:0px 3px 0px 3px;vertical-align:bottom;"></td> <td style="overflow:hidden;padding:0px 3px 0px 3px;vertical-align:bottom;"></td> <td style="overflow:hidden;padding:0px 3px 0px 3px;vertical-align:bottom;"></td> <td data-sheets-value='{"1":2,"2":"Ut-value"}' style="overflow:hidden;padding:0px 3px 0px 3px;vertical-align:bottom;font-weight:bold;text-align:center;">Ut-value</td> <td data-sheets-value='{"1":2,"2":"LT-value"}' style="overflow:hidden;padding:0px 3px 0px 3px;vertical-align:bottom;font-weight:bold;text-align:center;">LT-value</td> <td data-sheets-value='{"1":2,"2":"g-value"}' style="overflow:hidden;padding:0px 3px 0px 3px;vertical-align:bottom;font-weight:bold;text-align:center;">g-value</td> <td data-sheets-value='{"1":2,"2":"Rw-value "}' style="overflow:hidden;padding:0px 3px 0px 3px;vertical-align:bottom;font-weight:bold;text-align:center;">Rw-value </td> </tr> <tr style="height:20px;"> <td style="overflow:hidden;padding:0px 3px 0px 3px;vertical-align:bottom;"></td> <td style="overflow:hidden;padding:0px 3px 0px 3px;vertical-align:bottom;"></td> <td style="overflow:hidden;padding:0px 3px 0px 3px;vertical-align:bottom;"></td> <td data-sheets-numberformat='{"1":2,"2":"0.00","3":1}' data-sheets-value='{"1":2,"2":"EN 1873 : 2014"}' style="overflow:hidden;padding:0px 3px 0px 3px;vertical-align:bottom;text-align:center;">EN 1873 : 2014</td> <td data-sheets-numberformat='{"1":2,"2":"0","3":1}' data-sheets-value='{"1":2,"2":"EN ISO 13468 EN 16153 EN 410"}' style="overflow:hidden;padding:0px 3px 0px 3px;vertical-align:bottom;text-align:center;">EN ISO 13468 EN 16153 EN 410</td> <td data-sheets-numberformat='{"1":2,"2":"0","3":1}' data-sheets-value='{"1":2,"2":"EN 410"}' style="overflow:hidden;padding:0px 3px 0px 3px;vertical-align:bottom;text-align:center;">EN 410</td> <td data-sheets-value='{"1":2,"2":"EN ISO 140-3\t\t"}' style="overflow:hidden;padding:0px 3px 0px 3px;vertical-align:bottom;text-align:center;">EN ISO 140-3 </td> </tr> <tr style="height:20px;"> <td data-sheets-value='{"1":2,"2":"Material"}' style="border-bottom:1px solid #000000;overflow:hidden;padding:0px 3px 0px 3px;vertical-align:bottom;background-color:#000000;font-weight:bold;color:#ffffff;">Material</td> <td data-sheets-value='{"1":2,"2":"Walls"}' style="border-bottom:1px solid #000000;overflow:hidden;padding:0px 3px 0px 3px;vertical-align:bottom;background-color:#000000;font-weight:bold;color:#ffffff;">Walls</td> <td data-sheets-value='{"1":2,"2":"Shells"}' style="border-bottom:1px solid #000000;overflow:hidden;padding:0px 3px 0px 3px;vertical-align:bottom;background-color:#000000;font-weight:bold;color:#ffffff;">Shells</td> <td data-sheets-numberformat='{"1":2,"2":"0.00","3":1}' data-sheets-value='{"1":2,"2":"(W/m²K)\t"}' style="border-bottom:1px solid #000000;overflow:hidden;padding:0px 3px 0px 3px;vertical-align:bottom;background-color:#000000;font-weight:bold;color:#ffffff;text-align:center;">(W/m²K) </td> <td data-sheets-numberformat='{"1":2,"2":"0","3":1}' data-sheets-value='{"1":2,"2":"(%)"}' style="border-bottom:1px solid #000000;overflow:hidden;padding:0px 3px 0px 3px;vertical-align:bottom;background-color:#000000;font-weight:bold;color:#ffffff;text-align:center;">(%)</td> <td data-sheets-numberformat='{"1":2,"2":"0","3":1}' data-sheets-value='{"1":2,"2":"(%)"}' style="border-bottom:1px solid #000000;overflow:hidden;padding:0px 3px 0px 3px;vertical-align:bottom;background-color:#000000;font-weight:bold;color:#ffffff;text-align:center;">(%)</td> <td data-sheets-value='{"1":2,"2":"(dB)"}' style="border-bottom:1px solid #000000;overflow:hidden;padding:0px 3px 0px 3px;vertical-align:bottom;background-color:#000000;font-weight:bold;color:#ffffff;text-align:center;">(dB)</td> </tr> <tr style="height:20px;"> <td data-sheets-value='{"1":2,"2":"Acrylic"}' style="border-left:1px solid #000000;overflow:hidden;padding:0px 3px 0px 3px;vertical-align:bottom;font-weight:bold;">Acrylic</td> <td data-sheets-value='{"1":2,"2":"Single-walled"}' style="overflow:hidden;padding:0px 3px 0px 3px;vertical-align:bottom;font-weight:bold;">Single-walled</td> <td data-sheets-value='{"1":2,"2":"Clear (H)"}' style="border-right:1px solid #000000;overflow:hidden;padding:0px 3px 0px 3px;vertical-align:bottom;font-weight:bold;">Clear (H)</td> <td data-sheets-numberformat='{"1":2,"2":"0.00","3":1}' data-sheets-value='{"1":3,"3":5.17}' style="overflow:hidden;padding:0px 3px 0px 3px;vertical-align:bottom;text-align:center;">5.17</td> <td data-sheets-numberformat='{"1":2,"2":"0","3":1}' data-sheets-value='{"1":3,"3":90}' style="overflow:hidden;padding:0px 3px 0px 3px;vertical-align:bottom;text-align:center;">90</td> <td data-sheets-numberformat='{"1":2,"2":"0","3":1}' data-sheets-value='{"1":3,"3":87}' style="overflow:hidden;padding:0px 3px 0px 3px;vertical-align:bottom;text-align:center;">87</td> <td data-sheets-numberformat='{"1":2,"2":"0","3":1}' data-sheets-value='{"1":2,"2":"-"}' style="border-right:1px solid #000000;overflow:hidden;padding:0px 3px 0px 3px;vertical-align:bottom;text-align:center;">-</td> </tr> <tr style="height:20px;"> <td data-sheets-value='{"1":2,"2":"PMMA"}' style="border-left:1px solid #000000;overflow:hidden;padding:0px 3px 0px 3px;vertical-align:bottom;font-weight:bold;">PMMA</td> <td data-sheets-value='{"1":2,"2":"Single-walled"}' style="overflow:hidden;padding:0px 3px 0px 3px;vertical-align:bottom;font-weight:bold;">Single-walled</td> <td data-sheets-value='{"1":2,"2":"Opal (O)"}' style="border-right:1px solid #000000;overflow:hidden;padding:0px 3px 0px 3px;vertical-align:bottom;font-weight:bold;">Opal (O)</td> <td data-sheets-numberformat='{"1":2,"2":"0.00","3":1}' data-sheets-value='{"1":3,"3":5.17}' style="overflow:hidden;padding:0px 3px 0px 3px;vertical-align:bottom;text-align:center;">5.17</td> <td data-sheets-numberformat='{"1":2,"2":"0","3":1}' data-sheets-value='{"1":3,"3":83}' style="overflow:hidden;padding:0px 3px 0px 3px;vertical-align:bottom;text-align:center;">83</td> <td data-sheets-numberformat='{"1":2,"2":"0","3":1}' data-sheets-value='{"1":3,"3":76}' style="overflow:hidden;padding:0px 3px 0px 3px;vertical-align:bottom;text-align:center;">76</td> <td data-sheets-numberformat='{"1":2,"2":"0","3":1}' data-sheets-value='{"1":2,"2":"-"}' style="border-right:1px solid #000000;overflow:hidden;padding:0px 3px 0px 3px;vertical-align:bottom;text-align:center;">-</td> </tr> <tr style="height:20px;"> <td style="border-left:1px solid #000000;overflow:hidden;padding:0px 3px 0px 3px;vertical-align:bottom;font-weight:bold;"></td> <td data-sheets-value='{"1":2,"2":"Double-walled"}' style="overflow:hidden;padding:0px 3px 0px 3px;vertical-align:bottom;font-weight:bold;">Double-walled</td> <td data-sheets-value='{"1":2,"2":"Clear (H/H)"}' style="border-right:1px solid #000000;overflow:hidden;padding:0px 3px 0px 3px;vertical-align:bottom;font-weight:bold;">Clear (H/H)</td> <td data-sheets-numberformat='{"1":2,"2":"0.00","3":1}' data-sheets-value='{"1":3,"3":2.9}' style="overflow:hidden;padding:0px 3px 0px 3px;vertical-align:bottom;text-align:center;">2.90</td> <td data-sheets-numberformat='{"1":2,"2":"0","3":1}' data-sheets-value='{"1":3,"3":81}' style="overflow:hidden;padding:0px 3px 0px 3px;vertical-align:bottom;text-align:center;">81</td> <td data-sheets-numberformat='{"1":2,"2":"0","3":1}' data-sheets-value='{"1":3,"3":75}' style="overflow:hidden;padding:0px 3px 0px 3px;vertical-align:bottom;text-align:center;">75</td> <td data-sheets-numberformat='{"1":2,"2":"0","3":1}' data-sheets-value='{"1":3,"3":20}' style="border-right:1px solid #000000;overflow:hidden;padding:0px 3px 0px 3px;vertical-align:bottom;text-align:center;">20</td> </tr> <tr style="height:20px;"> <td style="border-left:1px solid #000000;overflow:hidden;padding:0px 3px 0px 3px;vertical-align:bottom;font-weight:bold;"></td> <td data-sheets-value='{"1":2,"2":"Double-walled"}' style="overflow:hidden;padding:0px 3px 0px 3px;vertical-align:bottom;font-weight:bold;">Double-walled</td> <td data-sheets-value='{"1":2,"2":"Opal (O/O)"}' style="border-right:1px solid #000000;overflow:hidden;padding:0px 3px 0px 3px;vertical-align:bottom;font-weight:bold;">Opal (O/O)</td> <td data-sheets-numberformat='{"1":2,"2":"0.00","3":1}' data-sheets-value='{"1":3,"3":2.9}' style="overflow:hidden;padding:0px 3px 0px 3px;vertical-align:bottom;text-align:center;">2.90</td> <td data-sheets-numberformat='{"1":2,"2":"0","3":1}' data-sheets-value='{"1":3,"3":69}' style="overflow:hidden;padding:0px 3px 0px 3px;vertical-align:bottom;text-align:center;">69</td> <td data-sheets-numberformat='{"1":2,"2":"0","3":1}' data-sheets-value='{"1":3,"3":58}' style="overflow:hidden;padding:0px 3px 0px 3px;vertical-align:bottom;text-align:center;">58</td> <td data-sheets-numberformat='{"1":2,"2":"0","3":1}' data-sheets-value='{"1":3,"3":20}' style="border-right:1px solid #000000;overflow:hidden;padding:0px 3px 0px 3px;vertical-align:bottom;text-align:center;">20</td> </tr> <tr style="height:20px;"> <td style="border-left:1px solid #000000;overflow:hidden;padding:0px 3px 0px 3px;vertical-align:bottom;font-weight:bold;"></td> <td data-sheets-value='{"1":2,"2":"Triple-walled"}' style="overflow:hidden;padding:0px 3px 0px 3px;vertical-align:bottom;font-weight:bold;">Triple-walled</td> <td data-sheets-value='{"1":2,"2":"Clear (H/H/H)"}' style="border-right:1px solid #000000;overflow:hidden;padding:0px 3px 0px 3px;vertical-align:bottom;font-weight:bold;">Clear (H/H/H)</td> <td data-sheets-numberformat='{"1":2,"2":"0.00","3":1}' data-sheets-value='{"1":3,"3":1.7}' style="overflow:hidden;padding:0px 3px 0px 3px;vertical-align:bottom;text-align:center;">1.70</td> <td data-sheets-numberformat='{"1":2,"2":"0","3":1}' data-sheets-value='{"1":3,"3":73}' style="overflow:hidden;padding:0px 3px 0px 3px;vertical-align:bottom;text-align:center;">73</td> <td data-sheets-numberformat='{"1":2,"2":"0","3":1}' data-sheets-value='{"1":3,"3":65}' style="overflow:hidden;padding:0px 3px 0px 3px;vertical-align:bottom;text-align:center;">65</td> <td data-sheets-numberformat='{"1":2,"2":"0","3":1}' data-sheets-value='{"1":3,"3":22}' style="border-right:1px solid #000000;overflow:hidden;padding:0px 3px 0px 3px;vertical-align:bottom;text-align:center;">22</td> </tr> <tr style="height:20px;"> <td style="border-left:1px solid #000000;overflow:hidden;padding:0px 3px 0px 3px;vertical-align:bottom;font-weight:bold;"></td> <td data-sheets-value='{"1":2,"2":"Triple-walled"}' style="overflow:hidden;padding:0px 3px 0px 3px;vertical-align:bottom;font-weight:bold;">Triple-walled</td> <td data-sheets-value='{"1":2,"2":"Opal (O/H/O)"}' style="border-right:1px solid #000000;overflow:hidden;padding:0px 3px 0px 3px;vertical-align:bottom;font-weight:bold;">Opal (O/H/O)</td> <td data-sheets-numberformat='{"1":2,"2":"0.00","3":1}' data-sheets-value='{"1":3,"3":1.7}' style="overflow:hidden;padding:0px 3px 0px 3px;vertical-align:bottom;text-align:center;">1.70</td> <td data-sheets-numberformat='{"1":2,"2":"0","3":1}' data-sheets-value='{"1":3,"3":62}' style="overflow:hidden;padding:0px 3px 0px 3px;vertical-align:bottom;text-align:center;">62</td> <td data-sheets-numberformat='{"1":2,"2":"0","3":1}' data-sheets-value='{"1":3,"3":51}' style="overflow:hidden;padding:0px 3px 0px 3px;vertical-align:bottom;text-align:center;">51</td> <td data-sheets-numberformat='{"1":2,"2":"0","3":1}' data-sheets-value='{"1":3,"3":22}' style="border-right:1px solid #000000;overflow:hidden;padding:0px 3px 0px 3px;vertical-align:bottom;text-align:center;">22</td> </tr> <tr style="height:20px;"> <td style="border-left:1px solid #000000;overflow:hidden;padding:0px 3px 0px 3px;vertical-align:bottom;font-weight:bold;"></td> <td data-sheets-value='{"1":2,"2":"Four-walled"}' style="overflow:hidden;padding:0px 3px 0px 3px;vertical-align:bottom;font-weight:bold;">Four-walled</td> <td data-sheets-value='{"1":2,"2":"Clear (H/H/H/H)"}' style="border-right:1px solid #000000;overflow:hidden;padding:0px 3px 0px 3px;vertical-align:bottom;font-weight:bold;">Clear (H/H/H/H)</td> <td data-sheets-numberformat='{"1":2,"2":"0.00","3":1}' data-sheets-value='{"1":3,"3":1.28}' style="overflow:hidden;padding:0px 3px 0px 3px;vertical-align:bottom;text-align:center;">1.28</td> <td data-sheets-numberformat='{"1":2,"2":"0","3":1}' data-sheets-value='{"1":3,"3":64}' style="overflow:hidden;padding:0px 3px 0px 3px;vertical-align:bottom;text-align:center;">64</td> <td data-sheets-numberformat='{"1":2,"2":"0","3":1}' data-sheets-value='{"1":3,"3":54}' style="overflow:hidden;padding:0px 3px 0px 3px;vertical-align:bottom;text-align:center;">54</td> <td data-sheets-numberformat='{"1":2,"2":"0","3":1}' data-sheets-value='{"1":3,"3":23}' style="border-right:1px solid #000000;overflow:hidden;padding:0px 3px 0px 3px;vertical-align:bottom;text-align:center;">23</td> </tr> <tr style="height:20px;"> <td style="border-bottom:1px solid #000000;border-left:1px solid #000000;overflow:hidden;padding:0px 3px 0px 3px;vertical-align:bottom;"></td> <td data-sheets-value='{"1":2,"2":"Four-walled"}' style="border-bottom:1px solid #000000;overflow:hidden;padding:0px 3px 0px 3px;vertical-align:bottom;font-weight:bold;">Four-walled</td> <td data-sheets-value='{"1":2,"2":"Opal (H/H/O/H)"}' style="border-right:1px solid #000000;border-bottom:1px solid #000000;overflow:hidden;padding:0px 3px 0px 3px;vertical-align:bottom;font-weight:bold;">Opal (H/H/O/H)</td> <td data-sheets-numberformat='{"1":2,"2":"0.00","3":1}' data-sheets-value='{"1":3,"3":1.28}' style="border-bottom:1px solid #000000;overflow:hidden;padding:0px 3px 0px 3px;vertical-align:bottom;text-align:center;">1.28</td> <td data-sheets-numberformat='{"1":2,"2":"0","3":1}' data-sheets-value='{"1":3,"3":59}' style="border-bottom:1px solid #000000;overflow:hidden;padding:0px 3px 0px 3px;vertical-align:bottom;text-align:center;">59</td> <td data-sheets-numberformat='{"1":2,"2":"0","3":1}' data-sheets-value='{"1":3,"3":48}' style="border-bottom:1px solid #000000;overflow:hidden;padding:0px 3px 0px 3px;vertical-align:bottom;text-align:center;">48</td> <td data-sheets-numberformat='{"1":2,"2":"0","3":1}' data-sheets-value='{"1":3,"3":23}' style="border-right:1px solid #000000;border-bottom:1px solid #000000;overflow:hidden;padding:0px 3px 0px 3px;vertical-align:bottom;text-align:center;">23</td> </tr> <tr style="height:20px;"> <td data-sheets-value='{"1":2,"2":"Polycarbonate "}' style="border-left:1px solid #000000;overflow:hidden;padding:0px 3px 0px 3px;vertical-align:bottom;font-weight:bold;">Polycarbonate </td> <td data-sheets-value='{"1":2,"2":"Single-walled"}' style="overflow:hidden;padding:0px 3px 0px 3px;vertical-align:bottom;font-weight:bold;">Single-walled</td> <td data-sheets-value='{"1":2,"2":"Clear (A)"}' style="border-right:1px solid #000000;overflow:hidden;padding:0px 3px 0px 3px;vertical-align:bottom;font-weight:bold;">Clear (A)</td> <td data-sheets-numberformat='{"1":2,"2":"0.00","3":1}' data-sheets-value='{"1":3,"3":5.17}' style="overflow:hidden;padding:0px 3px 0px 3px;vertical-align:bottom;text-align:center;">5.17</td> <td data-sheets-numberformat='{"1":2,"2":"0","3":1}' data-sheets-value='{"1":3,"3":88}' style="overflow:hidden;padding:0px 3px 0px 3px;vertical-align:bottom;text-align:center;">88</td> <td data-sheets-numberformat='{"1":2,"2":"0","3":1}' data-sheets-value='{"1":3,"3":83}' style="overflow:hidden;padding:0px 3px 0px 3px;vertical-align:bottom;text-align:center;">83</td> <td data-sheets-numberformat='{"1":2,"2":"0","3":1}' data-sheets-value='{"1":2,"2":"-"}' style="border-right:1px solid #000000;overflow:hidden;padding:0px 3px 0px 3px;vertical-align:bottom;text-align:center;">-</td> </tr> <tr style="height:20px;"> <td data-sheets-value='{"1":2,"2":"PC"}' style="border-left:1px solid #000000;overflow:hidden;padding:0px 3px 0px 3px;vertical-align:bottom;font-weight:bold;">PC</td> <td data-sheets-value='{"1":2,"2":"Single-walled"}' style="overflow:hidden;padding:0px 3px 0px 3px;vertical-align:bottom;font-weight:bold;">Single-walled</td> <td data-sheets-value='{"1":2,"2":"Opal (D)"}' style="border-right:1px solid #000000;overflow:hidden;padding:0px 3px 0px 3px;vertical-align:bottom;font-weight:bold;">Opal (D)</td> <td data-sheets-numberformat='{"1":2,"2":"0.00","3":1}' data-sheets-value='{"1":3,"3":5.17}' style="overflow:hidden;padding:0px 3px 0px 3px;vertical-align:bottom;text-align:center;">5.17</td> <td data-sheets-numberformat='{"1":2,"2":"0","3":1}' data-sheets-value='{"1":3,"3":58}' style="overflow:hidden;padding:0px 3px 0px 3px;vertical-align:bottom;text-align:center;">58</td> <td data-sheets-numberformat='{"1":2,"2":"0","3":1}' data-sheets-value='{"1":3,"3":60}' style="overflow:hidden;padding:0px 3px 0px 3px;vertical-align:bottom;text-align:center;">60</td> <td data-sheets-numberformat='{"1":2,"2":"0","3":1}' data-sheets-value='{"1":2,"2":"-"}' style="border-right:1px solid #000000;overflow:hidden;padding:0px 3px 0px 3px;vertical-align:bottom;text-align:center;">-</td> </tr> <tr style="height:20px;"> <td style="border-left:1px solid #000000;overflow:hidden;padding:0px 3px 0px 3px;vertical-align:bottom;font-weight:bold;"></td> <td data-sheets-value='{"1":2,"2":"Double-walled"}' style="overflow:hidden;padding:0px 3px 0px 3px;vertical-align:bottom;font-weight:bold;">Double-walled</td> <td data-sheets-value='{"1":2,"2":"Clear (A/H)"}' style="border-right:1px solid #000000;overflow:hidden;padding:0px 3px 0px 3px;vertical-align:bottom;font-weight:bold;">Clear (A/H)</td> <td data-sheets-numberformat='{"1":2,"2":"0.00","3":1}' data-sheets-value='{"1":3,"3":2.9}' style="overflow:hidden;padding:0px 3px 0px 3px;vertical-align:bottom;text-align:center;">2.90</td> <td data-sheets-numberformat='{"1":2,"2":"0","3":1}' data-sheets-value='{"1":3,"3":79}' style="overflow:hidden;padding:0px 3px 0px 3px;vertical-align:bottom;text-align:center;">79</td> <td data-sheets-numberformat='{"1":2,"2":"0","3":1}' data-sheets-value='{"1":3,"3":72}' style="overflow:hidden;padding:0px 3px 0px 3px;vertical-align:bottom;text-align:center;">72</td> <td data-sheets-numberformat='{"1":2,"2":"0","3":1}' data-sheets-value='{"1":3,"3":20}' style="border-right:1px solid #000000;overflow:hidden;padding:0px 3px 0px 3px;vertical-align:bottom;text-align:center;">20</td> </tr> <tr style="height:20px;"> <td style="border-left:1px solid #000000;overflow:hidden;padding:0px 3px 0px 3px;vertical-align:bottom;font-weight:bold;"></td> <td data-sheets-value='{"1":2,"2":"Double-walled"}' style="overflow:hidden;padding:0px 3px 0px 3px;vertical-align:bottom;font-weight:bold;">Double-walled</td> <td data-sheets-value='{"1":2,"2":"Clear (A/A)"}' style="border-right:1px solid #000000;overflow:hidden;padding:0px 3px 0px 3px;vertical-align:bottom;font-weight:bold;">Clear (A/A)</td> <td data-sheets-numberformat='{"1":2,"2":"0.00","3":1}' data-sheets-value='{"1":3,"3":2.9}' style="overflow:hidden;padding:0px 3px 0px 3px;vertical-align:bottom;text-align:center;">2.90</td> <td data-sheets-numberformat='{"1":2,"2":"0","3":1}' data-sheets-value='{"1":3,"3":77}' style="overflow:hidden;padding:0px 3px 0px 3px;vertical-align:bottom;text-align:center;">77</td> <td data-sheets-numberformat='{"1":2,"2":"0","3":1}' data-sheets-value='{"1":3,"3":69}' style="overflow:hidden;padding:0px 3px 0px 3px;vertical-align:bottom;text-align:center;">69</td> <td data-sheets-numberformat='{"1":2,"2":"0","3":1}' data-sheets-value='{"1":3,"3":20}' style="border-right:1px solid #000000;overflow:hidden;padding:0px 3px 0px 3px;vertical-align:bottom;text-align:center;">20</td> </tr> <tr style="height:20px;"> <td style="border-left:1px solid #000000;overflow:hidden;padding:0px 3px 0px 3px;vertical-align:bottom;font-weight:bold;"></td> <td data-sheets-value='{"1":2,"2":"Double-walled"}' style="overflow:hidden;padding:0px 3px 0px 3px;vertical-align:bottom;font-weight:bold;">Double-walled</td> <td data-sheets-value='{"1":2,"2":"Opal (A/O)"}' style="border-right:1px solid #000000;overflow:hidden;padding:0px 3px 0px 3px;vertical-align:bottom;font-weight:bold;">Opal (A/O)</td> <td data-sheets-numberformat='{"1":2,"2":"0.00","3":1}' data-sheets-value='{"1":3,"3":2.9}' style="overflow:hidden;padding:0px 3px 0px 3px;vertical-align:bottom;text-align:center;">2.90</td> <td data-sheets-numberformat='{"1":2,"2":"0","3":1}' data-sheets-value='{"1":3,"3":73}' style="overflow:hidden;padding:0px 3px 0px 3px;vertical-align:bottom;text-align:center;">73</td> <td data-sheets-numberformat='{"1":2,"2":"0","3":1}' data-sheets-value='{"1":3,"3":63}' style="overflow:hidden;padding:0px 3px 0px 3px;vertical-align:bottom;text-align:center;">63</td> <td data-sheets-numberformat='{"1":2,"2":"0","3":1}' data-sheets-value='{"1":3,"3":20}' style="border-right:1px solid #000000;overflow:hidden;padding:0px 3px 0px 3px;vertical-align:bottom;text-align:center;">20</td> </tr> <tr style="height:20px;"> <td style="border-left:1px solid #000000;overflow:hidden;padding:0px 3px 0px 3px;vertical-align:bottom;font-weight:bold;"></td> <td data-sheets-value='{"1":2,"2":"Double-walled"}' style="overflow:hidden;padding:0px 3px 0px 3px;vertical-align:bottom;font-weight:bold;">Double-walled</td> <td data-sheets-value='{"1":2,"2":"Opal (A/D)"}' style="border-right:1px solid #000000;overflow:hidden;padding:0px 3px 0px 3px;vertical-align:bottom;font-weight:bold;">Opal (A/D)</td> <td data-sheets-numberformat='{"1":2,"2":"0.00","3":1}' data-sheets-value='{"1":3,"3":2.9}' style="overflow:hidden;padding:0px 3px 0px 3px;vertical-align:bottom;text-align:center;">2.90</td> <td data-sheets-numberformat='{"1":2,"2":"0","3":1}' data-sheets-value='{"1":3,"3":51}' style="overflow:hidden;padding:0px 3px 0px 3px;vertical-align:bottom;text-align:center;">51</td> <td data-sheets-numberformat='{"1":2,"2":"0","3":1}' data-sheets-value='{"1":3,"3":50}' style="overflow:hidden;padding:0px 3px 0px 3px;vertical-align:bottom;text-align:center;">50</td> <td data-sheets-numberformat='{"1":2,"2":"0","3":1}' data-sheets-value='{"1":3,"3":20}' style="border-right:1px solid #000000;overflow:hidden;padding:0px 3px 0px 3px;vertical-align:bottom;text-align:center;">20</td> </tr> <tr style="height:20px;"> <td style="border-left:1px solid #000000;overflow:hidden;padding:0px 3px 0px 3px;vertical-align:bottom;font-weight:bold;"></td> <td data-sheets-value='{"1":2,"2":"Triple-walled"}' style="overflow:hidden;padding:0px 3px 0px 3px;vertical-align:bottom;font-weight:bold;">Triple-walled</td> <td data-sheets-value='{"1":2,"2":"Clear (A/H/H)"}' style="border-right:1px solid #000000;overflow:hidden;padding:0px 3px 0px 3px;vertical-align:bottom;font-weight:bold;">Clear (A/H/H)</td> <td data-sheets-numberformat='{"1":2,"2":"0.00","3":1}' data-sheets-value='{"1":3,"3":1.7}' style="overflow:hidden;padding:0px 3px 0px 3px;vertical-align:bottom;text-align:center;">1.70</td> <td data-sheets-numberformat='{"1":2,"2":"0","3":1}' data-sheets-value='{"1":3,"3":71}' style="overflow:hidden;padding:0px 3px 0px 3px;vertical-align:bottom;text-align:center;">71</td> <td data-sheets-numberformat='{"1":2,"2":"0","3":1}' data-sheets-value='{"1":3,"3":63}' style="overflow:hidden;padding:0px 3px 0px 3px;vertical-align:bottom;text-align:center;">63</td> <td data-sheets-numberformat='{"1":2,"2":"0","3":1}' data-sheets-value='{"1":3,"3":22}' style="border-right:1px solid #000000;overflow:hidden;padding:0px 3px 0px 3px;vertical-align:bottom;text-align:center;">22</td> </tr> <tr style="height:20px;"> <td style="border-left:1px solid #000000;overflow:hidden;padding:0px 3px 0px 3px;vertical-align:bottom;font-weight:bold;"></td> <td data-sheets-value='{"1":2,"2":"Triple-walled"}' style="overflow:hidden;padding:0px 3px 0px 3px;vertical-align:bottom;font-weight:bold;">Triple-walled</td> <td data-sheets-value='{"1":2,"2":"Opal (A/O/O)"}' style="border-right:1px solid #000000;overflow:hidden;padding:0px 3px 0px 3px;vertical-align:bottom;font-weight:bold;">Opal (A/O/O)</td> <td data-sheets-numberformat='{"1":2,"2":"0.00","3":1}' data-sheets-value='{"1":3,"3":1.7}' style="overflow:hidden;padding:0px 3px 0px 3px;vertical-align:bottom;text-align:center;">1.70</td> <td data-sheets-numberformat='{"1":2,"2":"0","3":1}' data-sheets-value='{"1":3,"3":61}' style="overflow:hidden;padding:0px 3px 0px 3px;vertical-align:bottom;text-align:center;">61</td> <td data-sheets-numberformat='{"1":2,"2":"0","3":1}' data-sheets-value='{"1":3,"3":48}' style="overflow:hidden;padding:0px 3px 0px 3px;vertical-align:bottom;text-align:center;">48</td> <td data-sheets-numberformat='{"1":2,"2":"0","3":1}' data-sheets-value='{"1":3,"3":22}' style="border-right:1px solid #000000;overflow:hidden;padding:0px 3px 0px 3px;vertical-align:bottom;text-align:center;">22</td> </tr> <tr style="height:20px;"> <td style="border-left:1px solid #000000;overflow:hidden;padding:0px 3px 0px 3px;vertical-align:bottom;font-weight:bold;"></td> <td data-sheets-value='{"1":2,"2":"Four-walled"}' style="overflow:hidden;padding:0px 3px 0px 3px;vertical-align:bottom;font-weight:bold;">Four-walled</td> <td data-sheets-value='{"1":2,"2":"Clear (A/H/H/H)"}' style="border-right:1px solid #000000;overflow:hidden;padding:0px 3px 0px 3px;vertical-align:bottom;font-weight:bold;">Clear (A/H/H/H)</td> <td data-sheets-numberformat='{"1":2,"2":"0.00","3":1}' data-sheets-value='{"1":3,"3":1.28}' style="overflow:hidden;padding:0px 3px 0px 3px;vertical-align:bottom;text-align:center;">1.28</td> <td data-sheets-numberformat='{"1":2,"2":"0","3":1}' data-sheets-value='{"1":3,"3":64}' style="overflow:hidden;padding:0px 3px 0px 3px;vertical-align:bottom;text-align:center;">64</td> <td data-sheets-numberformat='{"1":2,"2":"0","3":1}' data-sheets-value='{"1":3,"3":52}' style="overflow:hidden;padding:0px 3px 0px 3px;vertical-align:bottom;text-align:center;">52</td> <td data-sheets-numberformat='{"1":2,"2":"0","3":1}' data-sheets-value='{"1":3,"3":23}' style="border-right:1px solid #000000;overflow:hidden;padding:0px 3px 0px 3px;vertical-align:bottom;text-align:center;">23</td> </tr> <tr style="height:20px;"> <td style="border-bottom:1px solid #000000;border-left:1px solid #000000;overflow:hidden;padding:0px 3px 0px 3px;vertical-align:bottom;"></td> <td data-sheets-value='{"1":2,"2":"Four-walled"}' style="border-bottom:1px solid #000000;overflow:hidden;padding:0px 3px 0px 3px;vertical-align:bottom;font-weight:bold;">Four-walled</td> <td data-sheets-value='{"1":2,"2":"Opal (A/H/O/H)"}' style="border-right:1px solid #000000;border-bottom:1px solid #000000;overflow:hidden;padding:0px 3px 0px 3px;vertical-align:bottom;font-weight:bold;">Opal (A/H/O/H)</td> <td data-sheets-numberformat='{"1":2,"2":"0.00","3":1}' data-sheets-value='{"1":3,"3":1.28}' style="border-bottom:1px solid #000000;overflow:hidden;padding:0px 3px 0px 3px;vertical-align:bottom;text-align:center;">1.28</td> <td data-sheets-numberformat='{"1":2,"2":"0","3":1}' data-sheets-value='{"1":3,"3":59}' style="border-bottom:1px solid #000000;overflow:hidden;padding:0px 3px 0px 3px;vertical-align:bottom;text-align:center;">59</td> <td data-sheets-numberformat='{"1":2,"2":"0","3":1}' data-sheets-value='{"1":3,"3":46}' style="border-bottom:1px solid #000000;overflow:hidden;padding:0px 3px 0px 3px;vertical-align:bottom;text-align:center;">46</td> <td data-sheets-numberformat='{"1":2,"2":"0","3":1}' data-sheets-value='{"1":3,"3":23}' style="border-right:1px solid #000000;border-bottom:1px solid #000000;overflow:hidden;padding:0px 3px 0px 3px;vertical-align:bottom;text-align:center;">23</td> </tr> <tr style="height:20px;"> <td data-sheets-value='{"1":2,"2":"Polycarbonate"}' style="border-left:1px solid #000000;overflow:hidden;padding:0px 3px 0px 3px;vertical-align:bottom;font-weight:bold;">Polycarbonate</td> <td data-sheets-value='{"1":2,"2":"Single-walled"}' style="overflow:hidden;padding:0px 3px 0px 3px;vertical-align:bottom;font-weight:bold;">Single-walled</td> <td data-sheets-value='{"1":2,"2":"Heatstop Opal (T)"}' style="border-right:1px solid #000000;overflow:hidden;padding:0px 3px 0px 3px;vertical-align:bottom;font-weight:bold;">Heatstop Opal (T)</td> <td data-sheets-numberformat='{"1":2,"2":"0.00","3":1}' data-sheets-value='{"1":3,"3":5.17}' style="overflow:hidden;padding:0px 3px 0px 3px;vertical-align:bottom;text-align:center;">5.17</td> <td data-sheets-numberformat='{"1":2,"2":"0","3":1}' data-sheets-value='{"1":3,"3":49}' style="overflow:hidden;padding:0px 3px 0px 3px;vertical-align:bottom;text-align:center;">49</td> <td data-sheets-numberformat='{"1":2,"2":"0","3":1}' data-sheets-value='{"1":3,"3":59}' style="overflow:hidden;padding:0px 3px 0px 3px;vertical-align:bottom;text-align:center;">59</td> <td data-sheets-numberformat='{"1":2,"2":"0","3":1}' data-sheets-value='{"1":2,"2":"-"}' style="border-right:1px solid #000000;overflow:hidden;padding:0px 3px 0px 3px;vertical-align:bottom;text-align:center;">-</td> </tr> <tr style="height:20px;"> <td data-sheets-value='{"1":2,"2":"Heatstop PC"}' style="border-left:1px solid #000000;overflow:hidden;padding:0px 3px 0px 3px;vertical-align:bottom;font-weight:bold;">Heatstop PC</td> <td data-sheets-value='{"1":2,"2":"Double-walled"}' style="overflow:hidden;padding:0px 3px 0px 3px;vertical-align:bottom;font-weight:bold;">Double-walled</td> <td data-sheets-value='{"1":2,"2":"Clear (T/H)"}' style="border-right:1px solid #000000;overflow:hidden;padding:0px 3px 0px 3px;vertical-align:bottom;font-weight:bold;">Clear (T/H)</td> <td data-sheets-numberformat='{"1":2,"2":"0.00","3":1}' data-sheets-value='{"1":3,"3":2.9}' style="overflow:hidden;padding:0px 3px 0px 3px;vertical-align:bottom;text-align:center;">2.90</td> <td data-sheets-numberformat='{"1":2,"2":"0","3":1}' data-sheets-value='{"1":3,"3":44}' style="overflow:hidden;padding:0px 3px 0px 3px;vertical-align:bottom;text-align:center;">44</td> <td data-sheets-numberformat='{"1":2,"2":"0","3":1}' data-sheets-value='{"1":3,"3":51}' style="overflow:hidden;padding:0px 3px 0px 3px;vertical-align:bottom;text-align:center;">51</td> <td data-sheets-numberformat='{"1":2,"2":"0","3":1}' data-sheets-value='{"1":3,"3":20}' style="border-right:1px solid #000000;overflow:hidden;padding:0px 3px 0px 3px;vertical-align:bottom;text-align:center;">20</td> </tr> <tr style="height:20px;"> <td style="border-left:1px solid #000000;overflow:hidden;padding:0px 3px 0px 3px;vertical-align:bottom;font-weight:bold;"></td> <td data-sheets-value='{"1":2,"2":"Double-walled"}' style="overflow:hidden;padding:0px 3px 0px 3px;vertical-align:bottom;font-weight:bold;">Double-walled</td> <td data-sheets-value='{"1":2,"2":"Opal (T/O)"}' style="border-right:1px solid #000000;overflow:hidden;padding:0px 3px 0px 3px;vertical-align:bottom;font-weight:bold;">Opal (T/O)</td> <td data-sheets-numberformat='{"1":2,"2":"0.00","3":1}' data-sheets-value='{"1":3,"3":2.9}' style="overflow:hidden;padding:0px 3px 0px 3px;vertical-align:bottom;text-align:center;">2.90</td> <td data-sheets-numberformat='{"1":2,"2":"0","3":1}' data-sheets-value='{"1":3,"3":41}' style="overflow:hidden;padding:0px 3px 0px 3px;vertical-align:bottom;text-align:center;">41</td> <td data-sheets-numberformat='{"1":2,"2":"0","3":1}' data-sheets-value='{"1":3,"3":45}' style="overflow:hidden;padding:0px 3px 0px 3px;vertical-align:bottom;text-align:center;">45</td> <td data-sheets-numberformat='{"1":2,"2":"0","3":1}' data-sheets-value='{"1":3,"3":20}' style="border-right:1px solid #000000;overflow:hidden;padding:0px 3px 0px 3px;vertical-align:bottom;text-align:center;">20</td> </tr> <tr style="height:20px;"> <td style="border-left:1px solid #000000;overflow:hidden;padding:0px 3px 0px 3px;vertical-align:bottom;font-weight:bold;"></td> <td data-sheets-value='{"1":2,"2":"Triple-walled"}' style="overflow:hidden; | skylux-160-ce-met-koepel-en-metaalopstand-met-lm-motor-1200-x-2400-mm | 8585990603085 | 46872266408269
Smoke and heat exhaust (SHEV) | SHE system | Skylux | Skylux 160° CE with skylight and metal curb with double LM-actuator 1300 x 2500 mm |  | 34281 | 5412970342816 | 7379.8 | Yes | 30-45 | 150.79 | 1300 x 2500 mm | 2500 | 1300 |  | metal curb M30 (30 cm high) | Rectangular | 5.17 W/m²K - 1.28 W/m²K | 87% - 32% | 90% - 32% | 20dB - 23dB | 160° CE (for industry) | skylight | without spoiler | E | Double actuator | Maximum four-walled skylight possible for this product | Ut-value LT-value g-value Rw-value EN 1873 : 2014 EN ISO 13468 EN 16153 EN 410 EN 410 EN ISO 140-3 Material Walls Shells (W/m²K) (%) (%) (dB) Acrylic Single-walled Clear (H) 5.17 90 87 - PMMA Single-walled Opal (O) 5.17 83 76 - Double-walled Clear (H/H) 2.90 81 75 20 Double-walled Opal (O/O) 2.90 69 58 20 Triple-walled Clear (H/H/H) 1.70 73 65 22 Triple-walled Opal (O/H/O) 1.70 62 51 22 Four-walled Clear (H/H/H/H) 1.28 64 54 23 Four-walled Opal (H/H/O/H) 1.28 59 48 23 Polycarbonate Single-walled Clear (A) 5.17 88 83 - PC Single-walled Opal (D) 5.17 58 60 - Double-walled Clear (A/H) 2.90 79 72 20 Double-walled Clear (A/A) 2.90 77 69 20 Double-walled Opal (A/O) 2.90 73 63 20 Double-walled Opal (A/D) 2.90 51 50 20 Triple-walled Clear (A/H/H) 1.70 71 63 22 Triple-walled Opal (A/O/O) 1.70 61 48 22 Four-walled Clear (A/H/H/H) 1.28 64 52 23 Four-walled Opal (A/H/O/H) 1.28 59 46 23 Polycarbonate Single-walled Heatstop Opal (T) 5.17 49 59 - Heatstop PC Double-walled Clear (T/H) 2.90 44 51 20 Double-walled Opal (T/O) 2.90 41 45 20 Triple-walled Clear (T/H/H) 1.70 40 <td data-sheets-numberformat='{"1":2,"2":"0","3":1}' data-sheets-value='{"1":3,"3":44}' style="overflow:hidden;paddin | https://skylux.eu/en/products/skylux-160-ce-met-koepel-en-metaalopstand-met-lm-motor-1300-x-2500-mm | https://skylux.eu/cdn/shop/files/Skylux-160deg-CE-met-koepel-en-metaalopstand-met-dubbele-LM-motor-1300-x-2500-mm-RWA-systeem.jpg?v=1702976689&width=1600 | https://skylux.eu/cdn/shop/files/e5a82811-1bb0-48e4-a776-cacb59c7c092_64543fbc-c0b2-460c-ab4f-3a4c9da27a3a.jpg?v=1688550191&width=1600 | //skylux.eu/cdn/shop/files/E_MH_Mounting_instructions_Skylux_160_CE_LM.pdf?v=12406716259046007223 | //skylux.eu/cdn/shop/files/E_TD_Technical_File_Skylux_Skylux_160_CE_Electric.pdf?v=3667116872303399239 | <style type="text/css" id="isPasted"> <!--td { border: 1px solid #cccccc; } br { mso-data-placement: same-cell; } --> </style> <table border="1" cellpadding="0" cellspacing="0" dir="ltr" style="table-layout:fixed;font-size:10pt;font-family:Arial;border-collapse:collapse;border:none;"><tbody> <tr style="height:20px;"> <td style="overflow:hidden;padding:0px 3px 0px 3px;vertical-align:bottom;"></td> <td style="overflow:hidden;padding:0px 3px 0px 3px;vertical-align:bottom;"></td> <td style="overflow:hidden;padding:0px 3px 0px 3px;vertical-align:bottom;"></td> <td data-sheets-value='{"1":2,"2":"Ut-value"}' style="overflow:hidden;padding:0px 3px 0px 3px;vertical-align:bottom;font-weight:bold;text-align:center;">Ut-value</td> <td data-sheets-value='{"1":2,"2":"LT-value"}' style="overflow:hidden;padding:0px 3px 0px 3px;vertical-align:bottom;font-weight:bold;text-align:center;">LT-value</td> <td data-sheets-value='{"1":2,"2":"g-value"}' style="overflow:hidden;padding:0px 3px 0px 3px;vertical-align:bottom;font-weight:bold;text-align:center;">g-value</td> <td data-sheets-value='{"1":2,"2":"Rw-value "}' style="overflow:hidden;padding:0px 3px 0px 3px;vertical-align:bottom;font-weight:bold;text-align:center;">Rw-value </td> </tr> <tr style="height:20px;"> <td style="overflow:hidden;padding:0px 3px 0px 3px;vertical-align:bottom;"></td> <td style="overflow:hidden;padding:0px 3px 0px 3px;vertical-align:bottom;"></td> <td style="overflow:hidden;padding:0px 3px 0px 3px;vertical-align:bottom;"></td> <td data-sheets-numberformat='{"1":2,"2":"0.00","3":1}' data-sheets-value='{"1":2,"2":"EN 1873 : 2014"}' style="overflow:hidden;padding:0px 3px 0px 3px;vertical-align:bottom;text-align:center;">EN 1873 : 2014</td> <td data-sheets-numberformat='{"1":2,"2":"0","3":1}' data-sheets-value='{"1":2,"2":"EN ISO 13468 EN 16153 EN 410"}' style="overflow:hidden;padding:0px 3px 0px 3px;vertical-align:bottom;text-align:center;">EN ISO 13468 EN 16153 EN 410</td> <td data-sheets-numberformat='{"1":2,"2":"0","3":1}' data-sheets-value='{"1":2,"2":"EN 410"}' style="overflow:hidden;padding:0px 3px 0px 3px;vertical-align:bottom;text-align:center;">EN 410</td> <td data-sheets-value='{"1":2,"2":"EN ISO 140-3\t\t"}' style="overflow:hidden;padding:0px 3px 0px 3px;vertical-align:bottom;text-align:center;">EN ISO 140-3 </td> </tr> <tr style="height:20px;"> <td data-sheets-value='{"1":2,"2":"Material"}' style="border-bottom:1px solid #000000;overflow:hidden;padding:0px 3px 0px 3px;vertical-align:bottom;background-color:#000000;font-weight:bold;color:#ffffff;">Material</td> <td data-sheets-value='{"1":2,"2":"Walls"}' style="border-bottom:1px solid #000000;overflow:hidden;padding:0px 3px 0px 3px;vertical-align:bottom;background-color:#000000;font-weight:bold;color:#ffffff;">Walls</td> <td data-sheets-value='{"1":2,"2":"Shells"}' style="border-bottom:1px solid #000000;overflow:hidden;padding:0px 3px 0px 3px;vertical-align:bottom;background-color:#000000;font-weight:bold;color:#ffffff;">Shells</td> <td data-sheets-numberformat='{"1":2,"2":"0.00","3":1}' data-sheets-value='{"1":2,"2":"(W/m²K)\t"}' style="border-bottom:1px solid #000000;overflow:hidden;padding:0px 3px 0px 3px;vertical-align:bottom;background-color:#000000;font-weight:bold;color:#ffffff;text-align:center;">(W/m²K) </td> <td data-sheets-numberformat='{"1":2,"2":"0","3":1}' data-sheets-value='{"1":2,"2":"(%)"}' style="border-bottom:1px solid #000000;overflow:hidden;padding:0px 3px 0px 3px;vertical-align:bottom;background-color:#000000;font-weight:bold;color:#ffffff;text-align:center;">(%)</td> <td data-sheets-numberformat='{"1":2,"2":"0","3":1}' data-sheets-value='{"1":2,"2":"(%)"}' style="border-bottom:1px solid #000000;overflow:hidden;padding:0px 3px 0px 3px;vertical-align:bottom;background-color:#000000;font-weight:bold;color:#ffffff;text-align:center;">(%)</td> <td data-sheets-value='{"1":2,"2":"(dB)"}' style="border-bottom:1px solid #000000;overflow:hidden;padding:0px 3px 0px 3px;vertical-align:bottom;background-color:#000000;font-weight:bold;color:#ffffff;text-align:center;">(dB)</td> </tr> <tr style="height:20px;"> <td data-sheets-value='{"1":2,"2":"Acrylic"}' style="border-left:1px solid #000000;overflow:hidden;padding:0px 3px 0px 3px;vertical-align:bottom;font-weight:bold;">Acrylic</td> <td data-sheets-value='{"1":2,"2":"Single-walled"}' style="overflow:hidden;padding:0px 3px 0px 3px;vertical-align:bottom;font-weight:bold;">Single-walled</td> <td data-sheets-value='{"1":2,"2":"Clear (H)"}' style="border-right:1px solid #000000;overflow:hidden;padding:0px 3px 0px 3px;vertical-align:bottom;font-weight:bold;">Clear (H)</td> <td data-sheets-numberformat='{"1":2,"2":"0.00","3":1}' data-sheets-value='{"1":3,"3":5.17}' style="overflow:hidden;padding:0px 3px 0px 3px;vertical-align:bottom;text-align:center;">5.17</td> <td data-sheets-numberformat='{"1":2,"2":"0","3":1}' data-sheets-value='{"1":3,"3":90}' style="overflow:hidden;padding:0px 3px 0px 3px;vertical-align:bottom;text-align:center;">90</td> <td data-sheets-numberformat='{"1":2,"2":"0","3":1}' data-sheets-value='{"1":3,"3":87}' style="overflow:hidden;padding:0px 3px 0px 3px;vertical-align:bottom;text-align:center;">87</td> <td data-sheets-numberformat='{"1":2,"2":"0","3":1}' data-sheets-value='{"1":2,"2":"-"}' style="border-right:1px solid #000000;overflow:hidden;padding:0px 3px 0px 3px;vertical-align:bottom;text-align:center;">-</td> </tr> <tr style="height:20px;"> <td data-sheets-value='{"1":2,"2":"PMMA"}' style="border-left:1px solid #000000;overflow:hidden;padding:0px 3px 0px 3px;vertical-align:bottom;font-weight:bold;">PMMA</td> <td data-sheets-value='{"1":2,"2":"Single-walled"}' style="overflow:hidden;padding:0px 3px 0px 3px;vertical-align:bottom;font-weight:bold;">Single-walled</td> <td data-sheets-value='{"1":2,"2":"Opal (O)"}' style="border-right:1px solid #000000;overflow:hidden;padding:0px 3px 0px 3px;vertical-align:bottom;font-weight:bold;">Opal (O)</td> <td data-sheets-numberformat='{"1":2,"2":"0.00","3":1}' data-sheets-value='{"1":3,"3":5.17}' style="overflow:hidden;padding:0px 3px 0px 3px;vertical-align:bottom;text-align:center;">5.17</td> <td data-sheets-numberformat='{"1":2,"2":"0","3":1}' data-sheets-value='{"1":3,"3":83}' style="overflow:hidden;padding:0px 3px 0px 3px;vertical-align:bottom;text-align:center;">83</td> <td data-sheets-numberformat='{"1":2,"2":"0","3":1}' data-sheets-value='{"1":3,"3":76}' style="overflow:hidden;padding:0px 3px 0px 3px;vertical-align:bottom;text-align:center;">76</td> <td data-sheets-numberformat='{"1":2,"2":"0","3":1}' data-sheets-value='{"1":2,"2":"-"}' style="border-right:1px solid #000000;overflow:hidden;padding:0px 3px 0px 3px;vertical-align:bottom;text-align:center;">-</td> </tr> <tr style="height:20px;"> <td style="border-left:1px solid #000000;overflow:hidden;padding:0px 3px 0px 3px;vertical-align:bottom;font-weight:bold;"></td> <td data-sheets-value='{"1":2,"2":"Double-walled"}' style="overflow:hidden;padding:0px 3px 0px 3px;vertical-align:bottom;font-weight:bold;">Double-walled</td> <td data-sheets-value='{"1":2,"2":"Clear (H/H)"}' style="border-right:1px solid #000000;overflow:hidden;padding:0px 3px 0px 3px;vertical-align:bottom;font-weight:bold;">Clear (H/H)</td> <td data-sheets-numberformat='{"1":2,"2":"0.00","3":1}' data-sheets-value='{"1":3,"3":2.9}' style="overflow:hidden;padding:0px 3px 0px 3px;vertical-align:bottom;text-align:center;">2.90</td> <td data-sheets-numberformat='{"1":2,"2":"0","3":1}' data-sheets-value='{"1":3,"3":81}' style="overflow:hidden;padding:0px 3px 0px 3px;vertical-align:bottom;text-align:center;">81</td> <td data-sheets-numberformat='{"1":2,"2":"0","3":1}' data-sheets-value='{"1":3,"3":75}' style="overflow:hidden;padding:0px 3px 0px 3px;vertical-align:bottom;text-align:center;">75</td> <td data-sheets-numberformat='{"1":2,"2":"0","3":1}' data-sheets-value='{"1":3,"3":20}' style="border-right:1px solid #000000;overflow:hidden;padding:0px 3px 0px 3px;vertical-align:bottom;text-align:center;">20</td> </tr> <tr style="height:20px;"> <td style="border-left:1px solid #000000;overflow:hidden;padding:0px 3px 0px 3px;vertical-align:bottom;font-weight:bold;"></td> <td data-sheets-value='{"1":2,"2":"Double-walled"}' style="overflow:hidden;padding:0px 3px 0px 3px;vertical-align:bottom;font-weight:bold;">Double-walled</td> <td data-sheets-value='{"1":2,"2":"Opal (O/O)"}' style="border-right:1px solid #000000;overflow:hidden;padding:0px 3px 0px 3px;vertical-align:bottom;font-weight:bold;">Opal (O/O)</td> <td data-sheets-numberformat='{"1":2,"2":"0.00","3":1}' data-sheets-value='{"1":3,"3":2.9}' style="overflow:hidden;padding:0px 3px 0px 3px;vertical-align:bottom;text-align:center;">2.90</td> <td data-sheets-numberformat='{"1":2,"2":"0","3":1}' data-sheets-value='{"1":3,"3":69}' style="overflow:hidden;padding:0px 3px 0px 3px;vertical-align:bottom;text-align:center;">69</td> <td data-sheets-numberformat='{"1":2,"2":"0","3":1}' data-sheets-value='{"1":3,"3":58}' style="overflow:hidden;padding:0px 3px 0px 3px;vertical-align:bottom;text-align:center;">58</td> <td data-sheets-numberformat='{"1":2,"2":"0","3":1}' data-sheets-value='{"1":3,"3":20}' style="border-right:1px solid #000000;overflow:hidden;padding:0px 3px 0px 3px;vertical-align:bottom;text-align:center;">20</td> </tr> <tr style="height:20px;"> <td style="border-left:1px solid #000000;overflow:hidden;padding:0px 3px 0px 3px;vertical-align:bottom;font-weight:bold;"></td> <td data-sheets-value='{"1":2,"2":"Triple-walled"}' style="overflow:hidden;padding:0px 3px 0px 3px;vertical-align:bottom;font-weight:bold;">Triple-walled</td> <td data-sheets-value='{"1":2,"2":"Clear (H/H/H)"}' style="border-right:1px solid #000000;overflow:hidden;padding:0px 3px 0px 3px;vertical-align:bottom;font-weight:bold;">Clear (H/H/H)</td> <td data-sheets-numberformat='{"1":2,"2":"0.00","3":1}' data-sheets-value='{"1":3,"3":1.7}' style="overflow:hidden;padding:0px 3px 0px 3px;vertical-align:bottom;text-align:center;">1.70</td> <td data-sheets-numberformat='{"1":2,"2":"0","3":1}' data-sheets-value='{"1":3,"3":73}' style="overflow:hidden;padding:0px 3px 0px 3px;vertical-align:bottom;text-align:center;">73</td> <td data-sheets-numberformat='{"1":2,"2":"0","3":1}' data-sheets-value='{"1":3,"3":65}' style="overflow:hidden;padding:0px 3px 0px 3px;vertical-align:bottom;text-align:center;">65</td> <td data-sheets-numberformat='{"1":2,"2":"0","3":1}' data-sheets-value='{"1":3,"3":22}' style="border-right:1px solid #000000;overflow:hidden;padding:0px 3px 0px 3px;vertical-align:bottom;text-align:center;">22</td> </tr> <tr style="height:20px;"> <td style="border-left:1px solid #000000;overflow:hidden;padding:0px 3px 0px 3px;vertical-align:bottom;font-weight:bold;"></td> <td data-sheets-value='{"1":2,"2":"Triple-walled"}' style="overflow:hidden;padding:0px 3px 0px 3px;vertical-align:bottom;font-weight:bold;">Triple-walled</td> <td data-sheets-value='{"1":2,"2":"Opal (O/H/O)"}' style="border-right:1px solid #000000;overflow:hidden;padding:0px 3px 0px 3px;vertical-align:bottom;font-weight:bold;">Opal (O/H/O)</td> <td data-sheets-numberformat='{"1":2,"2":"0.00","3":1}' data-sheets-value='{"1":3,"3":1.7}' style="overflow:hidden;padding:0px 3px 0px 3px;vertical-align:bottom;text-align:center;">1.70</td> <td data-sheets-numberformat='{"1":2,"2":"0","3":1}' data-sheets-value='{"1":3,"3":62}' style="overflow:hidden;padding:0px 3px 0px 3px;vertical-align:bottom;text-align:center;">62</td> <td data-sheets-numberformat='{"1":2,"2":"0","3":1}' data-sheets-value='{"1":3,"3":51}' style="overflow:hidden;padding:0px 3px 0px 3px;vertical-align:bottom;text-align:center;">51</td> <td data-sheets-numberformat='{"1":2,"2":"0","3":1}' data-sheets-value='{"1":3,"3":22}' style="border-right:1px solid #000000;overflow:hidden;padding:0px 3px 0px 3px;vertical-align:bottom;text-align:center;">22</td> </tr> <tr style="height:20px;"> <td style="border-left:1px solid #000000;overflow:hidden;padding:0px 3px 0px 3px;vertical-align:bottom;font-weight:bold;"></td> <td data-sheets-value='{"1":2,"2":"Four-walled"}' style="overflow:hidden;padding:0px 3px 0px 3px;vertical-align:bottom;font-weight:bold;">Four-walled</td> <td data-sheets-value='{"1":2,"2":"Clear (H/H/H/H)"}' style="border-right:1px solid #000000;overflow:hidden;padding:0px 3px 0px 3px;vertical-align:bottom;font-weight:bold;">Clear (H/H/H/H)</td> <td data-sheets-numberformat='{"1":2,"2":"0.00","3":1}' data-sheets-value='{"1":3,"3":1.28}' style="overflow:hidden;padding:0px 3px 0px 3px;vertical-align:bottom;text-align:center;">1.28</td> <td data-sheets-numberformat='{"1":2,"2":"0","3":1}' data-sheets-value='{"1":3,"3":64}' style="overflow:hidden;padding:0px 3px 0px 3px;vertical-align:bottom;text-align:center;">64</td> <td data-sheets-numberformat='{"1":2,"2":"0","3":1}' data-sheets-value='{"1":3,"3":54}' style="overflow:hidden;padding:0px 3px 0px 3px;vertical-align:bottom;text-align:center;">54</td> <td data-sheets-numberformat='{"1":2,"2":"0","3":1}' data-sheets-value='{"1":3,"3":23}' style="border-right:1px solid #000000;overflow:hidden;padding:0px 3px 0px 3px;vertical-align:bottom;text-align:center;">23</td> </tr> <tr style="height:20px;"> <td style="border-bottom:1px solid #000000;border-left:1px solid #000000;overflow:hidden;padding:0px 3px 0px 3px;vertical-align:bottom;"></td> <td data-sheets-value='{"1":2,"2":"Four-walled"}' style="border-bottom:1px solid #000000;overflow:hidden;padding:0px 3px 0px 3px;vertical-align:bottom;font-weight:bold;">Four-walled</td> <td data-sheets-value='{"1":2,"2":"Opal (H/H/O/H)"}' style="border-right:1px solid #000000;border-bottom:1px solid #000000;overflow:hidden;padding:0px 3px 0px 3px;vertical-align:bottom;font-weight:bold;">Opal (H/H/O/H)</td> <td data-sheets-numberformat='{"1":2,"2":"0.00","3":1}' data-sheets-value='{"1":3,"3":1.28}' style="border-bottom:1px solid #000000;overflow:hidden;padding:0px 3px 0px 3px;vertical-align:bottom;text-align:center;">1.28</td> <td data-sheets-numberformat='{"1":2,"2":"0","3":1}' data-sheets-value='{"1":3,"3":59}' style="border-bottom:1px solid #000000;overflow:hidden;padding:0px 3px 0px 3px;vertical-align:bottom;text-align:center;">59</td> <td data-sheets-numberformat='{"1":2,"2":"0","3":1}' data-sheets-value='{"1":3,"3":48}' style="border-bottom:1px solid #000000;overflow:hidden;padding:0px 3px 0px 3px;vertical-align:bottom;text-align:center;">48</td> <td data-sheets-numberformat='{"1":2,"2":"0","3":1}' data-sheets-value='{"1":3,"3":23}' style="border-right:1px solid #000000;border-bottom:1px solid #000000;overflow:hidden;padding:0px 3px 0px 3px;vertical-align:bottom;text-align:center;">23</td> </tr> <tr style="height:20px;"> <td data-sheets-value='{"1":2,"2":"Polycarbonate "}' style="border-left:1px solid #000000;overflow:hidden;padding:0px 3px 0px 3px;vertical-align:bottom;font-weight:bold;">Polycarbonate </td> <td data-sheets-value='{"1":2,"2":"Single-walled"}' style="overflow:hidden;padding:0px 3px 0px 3px;vertical-align:bottom;font-weight:bold;">Single-walled</td> <td data-sheets-value='{"1":2,"2":"Clear (A)"}' style="border-right:1px solid #000000;overflow:hidden;padding:0px 3px 0px 3px;vertical-align:bottom;font-weight:bold;">Clear (A)</td> <td data-sheets-numberformat='{"1":2,"2":"0.00","3":1}' data-sheets-value='{"1":3,"3":5.17}' style="overflow:hidden;padding:0px 3px 0px 3px;vertical-align:bottom;text-align:center;">5.17</td> <td data-sheets-numberformat='{"1":2,"2":"0","3":1}' data-sheets-value='{"1":3,"3":88}' style="overflow:hidden;padding:0px 3px 0px 3px;vertical-align:bottom;text-align:center;">88</td> <td data-sheets-numberformat='{"1":2,"2":"0","3":1}' data-sheets-value='{"1":3,"3":83}' style="overflow:hidden;padding:0px 3px 0px 3px;vertical-align:bottom;text-align:center;">83</td> <td data-sheets-numberformat='{"1":2,"2":"0","3":1}' data-sheets-value='{"1":2,"2":"-"}' style="border-right:1px solid #000000;overflow:hidden;padding:0px 3px 0px 3px;vertical-align:bottom;text-align:center;">-</td> </tr> <tr style="height:20px;"> <td data-sheets-value='{"1":2,"2":"PC"}' style="border-left:1px solid #000000;overflow:hidden;padding:0px 3px 0px 3px;vertical-align:bottom;font-weight:bold;">PC</td> <td data-sheets-value='{"1":2,"2":"Single-walled"}' style="overflow:hidden;padding:0px 3px 0px 3px;vertical-align:bottom;font-weight:bold;">Single-walled</td> <td data-sheets-value='{"1":2,"2":"Opal (D)"}' style="border-right:1px solid #000000;overflow:hidden;padding:0px 3px 0px 3px;vertical-align:bottom;font-weight:bold;">Opal (D)</td> <td data-sheets-numberformat='{"1":2,"2":"0.00","3":1}' data-sheets-value='{"1":3,"3":5.17}' style="overflow:hidden;padding:0px 3px 0px 3px;vertical-align:bottom;text-align:center;">5.17</td> <td data-sheets-numberformat='{"1":2,"2":"0","3":1}' data-sheets-value='{"1":3,"3":58}' style="overflow:hidden;padding:0px 3px 0px 3px;vertical-align:bottom;text-align:center;">58</td> <td data-sheets-numberformat='{"1":2,"2":"0","3":1}' data-sheets-value='{"1":3,"3":60}' style="overflow:hidden;padding:0px 3px 0px 3px;vertical-align:bottom;text-align:center;">60</td> <td data-sheets-numberformat='{"1":2,"2":"0","3":1}' data-sheets-value='{"1":2,"2":"-"}' style="border-right:1px solid #000000;overflow:hidden;padding:0px 3px 0px 3px;vertical-align:bottom;text-align:center;">-</td> </tr> <tr style="height:20px;"> <td style="border-left:1px solid #000000;overflow:hidden;padding:0px 3px 0px 3px;vertical-align:bottom;font-weight:bold;"></td> <td data-sheets-value='{"1":2,"2":"Double-walled"}' style="overflow:hidden;padding:0px 3px 0px 3px;vertical-align:bottom;font-weight:bold;">Double-walled</td> <td data-sheets-value='{"1":2,"2":"Clear (A/H)"}' style="border-right:1px solid #000000;overflow:hidden;padding:0px 3px 0px 3px;vertical-align:bottom;font-weight:bold;">Clear (A/H)</td> <td data-sheets-numberformat='{"1":2,"2":"0.00","3":1}' data-sheets-value='{"1":3,"3":2.9}' style="overflow:hidden;padding:0px 3px 0px 3px;vertical-align:bottom;text-align:center;">2.90</td> <td data-sheets-numberformat='{"1":2,"2":"0","3":1}' data-sheets-value='{"1":3,"3":79}' style="overflow:hidden;padding:0px 3px 0px 3px;vertical-align:bottom;text-align:center;">79</td> <td data-sheets-numberformat='{"1":2,"2":"0","3":1}' data-sheets-value='{"1":3,"3":72}' style="overflow:hidden;padding:0px 3px 0px 3px;vertical-align:bottom;text-align:center;">72</td> <td data-sheets-numberformat='{"1":2,"2":"0","3":1}' data-sheets-value='{"1":3,"3":20}' style="border-right:1px solid #000000;overflow:hidden;padding:0px 3px 0px 3px;vertical-align:bottom;text-align:center;">20</td> </tr> <tr style="height:20px;"> <td style="border-left:1px solid #000000;overflow:hidden;padding:0px 3px 0px 3px;vertical-align:bottom;font-weight:bold;"></td> <td data-sheets-value='{"1":2,"2":"Double-walled"}' style="overflow:hidden;padding:0px 3px 0px 3px;vertical-align:bottom;font-weight:bold;">Double-walled</td> <td data-sheets-value='{"1":2,"2":"Clear (A/A)"}' style="border-right:1px solid #000000;overflow:hidden;padding:0px 3px 0px 3px;vertical-align:bottom;font-weight:bold;">Clear (A/A)</td> <td data-sheets-numberformat='{"1":2,"2":"0.00","3":1}' data-sheets-value='{"1":3,"3":2.9}' style="overflow:hidden;padding:0px 3px 0px 3px;vertical-align:bottom;text-align:center;">2.90</td> <td data-sheets-numberformat='{"1":2,"2":"0","3":1}' data-sheets-value='{"1":3,"3":77}' style="overflow:hidden;padding:0px 3px 0px 3px;vertical-align:bottom;text-align:center;">77</td> <td data-sheets-numberformat='{"1":2,"2":"0","3":1}' data-sheets-value='{"1":3,"3":69}' style="overflow:hidden;padding:0px 3px 0px 3px;vertical-align:bottom;text-align:center;">69</td> <td data-sheets-numberformat='{"1":2,"2":"0","3":1}' data-sheets-value='{"1":3,"3":20}' style="border-right:1px solid #000000;overflow:hidden;padding:0px 3px 0px 3px;vertical-align:bottom;text-align:center;">20</td> </tr> <tr style="height:20px;"> <td style="border-left:1px solid #000000;overflow:hidden;padding:0px 3px 0px 3px;vertical-align:bottom;font-weight:bold;"></td> <td data-sheets-value='{"1":2,"2":"Double-walled"}' style="overflow:hidden;padding:0px 3px 0px 3px;vertical-align:bottom;font-weight:bold;">Double-walled</td> <td data-sheets-value='{"1":2,"2":"Opal (A/O)"}' style="border-right:1px solid #000000;overflow:hidden;padding:0px 3px 0px 3px;vertical-align:bottom;font-weight:bold;">Opal (A/O)</td> <td data-sheets-numberformat='{"1":2,"2":"0.00","3":1}' data-sheets-value='{"1":3,"3":2.9}' style="overflow:hidden;padding:0px 3px 0px 3px;vertical-align:bottom;text-align:center;">2.90</td> <td data-sheets-numberformat='{"1":2,"2":"0","3":1}' data-sheets-value='{"1":3,"3":73}' style="overflow:hidden;padding:0px 3px 0px 3px;vertical-align:bottom;text-align:center;">73</td> <td data-sheets-numberformat='{"1":2,"2":"0","3":1}' data-sheets-value='{"1":3,"3":63}' style="overflow:hidden;padding:0px 3px 0px 3px;vertical-align:bottom;text-align:center;">63</td> <td data-sheets-numberformat='{"1":2,"2":"0","3":1}' data-sheets-value='{"1":3,"3":20}' style="border-right:1px solid #000000;overflow:hidden;padding:0px 3px 0px 3px;vertical-align:bottom;text-align:center;">20</td> </tr> <tr style="height:20px;"> <td style="border-left:1px solid #000000;overflow:hidden;padding:0px 3px 0px 3px;vertical-align:bottom;font-weight:bold;"></td> <td data-sheets-value='{"1":2,"2":"Double-walled"}' style="overflow:hidden;padding:0px 3px 0px 3px;vertical-align:bottom;font-weight:bold;">Double-walled</td> <td data-sheets-value='{"1":2,"2":"Opal (A/D)"}' style="border-right:1px solid #000000;overflow:hidden;padding:0px 3px 0px 3px;vertical-align:bottom;font-weight:bold;">Opal (A/D)</td> <td data-sheets-numberformat='{"1":2,"2":"0.00","3":1}' data-sheets-value='{"1":3,"3":2.9}' style="overflow:hidden;padding:0px 3px 0px 3px;vertical-align:bottom;text-align:center;">2.90</td> <td data-sheets-numberformat='{"1":2,"2":"0","3":1}' data-sheets-value='{"1":3,"3":51}' style="overflow:hidden;padding:0px 3px 0px 3px;vertical-align:bottom;text-align:center;">51</td> <td data-sheets-numberformat='{"1":2,"2":"0","3":1}' data-sheets-value='{"1":3,"3":50}' style="overflow:hidden;padding:0px 3px 0px 3px;vertical-align:bottom;text-align:center;">50</td> <td data-sheets-numberformat='{"1":2,"2":"0","3":1}' data-sheets-value='{"1":3,"3":20}' style="border-right:1px solid #000000;overflow:hidden;padding:0px 3px 0px 3px;vertical-align:bottom;text-align:center;">20</td> </tr> <tr style="height:20px;"> <td style="border-left:1px solid #000000;overflow:hidden;padding:0px 3px 0px 3px;vertical-align:bottom;font-weight:bold;"></td> <td data-sheets-value='{"1":2,"2":"Triple-walled"}' style="overflow:hidden;padding:0px 3px 0px 3px;vertical-align:bottom;font-weight:bold;">Triple-walled</td> <td data-sheets-value='{"1":2,"2":"Clear (A/H/H)"}' style="border-right:1px solid #000000;overflow:hidden;padding:0px 3px 0px 3px;vertical-align:bottom;font-weight:bold;">Clear (A/H/H)</td> <td data-sheets-numberformat='{"1":2,"2":"0.00","3":1}' data-sheets-value='{"1":3,"3":1.7}' style="overflow:hidden;padding:0px 3px 0px 3px;vertical-align:bottom;text-align:center;">1.70</td> <td data-sheets-numberformat='{"1":2,"2":"0","3":1}' data-sheets-value='{"1":3,"3":71}' style="overflow:hidden;padding:0px 3px 0px 3px;vertical-align:bottom;text-align:center;">71</td> <td data-sheets-numberformat='{"1":2,"2":"0","3":1}' data-sheets-value='{"1":3,"3":63}' style="overflow:hidden;padding:0px 3px 0px 3px;vertical-align:bottom;text-align:center;">63</td> <td data-sheets-numberformat='{"1":2,"2":"0","3":1}' data-sheets-value='{"1":3,"3":22}' style="border-right:1px solid #000000;overflow:hidden;padding:0px 3px 0px 3px;vertical-align:bottom;text-align:center;">22</td> </tr> <tr style="height:20px;"> <td style="border-left:1px solid #000000;overflow:hidden;padding:0px 3px 0px 3px;vertical-align:bottom;font-weight:bold;"></td> <td data-sheets-value='{"1":2,"2":"Triple-walled"}' style="overflow:hidden;padding:0px 3px 0px 3px;vertical-align:bottom;font-weight:bold;">Triple-walled</td> <td data-sheets-value='{"1":2,"2":"Opal (A/O/O)"}' style="border-right:1px solid #000000;overflow:hidden;padding:0px 3px 0px 3px;vertical-align:bottom;font-weight:bold;">Opal (A/O/O)</td> <td data-sheets-numberformat='{"1":2,"2":"0.00","3":1}' data-sheets-value='{"1":3,"3":1.7}' style="overflow:hidden;padding:0px 3px 0px 3px;vertical-align:bottom;text-align:center;">1.70</td> <td data-sheets-numberformat='{"1":2,"2":"0","3":1}' data-sheets-value='{"1":3,"3":61}' style="overflow:hidden;padding:0px 3px 0px 3px;vertical-align:bottom;text-align:center;">61</td> <td data-sheets-numberformat='{"1":2,"2":"0","3":1}' data-sheets-value='{"1":3,"3":48}' style="overflow:hidden;padding:0px 3px 0px 3px;vertical-align:bottom;text-align:center;">48</td> <td data-sheets-numberformat='{"1":2,"2":"0","3":1}' data-sheets-value='{"1":3,"3":22}' style="border-right:1px solid #000000;overflow:hidden;padding:0px 3px 0px 3px;vertical-align:bottom;text-align:center;">22</td> </tr> <tr style="height:20px;"> <td style="border-left:1px solid #000000;overflow:hidden;padding:0px 3px 0px 3px;vertical-align:bottom;font-weight:bold;"></td> <td data-sheets-value='{"1":2,"2":"Four-walled"}' style="overflow:hidden;padding:0px 3px 0px 3px;vertical-align:bottom;font-weight:bold;">Four-walled</td> <td data-sheets-value='{"1":2,"2":"Clear (A/H/H/H)"}' style="border-right:1px solid #000000;overflow:hidden;padding:0px 3px 0px 3px;vertical-align:bottom;font-weight:bold;">Clear (A/H/H/H)</td> <td data-sheets-numberformat='{"1":2,"2":"0.00","3":1}' data-sheets-value='{"1":3,"3":1.28}' style="overflow:hidden;padding:0px 3px 0px 3px;vertical-align:bottom;text-align:center;">1.28</td> <td data-sheets-numberformat='{"1":2,"2":"0","3":1}' data-sheets-value='{"1":3,"3":64}' style="overflow:hidden;padding:0px 3px 0px 3px;vertical-align:bottom;text-align:center;">64</td> <td data-sheets-numberformat='{"1":2,"2":"0","3":1}' data-sheets-value='{"1":3,"3":52}' style="overflow:hidden;padding:0px 3px 0px 3px;vertical-align:bottom;text-align:center;">52</td> <td data-sheets-numberformat='{"1":2,"2":"0","3":1}' data-sheets-value='{"1":3,"3":23}' style="border-right:1px solid #000000;overflow:hidden;padding:0px 3px 0px 3px;vertical-align:bottom;text-align:center;">23</td> </tr> <tr style="height:20px;"> <td style="border-bottom:1px solid #000000;border-left:1px solid #000000;overflow:hidden;padding:0px 3px 0px 3px;vertical-align:bottom;"></td> <td data-sheets-value='{"1":2,"2":"Four-walled"}' style="border-bottom:1px solid #000000;overflow:hidden;padding:0px 3px 0px 3px;vertical-align:bottom;font-weight:bold;">Four-walled</td> <td data-sheets-value='{"1":2,"2":"Opal (A/H/O/H)"}' style="border-right:1px solid #000000;border-bottom:1px solid #000000;overflow:hidden;padding:0px 3px 0px 3px;vertical-align:bottom;font-weight:bold;">Opal (A/H/O/H)</td> <td data-sheets-numberformat='{"1":2,"2":"0.00","3":1}' data-sheets-value='{"1":3,"3":1.28}' style="border-bottom:1px solid #000000;overflow:hidden;padding:0px 3px 0px 3px;vertical-align:bottom;text-align:center;">1.28</td> <td data-sheets-numberformat='{"1":2,"2":"0","3":1}' data-sheets-value='{"1":3,"3":59}' style="border-bottom:1px solid #000000;overflow:hidden;padding:0px 3px 0px 3px;vertical-align:bottom;text-align:center;">59</td> <td data-sheets-numberformat='{"1":2,"2":"0","3":1}' data-sheets-value='{"1":3,"3":46}' style="border-bottom:1px solid #000000;overflow:hidden;padding:0px 3px 0px 3px;vertical-align:bottom;text-align:center;">46</td> <td data-sheets-numberformat='{"1":2,"2":"0","3":1}' data-sheets-value='{"1":3,"3":23}' style="border-right:1px solid #000000;border-bottom:1px solid #000000;overflow:hidden;padding:0px 3px 0px 3px;vertical-align:bottom;text-align:center;">23</td> </tr> <tr style="height:20px;"> <td data-sheets-value='{"1":2,"2":"Polycarbonate"}' style="border-left:1px solid #000000;overflow:hidden;padding:0px 3px 0px 3px;vertical-align:bottom;font-weight:bold;">Polycarbonate</td> <td data-sheets-value='{"1":2,"2":"Single-walled"}' style="overflow:hidden;padding:0px 3px 0px 3px;vertical-align:bottom;font-weight:bold;">Single-walled</td> <td data-sheets-value='{"1":2,"2":"Heatstop Opal (T)"}' style="border-right:1px solid #000000;overflow:hidden;padding:0px 3px 0px 3px;vertical-align:bottom;font-weight:bold;">Heatstop Opal (T)</td> <td data-sheets-numberformat='{"1":2,"2":"0.00","3":1}' data-sheets-value='{"1":3,"3":5.17}' style="overflow:hidden;padding:0px 3px 0px 3px;vertical-align:bottom;text-align:center;">5.17</td> <td data-sheets-numberformat='{"1":2,"2":"0","3":1}' data-sheets-value='{"1":3,"3":49}' style="overflow:hidden;padding:0px 3px 0px 3px;vertical-align:bottom;text-align:center;">49</td> <td data-sheets-numberformat='{"1":2,"2":"0","3":1}' data-sheets-value='{"1":3,"3":59}' style="overflow:hidden;padding:0px 3px 0px 3px;vertical-align:bottom;text-align:center;">59</td> <td data-sheets-numberformat='{"1":2,"2":"0","3":1}' data-sheets-value='{"1":2,"2":"-"}' style="border-right:1px solid #000000;overflow:hidden;padding:0px 3px 0px 3px;vertical-align:bottom;text-align:center;">-</td> </tr> <tr style="height:20px;"> <td data-sheets-value='{"1":2,"2":"Heatstop PC"}' style="border-left:1px solid #000000;overflow:hidden;padding:0px 3px 0px 3px;vertical-align:bottom;font-weight:bold;">Heatstop PC</td> <td data-sheets-value='{"1":2,"2":"Double-walled"}' style="overflow:hidden;padding:0px 3px 0px 3px;vertical-align:bottom;font-weight:bold;">Double-walled</td> <td data-sheets-value='{"1":2,"2":"Clear (T/H)"}' style="border-right:1px solid #000000;overflow:hidden;padding:0px 3px 0px 3px;vertical-align:bottom;font-weight:bold;">Clear (T/H)</td> <td data-sheets-numberformat='{"1":2,"2":"0.00","3":1}' data-sheets-value='{"1":3,"3":2.9}' style="overflow:hidden;padding:0px 3px 0px 3px;vertical-align:bottom;text-align:center;">2.90</td> <td data-sheets-numberformat='{"1":2,"2":"0","3":1}' data-sheets-value='{"1":3,"3":44}' style="overflow:hidden;padding:0px 3px 0px 3px;vertical-align:bottom;text-align:center;">44</td> <td data-sheets-numberformat='{"1":2,"2":"0","3":1}' data-sheets-value='{"1":3,"3":51}' style="overflow:hidden;padding:0px 3px 0px 3px;vertical-align:bottom;text-align:center;">51</td> <td data-sheets-numberformat='{"1":2,"2":"0","3":1}' data-sheets-value='{"1":3,"3":20}' style="border-right:1px solid #000000;overflow:hidden;padding:0px 3px 0px 3px;vertical-align:bottom;text-align:center;">20</td> </tr> <tr style="height:20px;"> <td style="border-left:1px solid #000000;overflow:hidden;padding:0px 3px 0px 3px;vertical-align:bottom;font-weight:bold;"></td> <td data-sheets-value='{"1":2,"2":"Double-walled"}' style="overflow:hidden;padding:0px 3px 0px 3px;vertical-align:bottom;font-weight:bold;">Double-walled</td> <td data-sheets-value='{"1":2,"2":"Opal (T/O)"}' style="border-right:1px solid #000000;overflow:hidden;padding:0px 3px 0px 3px;vertical-align:bottom;font-weight:bold;">Opal (T/O)</td> <td data-sheets-numberformat='{"1":2,"2":"0.00","3":1}' data-sheets-value='{"1":3,"3":2.9}' style="overflow:hidden;padding:0px 3px 0px 3px;vertical-align:bottom;text-align:center;">2.90</td> <td data-sheets-numberformat='{"1":2,"2":"0","3":1}' data-sheets-value='{"1":3,"3":41}' style="overflow:hidden;padding:0px 3px 0px 3px;vertical-align:bottom;text-align:center;">41</td> <td data-sheets-numberformat='{"1":2,"2":"0","3":1}' data-sheets-value='{"1":3,"3":45}' style="overflow:hidden;padding:0px 3px 0px 3px;vertical-align:bottom;text-align:center;">45</td> <td data-sheets-numberformat='{"1":2,"2":"0","3":1}' data-sheets-value='{"1":3,"3":20}' style="border-right:1px solid #000000;overflow:hidden;padding:0px 3px 0px 3px;vertical-align:bottom;text-align:center;">20</td> </tr> <tr style="height:20px;"> <td style="border-left:1px solid #000000;overflow:hidden;padding:0px 3px 0px 3px;vertical-align:bottom;font-weight:bold;"></td> <td data-sheets-value='{"1":2,"2":"Triple-walled"}' style="overflow:hidden; | skylux-160-ce-met-koepel-en-metaalopstand-met-lm-motor-1300-x-2500-mm | 8585991422285 | 46872267686221
Smoke and heat exhaust (SHEV) | SHE system | Skylux | Skylux 160° CE with skylight and metal curb with double LM-actuator 1300 x 2800 mm |  | 33993 | 5412970339939 | 7684.75 | Yes | 30-45 | 160.01 | 1300 x 2800 mm | 2800 | 1300 |  | metal curb M30 (30 cm high) | Rectangular | 5.17 W/m²K - 1.28 W/m²K | 87% - 32% | 90% - 32% | 20dB - 23dB | 160° CE (for industry) | skylight | without spoiler | E | Double actuator | Maximum four-walled skylight possible for this product | Ut-value LT-value g-value Rw-value EN 1873 : 2014 EN ISO 13468 EN 16153 EN 410 EN 410 EN ISO 140-3 Material Walls Shells (W/m²K) (%) (%) (dB) Acrylic Single-walled Clear (H) 5.17 90 87 - PMMA Single-walled Opal (O) 5.17 83 76 - Double-walled Clear (H/H) 2.90 81 75 20 Double-walled Opal (O/O) 2.90 69 58 20 Triple-walled Clear (H/H/H) 1.70 73 65 22 Triple-walled Opal (O/H/O) 1.70 62 51 22 Four-walled Clear (H/H/H/H) 1.28 64 54 23 Four-walled Opal (H/H/O/H) 1.28 59 48 23 Polycarbonate Single-walled Clear (A) 5.17 88 83 - PC Single-walled Opal (D) 5.17 58 60 - Double-walled Clear (A/H) 2.90 79 72 20 Double-walled Clear (A/A) 2.90 77 69 20 Double-walled Opal (A/O) 2.90 73 63 20 Double-walled Opal (A/D) 2.90 51 50 20 Triple-walled Clear (A/H/H) 1.70 71 63 22 Triple-walled Opal (A/O/O) 1.70 61 48 22 Four-walled Clear (A/H/H/H) 1.28 64 52 23 Four-walled Opal (A/H/O/H) 1.28 59 46 23 Polycarbonate Single-walled Heatstop Opal (T) 5.17 49 59 - Heatstop PC Double-walled Clear (T/H) 2.90 44 51 20 Double-walled Opal (T/O) 2.90 41 45 20 Triple-walled Clear (T/H/H) 1.70 40 <td data-sheets-numberformat='{"1":2,"2":"0","3":1}' data-sheets-value='{"1":3,"3":44}' style="overflow:hidden;paddin | https://skylux.eu/en/products/skylux-160-ce-met-koepel-en-metaalopstand-met-lm-motor-1300-x-2800-mm | https://skylux.eu/cdn/shop/files/Skylux-160deg-CE-met-koepel-en-metaalopstand-met-dubbele-LM-motor-1300-x-2800-mm-RWA-systeem.jpg?v=1702976694&width=1600 | https://skylux.eu/cdn/shop/files/e5a82811-1bb0-48e4-a776-cacb59c7c092_9011d021-5480-4a54-95ce-d4e35270c25f.jpg?v=1688550193&width=1600 | //skylux.eu/cdn/shop/files/E_MH_Mounting_instructions_Skylux_160_CE_LM.pdf?v=12406716259046007223 | //skylux.eu/cdn/shop/files/E_TD_Technical_File_Skylux_Skylux_160_CE_Electric.pdf?v=3667116872303399239 | <style type="text/css" id="isPasted"> <!--td { border: 1px solid #cccccc; } br { mso-data-placement: same-cell; } --> </style> <table border="1" cellpadding="0" cellspacing="0" dir="ltr" style="table-layout:fixed;font-size:10pt;font-family:Arial;border-collapse:collapse;border:none;"><tbody> <tr style="height:20px;"> <td style="overflow:hidden;padding:0px 3px 0px 3px;vertical-align:bottom;"></td> <td style="overflow:hidden;padding:0px 3px 0px 3px;vertical-align:bottom;"></td> <td style="overflow:hidden;padding:0px 3px 0px 3px;vertical-align:bottom;"></td> <td data-sheets-value='{"1":2,"2":"Ut-value"}' style="overflow:hidden;padding:0px 3px 0px 3px;vertical-align:bottom;font-weight:bold;text-align:center;">Ut-value</td> <td data-sheets-value='{"1":2,"2":"LT-value"}' style="overflow:hidden;padding:0px 3px 0px 3px;vertical-align:bottom;font-weight:bold;text-align:center;">LT-value</td> <td data-sheets-value='{"1":2,"2":"g-value"}' style="overflow:hidden;padding:0px 3px 0px 3px;vertical-align:bottom;font-weight:bold;text-align:center;">g-value</td> <td data-sheets-value='{"1":2,"2":"Rw-value "}' style="overflow:hidden;padding:0px 3px 0px 3px;vertical-align:bottom;font-weight:bold;text-align:center;">Rw-value </td> </tr> <tr style="height:20px;"> <td style="overflow:hidden;padding:0px 3px 0px 3px;vertical-align:bottom;"></td> <td style="overflow:hidden;padding:0px 3px 0px 3px;vertical-align:bottom;"></td> <td style="overflow:hidden;padding:0px 3px 0px 3px;vertical-align:bottom;"></td> <td data-sheets-numberformat='{"1":2,"2":"0.00","3":1}' data-sheets-value='{"1":2,"2":"EN 1873 : 2014"}' style="overflow:hidden;padding:0px 3px 0px 3px;vertical-align:bottom;text-align:center;">EN 1873 : 2014</td> <td data-sheets-numberformat='{"1":2,"2":"0","3":1}' data-sheets-value='{"1":2,"2":"EN ISO 13468 EN 16153 EN 410"}' style="overflow:hidden;padding:0px 3px 0px 3px;vertical-align:bottom;text-align:center;">EN ISO 13468 EN 16153 EN 410</td> <td data-sheets-numberformat='{"1":2,"2":"0","3":1}' data-sheets-value='{"1":2,"2":"EN 410"}' style="overflow:hidden;padding:0px 3px 0px 3px;vertical-align:bottom;text-align:center;">EN 410</td> <td data-sheets-value='{"1":2,"2":"EN ISO 140-3\t\t"}' style="overflow:hidden;padding:0px 3px 0px 3px;vertical-align:bottom;text-align:center;">EN ISO 140-3 </td> </tr> <tr style="height:20px;"> <td data-sheets-value='{"1":2,"2":"Material"}' style="border-bottom:1px solid #000000;overflow:hidden;padding:0px 3px 0px 3px;vertical-align:bottom;background-color:#000000;font-weight:bold;color:#ffffff;">Material</td> <td data-sheets-value='{"1":2,"2":"Walls"}' style="border-bottom:1px solid #000000;overflow:hidden;padding:0px 3px 0px 3px;vertical-align:bottom;background-color:#000000;font-weight:bold;color:#ffffff;">Walls</td> <td data-sheets-value='{"1":2,"2":"Shells"}' style="border-bottom:1px solid #000000;overflow:hidden;padding:0px 3px 0px 3px;vertical-align:bottom;background-color:#000000;font-weight:bold;color:#ffffff;">Shells</td> <td data-sheets-numberformat='{"1":2,"2":"0.00","3":1}' data-sheets-value='{"1":2,"2":"(W/m²K)\t"}' style="border-bottom:1px solid #000000;overflow:hidden;padding:0px 3px 0px 3px;vertical-align:bottom;background-color:#000000;font-weight:bold;color:#ffffff;text-align:center;">(W/m²K) </td> <td data-sheets-numberformat='{"1":2,"2":"0","3":1}' data-sheets-value='{"1":2,"2":"(%)"}' style="border-bottom:1px solid #000000;overflow:hidden;padding:0px 3px 0px 3px;vertical-align:bottom;background-color:#000000;font-weight:bold;color:#ffffff;text-align:center;">(%)</td> <td data-sheets-numberformat='{"1":2,"2":"0","3":1}' data-sheets-value='{"1":2,"2":"(%)"}' style="border-bottom:1px solid #000000;overflow:hidden;padding:0px 3px 0px 3px;vertical-align:bottom;background-color:#000000;font-weight:bold;color:#ffffff;text-align:center;">(%)</td> <td data-sheets-value='{"1":2,"2":"(dB)"}' style="border-bottom:1px solid #000000;overflow:hidden;padding:0px 3px 0px 3px;vertical-align:bottom;background-color:#000000;font-weight:bold;color:#ffffff;text-align:center;">(dB)</td> </tr> <tr style="height:20px;"> <td data-sheets-value='{"1":2,"2":"Acrylic"}' style="border-left:1px solid #000000;overflow:hidden;padding:0px 3px 0px 3px;vertical-align:bottom;font-weight:bold;">Acrylic</td> <td data-sheets-value='{"1":2,"2":"Single-walled"}' style="overflow:hidden;padding:0px 3px 0px 3px;vertical-align:bottom;font-weight:bold;">Single-walled</td> <td data-sheets-value='{"1":2,"2":"Clear (H)"}' style="border-right:1px solid #000000;overflow:hidden;padding:0px 3px 0px 3px;vertical-align:bottom;font-weight:bold;">Clear (H)</td> <td data-sheets-numberformat='{"1":2,"2":"0.00","3":1}' data-sheets-value='{"1":3,"3":5.17}' style="overflow:hidden;padding:0px 3px 0px 3px;vertical-align:bottom;text-align:center;">5.17</td> <td data-sheets-numberformat='{"1":2,"2":"0","3":1}' data-sheets-value='{"1":3,"3":90}' style="overflow:hidden;padding:0px 3px 0px 3px;vertical-align:bottom;text-align:center;">90</td> <td data-sheets-numberformat='{"1":2,"2":"0","3":1}' data-sheets-value='{"1":3,"3":87}' style="overflow:hidden;padding:0px 3px 0px 3px;vertical-align:bottom;text-align:center;">87</td> <td data-sheets-numberformat='{"1":2,"2":"0","3":1}' data-sheets-value='{"1":2,"2":"-"}' style="border-right:1px solid #000000;overflow:hidden;padding:0px 3px 0px 3px;vertical-align:bottom;text-align:center;">-</td> </tr> <tr style="height:20px;"> <td data-sheets-value='{"1":2,"2":"PMMA"}' style="border-left:1px solid #000000;overflow:hidden;padding:0px 3px 0px 3px;vertical-align:bottom;font-weight:bold;">PMMA</td> <td data-sheets-value='{"1":2,"2":"Single-walled"}' style="overflow:hidden;padding:0px 3px 0px 3px;vertical-align:bottom;font-weight:bold;">Single-walled</td> <td data-sheets-value='{"1":2,"2":"Opal (O)"}' style="border-right:1px solid #000000;overflow:hidden;padding:0px 3px 0px 3px;vertical-align:bottom;font-weight:bold;">Opal (O)</td> <td data-sheets-numberformat='{"1":2,"2":"0.00","3":1}' data-sheets-value='{"1":3,"3":5.17}' style="overflow:hidden;padding:0px 3px 0px 3px;vertical-align:bottom;text-align:center;">5.17</td> <td data-sheets-numberformat='{"1":2,"2":"0","3":1}' data-sheets-value='{"1":3,"3":83}' style="overflow:hidden;padding:0px 3px 0px 3px;vertical-align:bottom;text-align:center;">83</td> <td data-sheets-numberformat='{"1":2,"2":"0","3":1}' data-sheets-value='{"1":3,"3":76}' style="overflow:hidden;padding:0px 3px 0px 3px;vertical-align:bottom;text-align:center;">76</td> <td data-sheets-numberformat='{"1":2,"2":"0","3":1}' data-sheets-value='{"1":2,"2":"-"}' style="border-right:1px solid #000000;overflow:hidden;padding:0px 3px 0px 3px;vertical-align:bottom;text-align:center;">-</td> </tr> <tr style="height:20px;"> <td style="border-left:1px solid #000000;overflow:hidden;padding:0px 3px 0px 3px;vertical-align:bottom;font-weight:bold;"></td> <td data-sheets-value='{"1":2,"2":"Double-walled"}' style="overflow:hidden;padding:0px 3px 0px 3px;vertical-align:bottom;font-weight:bold;">Double-walled</td> <td data-sheets-value='{"1":2,"2":"Clear (H/H)"}' style="border-right:1px solid #000000;overflow:hidden;padding:0px 3px 0px 3px;vertical-align:bottom;font-weight:bold;">Clear (H/H)</td> <td data-sheets-numberformat='{"1":2,"2":"0.00","3":1}' data-sheets-value='{"1":3,"3":2.9}' style="overflow:hidden;padding:0px 3px 0px 3px;vertical-align:bottom;text-align:center;">2.90</td> <td data-sheets-numberformat='{"1":2,"2":"0","3":1}' data-sheets-value='{"1":3,"3":81}' style="overflow:hidden;padding:0px 3px 0px 3px;vertical-align:bottom;text-align:center;">81</td> <td data-sheets-numberformat='{"1":2,"2":"0","3":1}' data-sheets-value='{"1":3,"3":75}' style="overflow:hidden;padding:0px 3px 0px 3px;vertical-align:bottom;text-align:center;">75</td> <td data-sheets-numberformat='{"1":2,"2":"0","3":1}' data-sheets-value='{"1":3,"3":20}' style="border-right:1px solid #000000;overflow:hidden;padding:0px 3px 0px 3px;vertical-align:bottom;text-align:center;">20</td> </tr> <tr style="height:20px;"> <td style="border-left:1px solid #000000;overflow:hidden;padding:0px 3px 0px 3px;vertical-align:bottom;font-weight:bold;"></td> <td data-sheets-value='{"1":2,"2":"Double-walled"}' style="overflow:hidden;padding:0px 3px 0px 3px;vertical-align:bottom;font-weight:bold;">Double-walled</td> <td data-sheets-value='{"1":2,"2":"Opal (O/O)"}' style="border-right:1px solid #000000;overflow:hidden;padding:0px 3px 0px 3px;vertical-align:bottom;font-weight:bold;">Opal (O/O)</td> <td data-sheets-numberformat='{"1":2,"2":"0.00","3":1}' data-sheets-value='{"1":3,"3":2.9}' style="overflow:hidden;padding:0px 3px 0px 3px;vertical-align:bottom;text-align:center;">2.90</td> <td data-sheets-numberformat='{"1":2,"2":"0","3":1}' data-sheets-value='{"1":3,"3":69}' style="overflow:hidden;padding:0px 3px 0px 3px;vertical-align:bottom;text-align:center;">69</td> <td data-sheets-numberformat='{"1":2,"2":"0","3":1}' data-sheets-value='{"1":3,"3":58}' style="overflow:hidden;padding:0px 3px 0px 3px;vertical-align:bottom;text-align:center;">58</td> <td data-sheets-numberformat='{"1":2,"2":"0","3":1}' data-sheets-value='{"1":3,"3":20}' style="border-right:1px solid #000000;overflow:hidden;padding:0px 3px 0px 3px;vertical-align:bottom;text-align:center;">20</td> </tr> <tr style="height:20px;"> <td style="border-left:1px solid #000000;overflow:hidden;padding:0px 3px 0px 3px;vertical-align:bottom;font-weight:bold;"></td> <td data-sheets-value='{"1":2,"2":"Triple-walled"}' style="overflow:hidden;padding:0px 3px 0px 3px;vertical-align:bottom;font-weight:bold;">Triple-walled</td> <td data-sheets-value='{"1":2,"2":"Clear (H/H/H)"}' style="border-right:1px solid #000000;overflow:hidden;padding:0px 3px 0px 3px;vertical-align:bottom;font-weight:bold;">Clear (H/H/H)</td> <td data-sheets-numberformat='{"1":2,"2":"0.00","3":1}' data-sheets-value='{"1":3,"3":1.7}' style="overflow:hidden;padding:0px 3px 0px 3px;vertical-align:bottom;text-align:center;">1.70</td> <td data-sheets-numberformat='{"1":2,"2":"0","3":1}' data-sheets-value='{"1":3,"3":73}' style="overflow:hidden;padding:0px 3px 0px 3px;vertical-align:bottom;text-align:center;">73</td> <td data-sheets-numberformat='{"1":2,"2":"0","3":1}' data-sheets-value='{"1":3,"3":65}' style="overflow:hidden;padding:0px 3px 0px 3px;vertical-align:bottom;text-align:center;">65</td> <td data-sheets-numberformat='{"1":2,"2":"0","3":1}' data-sheets-value='{"1":3,"3":22}' style="border-right:1px solid #000000;overflow:hidden;padding:0px 3px 0px 3px;vertical-align:bottom;text-align:center;">22</td> </tr> <tr style="height:20px;"> <td style="border-left:1px solid #000000;overflow:hidden;padding:0px 3px 0px 3px;vertical-align:bottom;font-weight:bold;"></td> <td data-sheets-value='{"1":2,"2":"Triple-walled"}' style="overflow:hidden;padding:0px 3px 0px 3px;vertical-align:bottom;font-weight:bold;">Triple-walled</td> <td data-sheets-value='{"1":2,"2":"Opal (O/H/O)"}' style="border-right:1px solid #000000;overflow:hidden;padding:0px 3px 0px 3px;vertical-align:bottom;font-weight:bold;">Opal (O/H/O)</td> <td data-sheets-numberformat='{"1":2,"2":"0.00","3":1}' data-sheets-value='{"1":3,"3":1.7}' style="overflow:hidden;padding:0px 3px 0px 3px;vertical-align:bottom;text-align:center;">1.70</td> <td data-sheets-numberformat='{"1":2,"2":"0","3":1}' data-sheets-value='{"1":3,"3":62}' style="overflow:hidden;padding:0px 3px 0px 3px;vertical-align:bottom;text-align:center;">62</td> <td data-sheets-numberformat='{"1":2,"2":"0","3":1}' data-sheets-value='{"1":3,"3":51}' style="overflow:hidden;padding:0px 3px 0px 3px;vertical-align:bottom;text-align:center;">51</td> <td data-sheets-numberformat='{"1":2,"2":"0","3":1}' data-sheets-value='{"1":3,"3":22}' style="border-right:1px solid #000000;overflow:hidden;padding:0px 3px 0px 3px;vertical-align:bottom;text-align:center;">22</td> </tr> <tr style="height:20px;"> <td style="border-left:1px solid #000000;overflow:hidden;padding:0px 3px 0px 3px;vertical-align:bottom;font-weight:bold;"></td> <td data-sheets-value='{"1":2,"2":"Four-walled"}' style="overflow:hidden;padding:0px 3px 0px 3px;vertical-align:bottom;font-weight:bold;">Four-walled</td> <td data-sheets-value='{"1":2,"2":"Clear (H/H/H/H)"}' style="border-right:1px solid #000000;overflow:hidden;padding:0px 3px 0px 3px;vertical-align:bottom;font-weight:bold;">Clear (H/H/H/H)</td> <td data-sheets-numberformat='{"1":2,"2":"0.00","3":1}' data-sheets-value='{"1":3,"3":1.28}' style="overflow:hidden;padding:0px 3px 0px 3px;vertical-align:bottom;text-align:center;">1.28</td> <td data-sheets-numberformat='{"1":2,"2":"0","3":1}' data-sheets-value='{"1":3,"3":64}' style="overflow:hidden;padding:0px 3px 0px 3px;vertical-align:bottom;text-align:center;">64</td> <td data-sheets-numberformat='{"1":2,"2":"0","3":1}' data-sheets-value='{"1":3,"3":54}' style="overflow:hidden;padding:0px 3px 0px 3px;vertical-align:bottom;text-align:center;">54</td> <td data-sheets-numberformat='{"1":2,"2":"0","3":1}' data-sheets-value='{"1":3,"3":23}' style="border-right:1px solid #000000;overflow:hidden;padding:0px 3px 0px 3px;vertical-align:bottom;text-align:center;">23</td> </tr> <tr style="height:20px;"> <td style="border-bottom:1px solid #000000;border-left:1px solid #000000;overflow:hidden;padding:0px 3px 0px 3px;vertical-align:bottom;"></td> <td data-sheets-value='{"1":2,"2":"Four-walled"}' style="border-bottom:1px solid #000000;overflow:hidden;padding:0px 3px 0px 3px;vertical-align:bottom;font-weight:bold;">Four-walled</td> <td data-sheets-value='{"1":2,"2":"Opal (H/H/O/H)"}' style="border-right:1px solid #000000;border-bottom:1px solid #000000;overflow:hidden;padding:0px 3px 0px 3px;vertical-align:bottom;font-weight:bold;">Opal (H/H/O/H)</td> <td data-sheets-numberformat='{"1":2,"2":"0.00","3":1}' data-sheets-value='{"1":3,"3":1.28}' style="border-bottom:1px solid #000000;overflow:hidden;padding:0px 3px 0px 3px;vertical-align:bottom;text-align:center;">1.28</td> <td data-sheets-numberformat='{"1":2,"2":"0","3":1}' data-sheets-value='{"1":3,"3":59}' style="border-bottom:1px solid #000000;overflow:hidden;padding:0px 3px 0px 3px;vertical-align:bottom;text-align:center;">59</td> <td data-sheets-numberformat='{"1":2,"2":"0","3":1}' data-sheets-value='{"1":3,"3":48}' style="border-bottom:1px solid #000000;overflow:hidden;padding:0px 3px 0px 3px;vertical-align:bottom;text-align:center;">48</td> <td data-sheets-numberformat='{"1":2,"2":"0","3":1}' data-sheets-value='{"1":3,"3":23}' style="border-right:1px solid #000000;border-bottom:1px solid #000000;overflow:hidden;padding:0px 3px 0px 3px;vertical-align:bottom;text-align:center;">23</td> </tr> <tr style="height:20px;"> <td data-sheets-value='{"1":2,"2":"Polycarbonate "}' style="border-left:1px solid #000000;overflow:hidden;padding:0px 3px 0px 3px;vertical-align:bottom;font-weight:bold;">Polycarbonate </td> <td data-sheets-value='{"1":2,"2":"Single-walled"}' style="overflow:hidden;padding:0px 3px 0px 3px;vertical-align:bottom;font-weight:bold;">Single-walled</td> <td data-sheets-value='{"1":2,"2":"Clear (A)"}' style="border-right:1px solid #000000;overflow:hidden;padding:0px 3px 0px 3px;vertical-align:bottom;font-weight:bold;">Clear (A)</td> <td data-sheets-numberformat='{"1":2,"2":"0.00","3":1}' data-sheets-value='{"1":3,"3":5.17}' style="overflow:hidden;padding:0px 3px 0px 3px;vertical-align:bottom;text-align:center;">5.17</td> <td data-sheets-numberformat='{"1":2,"2":"0","3":1}' data-sheets-value='{"1":3,"3":88}' style="overflow:hidden;padding:0px 3px 0px 3px;vertical-align:bottom;text-align:center;">88</td> <td data-sheets-numberformat='{"1":2,"2":"0","3":1}' data-sheets-value='{"1":3,"3":83}' style="overflow:hidden;padding:0px 3px 0px 3px;vertical-align:bottom;text-align:center;">83</td> <td data-sheets-numberformat='{"1":2,"2":"0","3":1}' data-sheets-value='{"1":2,"2":"-"}' style="border-right:1px solid #000000;overflow:hidden;padding:0px 3px 0px 3px;vertical-align:bottom;text-align:center;">-</td> </tr> <tr style="height:20px;"> <td data-sheets-value='{"1":2,"2":"PC"}' style="border-left:1px solid #000000;overflow:hidden;padding:0px 3px 0px 3px;vertical-align:bottom;font-weight:bold;">PC</td> <td data-sheets-value='{"1":2,"2":"Single-walled"}' style="overflow:hidden;padding:0px 3px 0px 3px;vertical-align:bottom;font-weight:bold;">Single-walled</td> <td data-sheets-value='{"1":2,"2":"Opal (D)"}' style="border-right:1px solid #000000;overflow:hidden;padding:0px 3px 0px 3px;vertical-align:bottom;font-weight:bold;">Opal (D)</td> <td data-sheets-numberformat='{"1":2,"2":"0.00","3":1}' data-sheets-value='{"1":3,"3":5.17}' style="overflow:hidden;padding:0px 3px 0px 3px;vertical-align:bottom;text-align:center;">5.17</td> <td data-sheets-numberformat='{"1":2,"2":"0","3":1}' data-sheets-value='{"1":3,"3":58}' style="overflow:hidden;padding:0px 3px 0px 3px;vertical-align:bottom;text-align:center;">58</td> <td data-sheets-numberformat='{"1":2,"2":"0","3":1}' data-sheets-value='{"1":3,"3":60}' style="overflow:hidden;padding:0px 3px 0px 3px;vertical-align:bottom;text-align:center;">60</td> <td data-sheets-numberformat='{"1":2,"2":"0","3":1}' data-sheets-value='{"1":2,"2":"-"}' style="border-right:1px solid #000000;overflow:hidden;padding:0px 3px 0px 3px;vertical-align:bottom;text-align:center;">-</td> </tr> <tr style="height:20px;"> <td style="border-left:1px solid #000000;overflow:hidden;padding:0px 3px 0px 3px;vertical-align:bottom;font-weight:bold;"></td> <td data-sheets-value='{"1":2,"2":"Double-walled"}' style="overflow:hidden;padding:0px 3px 0px 3px;vertical-align:bottom;font-weight:bold;">Double-walled</td> <td data-sheets-value='{"1":2,"2":"Clear (A/H)"}' style="border-right:1px solid #000000;overflow:hidden;padding:0px 3px 0px 3px;vertical-align:bottom;font-weight:bold;">Clear (A/H)</td> <td data-sheets-numberformat='{"1":2,"2":"0.00","3":1}' data-sheets-value='{"1":3,"3":2.9}' style="overflow:hidden;padding:0px 3px 0px 3px;vertical-align:bottom;text-align:center;">2.90</td> <td data-sheets-numberformat='{"1":2,"2":"0","3":1}' data-sheets-value='{"1":3,"3":79}' style="overflow:hidden;padding:0px 3px 0px 3px;vertical-align:bottom;text-align:center;">79</td> <td data-sheets-numberformat='{"1":2,"2":"0","3":1}' data-sheets-value='{"1":3,"3":72}' style="overflow:hidden;padding:0px 3px 0px 3px;vertical-align:bottom;text-align:center;">72</td> <td data-sheets-numberformat='{"1":2,"2":"0","3":1}' data-sheets-value='{"1":3,"3":20}' style="border-right:1px solid #000000;overflow:hidden;padding:0px 3px 0px 3px;vertical-align:bottom;text-align:center;">20</td> </tr> <tr style="height:20px;"> <td style="border-left:1px solid #000000;overflow:hidden;padding:0px 3px 0px 3px;vertical-align:bottom;font-weight:bold;"></td> <td data-sheets-value='{"1":2,"2":"Double-walled"}' style="overflow:hidden;padding:0px 3px 0px 3px;vertical-align:bottom;font-weight:bold;">Double-walled</td> <td data-sheets-value='{"1":2,"2":"Clear (A/A)"}' style="border-right:1px solid #000000;overflow:hidden;padding:0px 3px 0px 3px;vertical-align:bottom;font-weight:bold;">Clear (A/A)</td> <td data-sheets-numberformat='{"1":2,"2":"0.00","3":1}' data-sheets-value='{"1":3,"3":2.9}' style="overflow:hidden;padding:0px 3px 0px 3px;vertical-align:bottom;text-align:center;">2.90</td> <td data-sheets-numberformat='{"1":2,"2":"0","3":1}' data-sheets-value='{"1":3,"3":77}' style="overflow:hidden;padding:0px 3px 0px 3px;vertical-align:bottom;text-align:center;">77</td> <td data-sheets-numberformat='{"1":2,"2":"0","3":1}' data-sheets-value='{"1":3,"3":69}' style="overflow:hidden;padding:0px 3px 0px 3px;vertical-align:bottom;text-align:center;">69</td> <td data-sheets-numberformat='{"1":2,"2":"0","3":1}' data-sheets-value='{"1":3,"3":20}' style="border-right:1px solid #000000;overflow:hidden;padding:0px 3px 0px 3px;vertical-align:bottom;text-align:center;">20</td> </tr> <tr style="height:20px;"> <td style="border-left:1px solid #000000;overflow:hidden;padding:0px 3px 0px 3px;vertical-align:bottom;font-weight:bold;"></td> <td data-sheets-value='{"1":2,"2":"Double-walled"}' style="overflow:hidden;padding:0px 3px 0px 3px;vertical-align:bottom;font-weight:bold;">Double-walled</td> <td data-sheets-value='{"1":2,"2":"Opal (A/O)"}' style="border-right:1px solid #000000;overflow:hidden;padding:0px 3px 0px 3px;vertical-align:bottom;font-weight:bold;">Opal (A/O)</td> <td data-sheets-numberformat='{"1":2,"2":"0.00","3":1}' data-sheets-value='{"1":3,"3":2.9}' style="overflow:hidden;padding:0px 3px 0px 3px;vertical-align:bottom;text-align:center;">2.90</td> <td data-sheets-numberformat='{"1":2,"2":"0","3":1}' data-sheets-value='{"1":3,"3":73}' style="overflow:hidden;padding:0px 3px 0px 3px;vertical-align:bottom;text-align:center;">73</td> <td data-sheets-numberformat='{"1":2,"2":"0","3":1}' data-sheets-value='{"1":3,"3":63}' style="overflow:hidden;padding:0px 3px 0px 3px;vertical-align:bottom;text-align:center;">63</td> <td data-sheets-numberformat='{"1":2,"2":"0","3":1}' data-sheets-value='{"1":3,"3":20}' style="border-right:1px solid #000000;overflow:hidden;padding:0px 3px 0px 3px;vertical-align:bottom;text-align:center;">20</td> </tr> <tr style="height:20px;"> <td style="border-left:1px solid #000000;overflow:hidden;padding:0px 3px 0px 3px;vertical-align:bottom;font-weight:bold;"></td> <td data-sheets-value='{"1":2,"2":"Double-walled"}' style="overflow:hidden;padding:0px 3px 0px 3px;vertical-align:bottom;font-weight:bold;">Double-walled</td> <td data-sheets-value='{"1":2,"2":"Opal (A/D)"}' style="border-right:1px solid #000000;overflow:hidden;padding:0px 3px 0px 3px;vertical-align:bottom;font-weight:bold;">Opal (A/D)</td> <td data-sheets-numberformat='{"1":2,"2":"0.00","3":1}' data-sheets-value='{"1":3,"3":2.9}' style="overflow:hidden;padding:0px 3px 0px 3px;vertical-align:bottom;text-align:center;">2.90</td> <td data-sheets-numberformat='{"1":2,"2":"0","3":1}' data-sheets-value='{"1":3,"3":51}' style="overflow:hidden;padding:0px 3px 0px 3px;vertical-align:bottom;text-align:center;">51</td> <td data-sheets-numberformat='{"1":2,"2":"0","3":1}' data-sheets-value='{"1":3,"3":50}' style="overflow:hidden;padding:0px 3px 0px 3px;vertical-align:bottom;text-align:center;">50</td> <td data-sheets-numberformat='{"1":2,"2":"0","3":1}' data-sheets-value='{"1":3,"3":20}' style="border-right:1px solid #000000;overflow:hidden;padding:0px 3px 0px 3px;vertical-align:bottom;text-align:center;">20</td> </tr> <tr style="height:20px;"> <td style="border-left:1px solid #000000;overflow:hidden;padding:0px 3px 0px 3px;vertical-align:bottom;font-weight:bold;"></td> <td data-sheets-value='{"1":2,"2":"Triple-walled"}' style="overflow:hidden;padding:0px 3px 0px 3px;vertical-align:bottom;font-weight:bold;">Triple-walled</td> <td data-sheets-value='{"1":2,"2":"Clear (A/H/H)"}' style="border-right:1px solid #000000;overflow:hidden;padding:0px 3px 0px 3px;vertical-align:bottom;font-weight:bold;">Clear (A/H/H)</td> <td data-sheets-numberformat='{"1":2,"2":"0.00","3":1}' data-sheets-value='{"1":3,"3":1.7}' style="overflow:hidden;padding:0px 3px 0px 3px;vertical-align:bottom;text-align:center;">1.70</td> <td data-sheets-numberformat='{"1":2,"2":"0","3":1}' data-sheets-value='{"1":3,"3":71}' style="overflow:hidden;padding:0px 3px 0px 3px;vertical-align:bottom;text-align:center;">71</td> <td data-sheets-numberformat='{"1":2,"2":"0","3":1}' data-sheets-value='{"1":3,"3":63}' style="overflow:hidden;padding:0px 3px 0px 3px;vertical-align:bottom;text-align:center;">63</td> <td data-sheets-numberformat='{"1":2,"2":"0","3":1}' data-sheets-value='{"1":3,"3":22}' style="border-right:1px solid #000000;overflow:hidden;padding:0px 3px 0px 3px;vertical-align:bottom;text-align:center;">22</td> </tr> <tr style="height:20px;"> <td style="border-left:1px solid #000000;overflow:hidden;padding:0px 3px 0px 3px;vertical-align:bottom;font-weight:bold;"></td> <td data-sheets-value='{"1":2,"2":"Triple-walled"}' style="overflow:hidden;padding:0px 3px 0px 3px;vertical-align:bottom;font-weight:bold;">Triple-walled</td> <td data-sheets-value='{"1":2,"2":"Opal (A/O/O)"}' style="border-right:1px solid #000000;overflow:hidden;padding:0px 3px 0px 3px;vertical-align:bottom;font-weight:bold;">Opal (A/O/O)</td> <td data-sheets-numberformat='{"1":2,"2":"0.00","3":1}' data-sheets-value='{"1":3,"3":1.7}' style="overflow:hidden;padding:0px 3px 0px 3px;vertical-align:bottom;text-align:center;">1.70</td> <td data-sheets-numberformat='{"1":2,"2":"0","3":1}' data-sheets-value='{"1":3,"3":61}' style="overflow:hidden;padding:0px 3px 0px 3px;vertical-align:bottom;text-align:center;">61</td> <td data-sheets-numberformat='{"1":2,"2":"0","3":1}' data-sheets-value='{"1":3,"3":48}' style="overflow:hidden;padding:0px 3px 0px 3px;vertical-align:bottom;text-align:center;">48</td> <td data-sheets-numberformat='{"1":2,"2":"0","3":1}' data-sheets-value='{"1":3,"3":22}' style="border-right:1px solid #000000;overflow:hidden;padding:0px 3px 0px 3px;vertical-align:bottom;text-align:center;">22</td> </tr> <tr style="height:20px;"> <td style="border-left:1px solid #000000;overflow:hidden;padding:0px 3px 0px 3px;vertical-align:bottom;font-weight:bold;"></td> <td data-sheets-value='{"1":2,"2":"Four-walled"}' style="overflow:hidden;padding:0px 3px 0px 3px;vertical-align:bottom;font-weight:bold;">Four-walled</td> <td data-sheets-value='{"1":2,"2":"Clear (A/H/H/H)"}' style="border-right:1px solid #000000;overflow:hidden;padding:0px 3px 0px 3px;vertical-align:bottom;font-weight:bold;">Clear (A/H/H/H)</td> <td data-sheets-numberformat='{"1":2,"2":"0.00","3":1}' data-sheets-value='{"1":3,"3":1.28}' style="overflow:hidden;padding:0px 3px 0px 3px;vertical-align:bottom;text-align:center;">1.28</td> <td data-sheets-numberformat='{"1":2,"2":"0","3":1}' data-sheets-value='{"1":3,"3":64}' style="overflow:hidden;padding:0px 3px 0px 3px;vertical-align:bottom;text-align:center;">64</td> <td data-sheets-numberformat='{"1":2,"2":"0","3":1}' data-sheets-value='{"1":3,"3":52}' style="overflow:hidden;padding:0px 3px 0px 3px;vertical-align:bottom;text-align:center;">52</td> <td data-sheets-numberformat='{"1":2,"2":"0","3":1}' data-sheets-value='{"1":3,"3":23}' style="border-right:1px solid #000000;overflow:hidden;padding:0px 3px 0px 3px;vertical-align:bottom;text-align:center;">23</td> </tr> <tr style="height:20px;"> <td style="border-bottom:1px solid #000000;border-left:1px solid #000000;overflow:hidden;padding:0px 3px 0px 3px;vertical-align:bottom;"></td> <td data-sheets-value='{"1":2,"2":"Four-walled"}' style="border-bottom:1px solid #000000;overflow:hidden;padding:0px 3px 0px 3px;vertical-align:bottom;font-weight:bold;">Four-walled</td> <td data-sheets-value='{"1":2,"2":"Opal (A/H/O/H)"}' style="border-right:1px solid #000000;border-bottom:1px solid #000000;overflow:hidden;padding:0px 3px 0px 3px;vertical-align:bottom;font-weight:bold;">Opal (A/H/O/H)</td> <td data-sheets-numberformat='{"1":2,"2":"0.00","3":1}' data-sheets-value='{"1":3,"3":1.28}' style="border-bottom:1px solid #000000;overflow:hidden;padding:0px 3px 0px 3px;vertical-align:bottom;text-align:center;">1.28</td> <td data-sheets-numberformat='{"1":2,"2":"0","3":1}' data-sheets-value='{"1":3,"3":59}' style="border-bottom:1px solid #000000;overflow:hidden;padding:0px 3px 0px 3px;vertical-align:bottom;text-align:center;">59</td> <td data-sheets-numberformat='{"1":2,"2":"0","3":1}' data-sheets-value='{"1":3,"3":46}' style="border-bottom:1px solid #000000;overflow:hidden;padding:0px 3px 0px 3px;vertical-align:bottom;text-align:center;">46</td> <td data-sheets-numberformat='{"1":2,"2":"0","3":1}' data-sheets-value='{"1":3,"3":23}' style="border-right:1px solid #000000;border-bottom:1px solid #000000;overflow:hidden;padding:0px 3px 0px 3px;vertical-align:bottom;text-align:center;">23</td> </tr> <tr style="height:20px;"> <td data-sheets-value='{"1":2,"2":"Polycarbonate"}' style="border-left:1px solid #000000;overflow:hidden;padding:0px 3px 0px 3px;vertical-align:bottom;font-weight:bold;">Polycarbonate</td> <td data-sheets-value='{"1":2,"2":"Single-walled"}' style="overflow:hidden;padding:0px 3px 0px 3px;vertical-align:bottom;font-weight:bold;">Single-walled</td> <td data-sheets-value='{"1":2,"2":"Heatstop Opal (T)"}' style="border-right:1px solid #000000;overflow:hidden;padding:0px 3px 0px 3px;vertical-align:bottom;font-weight:bold;">Heatstop Opal (T)</td> <td data-sheets-numberformat='{"1":2,"2":"0.00","3":1}' data-sheets-value='{"1":3,"3":5.17}' style="overflow:hidden;padding:0px 3px 0px 3px;vertical-align:bottom;text-align:center;">5.17</td> <td data-sheets-numberformat='{"1":2,"2":"0","3":1}' data-sheets-value='{"1":3,"3":49}' style="overflow:hidden;padding:0px 3px 0px 3px;vertical-align:bottom;text-align:center;">49</td> <td data-sheets-numberformat='{"1":2,"2":"0","3":1}' data-sheets-value='{"1":3,"3":59}' style="overflow:hidden;padding:0px 3px 0px 3px;vertical-align:bottom;text-align:center;">59</td> <td data-sheets-numberformat='{"1":2,"2":"0","3":1}' data-sheets-value='{"1":2,"2":"-"}' style="border-right:1px solid #000000;overflow:hidden;padding:0px 3px 0px 3px;vertical-align:bottom;text-align:center;">-</td> </tr> <tr style="height:20px;"> <td data-sheets-value='{"1":2,"2":"Heatstop PC"}' style="border-left:1px solid #000000;overflow:hidden;padding:0px 3px 0px 3px;vertical-align:bottom;font-weight:bold;">Heatstop PC</td> <td data-sheets-value='{"1":2,"2":"Double-walled"}' style="overflow:hidden;padding:0px 3px 0px 3px;vertical-align:bottom;font-weight:bold;">Double-walled</td> <td data-sheets-value='{"1":2,"2":"Clear (T/H)"}' style="border-right:1px solid #000000;overflow:hidden;padding:0px 3px 0px 3px;vertical-align:bottom;font-weight:bold;">Clear (T/H)</td> <td data-sheets-numberformat='{"1":2,"2":"0.00","3":1}' data-sheets-value='{"1":3,"3":2.9}' style="overflow:hidden;padding:0px 3px 0px 3px;vertical-align:bottom;text-align:center;">2.90</td> <td data-sheets-numberformat='{"1":2,"2":"0","3":1}' data-sheets-value='{"1":3,"3":44}' style="overflow:hidden;padding:0px 3px 0px 3px;vertical-align:bottom;text-align:center;">44</td> <td data-sheets-numberformat='{"1":2,"2":"0","3":1}' data-sheets-value='{"1":3,"3":51}' style="overflow:hidden;padding:0px 3px 0px 3px;vertical-align:bottom;text-align:center;">51</td> <td data-sheets-numberformat='{"1":2,"2":"0","3":1}' data-sheets-value='{"1":3,"3":20}' style="border-right:1px solid #000000;overflow:hidden;padding:0px 3px 0px 3px;vertical-align:bottom;text-align:center;">20</td> </tr> <tr style="height:20px;"> <td style="border-left:1px solid #000000;overflow:hidden;padding:0px 3px 0px 3px;vertical-align:bottom;font-weight:bold;"></td> <td data-sheets-value='{"1":2,"2":"Double-walled"}' style="overflow:hidden;padding:0px 3px 0px 3px;vertical-align:bottom;font-weight:bold;">Double-walled</td> <td data-sheets-value='{"1":2,"2":"Opal (T/O)"}' style="border-right:1px solid #000000;overflow:hidden;padding:0px 3px 0px 3px;vertical-align:bottom;font-weight:bold;">Opal (T/O)</td> <td data-sheets-numberformat='{"1":2,"2":"0.00","3":1}' data-sheets-value='{"1":3,"3":2.9}' style="overflow:hidden;padding:0px 3px 0px 3px;vertical-align:bottom;text-align:center;">2.90</td> <td data-sheets-numberformat='{"1":2,"2":"0","3":1}' data-sheets-value='{"1":3,"3":41}' style="overflow:hidden;padding:0px 3px 0px 3px;vertical-align:bottom;text-align:center;">41</td> <td data-sheets-numberformat='{"1":2,"2":"0","3":1}' data-sheets-value='{"1":3,"3":45}' style="overflow:hidden;padding:0px 3px 0px 3px;vertical-align:bottom;text-align:center;">45</td> <td data-sheets-numberformat='{"1":2,"2":"0","3":1}' data-sheets-value='{"1":3,"3":20}' style="border-right:1px solid #000000;overflow:hidden;padding:0px 3px 0px 3px;vertical-align:bottom;text-align:center;">20</td> </tr> <tr style="height:20px;"> <td style="border-left:1px solid #000000;overflow:hidden;padding:0px 3px 0px 3px;vertical-align:bottom;font-weight:bold;"></td> <td data-sheets-value='{"1":2,"2":"Triple-walled"}' style="overflow:hidden; | skylux-160-ce-met-koepel-en-metaalopstand-met-lm-motor-1300-x-2800-mm | 8585991487821 | 46872267784525
Smoke and heat exhaust (SHEV) | SHE system | Skylux | Skylux 160° CE with skylight and metal curb with double LM-actuator 1600 x 2000 mm |  | 34223 | 5412970342236 | 7774.25 | Yes | 30-45 | 150.74 | 1600 x 2000 mm | 2000 | 1600 |  | metal curb M30 (30 cm high) | Rectangular | 5.17 W/m²K - 1.28 W/m²K | 87% - 32% | 90% - 32% | 20dB - 23dB | 160° CE (for industry) | skylight | without spoiler | E | Double actuator | Maximum four-walled skylight possible for this product | Ut-value LT-value g-value Rw-value EN 1873 : 2014 EN ISO 13468 EN 16153 EN 410 EN 410 EN ISO 140-3 Material Walls Shells (W/m²K) (%) (%) (dB) Acrylic Single-walled Clear (H) 5.17 90 87 - PMMA Single-walled Opal (O) 5.17 83 76 - Double-walled Clear (H/H) 2.90 81 75 20 Double-walled Opal (O/O) 2.90 69 58 20 Triple-walled Clear (H/H/H) 1.70 73 65 22 Triple-walled Opal (O/H/O) 1.70 62 51 22 Four-walled Clear (H/H/H/H) 1.28 64 54 23 Four-walled Opal (H/H/O/H) 1.28 59 48 23 Polycarbonate Single-walled Clear (A) 5.17 88 83 - PC Single-walled Opal (D) 5.17 58 60 - Double-walled Clear (A/H) 2.90 79 72 20 Double-walled Clear (A/A) 2.90 77 69 20 Double-walled Opal (A/O) 2.90 73 63 20 Double-walled Opal (A/D) 2.90 51 50 20 Triple-walled Clear (A/H/H) 1.70 71 63 22 Triple-walled Opal (A/O/O) 1.70 61 48 22 Four-walled Clear (A/H/H/H) 1.28 64 52 23 Four-walled Opal (A/H/O/H) 1.28 59 46 23 Polycarbonate Single-walled Heatstop Opal (T) 5.17 49 59 - Heatstop PC Double-walled Clear (T/H) 2.90 44 51 20 Double-walled Opal (T/O) 2.90 41 45 20 Triple-walled Clear (T/H/H) 1.70 40 <td data-sheets-numberformat='{"1":2,"2":"0","3":1}' data-sheets-value='{"1":3,"3":44}' style="overflow:hidden;paddin | https://skylux.eu/en/products/skylux-160-ce-met-koepel-en-metaalopstand-met-lm-motor-1600-x-2000-mm | https://skylux.eu/cdn/shop/files/Skylux-160deg-CE-met-koepel-en-metaalopstand-met-dubbele-LM-motor-1600-x-2000-mm-RWA-systeem.jpg?v=1702976724&width=1600 | https://skylux.eu/cdn/shop/files/e5a82811-1bb0-48e4-a776-cacb59c7c092_80569f2f-0af6-41c0-93b9-65f0f990230a.jpg?v=1688550199&width=1600 | //skylux.eu/cdn/shop/files/E_MH_Mounting_instructions_Skylux_160_CE_LM.pdf?v=12406716259046007223 | //skylux.eu/cdn/shop/files/E_TD_Technical_File_Skylux_Skylux_160_CE_Electric.pdf?v=3667116872303399239 | <style type="text/css" id="isPasted"> <!--td { border: 1px solid #cccccc; } br { mso-data-placement: same-cell; } --> </style> <table border="1" cellpadding="0" cellspacing="0" dir="ltr" style="table-layout:fixed;font-size:10pt;font-family:Arial;border-collapse:collapse;border:none;"><tbody> <tr style="height:20px;"> <td style="overflow:hidden;padding:0px 3px 0px 3px;vertical-align:bottom;"></td> <td style="overflow:hidden;padding:0px 3px 0px 3px;vertical-align:bottom;"></td> <td style="overflow:hidden;padding:0px 3px 0px 3px;vertical-align:bottom;"></td> <td data-sheets-value='{"1":2,"2":"Ut-value"}' style="overflow:hidden;padding:0px 3px 0px 3px;vertical-align:bottom;font-weight:bold;text-align:center;">Ut-value</td> <td data-sheets-value='{"1":2,"2":"LT-value"}' style="overflow:hidden;padding:0px 3px 0px 3px;vertical-align:bottom;font-weight:bold;text-align:center;">LT-value</td> <td data-sheets-value='{"1":2,"2":"g-value"}' style="overflow:hidden;padding:0px 3px 0px 3px;vertical-align:bottom;font-weight:bold;text-align:center;">g-value</td> <td data-sheets-value='{"1":2,"2":"Rw-value "}' style="overflow:hidden;padding:0px 3px 0px 3px;vertical-align:bottom;font-weight:bold;text-align:center;">Rw-value </td> </tr> <tr style="height:20px;"> <td style="overflow:hidden;padding:0px 3px 0px 3px;vertical-align:bottom;"></td> <td style="overflow:hidden;padding:0px 3px 0px 3px;vertical-align:bottom;"></td> <td style="overflow:hidden;padding:0px 3px 0px 3px;vertical-align:bottom;"></td> <td data-sheets-numberformat='{"1":2,"2":"0.00","3":1}' data-sheets-value='{"1":2,"2":"EN 1873 : 2014"}' style="overflow:hidden;padding:0px 3px 0px 3px;vertical-align:bottom;text-align:center;">EN 1873 : 2014</td> <td data-sheets-numberformat='{"1":2,"2":"0","3":1}' data-sheets-value='{"1":2,"2":"EN ISO 13468 EN 16153 EN 410"}' style="overflow:hidden;padding:0px 3px 0px 3px;vertical-align:bottom;text-align:center;">EN ISO 13468 EN 16153 EN 410</td> <td data-sheets-numberformat='{"1":2,"2":"0","3":1}' data-sheets-value='{"1":2,"2":"EN 410"}' style="overflow:hidden;padding:0px 3px 0px 3px;vertical-align:bottom;text-align:center;">EN 410</td> <td data-sheets-value='{"1":2,"2":"EN ISO 140-3\t\t"}' style="overflow:hidden;padding:0px 3px 0px 3px;vertical-align:bottom;text-align:center;">EN ISO 140-3 </td> </tr> <tr style="height:20px;"> <td data-sheets-value='{"1":2,"2":"Material"}' style="border-bottom:1px solid #000000;overflow:hidden;padding:0px 3px 0px 3px;vertical-align:bottom;background-color:#000000;font-weight:bold;color:#ffffff;">Material</td> <td data-sheets-value='{"1":2,"2":"Walls"}' style="border-bottom:1px solid #000000;overflow:hidden;padding:0px 3px 0px 3px;vertical-align:bottom;background-color:#000000;font-weight:bold;color:#ffffff;">Walls</td> <td data-sheets-value='{"1":2,"2":"Shells"}' style="border-bottom:1px solid #000000;overflow:hidden;padding:0px 3px 0px 3px;vertical-align:bottom;background-color:#000000;font-weight:bold;color:#ffffff;">Shells</td> <td data-sheets-numberformat='{"1":2,"2":"0.00","3":1}' data-sheets-value='{"1":2,"2":"(W/m²K)\t"}' style="border-bottom:1px solid #000000;overflow:hidden;padding:0px 3px 0px 3px;vertical-align:bottom;background-color:#000000;font-weight:bold;color:#ffffff;text-align:center;">(W/m²K) </td> <td data-sheets-numberformat='{"1":2,"2":"0","3":1}' data-sheets-value='{"1":2,"2":"(%)"}' style="border-bottom:1px solid #000000;overflow:hidden;padding:0px 3px 0px 3px;vertical-align:bottom;background-color:#000000;font-weight:bold;color:#ffffff;text-align:center;">(%)</td> <td data-sheets-numberformat='{"1":2,"2":"0","3":1}' data-sheets-value='{"1":2,"2":"(%)"}' style="border-bottom:1px solid #000000;overflow:hidden;padding:0px 3px 0px 3px;vertical-align:bottom;background-color:#000000;font-weight:bold;color:#ffffff;text-align:center;">(%)</td> <td data-sheets-value='{"1":2,"2":"(dB)"}' style="border-bottom:1px solid #000000;overflow:hidden;padding:0px 3px 0px 3px;vertical-align:bottom;background-color:#000000;font-weight:bold;color:#ffffff;text-align:center;">(dB)</td> </tr> <tr style="height:20px;"> <td data-sheets-value='{"1":2,"2":"Acrylic"}' style="border-left:1px solid #000000;overflow:hidden;padding:0px 3px 0px 3px;vertical-align:bottom;font-weight:bold;">Acrylic</td> <td data-sheets-value='{"1":2,"2":"Single-walled"}' style="overflow:hidden;padding:0px 3px 0px 3px;vertical-align:bottom;font-weight:bold;">Single-walled</td> <td data-sheets-value='{"1":2,"2":"Clear (H)"}' style="border-right:1px solid #000000;overflow:hidden;padding:0px 3px 0px 3px;vertical-align:bottom;font-weight:bold;">Clear (H)</td> <td data-sheets-numberformat='{"1":2,"2":"0.00","3":1}' data-sheets-value='{"1":3,"3":5.17}' style="overflow:hidden;padding:0px 3px 0px 3px;vertical-align:bottom;text-align:center;">5.17</td> <td data-sheets-numberformat='{"1":2,"2":"0","3":1}' data-sheets-value='{"1":3,"3":90}' style="overflow:hidden;padding:0px 3px 0px 3px;vertical-align:bottom;text-align:center;">90</td> <td data-sheets-numberformat='{"1":2,"2":"0","3":1}' data-sheets-value='{"1":3,"3":87}' style="overflow:hidden;padding:0px 3px 0px 3px;vertical-align:bottom;text-align:center;">87</td> <td data-sheets-numberformat='{"1":2,"2":"0","3":1}' data-sheets-value='{"1":2,"2":"-"}' style="border-right:1px solid #000000;overflow:hidden;padding:0px 3px 0px 3px;vertical-align:bottom;text-align:center;">-</td> </tr> <tr style="height:20px;"> <td data-sheets-value='{"1":2,"2":"PMMA"}' style="border-left:1px solid #000000;overflow:hidden;padding:0px 3px 0px 3px;vertical-align:bottom;font-weight:bold;">PMMA</td> <td data-sheets-value='{"1":2,"2":"Single-walled"}' style="overflow:hidden;padding:0px 3px 0px 3px;vertical-align:bottom;font-weight:bold;">Single-walled</td> <td data-sheets-value='{"1":2,"2":"Opal (O)"}' style="border-right:1px solid #000000;overflow:hidden;padding:0px 3px 0px 3px;vertical-align:bottom;font-weight:bold;">Opal (O)</td> <td data-sheets-numberformat='{"1":2,"2":"0.00","3":1}' data-sheets-value='{"1":3,"3":5.17}' style="overflow:hidden;padding:0px 3px 0px 3px;vertical-align:bottom;text-align:center;">5.17</td> <td data-sheets-numberformat='{"1":2,"2":"0","3":1}' data-sheets-value='{"1":3,"3":83}' style="overflow:hidden;padding:0px 3px 0px 3px;vertical-align:bottom;text-align:center;">83</td> <td data-sheets-numberformat='{"1":2,"2":"0","3":1}' data-sheets-value='{"1":3,"3":76}' style="overflow:hidden;padding:0px 3px 0px 3px;vertical-align:bottom;text-align:center;">76</td> <td data-sheets-numberformat='{"1":2,"2":"0","3":1}' data-sheets-value='{"1":2,"2":"-"}' style="border-right:1px solid #000000;overflow:hidden;padding:0px 3px 0px 3px;vertical-align:bottom;text-align:center;">-</td> </tr> <tr style="height:20px;"> <td style="border-left:1px solid #000000;overflow:hidden;padding:0px 3px 0px 3px;vertical-align:bottom;font-weight:bold;"></td> <td data-sheets-value='{"1":2,"2":"Double-walled"}' style="overflow:hidden;padding:0px 3px 0px 3px;vertical-align:bottom;font-weight:bold;">Double-walled</td> <td data-sheets-value='{"1":2,"2":"Clear (H/H)"}' style="border-right:1px solid #000000;overflow:hidden;padding:0px 3px 0px 3px;vertical-align:bottom;font-weight:bold;">Clear (H/H)</td> <td data-sheets-numberformat='{"1":2,"2":"0.00","3":1}' data-sheets-value='{"1":3,"3":2.9}' style="overflow:hidden;padding:0px 3px 0px 3px;vertical-align:bottom;text-align:center;">2.90</td> <td data-sheets-numberformat='{"1":2,"2":"0","3":1}' data-sheets-value='{"1":3,"3":81}' style="overflow:hidden;padding:0px 3px 0px 3px;vertical-align:bottom;text-align:center;">81</td> <td data-sheets-numberformat='{"1":2,"2":"0","3":1}' data-sheets-value='{"1":3,"3":75}' style="overflow:hidden;padding:0px 3px 0px 3px;vertical-align:bottom;text-align:center;">75</td> <td data-sheets-numberformat='{"1":2,"2":"0","3":1}' data-sheets-value='{"1":3,"3":20}' style="border-right:1px solid #000000;overflow:hidden;padding:0px 3px 0px 3px;vertical-align:bottom;text-align:center;">20</td> </tr> <tr style="height:20px;"> <td style="border-left:1px solid #000000;overflow:hidden;padding:0px 3px 0px 3px;vertical-align:bottom;font-weight:bold;"></td> <td data-sheets-value='{"1":2,"2":"Double-walled"}' style="overflow:hidden;padding:0px 3px 0px 3px;vertical-align:bottom;font-weight:bold;">Double-walled</td> <td data-sheets-value='{"1":2,"2":"Opal (O/O)"}' style="border-right:1px solid #000000;overflow:hidden;padding:0px 3px 0px 3px;vertical-align:bottom;font-weight:bold;">Opal (O/O)</td> <td data-sheets-numberformat='{"1":2,"2":"0.00","3":1}' data-sheets-value='{"1":3,"3":2.9}' style="overflow:hidden;padding:0px 3px 0px 3px;vertical-align:bottom;text-align:center;">2.90</td> <td data-sheets-numberformat='{"1":2,"2":"0","3":1}' data-sheets-value='{"1":3,"3":69}' style="overflow:hidden;padding:0px 3px 0px 3px;vertical-align:bottom;text-align:center;">69</td> <td data-sheets-numberformat='{"1":2,"2":"0","3":1}' data-sheets-value='{"1":3,"3":58}' style="overflow:hidden;padding:0px 3px 0px 3px;vertical-align:bottom;text-align:center;">58</td> <td data-sheets-numberformat='{"1":2,"2":"0","3":1}' data-sheets-value='{"1":3,"3":20}' style="border-right:1px solid #000000;overflow:hidden;padding:0px 3px 0px 3px;vertical-align:bottom;text-align:center;">20</td> </tr> <tr style="height:20px;"> <td style="border-left:1px solid #000000;overflow:hidden;padding:0px 3px 0px 3px;vertical-align:bottom;font-weight:bold;"></td> <td data-sheets-value='{"1":2,"2":"Triple-walled"}' style="overflow:hidden;padding:0px 3px 0px 3px;vertical-align:bottom;font-weight:bold;">Triple-walled</td> <td data-sheets-value='{"1":2,"2":"Clear (H/H/H)"}' style="border-right:1px solid #000000;overflow:hidden;padding:0px 3px 0px 3px;vertical-align:bottom;font-weight:bold;">Clear (H/H/H)</td> <td data-sheets-numberformat='{"1":2,"2":"0.00","3":1}' data-sheets-value='{"1":3,"3":1.7}' style="overflow:hidden;padding:0px 3px 0px 3px;vertical-align:bottom;text-align:center;">1.70</td> <td data-sheets-numberformat='{"1":2,"2":"0","3":1}' data-sheets-value='{"1":3,"3":73}' style="overflow:hidden;padding:0px 3px 0px 3px;vertical-align:bottom;text-align:center;">73</td> <td data-sheets-numberformat='{"1":2,"2":"0","3":1}' data-sheets-value='{"1":3,"3":65}' style="overflow:hidden;padding:0px 3px 0px 3px;vertical-align:bottom;text-align:center;">65</td> <td data-sheets-numberformat='{"1":2,"2":"0","3":1}' data-sheets-value='{"1":3,"3":22}' style="border-right:1px solid #000000;overflow:hidden;padding:0px 3px 0px 3px;vertical-align:bottom;text-align:center;">22</td> </tr> <tr style="height:20px;"> <td style="border-left:1px solid #000000;overflow:hidden;padding:0px 3px 0px 3px;vertical-align:bottom;font-weight:bold;"></td> <td data-sheets-value='{"1":2,"2":"Triple-walled"}' style="overflow:hidden;padding:0px 3px 0px 3px;vertical-align:bottom;font-weight:bold;">Triple-walled</td> <td data-sheets-value='{"1":2,"2":"Opal (O/H/O)"}' style="border-right:1px solid #000000;overflow:hidden;padding:0px 3px 0px 3px;vertical-align:bottom;font-weight:bold;">Opal (O/H/O)</td> <td data-sheets-numberformat='{"1":2,"2":"0.00","3":1}' data-sheets-value='{"1":3,"3":1.7}' style="overflow:hidden;padding:0px 3px 0px 3px;vertical-align:bottom;text-align:center;">1.70</td> <td data-sheets-numberformat='{"1":2,"2":"0","3":1}' data-sheets-value='{"1":3,"3":62}' style="overflow:hidden;padding:0px 3px 0px 3px;vertical-align:bottom;text-align:center;">62</td> <td data-sheets-numberformat='{"1":2,"2":"0","3":1}' data-sheets-value='{"1":3,"3":51}' style="overflow:hidden;padding:0px 3px 0px 3px;vertical-align:bottom;text-align:center;">51</td> <td data-sheets-numberformat='{"1":2,"2":"0","3":1}' data-sheets-value='{"1":3,"3":22}' style="border-right:1px solid #000000;overflow:hidden;padding:0px 3px 0px 3px;vertical-align:bottom;text-align:center;">22</td> </tr> <tr style="height:20px;"> <td style="border-left:1px solid #000000;overflow:hidden;padding:0px 3px 0px 3px;vertical-align:bottom;font-weight:bold;"></td> <td data-sheets-value='{"1":2,"2":"Four-walled"}' style="overflow:hidden;padding:0px 3px 0px 3px;vertical-align:bottom;font-weight:bold;">Four-walled</td> <td data-sheets-value='{"1":2,"2":"Clear (H/H/H/H)"}' style="border-right:1px solid #000000;overflow:hidden;padding:0px 3px 0px 3px;vertical-align:bottom;font-weight:bold;">Clear (H/H/H/H)</td> <td data-sheets-numberformat='{"1":2,"2":"0.00","3":1}' data-sheets-value='{"1":3,"3":1.28}' style="overflow:hidden;padding:0px 3px 0px 3px;vertical-align:bottom;text-align:center;">1.28</td> <td data-sheets-numberformat='{"1":2,"2":"0","3":1}' data-sheets-value='{"1":3,"3":64}' style="overflow:hidden;padding:0px 3px 0px 3px;vertical-align:bottom;text-align:center;">64</td> <td data-sheets-numberformat='{"1":2,"2":"0","3":1}' data-sheets-value='{"1":3,"3":54}' style="overflow:hidden;padding:0px 3px 0px 3px;vertical-align:bottom;text-align:center;">54</td> <td data-sheets-numberformat='{"1":2,"2":"0","3":1}' data-sheets-value='{"1":3,"3":23}' style="border-right:1px solid #000000;overflow:hidden;padding:0px 3px 0px 3px;vertical-align:bottom;text-align:center;">23</td> </tr> <tr style="height:20px;"> <td style="border-bottom:1px solid #000000;border-left:1px solid #000000;overflow:hidden;padding:0px 3px 0px 3px;vertical-align:bottom;"></td> <td data-sheets-value='{"1":2,"2":"Four-walled"}' style="border-bottom:1px solid #000000;overflow:hidden;padding:0px 3px 0px 3px;vertical-align:bottom;font-weight:bold;">Four-walled</td> <td data-sheets-value='{"1":2,"2":"Opal (H/H/O/H)"}' style="border-right:1px solid #000000;border-bottom:1px solid #000000;overflow:hidden;padding:0px 3px 0px 3px;vertical-align:bottom;font-weight:bold;">Opal (H/H/O/H)</td> <td data-sheets-numberformat='{"1":2,"2":"0.00","3":1}' data-sheets-value='{"1":3,"3":1.28}' style="border-bottom:1px solid #000000;overflow:hidden;padding:0px 3px 0px 3px;vertical-align:bottom;text-align:center;">1.28</td> <td data-sheets-numberformat='{"1":2,"2":"0","3":1}' data-sheets-value='{"1":3,"3":59}' style="border-bottom:1px solid #000000;overflow:hidden;padding:0px 3px 0px 3px;vertical-align:bottom;text-align:center;">59</td> <td data-sheets-numberformat='{"1":2,"2":"0","3":1}' data-sheets-value='{"1":3,"3":48}' style="border-bottom:1px solid #000000;overflow:hidden;padding:0px 3px 0px 3px;vertical-align:bottom;text-align:center;">48</td> <td data-sheets-numberformat='{"1":2,"2":"0","3":1}' data-sheets-value='{"1":3,"3":23}' style="border-right:1px solid #000000;border-bottom:1px solid #000000;overflow:hidden;padding:0px 3px 0px 3px;vertical-align:bottom;text-align:center;">23</td> </tr> <tr style="height:20px;"> <td data-sheets-value='{"1":2,"2":"Polycarbonate "}' style="border-left:1px solid #000000;overflow:hidden;padding:0px 3px 0px 3px;vertical-align:bottom;font-weight:bold;">Polycarbonate </td> <td data-sheets-value='{"1":2,"2":"Single-walled"}' style="overflow:hidden;padding:0px 3px 0px 3px;vertical-align:bottom;font-weight:bold;">Single-walled</td> <td data-sheets-value='{"1":2,"2":"Clear (A)"}' style="border-right:1px solid #000000;overflow:hidden;padding:0px 3px 0px 3px;vertical-align:bottom;font-weight:bold;">Clear (A)</td> <td data-sheets-numberformat='{"1":2,"2":"0.00","3":1}' data-sheets-value='{"1":3,"3":5.17}' style="overflow:hidden;padding:0px 3px 0px 3px;vertical-align:bottom;text-align:center;">5.17</td> <td data-sheets-numberformat='{"1":2,"2":"0","3":1}' data-sheets-value='{"1":3,"3":88}' style="overflow:hidden;padding:0px 3px 0px 3px;vertical-align:bottom;text-align:center;">88</td> <td data-sheets-numberformat='{"1":2,"2":"0","3":1}' data-sheets-value='{"1":3,"3":83}' style="overflow:hidden;padding:0px 3px 0px 3px;vertical-align:bottom;text-align:center;">83</td> <td data-sheets-numberformat='{"1":2,"2":"0","3":1}' data-sheets-value='{"1":2,"2":"-"}' style="border-right:1px solid #000000;overflow:hidden;padding:0px 3px 0px 3px;vertical-align:bottom;text-align:center;">-</td> </tr> <tr style="height:20px;"> <td data-sheets-value='{"1":2,"2":"PC"}' style="border-left:1px solid #000000;overflow:hidden;padding:0px 3px 0px 3px;vertical-align:bottom;font-weight:bold;">PC</td> <td data-sheets-value='{"1":2,"2":"Single-walled"}' style="overflow:hidden;padding:0px 3px 0px 3px;vertical-align:bottom;font-weight:bold;">Single-walled</td> <td data-sheets-value='{"1":2,"2":"Opal (D)"}' style="border-right:1px solid #000000;overflow:hidden;padding:0px 3px 0px 3px;vertical-align:bottom;font-weight:bold;">Opal (D)</td> <td data-sheets-numberformat='{"1":2,"2":"0.00","3":1}' data-sheets-value='{"1":3,"3":5.17}' style="overflow:hidden;padding:0px 3px 0px 3px;vertical-align:bottom;text-align:center;">5.17</td> <td data-sheets-numberformat='{"1":2,"2":"0","3":1}' data-sheets-value='{"1":3,"3":58}' style="overflow:hidden;padding:0px 3px 0px 3px;vertical-align:bottom;text-align:center;">58</td> <td data-sheets-numberformat='{"1":2,"2":"0","3":1}' data-sheets-value='{"1":3,"3":60}' style="overflow:hidden;padding:0px 3px 0px 3px;vertical-align:bottom;text-align:center;">60</td> <td data-sheets-numberformat='{"1":2,"2":"0","3":1}' data-sheets-value='{"1":2,"2":"-"}' style="border-right:1px solid #000000;overflow:hidden;padding:0px 3px 0px 3px;vertical-align:bottom;text-align:center;">-</td> </tr> <tr style="height:20px;"> <td style="border-left:1px solid #000000;overflow:hidden;padding:0px 3px 0px 3px;vertical-align:bottom;font-weight:bold;"></td> <td data-sheets-value='{"1":2,"2":"Double-walled"}' style="overflow:hidden;padding:0px 3px 0px 3px;vertical-align:bottom;font-weight:bold;">Double-walled</td> <td data-sheets-value='{"1":2,"2":"Clear (A/H)"}' style="border-right:1px solid #000000;overflow:hidden;padding:0px 3px 0px 3px;vertical-align:bottom;font-weight:bold;">Clear (A/H)</td> <td data-sheets-numberformat='{"1":2,"2":"0.00","3":1}' data-sheets-value='{"1":3,"3":2.9}' style="overflow:hidden;padding:0px 3px 0px 3px;vertical-align:bottom;text-align:center;">2.90</td> <td data-sheets-numberformat='{"1":2,"2":"0","3":1}' data-sheets-value='{"1":3,"3":79}' style="overflow:hidden;padding:0px 3px 0px 3px;vertical-align:bottom;text-align:center;">79</td> <td data-sheets-numberformat='{"1":2,"2":"0","3":1}' data-sheets-value='{"1":3,"3":72}' style="overflow:hidden;padding:0px 3px 0px 3px;vertical-align:bottom;text-align:center;">72</td> <td data-sheets-numberformat='{"1":2,"2":"0","3":1}' data-sheets-value='{"1":3,"3":20}' style="border-right:1px solid #000000;overflow:hidden;padding:0px 3px 0px 3px;vertical-align:bottom;text-align:center;">20</td> </tr> <tr style="height:20px;"> <td style="border-left:1px solid #000000;overflow:hidden;padding:0px 3px 0px 3px;vertical-align:bottom;font-weight:bold;"></td> <td data-sheets-value='{"1":2,"2":"Double-walled"}' style="overflow:hidden;padding:0px 3px 0px 3px;vertical-align:bottom;font-weight:bold;">Double-walled</td> <td data-sheets-value='{"1":2,"2":"Clear (A/A)"}' style="border-right:1px solid #000000;overflow:hidden;padding:0px 3px 0px 3px;vertical-align:bottom;font-weight:bold;">Clear (A/A)</td> <td data-sheets-numberformat='{"1":2,"2":"0.00","3":1}' data-sheets-value='{"1":3,"3":2.9}' style="overflow:hidden;padding:0px 3px 0px 3px;vertical-align:bottom;text-align:center;">2.90</td> <td data-sheets-numberformat='{"1":2,"2":"0","3":1}' data-sheets-value='{"1":3,"3":77}' style="overflow:hidden;padding:0px 3px 0px 3px;vertical-align:bottom;text-align:center;">77</td> <td data-sheets-numberformat='{"1":2,"2":"0","3":1}' data-sheets-value='{"1":3,"3":69}' style="overflow:hidden;padding:0px 3px 0px 3px;vertical-align:bottom;text-align:center;">69</td> <td data-sheets-numberformat='{"1":2,"2":"0","3":1}' data-sheets-value='{"1":3,"3":20}' style="border-right:1px solid #000000;overflow:hidden;padding:0px 3px 0px 3px;vertical-align:bottom;text-align:center;">20</td> </tr> <tr style="height:20px;"> <td style="border-left:1px solid #000000;overflow:hidden;padding:0px 3px 0px 3px;vertical-align:bottom;font-weight:bold;"></td> <td data-sheets-value='{"1":2,"2":"Double-walled"}' style="overflow:hidden;padding:0px 3px 0px 3px;vertical-align:bottom;font-weight:bold;">Double-walled</td> <td data-sheets-value='{"1":2,"2":"Opal (A/O)"}' style="border-right:1px solid #000000;overflow:hidden;padding:0px 3px 0px 3px;vertical-align:bottom;font-weight:bold;">Opal (A/O)</td> <td data-sheets-numberformat='{"1":2,"2":"0.00","3":1}' data-sheets-value='{"1":3,"3":2.9}' style="overflow:hidden;padding:0px 3px 0px 3px;vertical-align:bottom;text-align:center;">2.90</td> <td data-sheets-numberformat='{"1":2,"2":"0","3":1}' data-sheets-value='{"1":3,"3":73}' style="overflow:hidden;padding:0px 3px 0px 3px;vertical-align:bottom;text-align:center;">73</td> <td data-sheets-numberformat='{"1":2,"2":"0","3":1}' data-sheets-value='{"1":3,"3":63}' style="overflow:hidden;padding:0px 3px 0px 3px;vertical-align:bottom;text-align:center;">63</td> <td data-sheets-numberformat='{"1":2,"2":"0","3":1}' data-sheets-value='{"1":3,"3":20}' style="border-right:1px solid #000000;overflow:hidden;padding:0px 3px 0px 3px;vertical-align:bottom;text-align:center;">20</td> </tr> <tr style="height:20px;"> <td style="border-left:1px solid #000000;overflow:hidden;padding:0px 3px 0px 3px;vertical-align:bottom;font-weight:bold;"></td> <td data-sheets-value='{"1":2,"2":"Double-walled"}' style="overflow:hidden;padding:0px 3px 0px 3px;vertical-align:bottom;font-weight:bold;">Double-walled</td> <td data-sheets-value='{"1":2,"2":"Opal (A/D)"}' style="border-right:1px solid #000000;overflow:hidden;padding:0px 3px 0px 3px;vertical-align:bottom;font-weight:bold;">Opal (A/D)</td> <td data-sheets-numberformat='{"1":2,"2":"0.00","3":1}' data-sheets-value='{"1":3,"3":2.9}' style="overflow:hidden;padding:0px 3px 0px 3px;vertical-align:bottom;text-align:center;">2.90</td> <td data-sheets-numberformat='{"1":2,"2":"0","3":1}' data-sheets-value='{"1":3,"3":51}' style="overflow:hidden;padding:0px 3px 0px 3px;vertical-align:bottom;text-align:center;">51</td> <td data-sheets-numberformat='{"1":2,"2":"0","3":1}' data-sheets-value='{"1":3,"3":50}' style="overflow:hidden;padding:0px 3px 0px 3px;vertical-align:bottom;text-align:center;">50</td> <td data-sheets-numberformat='{"1":2,"2":"0","3":1}' data-sheets-value='{"1":3,"3":20}' style="border-right:1px solid #000000;overflow:hidden;padding:0px 3px 0px 3px;vertical-align:bottom;text-align:center;">20</td> </tr> <tr style="height:20px;"> <td style="border-left:1px solid #000000;overflow:hidden;padding:0px 3px 0px 3px;vertical-align:bottom;font-weight:bold;"></td> <td data-sheets-value='{"1":2,"2":"Triple-walled"}' style="overflow:hidden;padding:0px 3px 0px 3px;vertical-align:bottom;font-weight:bold;">Triple-walled</td> <td data-sheets-value='{"1":2,"2":"Clear (A/H/H)"}' style="border-right:1px solid #000000;overflow:hidden;padding:0px 3px 0px 3px;vertical-align:bottom;font-weight:bold;">Clear (A/H/H)</td> <td data-sheets-numberformat='{"1":2,"2":"0.00","3":1}' data-sheets-value='{"1":3,"3":1.7}' style="overflow:hidden;padding:0px 3px 0px 3px;vertical-align:bottom;text-align:center;">1.70</td> <td data-sheets-numberformat='{"1":2,"2":"0","3":1}' data-sheets-value='{"1":3,"3":71}' style="overflow:hidden;padding:0px 3px 0px 3px;vertical-align:bottom;text-align:center;">71</td> <td data-sheets-numberformat='{"1":2,"2":"0","3":1}' data-sheets-value='{"1":3,"3":63}' style="overflow:hidden;padding:0px 3px 0px 3px;vertical-align:bottom;text-align:center;">63</td> <td data-sheets-numberformat='{"1":2,"2":"0","3":1}' data-sheets-value='{"1":3,"3":22}' style="border-right:1px solid #000000;overflow:hidden;padding:0px 3px 0px 3px;vertical-align:bottom;text-align:center;">22</td> </tr> <tr style="height:20px;"> <td style="border-left:1px solid #000000;overflow:hidden;padding:0px 3px 0px 3px;vertical-align:bottom;font-weight:bold;"></td> <td data-sheets-value='{"1":2,"2":"Triple-walled"}' style="overflow:hidden;padding:0px 3px 0px 3px;vertical-align:bottom;font-weight:bold;">Triple-walled</td> <td data-sheets-value='{"1":2,"2":"Opal (A/O/O)"}' style="border-right:1px solid #000000;overflow:hidden;padding:0px 3px 0px 3px;vertical-align:bottom;font-weight:bold;">Opal (A/O/O)</td> <td data-sheets-numberformat='{"1":2,"2":"0.00","3":1}' data-sheets-value='{"1":3,"3":1.7}' style="overflow:hidden;padding:0px 3px 0px 3px;vertical-align:bottom;text-align:center;">1.70</td> <td data-sheets-numberformat='{"1":2,"2":"0","3":1}' data-sheets-value='{"1":3,"3":61}' style="overflow:hidden;padding:0px 3px 0px 3px;vertical-align:bottom;text-align:center;">61</td> <td data-sheets-numberformat='{"1":2,"2":"0","3":1}' data-sheets-value='{"1":3,"3":48}' style="overflow:hidden;padding:0px 3px 0px 3px;vertical-align:bottom;text-align:center;">48</td> <td data-sheets-numberformat='{"1":2,"2":"0","3":1}' data-sheets-value='{"1":3,"3":22}' style="border-right:1px solid #000000;overflow:hidden;padding:0px 3px 0px 3px;vertical-align:bottom;text-align:center;">22</td> </tr> <tr style="height:20px;"> <td style="border-left:1px solid #000000;overflow:hidden;padding:0px 3px 0px 3px;vertical-align:bottom;font-weight:bold;"></td> <td data-sheets-value='{"1":2,"2":"Four-walled"}' style="overflow:hidden;padding:0px 3px 0px 3px;vertical-align:bottom;font-weight:bold;">Four-walled</td> <td data-sheets-value='{"1":2,"2":"Clear (A/H/H/H)"}' style="border-right:1px solid #000000;overflow:hidden;padding:0px 3px 0px 3px;vertical-align:bottom;font-weight:bold;">Clear (A/H/H/H)</td> <td data-sheets-numberformat='{"1":2,"2":"0.00","3":1}' data-sheets-value='{"1":3,"3":1.28}' style="overflow:hidden;padding:0px 3px 0px 3px;vertical-align:bottom;text-align:center;">1.28</td> <td data-sheets-numberformat='{"1":2,"2":"0","3":1}' data-sheets-value='{"1":3,"3":64}' style="overflow:hidden;padding:0px 3px 0px 3px;vertical-align:bottom;text-align:center;">64</td> <td data-sheets-numberformat='{"1":2,"2":"0","3":1}' data-sheets-value='{"1":3,"3":52}' style="overflow:hidden;padding:0px 3px 0px 3px;vertical-align:bottom;text-align:center;">52</td> <td data-sheets-numberformat='{"1":2,"2":"0","3":1}' data-sheets-value='{"1":3,"3":23}' style="border-right:1px solid #000000;overflow:hidden;padding:0px 3px 0px 3px;vertical-align:bottom;text-align:center;">23</td> </tr> <tr style="height:20px;"> <td style="border-bottom:1px solid #000000;border-left:1px solid #000000;overflow:hidden;padding:0px 3px 0px 3px;vertical-align:bottom;"></td> <td data-sheets-value='{"1":2,"2":"Four-walled"}' style="border-bottom:1px solid #000000;overflow:hidden;padding:0px 3px 0px 3px;vertical-align:bottom;font-weight:bold;">Four-walled</td> <td data-sheets-value='{"1":2,"2":"Opal (A/H/O/H)"}' style="border-right:1px solid #000000;border-bottom:1px solid #000000;overflow:hidden;padding:0px 3px 0px 3px;vertical-align:bottom;font-weight:bold;">Opal (A/H/O/H)</td> <td data-sheets-numberformat='{"1":2,"2":"0.00","3":1}' data-sheets-value='{"1":3,"3":1.28}' style="border-bottom:1px solid #000000;overflow:hidden;padding:0px 3px 0px 3px;vertical-align:bottom;text-align:center;">1.28</td> <td data-sheets-numberformat='{"1":2,"2":"0","3":1}' data-sheets-value='{"1":3,"3":59}' style="border-bottom:1px solid #000000;overflow:hidden;padding:0px 3px 0px 3px;vertical-align:bottom;text-align:center;">59</td> <td data-sheets-numberformat='{"1":2,"2":"0","3":1}' data-sheets-value='{"1":3,"3":46}' style="border-bottom:1px solid #000000;overflow:hidden;padding:0px 3px 0px 3px;vertical-align:bottom;text-align:center;">46</td> <td data-sheets-numberformat='{"1":2,"2":"0","3":1}' data-sheets-value='{"1":3,"3":23}' style="border-right:1px solid #000000;border-bottom:1px solid #000000;overflow:hidden;padding:0px 3px 0px 3px;vertical-align:bottom;text-align:center;">23</td> </tr> <tr style="height:20px;"> <td data-sheets-value='{"1":2,"2":"Polycarbonate"}' style="border-left:1px solid #000000;overflow:hidden;padding:0px 3px 0px 3px;vertical-align:bottom;font-weight:bold;">Polycarbonate</td> <td data-sheets-value='{"1":2,"2":"Single-walled"}' style="overflow:hidden;padding:0px 3px 0px 3px;vertical-align:bottom;font-weight:bold;">Single-walled</td> <td data-sheets-value='{"1":2,"2":"Heatstop Opal (T)"}' style="border-right:1px solid #000000;overflow:hidden;padding:0px 3px 0px 3px;vertical-align:bottom;font-weight:bold;">Heatstop Opal (T)</td> <td data-sheets-numberformat='{"1":2,"2":"0.00","3":1}' data-sheets-value='{"1":3,"3":5.17}' style="overflow:hidden;padding:0px 3px 0px 3px;vertical-align:bottom;text-align:center;">5.17</td> <td data-sheets-numberformat='{"1":2,"2":"0","3":1}' data-sheets-value='{"1":3,"3":49}' style="overflow:hidden;padding:0px 3px 0px 3px;vertical-align:bottom;text-align:center;">49</td> <td data-sheets-numberformat='{"1":2,"2":"0","3":1}' data-sheets-value='{"1":3,"3":59}' style="overflow:hidden;padding:0px 3px 0px 3px;vertical-align:bottom;text-align:center;">59</td> <td data-sheets-numberformat='{"1":2,"2":"0","3":1}' data-sheets-value='{"1":2,"2":"-"}' style="border-right:1px solid #000000;overflow:hidden;padding:0px 3px 0px 3px;vertical-align:bottom;text-align:center;">-</td> </tr> <tr style="height:20px;"> <td data-sheets-value='{"1":2,"2":"Heatstop PC"}' style="border-left:1px solid #000000;overflow:hidden;padding:0px 3px 0px 3px;vertical-align:bottom;font-weight:bold;">Heatstop PC</td> <td data-sheets-value='{"1":2,"2":"Double-walled"}' style="overflow:hidden;padding:0px 3px 0px 3px;vertical-align:bottom;font-weight:bold;">Double-walled</td> <td data-sheets-value='{"1":2,"2":"Clear (T/H)"}' style="border-right:1px solid #000000;overflow:hidden;padding:0px 3px 0px 3px;vertical-align:bottom;font-weight:bold;">Clear (T/H)</td> <td data-sheets-numberformat='{"1":2,"2":"0.00","3":1}' data-sheets-value='{"1":3,"3":2.9}' style="overflow:hidden;padding:0px 3px 0px 3px;vertical-align:bottom;text-align:center;">2.90</td> <td data-sheets-numberformat='{"1":2,"2":"0","3":1}' data-sheets-value='{"1":3,"3":44}' style="overflow:hidden;padding:0px 3px 0px 3px;vertical-align:bottom;text-align:center;">44</td> <td data-sheets-numberformat='{"1":2,"2":"0","3":1}' data-sheets-value='{"1":3,"3":51}' style="overflow:hidden;padding:0px 3px 0px 3px;vertical-align:bottom;text-align:center;">51</td> <td data-sheets-numberformat='{"1":2,"2":"0","3":1}' data-sheets-value='{"1":3,"3":20}' style="border-right:1px solid #000000;overflow:hidden;padding:0px 3px 0px 3px;vertical-align:bottom;text-align:center;">20</td> </tr> <tr style="height:20px;"> <td style="border-left:1px solid #000000;overflow:hidden;padding:0px 3px 0px 3px;vertical-align:bottom;font-weight:bold;"></td> <td data-sheets-value='{"1":2,"2":"Double-walled"}' style="overflow:hidden;padding:0px 3px 0px 3px;vertical-align:bottom;font-weight:bold;">Double-walled</td> <td data-sheets-value='{"1":2,"2":"Opal (T/O)"}' style="border-right:1px solid #000000;overflow:hidden;padding:0px 3px 0px 3px;vertical-align:bottom;font-weight:bold;">Opal (T/O)</td> <td data-sheets-numberformat='{"1":2,"2":"0.00","3":1}' data-sheets-value='{"1":3,"3":2.9}' style="overflow:hidden;padding:0px 3px 0px 3px;vertical-align:bottom;text-align:center;">2.90</td> <td data-sheets-numberformat='{"1":2,"2":"0","3":1}' data-sheets-value='{"1":3,"3":41}' style="overflow:hidden;padding:0px 3px 0px 3px;vertical-align:bottom;text-align:center;">41</td> <td data-sheets-numberformat='{"1":2,"2":"0","3":1}' data-sheets-value='{"1":3,"3":45}' style="overflow:hidden;padding:0px 3px 0px 3px;vertical-align:bottom;text-align:center;">45</td> <td data-sheets-numberformat='{"1":2,"2":"0","3":1}' data-sheets-value='{"1":3,"3":20}' style="border-right:1px solid #000000;overflow:hidden;padding:0px 3px 0px 3px;vertical-align:bottom;text-align:center;">20</td> </tr> <tr style="height:20px;"> <td style="border-left:1px solid #000000;overflow:hidden;padding:0px 3px 0px 3px;vertical-align:bottom;font-weight:bold;"></td> <td data-sheets-value='{"1":2,"2":"Triple-walled"}' style="overflow:hidden; | skylux-160-ce-met-koepel-en-metaalopstand-met-lm-motor-1600-x-2000-mm | 8585992012109 | 46872268407117
Smoke and heat exhaust (SHEV) | SHE system | Skylux | Skylux 160° CE with skylight and metal curb with double LM-actuator 1600 x 2200 mm |  | 36087 | 5412970360872 | 7954.55 | Yes | 30-45 | 157.65 | 1600 x 2200 mm | 2200 | 1600 |  | metal curb M30 (30 cm high) | Rectangular | 5.17 W/m²K - 1.28 W/m²K | 87% - 32% | 90% - 32% | 20dB - 23dB | 160° CE (for industry) | skylight | without spoiler | E | Double actuator | Maximum four-walled skylight possible for this product | Ut-value LT-value g-value Rw-value EN 1873 : 2014 EN ISO 13468 EN 16153 EN 410 EN 410 EN ISO 140-3 Material Walls Shells (W/m²K) (%) (%) (dB) Acrylic Single-walled Clear (H) 5.17 90 87 - PMMA Single-walled Opal (O) 5.17 83 76 - Double-walled Clear (H/H) 2.90 81 75 20 Double-walled Opal (O/O) 2.90 69 58 20 Triple-walled Clear (H/H/H) 1.70 73 65 22 Triple-walled Opal (O/H/O) 1.70 62 51 22 Four-walled Clear (H/H/H/H) 1.28 64 54 23 Four-walled Opal (H/H/O/H) 1.28 59 48 23 Polycarbonate Single-walled Clear (A) 5.17 88 83 - PC Single-walled Opal (D) 5.17 58 60 - Double-walled Clear (A/H) 2.90 79 72 20 Double-walled Clear (A/A) 2.90 77 69 20 Double-walled Opal (A/O) 2.90 73 63 20 Double-walled Opal (A/D) 2.90 51 50 20 Triple-walled Clear (A/H/H) 1.70 71 63 22 Triple-walled Opal (A/O/O) 1.70 61 48 22 Four-walled Clear (A/H/H/H) 1.28 64 52 23 Four-walled Opal (A/H/O/H) 1.28 59 46 23 Polycarbonate Single-walled Heatstop Opal (T) 5.17 49 59 - Heatstop PC Double-walled Clear (T/H) 2.90 44 51 20 Double-walled Opal (T/O) 2.90 41 45 20 Triple-walled Clear (T/H/H) 1.70 40 <td data-sheets-numberformat='{"1":2,"2":"0","3":1}' data-sheets-value='{"1":3,"3":44}' style="overflow:hidden;paddin | https://skylux.eu/en/products/skylux-160-ce-met-koepel-en-metaalopstand-met-lm-motor-1600-x-2200-mm | https://skylux.eu/cdn/shop/files/Skylux-160deg-CE-met-koepel-en-metaalopstand-met-dubbele-LM-motor-1600-x-2200-mm-RWA-systeem.jpg?v=1702976729&width=1600 | https://skylux.eu/cdn/shop/files/e5a82811-1bb0-48e4-a776-cacb59c7c092_ca4977c4-4d73-445b-b1ab-7b08e19606aa.jpg?v=1688550201&width=1600 | //skylux.eu/cdn/shop/files/E_MH_Mounting_instructions_Skylux_160_CE_LM.pdf?v=12406716259046007223 | //skylux.eu/cdn/shop/files/E_TD_Technical_File_Skylux_Skylux_160_CE_Electric.pdf?v=3667116872303399239 | <style type="text/css" id="isPasted"> <!--td { border: 1px solid #cccccc; } br { mso-data-placement: same-cell; } --> </style> <table border="1" cellpadding="0" cellspacing="0" dir="ltr" style="table-layout:fixed;font-size:10pt;font-family:Arial;border-collapse:collapse;border:none;"><tbody> <tr style="height:20px;"> <td style="overflow:hidden;padding:0px 3px 0px 3px;vertical-align:bottom;"></td> <td style="overflow:hidden;padding:0px 3px 0px 3px;vertical-align:bottom;"></td> <td style="overflow:hidden;padding:0px 3px 0px 3px;vertical-align:bottom;"></td> <td data-sheets-value='{"1":2,"2":"Ut-value"}' style="overflow:hidden;padding:0px 3px 0px 3px;vertical-align:bottom;font-weight:bold;text-align:center;">Ut-value</td> <td data-sheets-value='{"1":2,"2":"LT-value"}' style="overflow:hidden;padding:0px 3px 0px 3px;vertical-align:bottom;font-weight:bold;text-align:center;">LT-value</td> <td data-sheets-value='{"1":2,"2":"g-value"}' style="overflow:hidden;padding:0px 3px 0px 3px;vertical-align:bottom;font-weight:bold;text-align:center;">g-value</td> <td data-sheets-value='{"1":2,"2":"Rw-value "}' style="overflow:hidden;padding:0px 3px 0px 3px;vertical-align:bottom;font-weight:bold;text-align:center;">Rw-value </td> </tr> <tr style="height:20px;"> <td style="overflow:hidden;padding:0px 3px 0px 3px;vertical-align:bottom;"></td> <td style="overflow:hidden;padding:0px 3px 0px 3px;vertical-align:bottom;"></td> <td style="overflow:hidden;padding:0px 3px 0px 3px;vertical-align:bottom;"></td> <td data-sheets-numberformat='{"1":2,"2":"0.00","3":1}' data-sheets-value='{"1":2,"2":"EN 1873 : 2014"}' style="overflow:hidden;padding:0px 3px 0px 3px;vertical-align:bottom;text-align:center;">EN 1873 : 2014</td> <td data-sheets-numberformat='{"1":2,"2":"0","3":1}' data-sheets-value='{"1":2,"2":"EN ISO 13468 EN 16153 EN 410"}' style="overflow:hidden;padding:0px 3px 0px 3px;vertical-align:bottom;text-align:center;">EN ISO 13468 EN 16153 EN 410</td> <td data-sheets-numberformat='{"1":2,"2":"0","3":1}' data-sheets-value='{"1":2,"2":"EN 410"}' style="overflow:hidden;padding:0px 3px 0px 3px;vertical-align:bottom;text-align:center;">EN 410</td> <td data-sheets-value='{"1":2,"2":"EN ISO 140-3\t\t"}' style="overflow:hidden;padding:0px 3px 0px 3px;vertical-align:bottom;text-align:center;">EN ISO 140-3 </td> </tr> <tr style="height:20px;"> <td data-sheets-value='{"1":2,"2":"Material"}' style="border-bottom:1px solid #000000;overflow:hidden;padding:0px 3px 0px 3px;vertical-align:bottom;background-color:#000000;font-weight:bold;color:#ffffff;">Material</td> <td data-sheets-value='{"1":2,"2":"Walls"}' style="border-bottom:1px solid #000000;overflow:hidden;padding:0px 3px 0px 3px;vertical-align:bottom;background-color:#000000;font-weight:bold;color:#ffffff;">Walls</td> <td data-sheets-value='{"1":2,"2":"Shells"}' style="border-bottom:1px solid #000000;overflow:hidden;padding:0px 3px 0px 3px;vertical-align:bottom;background-color:#000000;font-weight:bold;color:#ffffff;">Shells</td> <td data-sheets-numberformat='{"1":2,"2":"0.00","3":1}' data-sheets-value='{"1":2,"2":"(W/m²K)\t"}' style="border-bottom:1px solid #000000;overflow:hidden;padding:0px 3px 0px 3px;vertical-align:bottom;background-color:#000000;font-weight:bold;color:#ffffff;text-align:center;">(W/m²K) </td> <td data-sheets-numberformat='{"1":2,"2":"0","3":1}' data-sheets-value='{"1":2,"2":"(%)"}' style="border-bottom:1px solid #000000;overflow:hidden;padding:0px 3px 0px 3px;vertical-align:bottom;background-color:#000000;font-weight:bold;color:#ffffff;text-align:center;">(%)</td> <td data-sheets-numberformat='{"1":2,"2":"0","3":1}' data-sheets-value='{"1":2,"2":"(%)"}' style="border-bottom:1px solid #000000;overflow:hidden;padding:0px 3px 0px 3px;vertical-align:bottom;background-color:#000000;font-weight:bold;color:#ffffff;text-align:center;">(%)</td> <td data-sheets-value='{"1":2,"2":"(dB)"}' style="border-bottom:1px solid #000000;overflow:hidden;padding:0px 3px 0px 3px;vertical-align:bottom;background-color:#000000;font-weight:bold;color:#ffffff;text-align:center;">(dB)</td> </tr> <tr style="height:20px;"> <td data-sheets-value='{"1":2,"2":"Acrylic"}' style="border-left:1px solid #000000;overflow:hidden;padding:0px 3px 0px 3px;vertical-align:bottom;font-weight:bold;">Acrylic</td> <td data-sheets-value='{"1":2,"2":"Single-walled"}' style="overflow:hidden;padding:0px 3px 0px 3px;vertical-align:bottom;font-weight:bold;">Single-walled</td> <td data-sheets-value='{"1":2,"2":"Clear (H)"}' style="border-right:1px solid #000000;overflow:hidden;padding:0px 3px 0px 3px;vertical-align:bottom;font-weight:bold;">Clear (H)</td> <td data-sheets-numberformat='{"1":2,"2":"0.00","3":1}' data-sheets-value='{"1":3,"3":5.17}' style="overflow:hidden;padding:0px 3px 0px 3px;vertical-align:bottom;text-align:center;">5.17</td> <td data-sheets-numberformat='{"1":2,"2":"0","3":1}' data-sheets-value='{"1":3,"3":90}' style="overflow:hidden;padding:0px 3px 0px 3px;vertical-align:bottom;text-align:center;">90</td> <td data-sheets-numberformat='{"1":2,"2":"0","3":1}' data-sheets-value='{"1":3,"3":87}' style="overflow:hidden;padding:0px 3px 0px 3px;vertical-align:bottom;text-align:center;">87</td> <td data-sheets-numberformat='{"1":2,"2":"0","3":1}' data-sheets-value='{"1":2,"2":"-"}' style="border-right:1px solid #000000;overflow:hidden;padding:0px 3px 0px 3px;vertical-align:bottom;text-align:center;">-</td> </tr> <tr style="height:20px;"> <td data-sheets-value='{"1":2,"2":"PMMA"}' style="border-left:1px solid #000000;overflow:hidden;padding:0px 3px 0px 3px;vertical-align:bottom;font-weight:bold;">PMMA</td> <td data-sheets-value='{"1":2,"2":"Single-walled"}' style="overflow:hidden;padding:0px 3px 0px 3px;vertical-align:bottom;font-weight:bold;">Single-walled</td> <td data-sheets-value='{"1":2,"2":"Opal (O)"}' style="border-right:1px solid #000000;overflow:hidden;padding:0px 3px 0px 3px;vertical-align:bottom;font-weight:bold;">Opal (O)</td> <td data-sheets-numberformat='{"1":2,"2":"0.00","3":1}' data-sheets-value='{"1":3,"3":5.17}' style="overflow:hidden;padding:0px 3px 0px 3px;vertical-align:bottom;text-align:center;">5.17</td> <td data-sheets-numberformat='{"1":2,"2":"0","3":1}' data-sheets-value='{"1":3,"3":83}' style="overflow:hidden;padding:0px 3px 0px 3px;vertical-align:bottom;text-align:center;">83</td> <td data-sheets-numberformat='{"1":2,"2":"0","3":1}' data-sheets-value='{"1":3,"3":76}' style="overflow:hidden;padding:0px 3px 0px 3px;vertical-align:bottom;text-align:center;">76</td> <td data-sheets-numberformat='{"1":2,"2":"0","3":1}' data-sheets-value='{"1":2,"2":"-"}' style="border-right:1px solid #000000;overflow:hidden;padding:0px 3px 0px 3px;vertical-align:bottom;text-align:center;">-</td> </tr> <tr style="height:20px;"> <td style="border-left:1px solid #000000;overflow:hidden;padding:0px 3px 0px 3px;vertical-align:bottom;font-weight:bold;"></td> <td data-sheets-value='{"1":2,"2":"Double-walled"}' style="overflow:hidden;padding:0px 3px 0px 3px;vertical-align:bottom;font-weight:bold;">Double-walled</td> <td data-sheets-value='{"1":2,"2":"Clear (H/H)"}' style="border-right:1px solid #000000;overflow:hidden;padding:0px 3px 0px 3px;vertical-align:bottom;font-weight:bold;">Clear (H/H)</td> <td data-sheets-numberformat='{"1":2,"2":"0.00","3":1}' data-sheets-value='{"1":3,"3":2.9}' style="overflow:hidden;padding:0px 3px 0px 3px;vertical-align:bottom;text-align:center;">2.90</td> <td data-sheets-numberformat='{"1":2,"2":"0","3":1}' data-sheets-value='{"1":3,"3":81}' style="overflow:hidden;padding:0px 3px 0px 3px;vertical-align:bottom;text-align:center;">81</td> <td data-sheets-numberformat='{"1":2,"2":"0","3":1}' data-sheets-value='{"1":3,"3":75}' style="overflow:hidden;padding:0px 3px 0px 3px;vertical-align:bottom;text-align:center;">75</td> <td data-sheets-numberformat='{"1":2,"2":"0","3":1}' data-sheets-value='{"1":3,"3":20}' style="border-right:1px solid #000000;overflow:hidden;padding:0px 3px 0px 3px;vertical-align:bottom;text-align:center;">20</td> </tr> <tr style="height:20px;"> <td style="border-left:1px solid #000000;overflow:hidden;padding:0px 3px 0px 3px;vertical-align:bottom;font-weight:bold;"></td> <td data-sheets-value='{"1":2,"2":"Double-walled"}' style="overflow:hidden;padding:0px 3px 0px 3px;vertical-align:bottom;font-weight:bold;">Double-walled</td> <td data-sheets-value='{"1":2,"2":"Opal (O/O)"}' style="border-right:1px solid #000000;overflow:hidden;padding:0px 3px 0px 3px;vertical-align:bottom;font-weight:bold;">Opal (O/O)</td> <td data-sheets-numberformat='{"1":2,"2":"0.00","3":1}' data-sheets-value='{"1":3,"3":2.9}' style="overflow:hidden;padding:0px 3px 0px 3px;vertical-align:bottom;text-align:center;">2.90</td> <td data-sheets-numberformat='{"1":2,"2":"0","3":1}' data-sheets-value='{"1":3,"3":69}' style="overflow:hidden;padding:0px 3px 0px 3px;vertical-align:bottom;text-align:center;">69</td> <td data-sheets-numberformat='{"1":2,"2":"0","3":1}' data-sheets-value='{"1":3,"3":58}' style="overflow:hidden;padding:0px 3px 0px 3px;vertical-align:bottom;text-align:center;">58</td> <td data-sheets-numberformat='{"1":2,"2":"0","3":1}' data-sheets-value='{"1":3,"3":20}' style="border-right:1px solid #000000;overflow:hidden;padding:0px 3px 0px 3px;vertical-align:bottom;text-align:center;">20</td> </tr> <tr style="height:20px;"> <td style="border-left:1px solid #000000;overflow:hidden;padding:0px 3px 0px 3px;vertical-align:bottom;font-weight:bold;"></td> <td data-sheets-value='{"1":2,"2":"Triple-walled"}' style="overflow:hidden;padding:0px 3px 0px 3px;vertical-align:bottom;font-weight:bold;">Triple-walled</td> <td data-sheets-value='{"1":2,"2":"Clear (H/H/H)"}' style="border-right:1px solid #000000;overflow:hidden;padding:0px 3px 0px 3px;vertical-align:bottom;font-weight:bold;">Clear (H/H/H)</td> <td data-sheets-numberformat='{"1":2,"2":"0.00","3":1}' data-sheets-value='{"1":3,"3":1.7}' style="overflow:hidden;padding:0px 3px 0px 3px;vertical-align:bottom;text-align:center;">1.70</td> <td data-sheets-numberformat='{"1":2,"2":"0","3":1}' data-sheets-value='{"1":3,"3":73}' style="overflow:hidden;padding:0px 3px 0px 3px;vertical-align:bottom;text-align:center;">73</td> <td data-sheets-numberformat='{"1":2,"2":"0","3":1}' data-sheets-value='{"1":3,"3":65}' style="overflow:hidden;padding:0px 3px 0px 3px;vertical-align:bottom;text-align:center;">65</td> <td data-sheets-numberformat='{"1":2,"2":"0","3":1}' data-sheets-value='{"1":3,"3":22}' style="border-right:1px solid #000000;overflow:hidden;padding:0px 3px 0px 3px;vertical-align:bottom;text-align:center;">22</td> </tr> <tr style="height:20px;"> <td style="border-left:1px solid #000000;overflow:hidden;padding:0px 3px 0px 3px;vertical-align:bottom;font-weight:bold;"></td> <td data-sheets-value='{"1":2,"2":"Triple-walled"}' style="overflow:hidden;padding:0px 3px 0px 3px;vertical-align:bottom;font-weight:bold;">Triple-walled</td> <td data-sheets-value='{"1":2,"2":"Opal (O/H/O)"}' style="border-right:1px solid #000000;overflow:hidden;padding:0px 3px 0px 3px;vertical-align:bottom;font-weight:bold;">Opal (O/H/O)</td> <td data-sheets-numberformat='{"1":2,"2":"0.00","3":1}' data-sheets-value='{"1":3,"3":1.7}' style="overflow:hidden;padding:0px 3px 0px 3px;vertical-align:bottom;text-align:center;">1.70</td> <td data-sheets-numberformat='{"1":2,"2":"0","3":1}' data-sheets-value='{"1":3,"3":62}' style="overflow:hidden;padding:0px 3px 0px 3px;vertical-align:bottom;text-align:center;">62</td> <td data-sheets-numberformat='{"1":2,"2":"0","3":1}' data-sheets-value='{"1":3,"3":51}' style="overflow:hidden;padding:0px 3px 0px 3px;vertical-align:bottom;text-align:center;">51</td> <td data-sheets-numberformat='{"1":2,"2":"0","3":1}' data-sheets-value='{"1":3,"3":22}' style="border-right:1px solid #000000;overflow:hidden;padding:0px 3px 0px 3px;vertical-align:bottom;text-align:center;">22</td> </tr> <tr style="height:20px;"> <td style="border-left:1px solid #000000;overflow:hidden;padding:0px 3px 0px 3px;vertical-align:bottom;font-weight:bold;"></td> <td data-sheets-value='{"1":2,"2":"Four-walled"}' style="overflow:hidden;padding:0px 3px 0px 3px;vertical-align:bottom;font-weight:bold;">Four-walled</td> <td data-sheets-value='{"1":2,"2":"Clear (H/H/H/H)"}' style="border-right:1px solid #000000;overflow:hidden;padding:0px 3px 0px 3px;vertical-align:bottom;font-weight:bold;">Clear (H/H/H/H)</td> <td data-sheets-numberformat='{"1":2,"2":"0.00","3":1}' data-sheets-value='{"1":3,"3":1.28}' style="overflow:hidden;padding:0px 3px 0px 3px;vertical-align:bottom;text-align:center;">1.28</td> <td data-sheets-numberformat='{"1":2,"2":"0","3":1}' data-sheets-value='{"1":3,"3":64}' style="overflow:hidden;padding:0px 3px 0px 3px;vertical-align:bottom;text-align:center;">64</td> <td data-sheets-numberformat='{"1":2,"2":"0","3":1}' data-sheets-value='{"1":3,"3":54}' style="overflow:hidden;padding:0px 3px 0px 3px;vertical-align:bottom;text-align:center;">54</td> <td data-sheets-numberformat='{"1":2,"2":"0","3":1}' data-sheets-value='{"1":3,"3":23}' style="border-right:1px solid #000000;overflow:hidden;padding:0px 3px 0px 3px;vertical-align:bottom;text-align:center;">23</td> </tr> <tr style="height:20px;"> <td style="border-bottom:1px solid #000000;border-left:1px solid #000000;overflow:hidden;padding:0px 3px 0px 3px;vertical-align:bottom;"></td> <td data-sheets-value='{"1":2,"2":"Four-walled"}' style="border-bottom:1px solid #000000;overflow:hidden;padding:0px 3px 0px 3px;vertical-align:bottom;font-weight:bold;">Four-walled</td> <td data-sheets-value='{"1":2,"2":"Opal (H/H/O/H)"}' style="border-right:1px solid #000000;border-bottom:1px solid #000000;overflow:hidden;padding:0px 3px 0px 3px;vertical-align:bottom;font-weight:bold;">Opal (H/H/O/H)</td> <td data-sheets-numberformat='{"1":2,"2":"0.00","3":1}' data-sheets-value='{"1":3,"3":1.28}' style="border-bottom:1px solid #000000;overflow:hidden;padding:0px 3px 0px 3px;vertical-align:bottom;text-align:center;">1.28</td> <td data-sheets-numberformat='{"1":2,"2":"0","3":1}' data-sheets-value='{"1":3,"3":59}' style="border-bottom:1px solid #000000;overflow:hidden;padding:0px 3px 0px 3px;vertical-align:bottom;text-align:center;">59</td> <td data-sheets-numberformat='{"1":2,"2":"0","3":1}' data-sheets-value='{"1":3,"3":48}' style="border-bottom:1px solid #000000;overflow:hidden;padding:0px 3px 0px 3px;vertical-align:bottom;text-align:center;">48</td> <td data-sheets-numberformat='{"1":2,"2":"0","3":1}' data-sheets-value='{"1":3,"3":23}' style="border-right:1px solid #000000;border-bottom:1px solid #000000;overflow:hidden;padding:0px 3px 0px 3px;vertical-align:bottom;text-align:center;">23</td> </tr> <tr style="height:20px;"> <td data-sheets-value='{"1":2,"2":"Polycarbonate "}' style="border-left:1px solid #000000;overflow:hidden;padding:0px 3px 0px 3px;vertical-align:bottom;font-weight:bold;">Polycarbonate </td> <td data-sheets-value='{"1":2,"2":"Single-walled"}' style="overflow:hidden;padding:0px 3px 0px 3px;vertical-align:bottom;font-weight:bold;">Single-walled</td> <td data-sheets-value='{"1":2,"2":"Clear (A)"}' style="border-right:1px solid #000000;overflow:hidden;padding:0px 3px 0px 3px;vertical-align:bottom;font-weight:bold;">Clear (A)</td> <td data-sheets-numberformat='{"1":2,"2":"0.00","3":1}' data-sheets-value='{"1":3,"3":5.17}' style="overflow:hidden;padding:0px 3px 0px 3px;vertical-align:bottom;text-align:center;">5.17</td> <td data-sheets-numberformat='{"1":2,"2":"0","3":1}' data-sheets-value='{"1":3,"3":88}' style="overflow:hidden;padding:0px 3px 0px 3px;vertical-align:bottom;text-align:center;">88</td> <td data-sheets-numberformat='{"1":2,"2":"0","3":1}' data-sheets-value='{"1":3,"3":83}' style="overflow:hidden;padding:0px 3px 0px 3px;vertical-align:bottom;text-align:center;">83</td> <td data-sheets-numberformat='{"1":2,"2":"0","3":1}' data-sheets-value='{"1":2,"2":"-"}' style="border-right:1px solid #000000;overflow:hidden;padding:0px 3px 0px 3px;vertical-align:bottom;text-align:center;">-</td> </tr> <tr style="height:20px;"> <td data-sheets-value='{"1":2,"2":"PC"}' style="border-left:1px solid #000000;overflow:hidden;padding:0px 3px 0px 3px;vertical-align:bottom;font-weight:bold;">PC</td> <td data-sheets-value='{"1":2,"2":"Single-walled"}' style="overflow:hidden;padding:0px 3px 0px 3px;vertical-align:bottom;font-weight:bold;">Single-walled</td> <td data-sheets-value='{"1":2,"2":"Opal (D)"}' style="border-right:1px solid #000000;overflow:hidden;padding:0px 3px 0px 3px;vertical-align:bottom;font-weight:bold;">Opal (D)</td> <td data-sheets-numberformat='{"1":2,"2":"0.00","3":1}' data-sheets-value='{"1":3,"3":5.17}' style="overflow:hidden;padding:0px 3px 0px 3px;vertical-align:bottom;text-align:center;">5.17</td> <td data-sheets-numberformat='{"1":2,"2":"0","3":1}' data-sheets-value='{"1":3,"3":58}' style="overflow:hidden;padding:0px 3px 0px 3px;vertical-align:bottom;text-align:center;">58</td> <td data-sheets-numberformat='{"1":2,"2":"0","3":1}' data-sheets-value='{"1":3,"3":60}' style="overflow:hidden;padding:0px 3px 0px 3px;vertical-align:bottom;text-align:center;">60</td> <td data-sheets-numberformat='{"1":2,"2":"0","3":1}' data-sheets-value='{"1":2,"2":"-"}' style="border-right:1px solid #000000;overflow:hidden;padding:0px 3px 0px 3px;vertical-align:bottom;text-align:center;">-</td> </tr> <tr style="height:20px;"> <td style="border-left:1px solid #000000;overflow:hidden;padding:0px 3px 0px 3px;vertical-align:bottom;font-weight:bold;"></td> <td data-sheets-value='{"1":2,"2":"Double-walled"}' style="overflow:hidden;padding:0px 3px 0px 3px;vertical-align:bottom;font-weight:bold;">Double-walled</td> <td data-sheets-value='{"1":2,"2":"Clear (A/H)"}' style="border-right:1px solid #000000;overflow:hidden;padding:0px 3px 0px 3px;vertical-align:bottom;font-weight:bold;">Clear (A/H)</td> <td data-sheets-numberformat='{"1":2,"2":"0.00","3":1}' data-sheets-value='{"1":3,"3":2.9}' style="overflow:hidden;padding:0px 3px 0px 3px;vertical-align:bottom;text-align:center;">2.90</td> <td data-sheets-numberformat='{"1":2,"2":"0","3":1}' data-sheets-value='{"1":3,"3":79}' style="overflow:hidden;padding:0px 3px 0px 3px;vertical-align:bottom;text-align:center;">79</td> <td data-sheets-numberformat='{"1":2,"2":"0","3":1}' data-sheets-value='{"1":3,"3":72}' style="overflow:hidden;padding:0px 3px 0px 3px;vertical-align:bottom;text-align:center;">72</td> <td data-sheets-numberformat='{"1":2,"2":"0","3":1}' data-sheets-value='{"1":3,"3":20}' style="border-right:1px solid #000000;overflow:hidden;padding:0px 3px 0px 3px;vertical-align:bottom;text-align:center;">20</td> </tr> <tr style="height:20px;"> <td style="border-left:1px solid #000000;overflow:hidden;padding:0px 3px 0px 3px;vertical-align:bottom;font-weight:bold;"></td> <td data-sheets-value='{"1":2,"2":"Double-walled"}' style="overflow:hidden;padding:0px 3px 0px 3px;vertical-align:bottom;font-weight:bold;">Double-walled</td> <td data-sheets-value='{"1":2,"2":"Clear (A/A)"}' style="border-right:1px solid #000000;overflow:hidden;padding:0px 3px 0px 3px;vertical-align:bottom;font-weight:bold;">Clear (A/A)</td> <td data-sheets-numberformat='{"1":2,"2":"0.00","3":1}' data-sheets-value='{"1":3,"3":2.9}' style="overflow:hidden;padding:0px 3px 0px 3px;vertical-align:bottom;text-align:center;">2.90</td> <td data-sheets-numberformat='{"1":2,"2":"0","3":1}' data-sheets-value='{"1":3,"3":77}' style="overflow:hidden;padding:0px 3px 0px 3px;vertical-align:bottom;text-align:center;">77</td> <td data-sheets-numberformat='{"1":2,"2":"0","3":1}' data-sheets-value='{"1":3,"3":69}' style="overflow:hidden;padding:0px 3px 0px 3px;vertical-align:bottom;text-align:center;">69</td> <td data-sheets-numberformat='{"1":2,"2":"0","3":1}' data-sheets-value='{"1":3,"3":20}' style="border-right:1px solid #000000;overflow:hidden;padding:0px 3px 0px 3px;vertical-align:bottom;text-align:center;">20</td> </tr> <tr style="height:20px;"> <td style="border-left:1px solid #000000;overflow:hidden;padding:0px 3px 0px 3px;vertical-align:bottom;font-weight:bold;"></td> <td data-sheets-value='{"1":2,"2":"Double-walled"}' style="overflow:hidden;padding:0px 3px 0px 3px;vertical-align:bottom;font-weight:bold;">Double-walled</td> <td data-sheets-value='{"1":2,"2":"Opal (A/O)"}' style="border-right:1px solid #000000;overflow:hidden;padding:0px 3px 0px 3px;vertical-align:bottom;font-weight:bold;">Opal (A/O)</td> <td data-sheets-numberformat='{"1":2,"2":"0.00","3":1}' data-sheets-value='{"1":3,"3":2.9}' style="overflow:hidden;padding:0px 3px 0px 3px;vertical-align:bottom;text-align:center;">2.90</td> <td data-sheets-numberformat='{"1":2,"2":"0","3":1}' data-sheets-value='{"1":3,"3":73}' style="overflow:hidden;padding:0px 3px 0px 3px;vertical-align:bottom;text-align:center;">73</td> <td data-sheets-numberformat='{"1":2,"2":"0","3":1}' data-sheets-value='{"1":3,"3":63}' style="overflow:hidden;padding:0px 3px 0px 3px;vertical-align:bottom;text-align:center;">63</td> <td data-sheets-numberformat='{"1":2,"2":"0","3":1}' data-sheets-value='{"1":3,"3":20}' style="border-right:1px solid #000000;overflow:hidden;padding:0px 3px 0px 3px;vertical-align:bottom;text-align:center;">20</td> </tr> <tr style="height:20px;"> <td style="border-left:1px solid #000000;overflow:hidden;padding:0px 3px 0px 3px;vertical-align:bottom;font-weight:bold;"></td> <td data-sheets-value='{"1":2,"2":"Double-walled"}' style="overflow:hidden;padding:0px 3px 0px 3px;vertical-align:bottom;font-weight:bold;">Double-walled</td> <td data-sheets-value='{"1":2,"2":"Opal (A/D)"}' style="border-right:1px solid #000000;overflow:hidden;padding:0px 3px 0px 3px;vertical-align:bottom;font-weight:bold;">Opal (A/D)</td> <td data-sheets-numberformat='{"1":2,"2":"0.00","3":1}' data-sheets-value='{"1":3,"3":2.9}' style="overflow:hidden;padding:0px 3px 0px 3px;vertical-align:bottom;text-align:center;">2.90</td> <td data-sheets-numberformat='{"1":2,"2":"0","3":1}' data-sheets-value='{"1":3,"3":51}' style="overflow:hidden;padding:0px 3px 0px 3px;vertical-align:bottom;text-align:center;">51</td> <td data-sheets-numberformat='{"1":2,"2":"0","3":1}' data-sheets-value='{"1":3,"3":50}' style="overflow:hidden;padding:0px 3px 0px 3px;vertical-align:bottom;text-align:center;">50</td> <td data-sheets-numberformat='{"1":2,"2":"0","3":1}' data-sheets-value='{"1":3,"3":20}' style="border-right:1px solid #000000;overflow:hidden;padding:0px 3px 0px 3px;vertical-align:bottom;text-align:center;">20</td> </tr> <tr style="height:20px;"> <td style="border-left:1px solid #000000;overflow:hidden;padding:0px 3px 0px 3px;vertical-align:bottom;font-weight:bold;"></td> <td data-sheets-value='{"1":2,"2":"Triple-walled"}' style="overflow:hidden;padding:0px 3px 0px 3px;vertical-align:bottom;font-weight:bold;">Triple-walled</td> <td data-sheets-value='{"1":2,"2":"Clear (A/H/H)"}' style="border-right:1px solid #000000;overflow:hidden;padding:0px 3px 0px 3px;vertical-align:bottom;font-weight:bold;">Clear (A/H/H)</td> <td data-sheets-numberformat='{"1":2,"2":"0.00","3":1}' data-sheets-value='{"1":3,"3":1.7}' style="overflow:hidden;padding:0px 3px 0px 3px;vertical-align:bottom;text-align:center;">1.70</td> <td data-sheets-numberformat='{"1":2,"2":"0","3":1}' data-sheets-value='{"1":3,"3":71}' style="overflow:hidden;padding:0px 3px 0px 3px;vertical-align:bottom;text-align:center;">71</td> <td data-sheets-numberformat='{"1":2,"2":"0","3":1}' data-sheets-value='{"1":3,"3":63}' style="overflow:hidden;padding:0px 3px 0px 3px;vertical-align:bottom;text-align:center;">63</td> <td data-sheets-numberformat='{"1":2,"2":"0","3":1}' data-sheets-value='{"1":3,"3":22}' style="border-right:1px solid #000000;overflow:hidden;padding:0px 3px 0px 3px;vertical-align:bottom;text-align:center;">22</td> </tr> <tr style="height:20px;"> <td style="border-left:1px solid #000000;overflow:hidden;padding:0px 3px 0px 3px;vertical-align:bottom;font-weight:bold;"></td> <td data-sheets-value='{"1":2,"2":"Triple-walled"}' style="overflow:hidden;padding:0px 3px 0px 3px;vertical-align:bottom;font-weight:bold;">Triple-walled</td> <td data-sheets-value='{"1":2,"2":"Opal (A/O/O)"}' style="border-right:1px solid #000000;overflow:hidden;padding:0px 3px 0px 3px;vertical-align:bottom;font-weight:bold;">Opal (A/O/O)</td> <td data-sheets-numberformat='{"1":2,"2":"0.00","3":1}' data-sheets-value='{"1":3,"3":1.7}' style="overflow:hidden;padding:0px 3px 0px 3px;vertical-align:bottom;text-align:center;">1.70</td> <td data-sheets-numberformat='{"1":2,"2":"0","3":1}' data-sheets-value='{"1":3,"3":61}' style="overflow:hidden;padding:0px 3px 0px 3px;vertical-align:bottom;text-align:center;">61</td> <td data-sheets-numberformat='{"1":2,"2":"0","3":1}' data-sheets-value='{"1":3,"3":48}' style="overflow:hidden;padding:0px 3px 0px 3px;vertical-align:bottom;text-align:center;">48</td> <td data-sheets-numberformat='{"1":2,"2":"0","3":1}' data-sheets-value='{"1":3,"3":22}' style="border-right:1px solid #000000;overflow:hidden;padding:0px 3px 0px 3px;vertical-align:bottom;text-align:center;">22</td> </tr> <tr style="height:20px;"> <td style="border-left:1px solid #000000;overflow:hidden;padding:0px 3px 0px 3px;vertical-align:bottom;font-weight:bold;"></td> <td data-sheets-value='{"1":2,"2":"Four-walled"}' style="overflow:hidden;padding:0px 3px 0px 3px;vertical-align:bottom;font-weight:bold;">Four-walled</td> <td data-sheets-value='{"1":2,"2":"Clear (A/H/H/H)"}' style="border-right:1px solid #000000;overflow:hidden;padding:0px 3px 0px 3px;vertical-align:bottom;font-weight:bold;">Clear (A/H/H/H)</td> <td data-sheets-numberformat='{"1":2,"2":"0.00","3":1}' data-sheets-value='{"1":3,"3":1.28}' style="overflow:hidden;padding:0px 3px 0px 3px;vertical-align:bottom;text-align:center;">1.28</td> <td data-sheets-numberformat='{"1":2,"2":"0","3":1}' data-sheets-value='{"1":3,"3":64}' style="overflow:hidden;padding:0px 3px 0px 3px;vertical-align:bottom;text-align:center;">64</td> <td data-sheets-numberformat='{"1":2,"2":"0","3":1}' data-sheets-value='{"1":3,"3":52}' style="overflow:hidden;padding:0px 3px 0px 3px;vertical-align:bottom;text-align:center;">52</td> <td data-sheets-numberformat='{"1":2,"2":"0","3":1}' data-sheets-value='{"1":3,"3":23}' style="border-right:1px solid #000000;overflow:hidden;padding:0px 3px 0px 3px;vertical-align:bottom;text-align:center;">23</td> </tr> <tr style="height:20px;"> <td style="border-bottom:1px solid #000000;border-left:1px solid #000000;overflow:hidden;padding:0px 3px 0px 3px;vertical-align:bottom;"></td> <td data-sheets-value='{"1":2,"2":"Four-walled"}' style="border-bottom:1px solid #000000;overflow:hidden;padding:0px 3px 0px 3px;vertical-align:bottom;font-weight:bold;">Four-walled</td> <td data-sheets-value='{"1":2,"2":"Opal (A/H/O/H)"}' style="border-right:1px solid #000000;border-bottom:1px solid #000000;overflow:hidden;padding:0px 3px 0px 3px;vertical-align:bottom;font-weight:bold;">Opal (A/H/O/H)</td> <td data-sheets-numberformat='{"1":2,"2":"0.00","3":1}' data-sheets-value='{"1":3,"3":1.28}' style="border-bottom:1px solid #000000;overflow:hidden;padding:0px 3px 0px 3px;vertical-align:bottom;text-align:center;">1.28</td> <td data-sheets-numberformat='{"1":2,"2":"0","3":1}' data-sheets-value='{"1":3,"3":59}' style="border-bottom:1px solid #000000;overflow:hidden;padding:0px 3px 0px 3px;vertical-align:bottom;text-align:center;">59</td> <td data-sheets-numberformat='{"1":2,"2":"0","3":1}' data-sheets-value='{"1":3,"3":46}' style="border-bottom:1px solid #000000;overflow:hidden;padding:0px 3px 0px 3px;vertical-align:bottom;text-align:center;">46</td> <td data-sheets-numberformat='{"1":2,"2":"0","3":1}' data-sheets-value='{"1":3,"3":23}' style="border-right:1px solid #000000;border-bottom:1px solid #000000;overflow:hidden;padding:0px 3px 0px 3px;vertical-align:bottom;text-align:center;">23</td> </tr> <tr style="height:20px;"> <td data-sheets-value='{"1":2,"2":"Polycarbonate"}' style="border-left:1px solid #000000;overflow:hidden;padding:0px 3px 0px 3px;vertical-align:bottom;font-weight:bold;">Polycarbonate</td> <td data-sheets-value='{"1":2,"2":"Single-walled"}' style="overflow:hidden;padding:0px 3px 0px 3px;vertical-align:bottom;font-weight:bold;">Single-walled</td> <td data-sheets-value='{"1":2,"2":"Heatstop Opal (T)"}' style="border-right:1px solid #000000;overflow:hidden;padding:0px 3px 0px 3px;vertical-align:bottom;font-weight:bold;">Heatstop Opal (T)</td> <td data-sheets-numberformat='{"1":2,"2":"0.00","3":1}' data-sheets-value='{"1":3,"3":5.17}' style="overflow:hidden;padding:0px 3px 0px 3px;vertical-align:bottom;text-align:center;">5.17</td> <td data-sheets-numberformat='{"1":2,"2":"0","3":1}' data-sheets-value='{"1":3,"3":49}' style="overflow:hidden;padding:0px 3px 0px 3px;vertical-align:bottom;text-align:center;">49</td> <td data-sheets-numberformat='{"1":2,"2":"0","3":1}' data-sheets-value='{"1":3,"3":59}' style="overflow:hidden;padding:0px 3px 0px 3px;vertical-align:bottom;text-align:center;">59</td> <td data-sheets-numberformat='{"1":2,"2":"0","3":1}' data-sheets-value='{"1":2,"2":"-"}' style="border-right:1px solid #000000;overflow:hidden;padding:0px 3px 0px 3px;vertical-align:bottom;text-align:center;">-</td> </tr> <tr style="height:20px;"> <td data-sheets-value='{"1":2,"2":"Heatstop PC"}' style="border-left:1px solid #000000;overflow:hidden;padding:0px 3px 0px 3px;vertical-align:bottom;font-weight:bold;">Heatstop PC</td> <td data-sheets-value='{"1":2,"2":"Double-walled"}' style="overflow:hidden;padding:0px 3px 0px 3px;vertical-align:bottom;font-weight:bold;">Double-walled</td> <td data-sheets-value='{"1":2,"2":"Clear (T/H)"}' style="border-right:1px solid #000000;overflow:hidden;padding:0px 3px 0px 3px;vertical-align:bottom;font-weight:bold;">Clear (T/H)</td> <td data-sheets-numberformat='{"1":2,"2":"0.00","3":1}' data-sheets-value='{"1":3,"3":2.9}' style="overflow:hidden;padding:0px 3px 0px 3px;vertical-align:bottom;text-align:center;">2.90</td> <td data-sheets-numberformat='{"1":2,"2":"0","3":1}' data-sheets-value='{"1":3,"3":44}' style="overflow:hidden;padding:0px 3px 0px 3px;vertical-align:bottom;text-align:center;">44</td> <td data-sheets-numberformat='{"1":2,"2":"0","3":1}' data-sheets-value='{"1":3,"3":51}' style="overflow:hidden;padding:0px 3px 0px 3px;vertical-align:bottom;text-align:center;">51</td> <td data-sheets-numberformat='{"1":2,"2":"0","3":1}' data-sheets-value='{"1":3,"3":20}' style="border-right:1px solid #000000;overflow:hidden;padding:0px 3px 0px 3px;vertical-align:bottom;text-align:center;">20</td> </tr> <tr style="height:20px;"> <td style="border-left:1px solid #000000;overflow:hidden;padding:0px 3px 0px 3px;vertical-align:bottom;font-weight:bold;"></td> <td data-sheets-value='{"1":2,"2":"Double-walled"}' style="overflow:hidden;padding:0px 3px 0px 3px;vertical-align:bottom;font-weight:bold;">Double-walled</td> <td data-sheets-value='{"1":2,"2":"Opal (T/O)"}' style="border-right:1px solid #000000;overflow:hidden;padding:0px 3px 0px 3px;vertical-align:bottom;font-weight:bold;">Opal (T/O)</td> <td data-sheets-numberformat='{"1":2,"2":"0.00","3":1}' data-sheets-value='{"1":3,"3":2.9}' style="overflow:hidden;padding:0px 3px 0px 3px;vertical-align:bottom;text-align:center;">2.90</td> <td data-sheets-numberformat='{"1":2,"2":"0","3":1}' data-sheets-value='{"1":3,"3":41}' style="overflow:hidden;padding:0px 3px 0px 3px;vertical-align:bottom;text-align:center;">41</td> <td data-sheets-numberformat='{"1":2,"2":"0","3":1}' data-sheets-value='{"1":3,"3":45}' style="overflow:hidden;padding:0px 3px 0px 3px;vertical-align:bottom;text-align:center;">45</td> <td data-sheets-numberformat='{"1":2,"2":"0","3":1}' data-sheets-value='{"1":3,"3":20}' style="border-right:1px solid #000000;overflow:hidden;padding:0px 3px 0px 3px;vertical-align:bottom;text-align:center;">20</td> </tr> <tr style="height:20px;"> <td style="border-left:1px solid #000000;overflow:hidden;padding:0px 3px 0px 3px;vertical-align:bottom;font-weight:bold;"></td> <td data-sheets-value='{"1":2,"2":"Triple-walled"}' style="overflow:hidden; | skylux-160-ce-met-koepel-en-metaalopstand-met-lm-motor-1600-x-2200-mm | 8585992110413 | 46872268538189
Smoke and heat exhaust (SHEV) | SHE system | Skylux | Skylux 160° CE with skylight and metal curb with double LM-actuator 1600 x 2300 mm |  | 35369 | 5412970353690 | 8123.95 | Yes | 30-45 | 160.16 | 1600 x 2300 mm | 2300 | 1600 |  | metal curb M30 (30 cm high) | Rectangular | 5.17 W/m²K - 1.28 W/m²K | 87% - 32% | 90% - 32% | 20dB - 23dB | 160° CE (for industry) | skylight | without spoiler | E | Double actuator | Maximum four-walled skylight possible for this product | Ut-value LT-value g-value Rw-value EN 1873 : 2014 EN ISO 13468 EN 16153 EN 410 EN 410 EN ISO 140-3 Material Walls Shells (W/m²K) (%) (%) (dB) Acrylic Single-walled Clear (H) 5.17 90 87 - PMMA Single-walled Opal (O) 5.17 83 76 - Double-walled Clear (H/H) 2.90 81 75 20 Double-walled Opal (O/O) 2.90 69 58 20 Triple-walled Clear (H/H/H) 1.70 73 65 22 Triple-walled Opal (O/H/O) 1.70 62 51 22 Four-walled Clear (H/H/H/H) 1.28 64 54 23 Four-walled Opal (H/H/O/H) 1.28 59 48 23 Polycarbonate Single-walled Clear (A) 5.17 88 83 - PC Single-walled Opal (D) 5.17 58 60 - Double-walled Clear (A/H) 2.90 79 72 20 Double-walled Clear (A/A) 2.90 77 69 20 Double-walled Opal (A/O) 2.90 73 63 20 Double-walled Opal (A/D) 2.90 51 50 20 Triple-walled Clear (A/H/H) 1.70 71 63 22 Triple-walled Opal (A/O/O) 1.70 61 48 22 Four-walled Clear (A/H/H/H) 1.28 64 52 23 Four-walled Opal (A/H/O/H) 1.28 59 46 23 Polycarbonate Single-walled Heatstop Opal (T) 5.17 49 59 - Heatstop PC Double-walled Clear (T/H) 2.90 44 51 20 Double-walled Opal (T/O) 2.90 41 45 20 Triple-walled Clear (T/H/H) 1.70 40 <td data-sheets-numberformat='{"1":2,"2":"0","3":1}' data-sheets-value='{"1":3,"3":44}' style="overflow:hidden;paddin | https://skylux.eu/en/products/skylux-160-ce-met-koepel-en-metaalopstand-met-lm-motor-1600-x-2300-mm | https://skylux.eu/cdn/shop/files/Skylux-160deg-CE-met-koepel-en-metaalopstand-met-dubbele-LM-motor-1600-x-2300-mm-RWA-systeem.jpg?v=1702976735&width=1600 | https://skylux.eu/cdn/shop/files/e5a82811-1bb0-48e4-a776-cacb59c7c092_5eeaff33-6654-4346-afff-4ba90b3f585e.jpg?v=1688550203&width=1600 | //skylux.eu/cdn/shop/files/E_MH_Mounting_instructions_Skylux_160_CE_LM.pdf?v=12406716259046007223 | //skylux.eu/cdn/shop/files/E_TD_Technical_File_Skylux_Skylux_160_CE_Electric.pdf?v=3667116872303399239 | <style type="text/css" id="isPasted"> <!--td { border: 1px solid #cccccc; } br { mso-data-placement: same-cell; } --> </style> <table border="1" cellpadding="0" cellspacing="0" dir="ltr" style="table-layout:fixed;font-size:10pt;font-family:Arial;border-collapse:collapse;border:none;"><tbody> <tr style="height:20px;"> <td style="overflow:hidden;padding:0px 3px 0px 3px;vertical-align:bottom;"></td> <td style="overflow:hidden;padding:0px 3px 0px 3px;vertical-align:bottom;"></td> <td style="overflow:hidden;padding:0px 3px 0px 3px;vertical-align:bottom;"></td> <td data-sheets-value='{"1":2,"2":"Ut-value"}' style="overflow:hidden;padding:0px 3px 0px 3px;vertical-align:bottom;font-weight:bold;text-align:center;">Ut-value</td> <td data-sheets-value='{"1":2,"2":"LT-value"}' style="overflow:hidden;padding:0px 3px 0px 3px;vertical-align:bottom;font-weight:bold;text-align:center;">LT-value</td> <td data-sheets-value='{"1":2,"2":"g-value"}' style="overflow:hidden;padding:0px 3px 0px 3px;vertical-align:bottom;font-weight:bold;text-align:center;">g-value</td> <td data-sheets-value='{"1":2,"2":"Rw-value "}' style="overflow:hidden;padding:0px 3px 0px 3px;vertical-align:bottom;font-weight:bold;text-align:center;">Rw-value </td> </tr> <tr style="height:20px;"> <td style="overflow:hidden;padding:0px 3px 0px 3px;vertical-align:bottom;"></td> <td style="overflow:hidden;padding:0px 3px 0px 3px;vertical-align:bottom;"></td> <td style="overflow:hidden;padding:0px 3px 0px 3px;vertical-align:bottom;"></td> <td data-sheets-numberformat='{"1":2,"2":"0.00","3":1}' data-sheets-value='{"1":2,"2":"EN 1873 : 2014"}' style="overflow:hidden;padding:0px 3px 0px 3px;vertical-align:bottom;text-align:center;">EN 1873 : 2014</td> <td data-sheets-numberformat='{"1":2,"2":"0","3":1}' data-sheets-value='{"1":2,"2":"EN ISO 13468 EN 16153 EN 410"}' style="overflow:hidden;padding:0px 3px 0px 3px;vertical-align:bottom;text-align:center;">EN ISO 13468 EN 16153 EN 410</td> <td data-sheets-numberformat='{"1":2,"2":"0","3":1}' data-sheets-value='{"1":2,"2":"EN 410"}' style="overflow:hidden;padding:0px 3px 0px 3px;vertical-align:bottom;text-align:center;">EN 410</td> <td data-sheets-value='{"1":2,"2":"EN ISO 140-3\t\t"}' style="overflow:hidden;padding:0px 3px 0px 3px;vertical-align:bottom;text-align:center;">EN ISO 140-3 </td> </tr> <tr style="height:20px;"> <td data-sheets-value='{"1":2,"2":"Material"}' style="border-bottom:1px solid #000000;overflow:hidden;padding:0px 3px 0px 3px;vertical-align:bottom;background-color:#000000;font-weight:bold;color:#ffffff;">Material</td> <td data-sheets-value='{"1":2,"2":"Walls"}' style="border-bottom:1px solid #000000;overflow:hidden;padding:0px 3px 0px 3px;vertical-align:bottom;background-color:#000000;font-weight:bold;color:#ffffff;">Walls</td> <td data-sheets-value='{"1":2,"2":"Shells"}' style="border-bottom:1px solid #000000;overflow:hidden;padding:0px 3px 0px 3px;vertical-align:bottom;background-color:#000000;font-weight:bold;color:#ffffff;">Shells</td> <td data-sheets-numberformat='{"1":2,"2":"0.00","3":1}' data-sheets-value='{"1":2,"2":"(W/m²K)\t"}' style="border-bottom:1px solid #000000;overflow:hidden;padding:0px 3px 0px 3px;vertical-align:bottom;background-color:#000000;font-weight:bold;color:#ffffff;text-align:center;">(W/m²K) </td> <td data-sheets-numberformat='{"1":2,"2":"0","3":1}' data-sheets-value='{"1":2,"2":"(%)"}' style="border-bottom:1px solid #000000;overflow:hidden;padding:0px 3px 0px 3px;vertical-align:bottom;background-color:#000000;font-weight:bold;color:#ffffff;text-align:center;">(%)</td> <td data-sheets-numberformat='{"1":2,"2":"0","3":1}' data-sheets-value='{"1":2,"2":"(%)"}' style="border-bottom:1px solid #000000;overflow:hidden;padding:0px 3px 0px 3px;vertical-align:bottom;background-color:#000000;font-weight:bold;color:#ffffff;text-align:center;">(%)</td> <td data-sheets-value='{"1":2,"2":"(dB)"}' style="border-bottom:1px solid #000000;overflow:hidden;padding:0px 3px 0px 3px;vertical-align:bottom;background-color:#000000;font-weight:bold;color:#ffffff;text-align:center;">(dB)</td> </tr> <tr style="height:20px;"> <td data-sheets-value='{"1":2,"2":"Acrylic"}' style="border-left:1px solid #000000;overflow:hidden;padding:0px 3px 0px 3px;vertical-align:bottom;font-weight:bold;">Acrylic</td> <td data-sheets-value='{"1":2,"2":"Single-walled"}' style="overflow:hidden;padding:0px 3px 0px 3px;vertical-align:bottom;font-weight:bold;">Single-walled</td> <td data-sheets-value='{"1":2,"2":"Clear (H)"}' style="border-right:1px solid #000000;overflow:hidden;padding:0px 3px 0px 3px;vertical-align:bottom;font-weight:bold;">Clear (H)</td> <td data-sheets-numberformat='{"1":2,"2":"0.00","3":1}' data-sheets-value='{"1":3,"3":5.17}' style="overflow:hidden;padding:0px 3px 0px 3px;vertical-align:bottom;text-align:center;">5.17</td> <td data-sheets-numberformat='{"1":2,"2":"0","3":1}' data-sheets-value='{"1":3,"3":90}' style="overflow:hidden;padding:0px 3px 0px 3px;vertical-align:bottom;text-align:center;">90</td> <td data-sheets-numberformat='{"1":2,"2":"0","3":1}' data-sheets-value='{"1":3,"3":87}' style="overflow:hidden;padding:0px 3px 0px 3px;vertical-align:bottom;text-align:center;">87</td> <td data-sheets-numberformat='{"1":2,"2":"0","3":1}' data-sheets-value='{"1":2,"2":"-"}' style="border-right:1px solid #000000;overflow:hidden;padding:0px 3px 0px 3px;vertical-align:bottom;text-align:center;">-</td> </tr> <tr style="height:20px;"> <td data-sheets-value='{"1":2,"2":"PMMA"}' style="border-left:1px solid #000000;overflow:hidden;padding:0px 3px 0px 3px;vertical-align:bottom;font-weight:bold;">PMMA</td> <td data-sheets-value='{"1":2,"2":"Single-walled"}' style="overflow:hidden;padding:0px 3px 0px 3px;vertical-align:bottom;font-weight:bold;">Single-walled</td> <td data-sheets-value='{"1":2,"2":"Opal (O)"}' style="border-right:1px solid #000000;overflow:hidden;padding:0px 3px 0px 3px;vertical-align:bottom;font-weight:bold;">Opal (O)</td> <td data-sheets-numberformat='{"1":2,"2":"0.00","3":1}' data-sheets-value='{"1":3,"3":5.17}' style="overflow:hidden;padding:0px 3px 0px 3px;vertical-align:bottom;text-align:center;">5.17</td> <td data-sheets-numberformat='{"1":2,"2":"0","3":1}' data-sheets-value='{"1":3,"3":83}' style="overflow:hidden;padding:0px 3px 0px 3px;vertical-align:bottom;text-align:center;">83</td> <td data-sheets-numberformat='{"1":2,"2":"0","3":1}' data-sheets-value='{"1":3,"3":76}' style="overflow:hidden;padding:0px 3px 0px 3px;vertical-align:bottom;text-align:center;">76</td> <td data-sheets-numberformat='{"1":2,"2":"0","3":1}' data-sheets-value='{"1":2,"2":"-"}' style="border-right:1px solid #000000;overflow:hidden;padding:0px 3px 0px 3px;vertical-align:bottom;text-align:center;">-</td> </tr> <tr style="height:20px;"> <td style="border-left:1px solid #000000;overflow:hidden;padding:0px 3px 0px 3px;vertical-align:bottom;font-weight:bold;"></td> <td data-sheets-value='{"1":2,"2":"Double-walled"}' style="overflow:hidden;padding:0px 3px 0px 3px;vertical-align:bottom;font-weight:bold;">Double-walled</td> <td data-sheets-value='{"1":2,"2":"Clear (H/H)"}' style="border-right:1px solid #000000;overflow:hidden;padding:0px 3px 0px 3px;vertical-align:bottom;font-weight:bold;">Clear (H/H)</td> <td data-sheets-numberformat='{"1":2,"2":"0.00","3":1}' data-sheets-value='{"1":3,"3":2.9}' style="overflow:hidden;padding:0px 3px 0px 3px;vertical-align:bottom;text-align:center;">2.90</td> <td data-sheets-numberformat='{"1":2,"2":"0","3":1}' data-sheets-value='{"1":3,"3":81}' style="overflow:hidden;padding:0px 3px 0px 3px;vertical-align:bottom;text-align:center;">81</td> <td data-sheets-numberformat='{"1":2,"2":"0","3":1}' data-sheets-value='{"1":3,"3":75}' style="overflow:hidden;padding:0px 3px 0px 3px;vertical-align:bottom;text-align:center;">75</td> <td data-sheets-numberformat='{"1":2,"2":"0","3":1}' data-sheets-value='{"1":3,"3":20}' style="border-right:1px solid #000000;overflow:hidden;padding:0px 3px 0px 3px;vertical-align:bottom;text-align:center;">20</td> </tr> <tr style="height:20px;"> <td style="border-left:1px solid #000000;overflow:hidden;padding:0px 3px 0px 3px;vertical-align:bottom;font-weight:bold;"></td> <td data-sheets-value='{"1":2,"2":"Double-walled"}' style="overflow:hidden;padding:0px 3px 0px 3px;vertical-align:bottom;font-weight:bold;">Double-walled</td> <td data-sheets-value='{"1":2,"2":"Opal (O/O)"}' style="border-right:1px solid #000000;overflow:hidden;padding:0px 3px 0px 3px;vertical-align:bottom;font-weight:bold;">Opal (O/O)</td> <td data-sheets-numberformat='{"1":2,"2":"0.00","3":1}' data-sheets-value='{"1":3,"3":2.9}' style="overflow:hidden;padding:0px 3px 0px 3px;vertical-align:bottom;text-align:center;">2.90</td> <td data-sheets-numberformat='{"1":2,"2":"0","3":1}' data-sheets-value='{"1":3,"3":69}' style="overflow:hidden;padding:0px 3px 0px 3px;vertical-align:bottom;text-align:center;">69</td> <td data-sheets-numberformat='{"1":2,"2":"0","3":1}' data-sheets-value='{"1":3,"3":58}' style="overflow:hidden;padding:0px 3px 0px 3px;vertical-align:bottom;text-align:center;">58</td> <td data-sheets-numberformat='{"1":2,"2":"0","3":1}' data-sheets-value='{"1":3,"3":20}' style="border-right:1px solid #000000;overflow:hidden;padding:0px 3px 0px 3px;vertical-align:bottom;text-align:center;">20</td> </tr> <tr style="height:20px;"> <td style="border-left:1px solid #000000;overflow:hidden;padding:0px 3px 0px 3px;vertical-align:bottom;font-weight:bold;"></td> <td data-sheets-value='{"1":2,"2":"Triple-walled"}' style="overflow:hidden;padding:0px 3px 0px 3px;vertical-align:bottom;font-weight:bold;">Triple-walled</td> <td data-sheets-value='{"1":2,"2":"Clear (H/H/H)"}' style="border-right:1px solid #000000;overflow:hidden;padding:0px 3px 0px 3px;vertical-align:bottom;font-weight:bold;">Clear (H/H/H)</td> <td data-sheets-numberformat='{"1":2,"2":"0.00","3":1}' data-sheets-value='{"1":3,"3":1.7}' style="overflow:hidden;padding:0px 3px 0px 3px;vertical-align:bottom;text-align:center;">1.70</td> <td data-sheets-numberformat='{"1":2,"2":"0","3":1}' data-sheets-value='{"1":3,"3":73}' style="overflow:hidden;padding:0px 3px 0px 3px;vertical-align:bottom;text-align:center;">73</td> <td data-sheets-numberformat='{"1":2,"2":"0","3":1}' data-sheets-value='{"1":3,"3":65}' style="overflow:hidden;padding:0px 3px 0px 3px;vertical-align:bottom;text-align:center;">65</td> <td data-sheets-numberformat='{"1":2,"2":"0","3":1}' data-sheets-value='{"1":3,"3":22}' style="border-right:1px solid #000000;overflow:hidden;padding:0px 3px 0px 3px;vertical-align:bottom;text-align:center;">22</td> </tr> <tr style="height:20px;"> <td style="border-left:1px solid #000000;overflow:hidden;padding:0px 3px 0px 3px;vertical-align:bottom;font-weight:bold;"></td> <td data-sheets-value='{"1":2,"2":"Triple-walled"}' style="overflow:hidden;padding:0px 3px 0px 3px;vertical-align:bottom;font-weight:bold;">Triple-walled</td> <td data-sheets-value='{"1":2,"2":"Opal (O/H/O)"}' style="border-right:1px solid #000000;overflow:hidden;padding:0px 3px 0px 3px;vertical-align:bottom;font-weight:bold;">Opal (O/H/O)</td> <td data-sheets-numberformat='{"1":2,"2":"0.00","3":1}' data-sheets-value='{"1":3,"3":1.7}' style="overflow:hidden;padding:0px 3px 0px 3px;vertical-align:bottom;text-align:center;">1.70</td> <td data-sheets-numberformat='{"1":2,"2":"0","3":1}' data-sheets-value='{"1":3,"3":62}' style="overflow:hidden;padding:0px 3px 0px 3px;vertical-align:bottom;text-align:center;">62</td> <td data-sheets-numberformat='{"1":2,"2":"0","3":1}' data-sheets-value='{"1":3,"3":51}' style="overflow:hidden;padding:0px 3px 0px 3px;vertical-align:bottom;text-align:center;">51</td> <td data-sheets-numberformat='{"1":2,"2":"0","3":1}' data-sheets-value='{"1":3,"3":22}' style="border-right:1px solid #000000;overflow:hidden;padding:0px 3px 0px 3px;vertical-align:bottom;text-align:center;">22</td> </tr> <tr style="height:20px;"> <td style="border-left:1px solid #000000;overflow:hidden;padding:0px 3px 0px 3px;vertical-align:bottom;font-weight:bold;"></td> <td data-sheets-value='{"1":2,"2":"Four-walled"}' style="overflow:hidden;padding:0px 3px 0px 3px;vertical-align:bottom;font-weight:bold;">Four-walled</td> <td data-sheets-value='{"1":2,"2":"Clear (H/H/H/H)"}' style="border-right:1px solid #000000;overflow:hidden;padding:0px 3px 0px 3px;vertical-align:bottom;font-weight:bold;">Clear (H/H/H/H)</td> <td data-sheets-numberformat='{"1":2,"2":"0.00","3":1}' data-sheets-value='{"1":3,"3":1.28}' style="overflow:hidden;padding:0px 3px 0px 3px;vertical-align:bottom;text-align:center;">1.28</td> <td data-sheets-numberformat='{"1":2,"2":"0","3":1}' data-sheets-value='{"1":3,"3":64}' style="overflow:hidden;padding:0px 3px 0px 3px;vertical-align:bottom;text-align:center;">64</td> <td data-sheets-numberformat='{"1":2,"2":"0","3":1}' data-sheets-value='{"1":3,"3":54}' style="overflow:hidden;padding:0px 3px 0px 3px;vertical-align:bottom;text-align:center;">54</td> <td data-sheets-numberformat='{"1":2,"2":"0","3":1}' data-sheets-value='{"1":3,"3":23}' style="border-right:1px solid #000000;overflow:hidden;padding:0px 3px 0px 3px;vertical-align:bottom;text-align:center;">23</td> </tr> <tr style="height:20px;"> <td style="border-bottom:1px solid #000000;border-left:1px solid #000000;overflow:hidden;padding:0px 3px 0px 3px;vertical-align:bottom;"></td> <td data-sheets-value='{"1":2,"2":"Four-walled"}' style="border-bottom:1px solid #000000;overflow:hidden;padding:0px 3px 0px 3px;vertical-align:bottom;font-weight:bold;">Four-walled</td> <td data-sheets-value='{"1":2,"2":"Opal (H/H/O/H)"}' style="border-right:1px solid #000000;border-bottom:1px solid #000000;overflow:hidden;padding:0px 3px 0px 3px;vertical-align:bottom;font-weight:bold;">Opal (H/H/O/H)</td> <td data-sheets-numberformat='{"1":2,"2":"0.00","3":1}' data-sheets-value='{"1":3,"3":1.28}' style="border-bottom:1px solid #000000;overflow:hidden;padding:0px 3px 0px 3px;vertical-align:bottom;text-align:center;">1.28</td> <td data-sheets-numberformat='{"1":2,"2":"0","3":1}' data-sheets-value='{"1":3,"3":59}' style="border-bottom:1px solid #000000;overflow:hidden;padding:0px 3px 0px 3px;vertical-align:bottom;text-align:center;">59</td> <td data-sheets-numberformat='{"1":2,"2":"0","3":1}' data-sheets-value='{"1":3,"3":48}' style="border-bottom:1px solid #000000;overflow:hidden;padding:0px 3px 0px 3px;vertical-align:bottom;text-align:center;">48</td> <td data-sheets-numberformat='{"1":2,"2":"0","3":1}' data-sheets-value='{"1":3,"3":23}' style="border-right:1px solid #000000;border-bottom:1px solid #000000;overflow:hidden;padding:0px 3px 0px 3px;vertical-align:bottom;text-align:center;">23</td> </tr> <tr style="height:20px;"> <td data-sheets-value='{"1":2,"2":"Polycarbonate "}' style="border-left:1px solid #000000;overflow:hidden;padding:0px 3px 0px 3px;vertical-align:bottom;font-weight:bold;">Polycarbonate </td> <td data-sheets-value='{"1":2,"2":"Single-walled"}' style="overflow:hidden;padding:0px 3px 0px 3px;vertical-align:bottom;font-weight:bold;">Single-walled</td> <td data-sheets-value='{"1":2,"2":"Clear (A)"}' style="border-right:1px solid #000000;overflow:hidden;padding:0px 3px 0px 3px;vertical-align:bottom;font-weight:bold;">Clear (A)</td> <td data-sheets-numberformat='{"1":2,"2":"0.00","3":1}' data-sheets-value='{"1":3,"3":5.17}' style="overflow:hidden;padding:0px 3px 0px 3px;vertical-align:bottom;text-align:center;">5.17</td> <td data-sheets-numberformat='{"1":2,"2":"0","3":1}' data-sheets-value='{"1":3,"3":88}' style="overflow:hidden;padding:0px 3px 0px 3px;vertical-align:bottom;text-align:center;">88</td> <td data-sheets-numberformat='{"1":2,"2":"0","3":1}' data-sheets-value='{"1":3,"3":83}' style="overflow:hidden;padding:0px 3px 0px 3px;vertical-align:bottom;text-align:center;">83</td> <td data-sheets-numberformat='{"1":2,"2":"0","3":1}' data-sheets-value='{"1":2,"2":"-"}' style="border-right:1px solid #000000;overflow:hidden;padding:0px 3px 0px 3px;vertical-align:bottom;text-align:center;">-</td> </tr> <tr style="height:20px;"> <td data-sheets-value='{"1":2,"2":"PC"}' style="border-left:1px solid #000000;overflow:hidden;padding:0px 3px 0px 3px;vertical-align:bottom;font-weight:bold;">PC</td> <td data-sheets-value='{"1":2,"2":"Single-walled"}' style="overflow:hidden;padding:0px 3px 0px 3px;vertical-align:bottom;font-weight:bold;">Single-walled</td> <td data-sheets-value='{"1":2,"2":"Opal (D)"}' style="border-right:1px solid #000000;overflow:hidden;padding:0px 3px 0px 3px;vertical-align:bottom;font-weight:bold;">Opal (D)</td> <td data-sheets-numberformat='{"1":2,"2":"0.00","3":1}' data-sheets-value='{"1":3,"3":5.17}' style="overflow:hidden;padding:0px 3px 0px 3px;vertical-align:bottom;text-align:center;">5.17</td> <td data-sheets-numberformat='{"1":2,"2":"0","3":1}' data-sheets-value='{"1":3,"3":58}' style="overflow:hidden;padding:0px 3px 0px 3px;vertical-align:bottom;text-align:center;">58</td> <td data-sheets-numberformat='{"1":2,"2":"0","3":1}' data-sheets-value='{"1":3,"3":60}' style="overflow:hidden;padding:0px 3px 0px 3px;vertical-align:bottom;text-align:center;">60</td> <td data-sheets-numberformat='{"1":2,"2":"0","3":1}' data-sheets-value='{"1":2,"2":"-"}' style="border-right:1px solid #000000;overflow:hidden;padding:0px 3px 0px 3px;vertical-align:bottom;text-align:center;">-</td> </tr> <tr style="height:20px;"> <td style="border-left:1px solid #000000;overflow:hidden;padding:0px 3px 0px 3px;vertical-align:bottom;font-weight:bold;"></td> <td data-sheets-value='{"1":2,"2":"Double-walled"}' style="overflow:hidden;padding:0px 3px 0px 3px;vertical-align:bottom;font-weight:bold;">Double-walled</td> <td data-sheets-value='{"1":2,"2":"Clear (A/H)"}' style="border-right:1px solid #000000;overflow:hidden;padding:0px 3px 0px 3px;vertical-align:bottom;font-weight:bold;">Clear (A/H)</td> <td data-sheets-numberformat='{"1":2,"2":"0.00","3":1}' data-sheets-value='{"1":3,"3":2.9}' style="overflow:hidden;padding:0px 3px 0px 3px;vertical-align:bottom;text-align:center;">2.90</td> <td data-sheets-numberformat='{"1":2,"2":"0","3":1}' data-sheets-value='{"1":3,"3":79}' style="overflow:hidden;padding:0px 3px 0px 3px;vertical-align:bottom;text-align:center;">79</td> <td data-sheets-numberformat='{"1":2,"2":"0","3":1}' data-sheets-value='{"1":3,"3":72}' style="overflow:hidden;padding:0px 3px 0px 3px;vertical-align:bottom;text-align:center;">72</td> <td data-sheets-numberformat='{"1":2,"2":"0","3":1}' data-sheets-value='{"1":3,"3":20}' style="border-right:1px solid #000000;overflow:hidden;padding:0px 3px 0px 3px;vertical-align:bottom;text-align:center;">20</td> </tr> <tr style="height:20px;"> <td style="border-left:1px solid #000000;overflow:hidden;padding:0px 3px 0px 3px;vertical-align:bottom;font-weight:bold;"></td> <td data-sheets-value='{"1":2,"2":"Double-walled"}' style="overflow:hidden;padding:0px 3px 0px 3px;vertical-align:bottom;font-weight:bold;">Double-walled</td> <td data-sheets-value='{"1":2,"2":"Clear (A/A)"}' style="border-right:1px solid #000000;overflow:hidden;padding:0px 3px 0px 3px;vertical-align:bottom;font-weight:bold;">Clear (A/A)</td> <td data-sheets-numberformat='{"1":2,"2":"0.00","3":1}' data-sheets-value='{"1":3,"3":2.9}' style="overflow:hidden;padding:0px 3px 0px 3px;vertical-align:bottom;text-align:center;">2.90</td> <td data-sheets-numberformat='{"1":2,"2":"0","3":1}' data-sheets-value='{"1":3,"3":77}' style="overflow:hidden;padding:0px 3px 0px 3px;vertical-align:bottom;text-align:center;">77</td> <td data-sheets-numberformat='{"1":2,"2":"0","3":1}' data-sheets-value='{"1":3,"3":69}' style="overflow:hidden;padding:0px 3px 0px 3px;vertical-align:bottom;text-align:center;">69</td> <td data-sheets-numberformat='{"1":2,"2":"0","3":1}' data-sheets-value='{"1":3,"3":20}' style="border-right:1px solid #000000;overflow:hidden;padding:0px 3px 0px 3px;vertical-align:bottom;text-align:center;">20</td> </tr> <tr style="height:20px;"> <td style="border-left:1px solid #000000;overflow:hidden;padding:0px 3px 0px 3px;vertical-align:bottom;font-weight:bold;"></td> <td data-sheets-value='{"1":2,"2":"Double-walled"}' style="overflow:hidden;padding:0px 3px 0px 3px;vertical-align:bottom;font-weight:bold;">Double-walled</td> <td data-sheets-value='{"1":2,"2":"Opal (A/O)"}' style="border-right:1px solid #000000;overflow:hidden;padding:0px 3px 0px 3px;vertical-align:bottom;font-weight:bold;">Opal (A/O)</td> <td data-sheets-numberformat='{"1":2,"2":"0.00","3":1}' data-sheets-value='{"1":3,"3":2.9}' style="overflow:hidden;padding:0px 3px 0px 3px;vertical-align:bottom;text-align:center;">2.90</td> <td data-sheets-numberformat='{"1":2,"2":"0","3":1}' data-sheets-value='{"1":3,"3":73}' style="overflow:hidden;padding:0px 3px 0px 3px;vertical-align:bottom;text-align:center;">73</td> <td data-sheets-numberformat='{"1":2,"2":"0","3":1}' data-sheets-value='{"1":3,"3":63}' style="overflow:hidden;padding:0px 3px 0px 3px;vertical-align:bottom;text-align:center;">63</td> <td data-sheets-numberformat='{"1":2,"2":"0","3":1}' data-sheets-value='{"1":3,"3":20}' style="border-right:1px solid #000000;overflow:hidden;padding:0px 3px 0px 3px;vertical-align:bottom;text-align:center;">20</td> </tr> <tr style="height:20px;"> <td style="border-left:1px solid #000000;overflow:hidden;padding:0px 3px 0px 3px;vertical-align:bottom;font-weight:bold;"></td> <td data-sheets-value='{"1":2,"2":"Double-walled"}' style="overflow:hidden;padding:0px 3px 0px 3px;vertical-align:bottom;font-weight:bold;">Double-walled</td> <td data-sheets-value='{"1":2,"2":"Opal (A/D)"}' style="border-right:1px solid #000000;overflow:hidden;padding:0px 3px 0px 3px;vertical-align:bottom;font-weight:bold;">Opal (A/D)</td> <td data-sheets-numberformat='{"1":2,"2":"0.00","3":1}' data-sheets-value='{"1":3,"3":2.9}' style="overflow:hidden;padding:0px 3px 0px 3px;vertical-align:bottom;text-align:center;">2.90</td> <td data-sheets-numberformat='{"1":2,"2":"0","3":1}' data-sheets-value='{"1":3,"3":51}' style="overflow:hidden;padding:0px 3px 0px 3px;vertical-align:bottom;text-align:center;">51</td> <td data-sheets-numberformat='{"1":2,"2":"0","3":1}' data-sheets-value='{"1":3,"3":50}' style="overflow:hidden;padding:0px 3px 0px 3px;vertical-align:bottom;text-align:center;">50</td> <td data-sheets-numberformat='{"1":2,"2":"0","3":1}' data-sheets-value='{"1":3,"3":20}' style="border-right:1px solid #000000;overflow:hidden;padding:0px 3px 0px 3px;vertical-align:bottom;text-align:center;">20</td> </tr> <tr style="height:20px;"> <td style="border-left:1px solid #000000;overflow:hidden;padding:0px 3px 0px 3px;vertical-align:bottom;font-weight:bold;"></td> <td data-sheets-value='{"1":2,"2":"Triple-walled"}' style="overflow:hidden;padding:0px 3px 0px 3px;vertical-align:bottom;font-weight:bold;">Triple-walled</td> <td data-sheets-value='{"1":2,"2":"Clear (A/H/H)"}' style="border-right:1px solid #000000;overflow:hidden;padding:0px 3px 0px 3px;vertical-align:bottom;font-weight:bold;">Clear (A/H/H)</td> <td data-sheets-numberformat='{"1":2,"2":"0.00","3":1}' data-sheets-value='{"1":3,"3":1.7}' style="overflow:hidden;padding:0px 3px 0px 3px;vertical-align:bottom;text-align:center;">1.70</td> <td data-sheets-numberformat='{"1":2,"2":"0","3":1}' data-sheets-value='{"1":3,"3":71}' style="overflow:hidden;padding:0px 3px 0px 3px;vertical-align:bottom;text-align:center;">71</td> <td data-sheets-numberformat='{"1":2,"2":"0","3":1}' data-sheets-value='{"1":3,"3":63}' style="overflow:hidden;padding:0px 3px 0px 3px;vertical-align:bottom;text-align:center;">63</td> <td data-sheets-numberformat='{"1":2,"2":"0","3":1}' data-sheets-value='{"1":3,"3":22}' style="border-right:1px solid #000000;overflow:hidden;padding:0px 3px 0px 3px;vertical-align:bottom;text-align:center;">22</td> </tr> <tr style="height:20px;"> <td style="border-left:1px solid #000000;overflow:hidden;padding:0px 3px 0px 3px;vertical-align:bottom;font-weight:bold;"></td> <td data-sheets-value='{"1":2,"2":"Triple-walled"}' style="overflow:hidden;padding:0px 3px 0px 3px;vertical-align:bottom;font-weight:bold;">Triple-walled</td> <td data-sheets-value='{"1":2,"2":"Opal (A/O/O)"}' style="border-right:1px solid #000000;overflow:hidden;padding:0px 3px 0px 3px;vertical-align:bottom;font-weight:bold;">Opal (A/O/O)</td> <td data-sheets-numberformat='{"1":2,"2":"0.00","3":1}' data-sheets-value='{"1":3,"3":1.7}' style="overflow:hidden;padding:0px 3px 0px 3px;vertical-align:bottom;text-align:center;">1.70</td> <td data-sheets-numberformat='{"1":2,"2":"0","3":1}' data-sheets-value='{"1":3,"3":61}' style="overflow:hidden;padding:0px 3px 0px 3px;vertical-align:bottom;text-align:center;">61</td> <td data-sheets-numberformat='{"1":2,"2":"0","3":1}' data-sheets-value='{"1":3,"3":48}' style="overflow:hidden;padding:0px 3px 0px 3px;vertical-align:bottom;text-align:center;">48</td> <td data-sheets-numberformat='{"1":2,"2":"0","3":1}' data-sheets-value='{"1":3,"3":22}' style="border-right:1px solid #000000;overflow:hidden;padding:0px 3px 0px 3px;vertical-align:bottom;text-align:center;">22</td> </tr> <tr style="height:20px;"> <td style="border-left:1px solid #000000;overflow:hidden;padding:0px 3px 0px 3px;vertical-align:bottom;font-weight:bold;"></td> <td data-sheets-value='{"1":2,"2":"Four-walled"}' style="overflow:hidden;padding:0px 3px 0px 3px;vertical-align:bottom;font-weight:bold;">Four-walled</td> <td data-sheets-value='{"1":2,"2":"Clear (A/H/H/H)"}' style="border-right:1px solid #000000;overflow:hidden;padding:0px 3px 0px 3px;vertical-align:bottom;font-weight:bold;">Clear (A/H/H/H)</td> <td data-sheets-numberformat='{"1":2,"2":"0.00","3":1}' data-sheets-value='{"1":3,"3":1.28}' style="overflow:hidden;padding:0px 3px 0px 3px;vertical-align:bottom;text-align:center;">1.28</td> <td data-sheets-numberformat='{"1":2,"2":"0","3":1}' data-sheets-value='{"1":3,"3":64}' style="overflow:hidden;padding:0px 3px 0px 3px;vertical-align:bottom;text-align:center;">64</td> <td data-sheets-numberformat='{"1":2,"2":"0","3":1}' data-sheets-value='{"1":3,"3":52}' style="overflow:hidden;padding:0px 3px 0px 3px;vertical-align:bottom;text-align:center;">52</td> <td data-sheets-numberformat='{"1":2,"2":"0","3":1}' data-sheets-value='{"1":3,"3":23}' style="border-right:1px solid #000000;overflow:hidden;padding:0px 3px 0px 3px;vertical-align:bottom;text-align:center;">23</td> </tr> <tr style="height:20px;"> <td style="border-bottom:1px solid #000000;border-left:1px solid #000000;overflow:hidden;padding:0px 3px 0px 3px;vertical-align:bottom;"></td> <td data-sheets-value='{"1":2,"2":"Four-walled"}' style="border-bottom:1px solid #000000;overflow:hidden;padding:0px 3px 0px 3px;vertical-align:bottom;font-weight:bold;">Four-walled</td> <td data-sheets-value='{"1":2,"2":"Opal (A/H/O/H)"}' style="border-right:1px solid #000000;border-bottom:1px solid #000000;overflow:hidden;padding:0px 3px 0px 3px;vertical-align:bottom;font-weight:bold;">Opal (A/H/O/H)</td> <td data-sheets-numberformat='{"1":2,"2":"0.00","3":1}' data-sheets-value='{"1":3,"3":1.28}' style="border-bottom:1px solid #000000;overflow:hidden;padding:0px 3px 0px 3px;vertical-align:bottom;text-align:center;">1.28</td> <td data-sheets-numberformat='{"1":2,"2":"0","3":1}' data-sheets-value='{"1":3,"3":59}' style="border-bottom:1px solid #000000;overflow:hidden;padding:0px 3px 0px 3px;vertical-align:bottom;text-align:center;">59</td> <td data-sheets-numberformat='{"1":2,"2":"0","3":1}' data-sheets-value='{"1":3,"3":46}' style="border-bottom:1px solid #000000;overflow:hidden;padding:0px 3px 0px 3px;vertical-align:bottom;text-align:center;">46</td> <td data-sheets-numberformat='{"1":2,"2":"0","3":1}' data-sheets-value='{"1":3,"3":23}' style="border-right:1px solid #000000;border-bottom:1px solid #000000;overflow:hidden;padding:0px 3px 0px 3px;vertical-align:bottom;text-align:center;">23</td> </tr> <tr style="height:20px;"> <td data-sheets-value='{"1":2,"2":"Polycarbonate"}' style="border-left:1px solid #000000;overflow:hidden;padding:0px 3px 0px 3px;vertical-align:bottom;font-weight:bold;">Polycarbonate</td> <td data-sheets-value='{"1":2,"2":"Single-walled"}' style="overflow:hidden;padding:0px 3px 0px 3px;vertical-align:bottom;font-weight:bold;">Single-walled</td> <td data-sheets-value='{"1":2,"2":"Heatstop Opal (T)"}' style="border-right:1px solid #000000;overflow:hidden;padding:0px 3px 0px 3px;vertical-align:bottom;font-weight:bold;">Heatstop Opal (T)</td> <td data-sheets-numberformat='{"1":2,"2":"0.00","3":1}' data-sheets-value='{"1":3,"3":5.17}' style="overflow:hidden;padding:0px 3px 0px 3px;vertical-align:bottom;text-align:center;">5.17</td> <td data-sheets-numberformat='{"1":2,"2":"0","3":1}' data-sheets-value='{"1":3,"3":49}' style="overflow:hidden;padding:0px 3px 0px 3px;vertical-align:bottom;text-align:center;">49</td> <td data-sheets-numberformat='{"1":2,"2":"0","3":1}' data-sheets-value='{"1":3,"3":59}' style="overflow:hidden;padding:0px 3px 0px 3px;vertical-align:bottom;text-align:center;">59</td> <td data-sheets-numberformat='{"1":2,"2":"0","3":1}' data-sheets-value='{"1":2,"2":"-"}' style="border-right:1px solid #000000;overflow:hidden;padding:0px 3px 0px 3px;vertical-align:bottom;text-align:center;">-</td> </tr> <tr style="height:20px;"> <td data-sheets-value='{"1":2,"2":"Heatstop PC"}' style="border-left:1px solid #000000;overflow:hidden;padding:0px 3px 0px 3px;vertical-align:bottom;font-weight:bold;">Heatstop PC</td> <td data-sheets-value='{"1":2,"2":"Double-walled"}' style="overflow:hidden;padding:0px 3px 0px 3px;vertical-align:bottom;font-weight:bold;">Double-walled</td> <td data-sheets-value='{"1":2,"2":"Clear (T/H)"}' style="border-right:1px solid #000000;overflow:hidden;padding:0px 3px 0px 3px;vertical-align:bottom;font-weight:bold;">Clear (T/H)</td> <td data-sheets-numberformat='{"1":2,"2":"0.00","3":1}' data-sheets-value='{"1":3,"3":2.9}' style="overflow:hidden;padding:0px 3px 0px 3px;vertical-align:bottom;text-align:center;">2.90</td> <td data-sheets-numberformat='{"1":2,"2":"0","3":1}' data-sheets-value='{"1":3,"3":44}' style="overflow:hidden;padding:0px 3px 0px 3px;vertical-align:bottom;text-align:center;">44</td> <td data-sheets-numberformat='{"1":2,"2":"0","3":1}' data-sheets-value='{"1":3,"3":51}' style="overflow:hidden;padding:0px 3px 0px 3px;vertical-align:bottom;text-align:center;">51</td> <td data-sheets-numberformat='{"1":2,"2":"0","3":1}' data-sheets-value='{"1":3,"3":20}' style="border-right:1px solid #000000;overflow:hidden;padding:0px 3px 0px 3px;vertical-align:bottom;text-align:center;">20</td> </tr> <tr style="height:20px;"> <td style="border-left:1px solid #000000;overflow:hidden;padding:0px 3px 0px 3px;vertical-align:bottom;font-weight:bold;"></td> <td data-sheets-value='{"1":2,"2":"Double-walled"}' style="overflow:hidden;padding:0px 3px 0px 3px;vertical-align:bottom;font-weight:bold;">Double-walled</td> <td data-sheets-value='{"1":2,"2":"Opal (T/O)"}' style="border-right:1px solid #000000;overflow:hidden;padding:0px 3px 0px 3px;vertical-align:bottom;font-weight:bold;">Opal (T/O)</td> <td data-sheets-numberformat='{"1":2,"2":"0.00","3":1}' data-sheets-value='{"1":3,"3":2.9}' style="overflow:hidden;padding:0px 3px 0px 3px;vertical-align:bottom;text-align:center;">2.90</td> <td data-sheets-numberformat='{"1":2,"2":"0","3":1}' data-sheets-value='{"1":3,"3":41}' style="overflow:hidden;padding:0px 3px 0px 3px;vertical-align:bottom;text-align:center;">41</td> <td data-sheets-numberformat='{"1":2,"2":"0","3":1}' data-sheets-value='{"1":3,"3":45}' style="overflow:hidden;padding:0px 3px 0px 3px;vertical-align:bottom;text-align:center;">45</td> <td data-sheets-numberformat='{"1":2,"2":"0","3":1}' data-sheets-value='{"1":3,"3":20}' style="border-right:1px solid #000000;overflow:hidden;padding:0px 3px 0px 3px;vertical-align:bottom;text-align:center;">20</td> </tr> <tr style="height:20px;"> <td style="border-left:1px solid #000000;overflow:hidden;padding:0px 3px 0px 3px;vertical-align:bottom;font-weight:bold;"></td> <td data-sheets-value='{"1":2,"2":"Triple-walled"}' style="overflow:hidden; | skylux-160-ce-met-koepel-en-metaalopstand-met-lm-motor-1600-x-2300-mm | 8585992208717 | 46872268636493
Smoke and heat exhaust (SHEV) | SHE system | Skylux | Skylux 160° CE with skylight and metal curb with double LM-actuator 1600 x 2500 mm |  | 33722 | 5412970337225 | 8495.45 | Yes | 30-45 | 168.63 | 1600 x 2500 mm | 2500 | 1600 |  | metal curb M30 (30 cm high) | Rectangular | 5.17 W/m²K - 1.28 W/m²K | 87% - 32% | 90% - 32% | 20dB - 23dB | 160° CE (for industry) | skylight | without spoiler | E | Double actuator | Maximum four-walled skylight possible for this product | Ut-value LT-value g-value Rw-value EN 1873 : 2014 EN ISO 13468 EN 16153 EN 410 EN 410 EN ISO 140-3 Material Walls Shells (W/m²K) (%) (%) (dB) Acrylic Single-walled Clear (H) 5.17 90 87 - PMMA Single-walled Opal (O) 5.17 83 76 - Double-walled Clear (H/H) 2.90 81 75 20 Double-walled Opal (O/O) 2.90 69 58 20 Triple-walled Clear (H/H/H) 1.70 73 65 22 Triple-walled Opal (O/H/O) 1.70 62 51 22 Four-walled Clear (H/H/H/H) 1.28 64 54 23 Four-walled Opal (H/H/O/H) 1.28 59 48 23 Polycarbonate Single-walled Clear (A) 5.17 88 83 - PC Single-walled Opal (D) 5.17 58 60 - Double-walled Clear (A/H) 2.90 79 72 20 Double-walled Clear (A/A) 2.90 77 69 20 Double-walled Opal (A/O) 2.90 73 63 20 Double-walled Opal (A/D) 2.90 51 50 20 Triple-walled Clear (A/H/H) 1.70 71 63 22 Triple-walled Opal (A/O/O) 1.70 61 48 22 Four-walled Clear (A/H/H/H) 1.28 64 52 23 Four-walled Opal (A/H/O/H) 1.28 59 46 23 Polycarbonate Single-walled Heatstop Opal (T) 5.17 49 59 - Heatstop PC Double-walled Clear (T/H) 2.90 44 51 20 Double-walled Opal (T/O) 2.90 41 45 20 Triple-walled Clear (T/H/H) 1.70 40 <td data-sheets-numberformat='{"1":2,"2":"0","3":1}' data-sheets-value='{"1":3,"3":44}' style="overflow:hidden;paddin | https://skylux.eu/en/products/skylux-160-ce-met-koepel-en-metaalopstand-met-lm-motor-1600-x-2500-mm | https://skylux.eu/cdn/shop/files/Skylux-160deg-CE-met-koepel-en-metaalopstand-met-dubbele-LM-motor-1600-x-2500-mm-RWA-systeem.jpg?v=1702976741&width=1600 | https://skylux.eu/cdn/shop/files/e5a82811-1bb0-48e4-a776-cacb59c7c092_232f713e-2fd3-430d-b871-0f37da2e8de2.jpg?v=1688550205&width=1600 | //skylux.eu/cdn/shop/files/E_MH_Mounting_instructions_Skylux_160_CE_LM.pdf?v=12406716259046007223 | //skylux.eu/cdn/shop/files/E_TD_Technical_File_Skylux_Skylux_160_CE_Electric.pdf?v=3667116872303399239 | <style type="text/css" id="isPasted"> <!--td { border: 1px solid #cccccc; } br { mso-data-placement: same-cell; } --> </style> <table border="1" cellpadding="0" cellspacing="0" dir="ltr" style="table-layout:fixed;font-size:10pt;font-family:Arial;border-collapse:collapse;border:none;"><tbody> <tr style="height:20px;"> <td style="overflow:hidden;padding:0px 3px 0px 3px;vertical-align:bottom;"></td> <td style="overflow:hidden;padding:0px 3px 0px 3px;vertical-align:bottom;"></td> <td style="overflow:hidden;padding:0px 3px 0px 3px;vertical-align:bottom;"></td> <td data-sheets-value='{"1":2,"2":"Ut-value"}' style="overflow:hidden;padding:0px 3px 0px 3px;vertical-align:bottom;font-weight:bold;text-align:center;">Ut-value</td> <td data-sheets-value='{"1":2,"2":"LT-value"}' style="overflow:hidden;padding:0px 3px 0px 3px;vertical-align:bottom;font-weight:bold;text-align:center;">LT-value</td> <td data-sheets-value='{"1":2,"2":"g-value"}' style="overflow:hidden;padding:0px 3px 0px 3px;vertical-align:bottom;font-weight:bold;text-align:center;">g-value</td> <td data-sheets-value='{"1":2,"2":"Rw-value "}' style="overflow:hidden;padding:0px 3px 0px 3px;vertical-align:bottom;font-weight:bold;text-align:center;">Rw-value </td> </tr> <tr style="height:20px;"> <td style="overflow:hidden;padding:0px 3px 0px 3px;vertical-align:bottom;"></td> <td style="overflow:hidden;padding:0px 3px 0px 3px;vertical-align:bottom;"></td> <td style="overflow:hidden;padding:0px 3px 0px 3px;vertical-align:bottom;"></td> <td data-sheets-numberformat='{"1":2,"2":"0.00","3":1}' data-sheets-value='{"1":2,"2":"EN 1873 : 2014"}' style="overflow:hidden;padding:0px 3px 0px 3px;vertical-align:bottom;text-align:center;">EN 1873 : 2014</td> <td data-sheets-numberformat='{"1":2,"2":"0","3":1}' data-sheets-value='{"1":2,"2":"EN ISO 13468 EN 16153 EN 410"}' style="overflow:hidden;padding:0px 3px 0px 3px;vertical-align:bottom;text-align:center;">EN ISO 13468 EN 16153 EN 410</td> <td data-sheets-numberformat='{"1":2,"2":"0","3":1}' data-sheets-value='{"1":2,"2":"EN 410"}' style="overflow:hidden;padding:0px 3px 0px 3px;vertical-align:bottom;text-align:center;">EN 410</td> <td data-sheets-value='{"1":2,"2":"EN ISO 140-3\t\t"}' style="overflow:hidden;padding:0px 3px 0px 3px;vertical-align:bottom;text-align:center;">EN ISO 140-3 </td> </tr> <tr style="height:20px;"> <td data-sheets-value='{"1":2,"2":"Material"}' style="border-bottom:1px solid #000000;overflow:hidden;padding:0px 3px 0px 3px;vertical-align:bottom;background-color:#000000;font-weight:bold;color:#ffffff;">Material</td> <td data-sheets-value='{"1":2,"2":"Walls"}' style="border-bottom:1px solid #000000;overflow:hidden;padding:0px 3px 0px 3px;vertical-align:bottom;background-color:#000000;font-weight:bold;color:#ffffff;">Walls</td> <td data-sheets-value='{"1":2,"2":"Shells"}' style="border-bottom:1px solid #000000;overflow:hidden;padding:0px 3px 0px 3px;vertical-align:bottom;background-color:#000000;font-weight:bold;color:#ffffff;">Shells</td> <td data-sheets-numberformat='{"1":2,"2":"0.00","3":1}' data-sheets-value='{"1":2,"2":"(W/m²K)\t"}' style="border-bottom:1px solid #000000;overflow:hidden;padding:0px 3px 0px 3px;vertical-align:bottom;background-color:#000000;font-weight:bold;color:#ffffff;text-align:center;">(W/m²K) </td> <td data-sheets-numberformat='{"1":2,"2":"0","3":1}' data-sheets-value='{"1":2,"2":"(%)"}' style="border-bottom:1px solid #000000;overflow:hidden;padding:0px 3px 0px 3px;vertical-align:bottom;background-color:#000000;font-weight:bold;color:#ffffff;text-align:center;">(%)</td> <td data-sheets-numberformat='{"1":2,"2":"0","3":1}' data-sheets-value='{"1":2,"2":"(%)"}' style="border-bottom:1px solid #000000;overflow:hidden;padding:0px 3px 0px 3px;vertical-align:bottom;background-color:#000000;font-weight:bold;color:#ffffff;text-align:center;">(%)</td> <td data-sheets-value='{"1":2,"2":"(dB)"}' style="border-bottom:1px solid #000000;overflow:hidden;padding:0px 3px 0px 3px;vertical-align:bottom;background-color:#000000;font-weight:bold;color:#ffffff;text-align:center;">(dB)</td> </tr> <tr style="height:20px;"> <td data-sheets-value='{"1":2,"2":"Acrylic"}' style="border-left:1px solid #000000;overflow:hidden;padding:0px 3px 0px 3px;vertical-align:bottom;font-weight:bold;">Acrylic</td> <td data-sheets-value='{"1":2,"2":"Single-walled"}' style="overflow:hidden;padding:0px 3px 0px 3px;vertical-align:bottom;font-weight:bold;">Single-walled</td> <td data-sheets-value='{"1":2,"2":"Clear (H)"}' style="border-right:1px solid #000000;overflow:hidden;padding:0px 3px 0px 3px;vertical-align:bottom;font-weight:bold;">Clear (H)</td> <td data-sheets-numberformat='{"1":2,"2":"0.00","3":1}' data-sheets-value='{"1":3,"3":5.17}' style="overflow:hidden;padding:0px 3px 0px 3px;vertical-align:bottom;text-align:center;">5.17</td> <td data-sheets-numberformat='{"1":2,"2":"0","3":1}' data-sheets-value='{"1":3,"3":90}' style="overflow:hidden;padding:0px 3px 0px 3px;vertical-align:bottom;text-align:center;">90</td> <td data-sheets-numberformat='{"1":2,"2":"0","3":1}' data-sheets-value='{"1":3,"3":87}' style="overflow:hidden;padding:0px 3px 0px 3px;vertical-align:bottom;text-align:center;">87</td> <td data-sheets-numberformat='{"1":2,"2":"0","3":1}' data-sheets-value='{"1":2,"2":"-"}' style="border-right:1px solid #000000;overflow:hidden;padding:0px 3px 0px 3px;vertical-align:bottom;text-align:center;">-</td> </tr> <tr style="height:20px;"> <td data-sheets-value='{"1":2,"2":"PMMA"}' style="border-left:1px solid #000000;overflow:hidden;padding:0px 3px 0px 3px;vertical-align:bottom;font-weight:bold;">PMMA</td> <td data-sheets-value='{"1":2,"2":"Single-walled"}' style="overflow:hidden;padding:0px 3px 0px 3px;vertical-align:bottom;font-weight:bold;">Single-walled</td> <td data-sheets-value='{"1":2,"2":"Opal (O)"}' style="border-right:1px solid #000000;overflow:hidden;padding:0px 3px 0px 3px;vertical-align:bottom;font-weight:bold;">Opal (O)</td> <td data-sheets-numberformat='{"1":2,"2":"0.00","3":1}' data-sheets-value='{"1":3,"3":5.17}' style="overflow:hidden;padding:0px 3px 0px 3px;vertical-align:bottom;text-align:center;">5.17</td> <td data-sheets-numberformat='{"1":2,"2":"0","3":1}' data-sheets-value='{"1":3,"3":83}' style="overflow:hidden;padding:0px 3px 0px 3px;vertical-align:bottom;text-align:center;">83</td> <td data-sheets-numberformat='{"1":2,"2":"0","3":1}' data-sheets-value='{"1":3,"3":76}' style="overflow:hidden;padding:0px 3px 0px 3px;vertical-align:bottom;text-align:center;">76</td> <td data-sheets-numberformat='{"1":2,"2":"0","3":1}' data-sheets-value='{"1":2,"2":"-"}' style="border-right:1px solid #000000;overflow:hidden;padding:0px 3px 0px 3px;vertical-align:bottom;text-align:center;">-</td> </tr> <tr style="height:20px;"> <td style="border-left:1px solid #000000;overflow:hidden;padding:0px 3px 0px 3px;vertical-align:bottom;font-weight:bold;"></td> <td data-sheets-value='{"1":2,"2":"Double-walled"}' style="overflow:hidden;padding:0px 3px 0px 3px;vertical-align:bottom;font-weight:bold;">Double-walled</td> <td data-sheets-value='{"1":2,"2":"Clear (H/H)"}' style="border-right:1px solid #000000;overflow:hidden;padding:0px 3px 0px 3px;vertical-align:bottom;font-weight:bold;">Clear (H/H)</td> <td data-sheets-numberformat='{"1":2,"2":"0.00","3":1}' data-sheets-value='{"1":3,"3":2.9}' style="overflow:hidden;padding:0px 3px 0px 3px;vertical-align:bottom;text-align:center;">2.90</td> <td data-sheets-numberformat='{"1":2,"2":"0","3":1}' data-sheets-value='{"1":3,"3":81}' style="overflow:hidden;padding:0px 3px 0px 3px;vertical-align:bottom;text-align:center;">81</td> <td data-sheets-numberformat='{"1":2,"2":"0","3":1}' data-sheets-value='{"1":3,"3":75}' style="overflow:hidden;padding:0px 3px 0px 3px;vertical-align:bottom;text-align:center;">75</td> <td data-sheets-numberformat='{"1":2,"2":"0","3":1}' data-sheets-value='{"1":3,"3":20}' style="border-right:1px solid #000000;overflow:hidden;padding:0px 3px 0px 3px;vertical-align:bottom;text-align:center;">20</td> </tr> <tr style="height:20px;"> <td style="border-left:1px solid #000000;overflow:hidden;padding:0px 3px 0px 3px;vertical-align:bottom;font-weight:bold;"></td> <td data-sheets-value='{"1":2,"2":"Double-walled"}' style="overflow:hidden;padding:0px 3px 0px 3px;vertical-align:bottom;font-weight:bold;">Double-walled</td> <td data-sheets-value='{"1":2,"2":"Opal (O/O)"}' style="border-right:1px solid #000000;overflow:hidden;padding:0px 3px 0px 3px;vertical-align:bottom;font-weight:bold;">Opal (O/O)</td> <td data-sheets-numberformat='{"1":2,"2":"0.00","3":1}' data-sheets-value='{"1":3,"3":2.9}' style="overflow:hidden;padding:0px 3px 0px 3px;vertical-align:bottom;text-align:center;">2.90</td> <td data-sheets-numberformat='{"1":2,"2":"0","3":1}' data-sheets-value='{"1":3,"3":69}' style="overflow:hidden;padding:0px 3px 0px 3px;vertical-align:bottom;text-align:center;">69</td> <td data-sheets-numberformat='{"1":2,"2":"0","3":1}' data-sheets-value='{"1":3,"3":58}' style="overflow:hidden;padding:0px 3px 0px 3px;vertical-align:bottom;text-align:center;">58</td> <td data-sheets-numberformat='{"1":2,"2":"0","3":1}' data-sheets-value='{"1":3,"3":20}' style="border-right:1px solid #000000;overflow:hidden;padding:0px 3px 0px 3px;vertical-align:bottom;text-align:center;">20</td> </tr> <tr style="height:20px;"> <td style="border-left:1px solid #000000;overflow:hidden;padding:0px 3px 0px 3px;vertical-align:bottom;font-weight:bold;"></td> <td data-sheets-value='{"1":2,"2":"Triple-walled"}' style="overflow:hidden;padding:0px 3px 0px 3px;vertical-align:bottom;font-weight:bold;">Triple-walled</td> <td data-sheets-value='{"1":2,"2":"Clear (H/H/H)"}' style="border-right:1px solid #000000;overflow:hidden;padding:0px 3px 0px 3px;vertical-align:bottom;font-weight:bold;">Clear (H/H/H)</td> <td data-sheets-numberformat='{"1":2,"2":"0.00","3":1}' data-sheets-value='{"1":3,"3":1.7}' style="overflow:hidden;padding:0px 3px 0px 3px;vertical-align:bottom;text-align:center;">1.70</td> <td data-sheets-numberformat='{"1":2,"2":"0","3":1}' data-sheets-value='{"1":3,"3":73}' style="overflow:hidden;padding:0px 3px 0px 3px;vertical-align:bottom;text-align:center;">73</td> <td data-sheets-numberformat='{"1":2,"2":"0","3":1}' data-sheets-value='{"1":3,"3":65}' style="overflow:hidden;padding:0px 3px 0px 3px;vertical-align:bottom;text-align:center;">65</td> <td data-sheets-numberformat='{"1":2,"2":"0","3":1}' data-sheets-value='{"1":3,"3":22}' style="border-right:1px solid #000000;overflow:hidden;padding:0px 3px 0px 3px;vertical-align:bottom;text-align:center;">22</td> </tr> <tr style="height:20px;"> <td style="border-left:1px solid #000000;overflow:hidden;padding:0px 3px 0px 3px;vertical-align:bottom;font-weight:bold;"></td> <td data-sheets-value='{"1":2,"2":"Triple-walled"}' style="overflow:hidden;padding:0px 3px 0px 3px;vertical-align:bottom;font-weight:bold;">Triple-walled</td> <td data-sheets-value='{"1":2,"2":"Opal (O/H/O)"}' style="border-right:1px solid #000000;overflow:hidden;padding:0px 3px 0px 3px;vertical-align:bottom;font-weight:bold;">Opal (O/H/O)</td> <td data-sheets-numberformat='{"1":2,"2":"0.00","3":1}' data-sheets-value='{"1":3,"3":1.7}' style="overflow:hidden;padding:0px 3px 0px 3px;vertical-align:bottom;text-align:center;">1.70</td> <td data-sheets-numberformat='{"1":2,"2":"0","3":1}' data-sheets-value='{"1":3,"3":62}' style="overflow:hidden;padding:0px 3px 0px 3px;vertical-align:bottom;text-align:center;">62</td> <td data-sheets-numberformat='{"1":2,"2":"0","3":1}' data-sheets-value='{"1":3,"3":51}' style="overflow:hidden;padding:0px 3px 0px 3px;vertical-align:bottom;text-align:center;">51</td> <td data-sheets-numberformat='{"1":2,"2":"0","3":1}' data-sheets-value='{"1":3,"3":22}' style="border-right:1px solid #000000;overflow:hidden;padding:0px 3px 0px 3px;vertical-align:bottom;text-align:center;">22</td> </tr> <tr style="height:20px;"> <td style="border-left:1px solid #000000;overflow:hidden;padding:0px 3px 0px 3px;vertical-align:bottom;font-weight:bold;"></td> <td data-sheets-value='{"1":2,"2":"Four-walled"}' style="overflow:hidden;padding:0px 3px 0px 3px;vertical-align:bottom;font-weight:bold;">Four-walled</td> <td data-sheets-value='{"1":2,"2":"Clear (H/H/H/H)"}' style="border-right:1px solid #000000;overflow:hidden;padding:0px 3px 0px 3px;vertical-align:bottom;font-weight:bold;">Clear (H/H/H/H)</td> <td data-sheets-numberformat='{"1":2,"2":"0.00","3":1}' data-sheets-value='{"1":3,"3":1.28}' style="overflow:hidden;padding:0px 3px 0px 3px;vertical-align:bottom;text-align:center;">1.28</td> <td data-sheets-numberformat='{"1":2,"2":"0","3":1}' data-sheets-value='{"1":3,"3":64}' style="overflow:hidden;padding:0px 3px 0px 3px;vertical-align:bottom;text-align:center;">64</td> <td data-sheets-numberformat='{"1":2,"2":"0","3":1}' data-sheets-value='{"1":3,"3":54}' style="overflow:hidden;padding:0px 3px 0px 3px;vertical-align:bottom;text-align:center;">54</td> <td data-sheets-numberformat='{"1":2,"2":"0","3":1}' data-sheets-value='{"1":3,"3":23}' style="border-right:1px solid #000000;overflow:hidden;padding:0px 3px 0px 3px;vertical-align:bottom;text-align:center;">23</td> </tr> <tr style="height:20px;"> <td style="border-bottom:1px solid #000000;border-left:1px solid #000000;overflow:hidden;padding:0px 3px 0px 3px;vertical-align:bottom;"></td> <td data-sheets-value='{"1":2,"2":"Four-walled"}' style="border-bottom:1px solid #000000;overflow:hidden;padding:0px 3px 0px 3px;vertical-align:bottom;font-weight:bold;">Four-walled</td> <td data-sheets-value='{"1":2,"2":"Opal (H/H/O/H)"}' style="border-right:1px solid #000000;border-bottom:1px solid #000000;overflow:hidden;padding:0px 3px 0px 3px;vertical-align:bottom;font-weight:bold;">Opal (H/H/O/H)</td> <td data-sheets-numberformat='{"1":2,"2":"0.00","3":1}' data-sheets-value='{"1":3,"3":1.28}' style="border-bottom:1px solid #000000;overflow:hidden;padding:0px 3px 0px 3px;vertical-align:bottom;text-align:center;">1.28</td> <td data-sheets-numberformat='{"1":2,"2":"0","3":1}' data-sheets-value='{"1":3,"3":59}' style="border-bottom:1px solid #000000;overflow:hidden;padding:0px 3px 0px 3px;vertical-align:bottom;text-align:center;">59</td> <td data-sheets-numberformat='{"1":2,"2":"0","3":1}' data-sheets-value='{"1":3,"3":48}' style="border-bottom:1px solid #000000;overflow:hidden;padding:0px 3px 0px 3px;vertical-align:bottom;text-align:center;">48</td> <td data-sheets-numberformat='{"1":2,"2":"0","3":1}' data-sheets-value='{"1":3,"3":23}' style="border-right:1px solid #000000;border-bottom:1px solid #000000;overflow:hidden;padding:0px 3px 0px 3px;vertical-align:bottom;text-align:center;">23</td> </tr> <tr style="height:20px;"> <td data-sheets-value='{"1":2,"2":"Polycarbonate "}' style="border-left:1px solid #000000;overflow:hidden;padding:0px 3px 0px 3px;vertical-align:bottom;font-weight:bold;">Polycarbonate </td> <td data-sheets-value='{"1":2,"2":"Single-walled"}' style="overflow:hidden;padding:0px 3px 0px 3px;vertical-align:bottom;font-weight:bold;">Single-walled</td> <td data-sheets-value='{"1":2,"2":"Clear (A)"}' style="border-right:1px solid #000000;overflow:hidden;padding:0px 3px 0px 3px;vertical-align:bottom;font-weight:bold;">Clear (A)</td> <td data-sheets-numberformat='{"1":2,"2":"0.00","3":1}' data-sheets-value='{"1":3,"3":5.17}' style="overflow:hidden;padding:0px 3px 0px 3px;vertical-align:bottom;text-align:center;">5.17</td> <td data-sheets-numberformat='{"1":2,"2":"0","3":1}' data-sheets-value='{"1":3,"3":88}' style="overflow:hidden;padding:0px 3px 0px 3px;vertical-align:bottom;text-align:center;">88</td> <td data-sheets-numberformat='{"1":2,"2":"0","3":1}' data-sheets-value='{"1":3,"3":83}' style="overflow:hidden;padding:0px 3px 0px 3px;vertical-align:bottom;text-align:center;">83</td> <td data-sheets-numberformat='{"1":2,"2":"0","3":1}' data-sheets-value='{"1":2,"2":"-"}' style="border-right:1px solid #000000;overflow:hidden;padding:0px 3px 0px 3px;vertical-align:bottom;text-align:center;">-</td> </tr> <tr style="height:20px;"> <td data-sheets-value='{"1":2,"2":"PC"}' style="border-left:1px solid #000000;overflow:hidden;padding:0px 3px 0px 3px;vertical-align:bottom;font-weight:bold;">PC</td> <td data-sheets-value='{"1":2,"2":"Single-walled"}' style="overflow:hidden;padding:0px 3px 0px 3px;vertical-align:bottom;font-weight:bold;">Single-walled</td> <td data-sheets-value='{"1":2,"2":"Opal (D)"}' style="border-right:1px solid #000000;overflow:hidden;padding:0px 3px 0px 3px;vertical-align:bottom;font-weight:bold;">Opal (D)</td> <td data-sheets-numberformat='{"1":2,"2":"0.00","3":1}' data-sheets-value='{"1":3,"3":5.17}' style="overflow:hidden;padding:0px 3px 0px 3px;vertical-align:bottom;text-align:center;">5.17</td> <td data-sheets-numberformat='{"1":2,"2":"0","3":1}' data-sheets-value='{"1":3,"3":58}' style="overflow:hidden;padding:0px 3px 0px 3px;vertical-align:bottom;text-align:center;">58</td> <td data-sheets-numberformat='{"1":2,"2":"0","3":1}' data-sheets-value='{"1":3,"3":60}' style="overflow:hidden;padding:0px 3px 0px 3px;vertical-align:bottom;text-align:center;">60</td> <td data-sheets-numberformat='{"1":2,"2":"0","3":1}' data-sheets-value='{"1":2,"2":"-"}' style="border-right:1px solid #000000;overflow:hidden;padding:0px 3px 0px 3px;vertical-align:bottom;text-align:center;">-</td> </tr> <tr style="height:20px;"> <td style="border-left:1px solid #000000;overflow:hidden;padding:0px 3px 0px 3px;vertical-align:bottom;font-weight:bold;"></td> <td data-sheets-value='{"1":2,"2":"Double-walled"}' style="overflow:hidden;padding:0px 3px 0px 3px;vertical-align:bottom;font-weight:bold;">Double-walled</td> <td data-sheets-value='{"1":2,"2":"Clear (A/H)"}' style="border-right:1px solid #000000;overflow:hidden;padding:0px 3px 0px 3px;vertical-align:bottom;font-weight:bold;">Clear (A/H)</td> <td data-sheets-numberformat='{"1":2,"2":"0.00","3":1}' data-sheets-value='{"1":3,"3":2.9}' style="overflow:hidden;padding:0px 3px 0px 3px;vertical-align:bottom;text-align:center;">2.90</td> <td data-sheets-numberformat='{"1":2,"2":"0","3":1}' data-sheets-value='{"1":3,"3":79}' style="overflow:hidden;padding:0px 3px 0px 3px;vertical-align:bottom;text-align:center;">79</td> <td data-sheets-numberformat='{"1":2,"2":"0","3":1}' data-sheets-value='{"1":3,"3":72}' style="overflow:hidden;padding:0px 3px 0px 3px;vertical-align:bottom;text-align:center;">72</td> <td data-sheets-numberformat='{"1":2,"2":"0","3":1}' data-sheets-value='{"1":3,"3":20}' style="border-right:1px solid #000000;overflow:hidden;padding:0px 3px 0px 3px;vertical-align:bottom;text-align:center;">20</td> </tr> <tr style="height:20px;"> <td style="border-left:1px solid #000000;overflow:hidden;padding:0px 3px 0px 3px;vertical-align:bottom;font-weight:bold;"></td> <td data-sheets-value='{"1":2,"2":"Double-walled"}' style="overflow:hidden;padding:0px 3px 0px 3px;vertical-align:bottom;font-weight:bold;">Double-walled</td> <td data-sheets-value='{"1":2,"2":"Clear (A/A)"}' style="border-right:1px solid #000000;overflow:hidden;padding:0px 3px 0px 3px;vertical-align:bottom;font-weight:bold;">Clear (A/A)</td> <td data-sheets-numberformat='{"1":2,"2":"0.00","3":1}' data-sheets-value='{"1":3,"3":2.9}' style="overflow:hidden;padding:0px 3px 0px 3px;vertical-align:bottom;text-align:center;">2.90</td> <td data-sheets-numberformat='{"1":2,"2":"0","3":1}' data-sheets-value='{"1":3,"3":77}' style="overflow:hidden;padding:0px 3px 0px 3px;vertical-align:bottom;text-align:center;">77</td> <td data-sheets-numberformat='{"1":2,"2":"0","3":1}' data-sheets-value='{"1":3,"3":69}' style="overflow:hidden;padding:0px 3px 0px 3px;vertical-align:bottom;text-align:center;">69</td> <td data-sheets-numberformat='{"1":2,"2":"0","3":1}' data-sheets-value='{"1":3,"3":20}' style="border-right:1px solid #000000;overflow:hidden;padding:0px 3px 0px 3px;vertical-align:bottom;text-align:center;">20</td> </tr> <tr style="height:20px;"> <td style="border-left:1px solid #000000;overflow:hidden;padding:0px 3px 0px 3px;vertical-align:bottom;font-weight:bold;"></td> <td data-sheets-value='{"1":2,"2":"Double-walled"}' style="overflow:hidden;padding:0px 3px 0px 3px;vertical-align:bottom;font-weight:bold;">Double-walled</td> <td data-sheets-value='{"1":2,"2":"Opal (A/O)"}' style="border-right:1px solid #000000;overflow:hidden;padding:0px 3px 0px 3px;vertical-align:bottom;font-weight:bold;">Opal (A/O)</td> <td data-sheets-numberformat='{"1":2,"2":"0.00","3":1}' data-sheets-value='{"1":3,"3":2.9}' style="overflow:hidden;padding:0px 3px 0px 3px;vertical-align:bottom;text-align:center;">2.90</td> <td data-sheets-numberformat='{"1":2,"2":"0","3":1}' data-sheets-value='{"1":3,"3":73}' style="overflow:hidden;padding:0px 3px 0px 3px;vertical-align:bottom;text-align:center;">73</td> <td data-sheets-numberformat='{"1":2,"2":"0","3":1}' data-sheets-value='{"1":3,"3":63}' style="overflow:hidden;padding:0px 3px 0px 3px;vertical-align:bottom;text-align:center;">63</td> <td data-sheets-numberformat='{"1":2,"2":"0","3":1}' data-sheets-value='{"1":3,"3":20}' style="border-right:1px solid #000000;overflow:hidden;padding:0px 3px 0px 3px;vertical-align:bottom;text-align:center;">20</td> </tr> <tr style="height:20px;"> <td style="border-left:1px solid #000000;overflow:hidden;padding:0px 3px 0px 3px;vertical-align:bottom;font-weight:bold;"></td> <td data-sheets-value='{"1":2,"2":"Double-walled"}' style="overflow:hidden;padding:0px 3px 0px 3px;vertical-align:bottom;font-weight:bold;">Double-walled</td> <td data-sheets-value='{"1":2,"2":"Opal (A/D)"}' style="border-right:1px solid #000000;overflow:hidden;padding:0px 3px 0px 3px;vertical-align:bottom;font-weight:bold;">Opal (A/D)</td> <td data-sheets-numberformat='{"1":2,"2":"0.00","3":1}' data-sheets-value='{"1":3,"3":2.9}' style="overflow:hidden;padding:0px 3px 0px 3px;vertical-align:bottom;text-align:center;">2.90</td> <td data-sheets-numberformat='{"1":2,"2":"0","3":1}' data-sheets-value='{"1":3,"3":51}' style="overflow:hidden;padding:0px 3px 0px 3px;vertical-align:bottom;text-align:center;">51</td> <td data-sheets-numberformat='{"1":2,"2":"0","3":1}' data-sheets-value='{"1":3,"3":50}' style="overflow:hidden;padding:0px 3px 0px 3px;vertical-align:bottom;text-align:center;">50</td> <td data-sheets-numberformat='{"1":2,"2":"0","3":1}' data-sheets-value='{"1":3,"3":20}' style="border-right:1px solid #000000;overflow:hidden;padding:0px 3px 0px 3px;vertical-align:bottom;text-align:center;">20</td> </tr> <tr style="height:20px;"> <td style="border-left:1px solid #000000;overflow:hidden;padding:0px 3px 0px 3px;vertical-align:bottom;font-weight:bold;"></td> <td data-sheets-value='{"1":2,"2":"Triple-walled"}' style="overflow:hidden;padding:0px 3px 0px 3px;vertical-align:bottom;font-weight:bold;">Triple-walled</td> <td data-sheets-value='{"1":2,"2":"Clear (A/H/H)"}' style="border-right:1px solid #000000;overflow:hidden;padding:0px 3px 0px 3px;vertical-align:bottom;font-weight:bold;">Clear (A/H/H)</td> <td data-sheets-numberformat='{"1":2,"2":"0.00","3":1}' data-sheets-value='{"1":3,"3":1.7}' style="overflow:hidden;padding:0px 3px 0px 3px;vertical-align:bottom;text-align:center;">1.70</td> <td data-sheets-numberformat='{"1":2,"2":"0","3":1}' data-sheets-value='{"1":3,"3":71}' style="overflow:hidden;padding:0px 3px 0px 3px;vertical-align:bottom;text-align:center;">71</td> <td data-sheets-numberformat='{"1":2,"2":"0","3":1}' data-sheets-value='{"1":3,"3":63}' style="overflow:hidden;padding:0px 3px 0px 3px;vertical-align:bottom;text-align:center;">63</td> <td data-sheets-numberformat='{"1":2,"2":"0","3":1}' data-sheets-value='{"1":3,"3":22}' style="border-right:1px solid #000000;overflow:hidden;padding:0px 3px 0px 3px;vertical-align:bottom;text-align:center;">22</td> </tr> <tr style="height:20px;"> <td style="border-left:1px solid #000000;overflow:hidden;padding:0px 3px 0px 3px;vertical-align:bottom;font-weight:bold;"></td> <td data-sheets-value='{"1":2,"2":"Triple-walled"}' style="overflow:hidden;padding:0px 3px 0px 3px;vertical-align:bottom;font-weight:bold;">Triple-walled</td> <td data-sheets-value='{"1":2,"2":"Opal (A/O/O)"}' style="border-right:1px solid #000000;overflow:hidden;padding:0px 3px 0px 3px;vertical-align:bottom;font-weight:bold;">Opal (A/O/O)</td> <td data-sheets-numberformat='{"1":2,"2":"0.00","3":1}' data-sheets-value='{"1":3,"3":1.7}' style="overflow:hidden;padding:0px 3px 0px 3px;vertical-align:bottom;text-align:center;">1.70</td> <td data-sheets-numberformat='{"1":2,"2":"0","3":1}' data-sheets-value='{"1":3,"3":61}' style="overflow:hidden;padding:0px 3px 0px 3px;vertical-align:bottom;text-align:center;">61</td> <td data-sheets-numberformat='{"1":2,"2":"0","3":1}' data-sheets-value='{"1":3,"3":48}' style="overflow:hidden;padding:0px 3px 0px 3px;vertical-align:bottom;text-align:center;">48</td> <td data-sheets-numberformat='{"1":2,"2":"0","3":1}' data-sheets-value='{"1":3,"3":22}' style="border-right:1px solid #000000;overflow:hidden;padding:0px 3px 0px 3px;vertical-align:bottom;text-align:center;">22</td> </tr> <tr style="height:20px;"> <td style="border-left:1px solid #000000;overflow:hidden;padding:0px 3px 0px 3px;vertical-align:bottom;font-weight:bold;"></td> <td data-sheets-value='{"1":2,"2":"Four-walled"}' style="overflow:hidden;padding:0px 3px 0px 3px;vertical-align:bottom;font-weight:bold;">Four-walled</td> <td data-sheets-value='{"1":2,"2":"Clear (A/H/H/H)"}' style="border-right:1px solid #000000;overflow:hidden;padding:0px 3px 0px 3px;vertical-align:bottom;font-weight:bold;">Clear (A/H/H/H)</td> <td data-sheets-numberformat='{"1":2,"2":"0.00","3":1}' data-sheets-value='{"1":3,"3":1.28}' style="overflow:hidden;padding:0px 3px 0px 3px;vertical-align:bottom;text-align:center;">1.28</td> <td data-sheets-numberformat='{"1":2,"2":"0","3":1}' data-sheets-value='{"1":3,"3":64}' style="overflow:hidden;padding:0px 3px 0px 3px;vertical-align:bottom;text-align:center;">64</td> <td data-sheets-numberformat='{"1":2,"2":"0","3":1}' data-sheets-value='{"1":3,"3":52}' style="overflow:hidden;padding:0px 3px 0px 3px;vertical-align:bottom;text-align:center;">52</td> <td data-sheets-numberformat='{"1":2,"2":"0","3":1}' data-sheets-value='{"1":3,"3":23}' style="border-right:1px solid #000000;overflow:hidden;padding:0px 3px 0px 3px;vertical-align:bottom;text-align:center;">23</td> </tr> <tr style="height:20px;"> <td style="border-bottom:1px solid #000000;border-left:1px solid #000000;overflow:hidden;padding:0px 3px 0px 3px;vertical-align:bottom;"></td> <td data-sheets-value='{"1":2,"2":"Four-walled"}' style="border-bottom:1px solid #000000;overflow:hidden;padding:0px 3px 0px 3px;vertical-align:bottom;font-weight:bold;">Four-walled</td> <td data-sheets-value='{"1":2,"2":"Opal (A/H/O/H)"}' style="border-right:1px solid #000000;border-bottom:1px solid #000000;overflow:hidden;padding:0px 3px 0px 3px;vertical-align:bottom;font-weight:bold;">Opal (A/H/O/H)</td> <td data-sheets-numberformat='{"1":2,"2":"0.00","3":1}' data-sheets-value='{"1":3,"3":1.28}' style="border-bottom:1px solid #000000;overflow:hidden;padding:0px 3px 0px 3px;vertical-align:bottom;text-align:center;">1.28</td> <td data-sheets-numberformat='{"1":2,"2":"0","3":1}' data-sheets-value='{"1":3,"3":59}' style="border-bottom:1px solid #000000;overflow:hidden;padding:0px 3px 0px 3px;vertical-align:bottom;text-align:center;">59</td> <td data-sheets-numberformat='{"1":2,"2":"0","3":1}' data-sheets-value='{"1":3,"3":46}' style="border-bottom:1px solid #000000;overflow:hidden;padding:0px 3px 0px 3px;vertical-align:bottom;text-align:center;">46</td> <td data-sheets-numberformat='{"1":2,"2":"0","3":1}' data-sheets-value='{"1":3,"3":23}' style="border-right:1px solid #000000;border-bottom:1px solid #000000;overflow:hidden;padding:0px 3px 0px 3px;vertical-align:bottom;text-align:center;">23</td> </tr> <tr style="height:20px;"> <td data-sheets-value='{"1":2,"2":"Polycarbonate"}' style="border-left:1px solid #000000;overflow:hidden;padding:0px 3px 0px 3px;vertical-align:bottom;font-weight:bold;">Polycarbonate</td> <td data-sheets-value='{"1":2,"2":"Single-walled"}' style="overflow:hidden;padding:0px 3px 0px 3px;vertical-align:bottom;font-weight:bold;">Single-walled</td> <td data-sheets-value='{"1":2,"2":"Heatstop Opal (T)"}' style="border-right:1px solid #000000;overflow:hidden;padding:0px 3px 0px 3px;vertical-align:bottom;font-weight:bold;">Heatstop Opal (T)</td> <td data-sheets-numberformat='{"1":2,"2":"0.00","3":1}' data-sheets-value='{"1":3,"3":5.17}' style="overflow:hidden;padding:0px 3px 0px 3px;vertical-align:bottom;text-align:center;">5.17</td> <td data-sheets-numberformat='{"1":2,"2":"0","3":1}' data-sheets-value='{"1":3,"3":49}' style="overflow:hidden;padding:0px 3px 0px 3px;vertical-align:bottom;text-align:center;">49</td> <td data-sheets-numberformat='{"1":2,"2":"0","3":1}' data-sheets-value='{"1":3,"3":59}' style="overflow:hidden;padding:0px 3px 0px 3px;vertical-align:bottom;text-align:center;">59</td> <td data-sheets-numberformat='{"1":2,"2":"0","3":1}' data-sheets-value='{"1":2,"2":"-"}' style="border-right:1px solid #000000;overflow:hidden;padding:0px 3px 0px 3px;vertical-align:bottom;text-align:center;">-</td> </tr> <tr style="height:20px;"> <td data-sheets-value='{"1":2,"2":"Heatstop PC"}' style="border-left:1px solid #000000;overflow:hidden;padding:0px 3px 0px 3px;vertical-align:bottom;font-weight:bold;">Heatstop PC</td> <td data-sheets-value='{"1":2,"2":"Double-walled"}' style="overflow:hidden;padding:0px 3px 0px 3px;vertical-align:bottom;font-weight:bold;">Double-walled</td> <td data-sheets-value='{"1":2,"2":"Clear (T/H)"}' style="border-right:1px solid #000000;overflow:hidden;padding:0px 3px 0px 3px;vertical-align:bottom;font-weight:bold;">Clear (T/H)</td> <td data-sheets-numberformat='{"1":2,"2":"0.00","3":1}' data-sheets-value='{"1":3,"3":2.9}' style="overflow:hidden;padding:0px 3px 0px 3px;vertical-align:bottom;text-align:center;">2.90</td> <td data-sheets-numberformat='{"1":2,"2":"0","3":1}' data-sheets-value='{"1":3,"3":44}' style="overflow:hidden;padding:0px 3px 0px 3px;vertical-align:bottom;text-align:center;">44</td> <td data-sheets-numberformat='{"1":2,"2":"0","3":1}' data-sheets-value='{"1":3,"3":51}' style="overflow:hidden;padding:0px 3px 0px 3px;vertical-align:bottom;text-align:center;">51</td> <td data-sheets-numberformat='{"1":2,"2":"0","3":1}' data-sheets-value='{"1":3,"3":20}' style="border-right:1px solid #000000;overflow:hidden;padding:0px 3px 0px 3px;vertical-align:bottom;text-align:center;">20</td> </tr> <tr style="height:20px;"> <td style="border-left:1px solid #000000;overflow:hidden;padding:0px 3px 0px 3px;vertical-align:bottom;font-weight:bold;"></td> <td data-sheets-value='{"1":2,"2":"Double-walled"}' style="overflow:hidden;padding:0px 3px 0px 3px;vertical-align:bottom;font-weight:bold;">Double-walled</td> <td data-sheets-value='{"1":2,"2":"Opal (T/O)"}' style="border-right:1px solid #000000;overflow:hidden;padding:0px 3px 0px 3px;vertical-align:bottom;font-weight:bold;">Opal (T/O)</td> <td data-sheets-numberformat='{"1":2,"2":"0.00","3":1}' data-sheets-value='{"1":3,"3":2.9}' style="overflow:hidden;padding:0px 3px 0px 3px;vertical-align:bottom;text-align:center;">2.90</td> <td data-sheets-numberformat='{"1":2,"2":"0","3":1}' data-sheets-value='{"1":3,"3":41}' style="overflow:hidden;padding:0px 3px 0px 3px;vertical-align:bottom;text-align:center;">41</td> <td data-sheets-numberformat='{"1":2,"2":"0","3":1}' data-sheets-value='{"1":3,"3":45}' style="overflow:hidden;padding:0px 3px 0px 3px;vertical-align:bottom;text-align:center;">45</td> <td data-sheets-numberformat='{"1":2,"2":"0","3":1}' data-sheets-value='{"1":3,"3":20}' style="border-right:1px solid #000000;overflow:hidden;padding:0px 3px 0px 3px;vertical-align:bottom;text-align:center;">20</td> </tr> <tr style="height:20px;"> <td style="border-left:1px solid #000000;overflow:hidden;padding:0px 3px 0px 3px;vertical-align:bottom;font-weight:bold;"></td> <td data-sheets-value='{"1":2,"2":"Triple-walled"}' style="overflow:hidden; | skylux-160-ce-met-koepel-en-metaalopstand-met-lm-motor-1600-x-2500-mm | 8585992339789 | 46872268767565
Smoke and heat exhaust (SHEV) | SHE system | Skylux | Skylux 160° CE with skylight and metal curb with double LM-actuator 1600 x 2800 mm |  | 32575 | 5412970325758 | 8836.65 | Yes | 30-45 | 178.95 | 1600 x 2800 mm | 2800 | 1600 |  | metal curb M30 (30 cm high) | Rectangular | 5.17 W/m²K - 1.28 W/m²K | 87% - 32% | 90% - 32% | 20dB - 23dB | 160° CE (for industry) | skylight | without spoiler | E | Double actuator | Maximum four-walled skylight possible for this product | Ut-value LT-value g-value Rw-value EN 1873 : 2014 EN ISO 13468 EN 16153 EN 410 EN 410 EN ISO 140-3 Material Walls Shells (W/m²K) (%) (%) (dB) Acrylic Single-walled Clear (H) 5.17 90 87 - PMMA Single-walled Opal (O) 5.17 83 76 - Double-walled Clear (H/H) 2.90 81 75 20 Double-walled Opal (O/O) 2.90 69 58 20 Triple-walled Clear (H/H/H) 1.70 73 65 22 Triple-walled Opal (O/H/O) 1.70 62 51 22 Four-walled Clear (H/H/H/H) 1.28 64 54 23 Four-walled Opal (H/H/O/H) 1.28 59 48 23 Polycarbonate Single-walled Clear (A) 5.17 88 83 - PC Single-walled Opal (D) 5.17 58 60 - Double-walled Clear (A/H) 2.90 79 72 20 Double-walled Clear (A/A) 2.90 77 69 20 Double-walled Opal (A/O) 2.90 73 63 20 Double-walled Opal (A/D) 2.90 51 50 20 Triple-walled Clear (A/H/H) 1.70 71 63 22 Triple-walled Opal (A/O/O) 1.70 61 48 22 Four-walled Clear (A/H/H/H) 1.28 64 52 23 Four-walled Opal (A/H/O/H) 1.28 59 46 23 Polycarbonate Single-walled Heatstop Opal (T) 5.17 49 59 - Heatstop PC Double-walled Clear (T/H) 2.90 44 51 20 Double-walled Opal (T/O) 2.90 41 45 20 Triple-walled Clear (T/H/H) 1.70 40 <td data-sheets-numberformat='{"1":2,"2":"0","3":1}' data-sheets-value='{"1":3,"3":44}' style="overflow:hidden;paddin | https://skylux.eu/en/products/skylux-160-ce-met-koepel-en-metaalopstand-met-lm-motor-1600-x-2800-mm | https://skylux.eu/cdn/shop/files/Skylux-160deg-CE-met-koepel-en-metaalopstand-met-dubbele-LM-motor-1600-x-2800-mm-RWA-systeem.jpg?v=1702976746&width=1600 | https://skylux.eu/cdn/shop/files/e5a82811-1bb0-48e4-a776-cacb59c7c092_4bfc6e30-3b99-4aea-a7e6-8ab0a8b20373.jpg?v=1688550207&width=1600 | //skylux.eu/cdn/shop/files/E_MH_Mounting_instructions_Skylux_160_CE_LM.pdf?v=12406716259046007223 | //skylux.eu/cdn/shop/files/E_TD_Technical_File_Skylux_Skylux_160_CE_Electric.pdf?v=3667116872303399239 | <style type="text/css" id="isPasted"> <!--td { border: 1px solid #cccccc; } br { mso-data-placement: same-cell; } --> </style> <table border="1" cellpadding="0" cellspacing="0" dir="ltr" style="table-layout:fixed;font-size:10pt;font-family:Arial;border-collapse:collapse;border:none;"><tbody> <tr style="height:20px;"> <td style="overflow:hidden;padding:0px 3px 0px 3px;vertical-align:bottom;"></td> <td style="overflow:hidden;padding:0px 3px 0px 3px;vertical-align:bottom;"></td> <td style="overflow:hidden;padding:0px 3px 0px 3px;vertical-align:bottom;"></td> <td data-sheets-value='{"1":2,"2":"Ut-value"}' style="overflow:hidden;padding:0px 3px 0px 3px;vertical-align:bottom;font-weight:bold;text-align:center;">Ut-value</td> <td data-sheets-value='{"1":2,"2":"LT-value"}' style="overflow:hidden;padding:0px 3px 0px 3px;vertical-align:bottom;font-weight:bold;text-align:center;">LT-value</td> <td data-sheets-value='{"1":2,"2":"g-value"}' style="overflow:hidden;padding:0px 3px 0px 3px;vertical-align:bottom;font-weight:bold;text-align:center;">g-value</td> <td data-sheets-value='{"1":2,"2":"Rw-value "}' style="overflow:hidden;padding:0px 3px 0px 3px;vertical-align:bottom;font-weight:bold;text-align:center;">Rw-value </td> </tr> <tr style="height:20px;"> <td style="overflow:hidden;padding:0px 3px 0px 3px;vertical-align:bottom;"></td> <td style="overflow:hidden;padding:0px 3px 0px 3px;vertical-align:bottom;"></td> <td style="overflow:hidden;padding:0px 3px 0px 3px;vertical-align:bottom;"></td> <td data-sheets-numberformat='{"1":2,"2":"0.00","3":1}' data-sheets-value='{"1":2,"2":"EN 1873 : 2014"}' style="overflow:hidden;padding:0px 3px 0px 3px;vertical-align:bottom;text-align:center;">EN 1873 : 2014</td> <td data-sheets-numberformat='{"1":2,"2":"0","3":1}' data-sheets-value='{"1":2,"2":"EN ISO 13468 EN 16153 EN 410"}' style="overflow:hidden;padding:0px 3px 0px 3px;vertical-align:bottom;text-align:center;">EN ISO 13468 EN 16153 EN 410</td> <td data-sheets-numberformat='{"1":2,"2":"0","3":1}' data-sheets-value='{"1":2,"2":"EN 410"}' style="overflow:hidden;padding:0px 3px 0px 3px;vertical-align:bottom;text-align:center;">EN 410</td> <td data-sheets-value='{"1":2,"2":"EN ISO 140-3\t\t"}' style="overflow:hidden;padding:0px 3px 0px 3px;vertical-align:bottom;text-align:center;">EN ISO 140-3 </td> </tr> <tr style="height:20px;"> <td data-sheets-value='{"1":2,"2":"Material"}' style="border-bottom:1px solid #000000;overflow:hidden;padding:0px 3px 0px 3px;vertical-align:bottom;background-color:#000000;font-weight:bold;color:#ffffff;">Material</td> <td data-sheets-value='{"1":2,"2":"Walls"}' style="border-bottom:1px solid #000000;overflow:hidden;padding:0px 3px 0px 3px;vertical-align:bottom;background-color:#000000;font-weight:bold;color:#ffffff;">Walls</td> <td data-sheets-value='{"1":2,"2":"Shells"}' style="border-bottom:1px solid #000000;overflow:hidden;padding:0px 3px 0px 3px;vertical-align:bottom;background-color:#000000;font-weight:bold;color:#ffffff;">Shells</td> <td data-sheets-numberformat='{"1":2,"2":"0.00","3":1}' data-sheets-value='{"1":2,"2":"(W/m²K)\t"}' style="border-bottom:1px solid #000000;overflow:hidden;padding:0px 3px 0px 3px;vertical-align:bottom;background-color:#000000;font-weight:bold;color:#ffffff;text-align:center;">(W/m²K) </td> <td data-sheets-numberformat='{"1":2,"2":"0","3":1}' data-sheets-value='{"1":2,"2":"(%)"}' style="border-bottom:1px solid #000000;overflow:hidden;padding:0px 3px 0px 3px;vertical-align:bottom;background-color:#000000;font-weight:bold;color:#ffffff;text-align:center;">(%)</td> <td data-sheets-numberformat='{"1":2,"2":"0","3":1}' data-sheets-value='{"1":2,"2":"(%)"}' style="border-bottom:1px solid #000000;overflow:hidden;padding:0px 3px 0px 3px;vertical-align:bottom;background-color:#000000;font-weight:bold;color:#ffffff;text-align:center;">(%)</td> <td data-sheets-value='{"1":2,"2":"(dB)"}' style="border-bottom:1px solid #000000;overflow:hidden;padding:0px 3px 0px 3px;vertical-align:bottom;background-color:#000000;font-weight:bold;color:#ffffff;text-align:center;">(dB)</td> </tr> <tr style="height:20px;"> <td data-sheets-value='{"1":2,"2":"Acrylic"}' style="border-left:1px solid #000000;overflow:hidden;padding:0px 3px 0px 3px;vertical-align:bottom;font-weight:bold;">Acrylic</td> <td data-sheets-value='{"1":2,"2":"Single-walled"}' style="overflow:hidden;padding:0px 3px 0px 3px;vertical-align:bottom;font-weight:bold;">Single-walled</td> <td data-sheets-value='{"1":2,"2":"Clear (H)"}' style="border-right:1px solid #000000;overflow:hidden;padding:0px 3px 0px 3px;vertical-align:bottom;font-weight:bold;">Clear (H)</td> <td data-sheets-numberformat='{"1":2,"2":"0.00","3":1}' data-sheets-value='{"1":3,"3":5.17}' style="overflow:hidden;padding:0px 3px 0px 3px;vertical-align:bottom;text-align:center;">5.17</td> <td data-sheets-numberformat='{"1":2,"2":"0","3":1}' data-sheets-value='{"1":3,"3":90}' style="overflow:hidden;padding:0px 3px 0px 3px;vertical-align:bottom;text-align:center;">90</td> <td data-sheets-numberformat='{"1":2,"2":"0","3":1}' data-sheets-value='{"1":3,"3":87}' style="overflow:hidden;padding:0px 3px 0px 3px;vertical-align:bottom;text-align:center;">87</td> <td data-sheets-numberformat='{"1":2,"2":"0","3":1}' data-sheets-value='{"1":2,"2":"-"}' style="border-right:1px solid #000000;overflow:hidden;padding:0px 3px 0px 3px;vertical-align:bottom;text-align:center;">-</td> </tr> <tr style="height:20px;"> <td data-sheets-value='{"1":2,"2":"PMMA"}' style="border-left:1px solid #000000;overflow:hidden;padding:0px 3px 0px 3px;vertical-align:bottom;font-weight:bold;">PMMA</td> <td data-sheets-value='{"1":2,"2":"Single-walled"}' style="overflow:hidden;padding:0px 3px 0px 3px;vertical-align:bottom;font-weight:bold;">Single-walled</td> <td data-sheets-value='{"1":2,"2":"Opal (O)"}' style="border-right:1px solid #000000;overflow:hidden;padding:0px 3px 0px 3px;vertical-align:bottom;font-weight:bold;">Opal (O)</td> <td data-sheets-numberformat='{"1":2,"2":"0.00","3":1}' data-sheets-value='{"1":3,"3":5.17}' style="overflow:hidden;padding:0px 3px 0px 3px;vertical-align:bottom;text-align:center;">5.17</td> <td data-sheets-numberformat='{"1":2,"2":"0","3":1}' data-sheets-value='{"1":3,"3":83}' style="overflow:hidden;padding:0px 3px 0px 3px;vertical-align:bottom;text-align:center;">83</td> <td data-sheets-numberformat='{"1":2,"2":"0","3":1}' data-sheets-value='{"1":3,"3":76}' style="overflow:hidden;padding:0px 3px 0px 3px;vertical-align:bottom;text-align:center;">76</td> <td data-sheets-numberformat='{"1":2,"2":"0","3":1}' data-sheets-value='{"1":2,"2":"-"}' style="border-right:1px solid #000000;overflow:hidden;padding:0px 3px 0px 3px;vertical-align:bottom;text-align:center;">-</td> </tr> <tr style="height:20px;"> <td style="border-left:1px solid #000000;overflow:hidden;padding:0px 3px 0px 3px;vertical-align:bottom;font-weight:bold;"></td> <td data-sheets-value='{"1":2,"2":"Double-walled"}' style="overflow:hidden;padding:0px 3px 0px 3px;vertical-align:bottom;font-weight:bold;">Double-walled</td> <td data-sheets-value='{"1":2,"2":"Clear (H/H)"}' style="border-right:1px solid #000000;overflow:hidden;padding:0px 3px 0px 3px;vertical-align:bottom;font-weight:bold;">Clear (H/H)</td> <td data-sheets-numberformat='{"1":2,"2":"0.00","3":1}' data-sheets-value='{"1":3,"3":2.9}' style="overflow:hidden;padding:0px 3px 0px 3px;vertical-align:bottom;text-align:center;">2.90</td> <td data-sheets-numberformat='{"1":2,"2":"0","3":1}' data-sheets-value='{"1":3,"3":81}' style="overflow:hidden;padding:0px 3px 0px 3px;vertical-align:bottom;text-align:center;">81</td> <td data-sheets-numberformat='{"1":2,"2":"0","3":1}' data-sheets-value='{"1":3,"3":75}' style="overflow:hidden;padding:0px 3px 0px 3px;vertical-align:bottom;text-align:center;">75</td> <td data-sheets-numberformat='{"1":2,"2":"0","3":1}' data-sheets-value='{"1":3,"3":20}' style="border-right:1px solid #000000;overflow:hidden;padding:0px 3px 0px 3px;vertical-align:bottom;text-align:center;">20</td> </tr> <tr style="height:20px;"> <td style="border-left:1px solid #000000;overflow:hidden;padding:0px 3px 0px 3px;vertical-align:bottom;font-weight:bold;"></td> <td data-sheets-value='{"1":2,"2":"Double-walled"}' style="overflow:hidden;padding:0px 3px 0px 3px;vertical-align:bottom;font-weight:bold;">Double-walled</td> <td data-sheets-value='{"1":2,"2":"Opal (O/O)"}' style="border-right:1px solid #000000;overflow:hidden;padding:0px 3px 0px 3px;vertical-align:bottom;font-weight:bold;">Opal (O/O)</td> <td data-sheets-numberformat='{"1":2,"2":"0.00","3":1}' data-sheets-value='{"1":3,"3":2.9}' style="overflow:hidden;padding:0px 3px 0px 3px;vertical-align:bottom;text-align:center;">2.90</td> <td data-sheets-numberformat='{"1":2,"2":"0","3":1}' data-sheets-value='{"1":3,"3":69}' style="overflow:hidden;padding:0px 3px 0px 3px;vertical-align:bottom;text-align:center;">69</td> <td data-sheets-numberformat='{"1":2,"2":"0","3":1}' data-sheets-value='{"1":3,"3":58}' style="overflow:hidden;padding:0px 3px 0px 3px;vertical-align:bottom;text-align:center;">58</td> <td data-sheets-numberformat='{"1":2,"2":"0","3":1}' data-sheets-value='{"1":3,"3":20}' style="border-right:1px solid #000000;overflow:hidden;padding:0px 3px 0px 3px;vertical-align:bottom;text-align:center;">20</td> </tr> <tr style="height:20px;"> <td style="border-left:1px solid #000000;overflow:hidden;padding:0px 3px 0px 3px;vertical-align:bottom;font-weight:bold;"></td> <td data-sheets-value='{"1":2,"2":"Triple-walled"}' style="overflow:hidden;padding:0px 3px 0px 3px;vertical-align:bottom;font-weight:bold;">Triple-walled</td> <td data-sheets-value='{"1":2,"2":"Clear (H/H/H)"}' style="border-right:1px solid #000000;overflow:hidden;padding:0px 3px 0px 3px;vertical-align:bottom;font-weight:bold;">Clear (H/H/H)</td> <td data-sheets-numberformat='{"1":2,"2":"0.00","3":1}' data-sheets-value='{"1":3,"3":1.7}' style="overflow:hidden;padding:0px 3px 0px 3px;vertical-align:bottom;text-align:center;">1.70</td> <td data-sheets-numberformat='{"1":2,"2":"0","3":1}' data-sheets-value='{"1":3,"3":73}' style="overflow:hidden;padding:0px 3px 0px 3px;vertical-align:bottom;text-align:center;">73</td> <td data-sheets-numberformat='{"1":2,"2":"0","3":1}' data-sheets-value='{"1":3,"3":65}' style="overflow:hidden;padding:0px 3px 0px 3px;vertical-align:bottom;text-align:center;">65</td> <td data-sheets-numberformat='{"1":2,"2":"0","3":1}' data-sheets-value='{"1":3,"3":22}' style="border-right:1px solid #000000;overflow:hidden;padding:0px 3px 0px 3px;vertical-align:bottom;text-align:center;">22</td> </tr> <tr style="height:20px;"> <td style="border-left:1px solid #000000;overflow:hidden;padding:0px 3px 0px 3px;vertical-align:bottom;font-weight:bold;"></td> <td data-sheets-value='{"1":2,"2":"Triple-walled"}' style="overflow:hidden;padding:0px 3px 0px 3px;vertical-align:bottom;font-weight:bold;">Triple-walled</td> <td data-sheets-value='{"1":2,"2":"Opal (O/H/O)"}' style="border-right:1px solid #000000;overflow:hidden;padding:0px 3px 0px 3px;vertical-align:bottom;font-weight:bold;">Opal (O/H/O)</td> <td data-sheets-numberformat='{"1":2,"2":"0.00","3":1}' data-sheets-value='{"1":3,"3":1.7}' style="overflow:hidden;padding:0px 3px 0px 3px;vertical-align:bottom;text-align:center;">1.70</td> <td data-sheets-numberformat='{"1":2,"2":"0","3":1}' data-sheets-value='{"1":3,"3":62}' style="overflow:hidden;padding:0px 3px 0px 3px;vertical-align:bottom;text-align:center;">62</td> <td data-sheets-numberformat='{"1":2,"2":"0","3":1}' data-sheets-value='{"1":3,"3":51}' style="overflow:hidden;padding:0px 3px 0px 3px;vertical-align:bottom;text-align:center;">51</td> <td data-sheets-numberformat='{"1":2,"2":"0","3":1}' data-sheets-value='{"1":3,"3":22}' style="border-right:1px solid #000000;overflow:hidden;padding:0px 3px 0px 3px;vertical-align:bottom;text-align:center;">22</td> </tr> <tr style="height:20px;"> <td style="border-left:1px solid #000000;overflow:hidden;padding:0px 3px 0px 3px;vertical-align:bottom;font-weight:bold;"></td> <td data-sheets-value='{"1":2,"2":"Four-walled"}' style="overflow:hidden;padding:0px 3px 0px 3px;vertical-align:bottom;font-weight:bold;">Four-walled</td> <td data-sheets-value='{"1":2,"2":"Clear (H/H/H/H)"}' style="border-right:1px solid #000000;overflow:hidden;padding:0px 3px 0px 3px;vertical-align:bottom;font-weight:bold;">Clear (H/H/H/H)</td> <td data-sheets-numberformat='{"1":2,"2":"0.00","3":1}' data-sheets-value='{"1":3,"3":1.28}' style="overflow:hidden;padding:0px 3px 0px 3px;vertical-align:bottom;text-align:center;">1.28</td> <td data-sheets-numberformat='{"1":2,"2":"0","3":1}' data-sheets-value='{"1":3,"3":64}' style="overflow:hidden;padding:0px 3px 0px 3px;vertical-align:bottom;text-align:center;">64</td> <td data-sheets-numberformat='{"1":2,"2":"0","3":1}' data-sheets-value='{"1":3,"3":54}' style="overflow:hidden;padding:0px 3px 0px 3px;vertical-align:bottom;text-align:center;">54</td> <td data-sheets-numberformat='{"1":2,"2":"0","3":1}' data-sheets-value='{"1":3,"3":23}' style="border-right:1px solid #000000;overflow:hidden;padding:0px 3px 0px 3px;vertical-align:bottom;text-align:center;">23</td> </tr> <tr style="height:20px;"> <td style="border-bottom:1px solid #000000;border-left:1px solid #000000;overflow:hidden;padding:0px 3px 0px 3px;vertical-align:bottom;"></td> <td data-sheets-value='{"1":2,"2":"Four-walled"}' style="border-bottom:1px solid #000000;overflow:hidden;padding:0px 3px 0px 3px;vertical-align:bottom;font-weight:bold;">Four-walled</td> <td data-sheets-value='{"1":2,"2":"Opal (H/H/O/H)"}' style="border-right:1px solid #000000;border-bottom:1px solid #000000;overflow:hidden;padding:0px 3px 0px 3px;vertical-align:bottom;font-weight:bold;">Opal (H/H/O/H)</td> <td data-sheets-numberformat='{"1":2,"2":"0.00","3":1}' data-sheets-value='{"1":3,"3":1.28}' style="border-bottom:1px solid #000000;overflow:hidden;padding:0px 3px 0px 3px;vertical-align:bottom;text-align:center;">1.28</td> <td data-sheets-numberformat='{"1":2,"2":"0","3":1}' data-sheets-value='{"1":3,"3":59}' style="border-bottom:1px solid #000000;overflow:hidden;padding:0px 3px 0px 3px;vertical-align:bottom;text-align:center;">59</td> <td data-sheets-numberformat='{"1":2,"2":"0","3":1}' data-sheets-value='{"1":3,"3":48}' style="border-bottom:1px solid #000000;overflow:hidden;padding:0px 3px 0px 3px;vertical-align:bottom;text-align:center;">48</td> <td data-sheets-numberformat='{"1":2,"2":"0","3":1}' data-sheets-value='{"1":3,"3":23}' style="border-right:1px solid #000000;border-bottom:1px solid #000000;overflow:hidden;padding:0px 3px 0px 3px;vertical-align:bottom;text-align:center;">23</td> </tr> <tr style="height:20px;"> <td data-sheets-value='{"1":2,"2":"Polycarbonate "}' style="border-left:1px solid #000000;overflow:hidden;padding:0px 3px 0px 3px;vertical-align:bottom;font-weight:bold;">Polycarbonate </td> <td data-sheets-value='{"1":2,"2":"Single-walled"}' style="overflow:hidden;padding:0px 3px 0px 3px;vertical-align:bottom;font-weight:bold;">Single-walled</td> <td data-sheets-value='{"1":2,"2":"Clear (A)"}' style="border-right:1px solid #000000;overflow:hidden;padding:0px 3px 0px 3px;vertical-align:bottom;font-weight:bold;">Clear (A)</td> <td data-sheets-numberformat='{"1":2,"2":"0.00","3":1}' data-sheets-value='{"1":3,"3":5.17}' style="overflow:hidden;padding:0px 3px 0px 3px;vertical-align:bottom;text-align:center;">5.17</td> <td data-sheets-numberformat='{"1":2,"2":"0","3":1}' data-sheets-value='{"1":3,"3":88}' style="overflow:hidden;padding:0px 3px 0px 3px;vertical-align:bottom;text-align:center;">88</td> <td data-sheets-numberformat='{"1":2,"2":"0","3":1}' data-sheets-value='{"1":3,"3":83}' style="overflow:hidden;padding:0px 3px 0px 3px;vertical-align:bottom;text-align:center;">83</td> <td data-sheets-numberformat='{"1":2,"2":"0","3":1}' data-sheets-value='{"1":2,"2":"-"}' style="border-right:1px solid #000000;overflow:hidden;padding:0px 3px 0px 3px;vertical-align:bottom;text-align:center;">-</td> </tr> <tr style="height:20px;"> <td data-sheets-value='{"1":2,"2":"PC"}' style="border-left:1px solid #000000;overflow:hidden;padding:0px 3px 0px 3px;vertical-align:bottom;font-weight:bold;">PC</td> <td data-sheets-value='{"1":2,"2":"Single-walled"}' style="overflow:hidden;padding:0px 3px 0px 3px;vertical-align:bottom;font-weight:bold;">Single-walled</td> <td data-sheets-value='{"1":2,"2":"Opal (D)"}' style="border-right:1px solid #000000;overflow:hidden;padding:0px 3px 0px 3px;vertical-align:bottom;font-weight:bold;">Opal (D)</td> <td data-sheets-numberformat='{"1":2,"2":"0.00","3":1}' data-sheets-value='{"1":3,"3":5.17}' style="overflow:hidden;padding:0px 3px 0px 3px;vertical-align:bottom;text-align:center;">5.17</td> <td data-sheets-numberformat='{"1":2,"2":"0","3":1}' data-sheets-value='{"1":3,"3":58}' style="overflow:hidden;padding:0px 3px 0px 3px;vertical-align:bottom;text-align:center;">58</td> <td data-sheets-numberformat='{"1":2,"2":"0","3":1}' data-sheets-value='{"1":3,"3":60}' style="overflow:hidden;padding:0px 3px 0px 3px;vertical-align:bottom;text-align:center;">60</td> <td data-sheets-numberformat='{"1":2,"2":"0","3":1}' data-sheets-value='{"1":2,"2":"-"}' style="border-right:1px solid #000000;overflow:hidden;padding:0px 3px 0px 3px;vertical-align:bottom;text-align:center;">-</td> </tr> <tr style="height:20px;"> <td style="border-left:1px solid #000000;overflow:hidden;padding:0px 3px 0px 3px;vertical-align:bottom;font-weight:bold;"></td> <td data-sheets-value='{"1":2,"2":"Double-walled"}' style="overflow:hidden;padding:0px 3px 0px 3px;vertical-align:bottom;font-weight:bold;">Double-walled</td> <td data-sheets-value='{"1":2,"2":"Clear (A/H)"}' style="border-right:1px solid #000000;overflow:hidden;padding:0px 3px 0px 3px;vertical-align:bottom;font-weight:bold;">Clear (A/H)</td> <td data-sheets-numberformat='{"1":2,"2":"0.00","3":1}' data-sheets-value='{"1":3,"3":2.9}' style="overflow:hidden;padding:0px 3px 0px 3px;vertical-align:bottom;text-align:center;">2.90</td> <td data-sheets-numberformat='{"1":2,"2":"0","3":1}' data-sheets-value='{"1":3,"3":79}' style="overflow:hidden;padding:0px 3px 0px 3px;vertical-align:bottom;text-align:center;">79</td> <td data-sheets-numberformat='{"1":2,"2":"0","3":1}' data-sheets-value='{"1":3,"3":72}' style="overflow:hidden;padding:0px 3px 0px 3px;vertical-align:bottom;text-align:center;">72</td> <td data-sheets-numberformat='{"1":2,"2":"0","3":1}' data-sheets-value='{"1":3,"3":20}' style="border-right:1px solid #000000;overflow:hidden;padding:0px 3px 0px 3px;vertical-align:bottom;text-align:center;">20</td> </tr> <tr style="height:20px;"> <td style="border-left:1px solid #000000;overflow:hidden;padding:0px 3px 0px 3px;vertical-align:bottom;font-weight:bold;"></td> <td data-sheets-value='{"1":2,"2":"Double-walled"}' style="overflow:hidden;padding:0px 3px 0px 3px;vertical-align:bottom;font-weight:bold;">Double-walled</td> <td data-sheets-value='{"1":2,"2":"Clear (A/A)"}' style="border-right:1px solid #000000;overflow:hidden;padding:0px 3px 0px 3px;vertical-align:bottom;font-weight:bold;">Clear (A/A)</td> <td data-sheets-numberformat='{"1":2,"2":"0.00","3":1}' data-sheets-value='{"1":3,"3":2.9}' style="overflow:hidden;padding:0px 3px 0px 3px;vertical-align:bottom;text-align:center;">2.90</td> <td data-sheets-numberformat='{"1":2,"2":"0","3":1}' data-sheets-value='{"1":3,"3":77}' style="overflow:hidden;padding:0px 3px 0px 3px;vertical-align:bottom;text-align:center;">77</td> <td data-sheets-numberformat='{"1":2,"2":"0","3":1}' data-sheets-value='{"1":3,"3":69}' style="overflow:hidden;padding:0px 3px 0px 3px;vertical-align:bottom;text-align:center;">69</td> <td data-sheets-numberformat='{"1":2,"2":"0","3":1}' data-sheets-value='{"1":3,"3":20}' style="border-right:1px solid #000000;overflow:hidden;padding:0px 3px 0px 3px;vertical-align:bottom;text-align:center;">20</td> </tr> <tr style="height:20px;"> <td style="border-left:1px solid #000000;overflow:hidden;padding:0px 3px 0px 3px;vertical-align:bottom;font-weight:bold;"></td> <td data-sheets-value='{"1":2,"2":"Double-walled"}' style="overflow:hidden;padding:0px 3px 0px 3px;vertical-align:bottom;font-weight:bold;">Double-walled</td> <td data-sheets-value='{"1":2,"2":"Opal (A/O)"}' style="border-right:1px solid #000000;overflow:hidden;padding:0px 3px 0px 3px;vertical-align:bottom;font-weight:bold;">Opal (A/O)</td> <td data-sheets-numberformat='{"1":2,"2":"0.00","3":1}' data-sheets-value='{"1":3,"3":2.9}' style="overflow:hidden;padding:0px 3px 0px 3px;vertical-align:bottom;text-align:center;">2.90</td> <td data-sheets-numberformat='{"1":2,"2":"0","3":1}' data-sheets-value='{"1":3,"3":73}' style="overflow:hidden;padding:0px 3px 0px 3px;vertical-align:bottom;text-align:center;">73</td> <td data-sheets-numberformat='{"1":2,"2":"0","3":1}' data-sheets-value='{"1":3,"3":63}' style="overflow:hidden;padding:0px 3px 0px 3px;vertical-align:bottom;text-align:center;">63</td> <td data-sheets-numberformat='{"1":2,"2":"0","3":1}' data-sheets-value='{"1":3,"3":20}' style="border-right:1px solid #000000;overflow:hidden;padding:0px 3px 0px 3px;vertical-align:bottom;text-align:center;">20</td> </tr> <tr style="height:20px;"> <td style="border-left:1px solid #000000;overflow:hidden;padding:0px 3px 0px 3px;vertical-align:bottom;font-weight:bold;"></td> <td data-sheets-value='{"1":2,"2":"Double-walled"}' style="overflow:hidden;padding:0px 3px 0px 3px;vertical-align:bottom;font-weight:bold;">Double-walled</td> <td data-sheets-value='{"1":2,"2":"Opal (A/D)"}' style="border-right:1px solid #000000;overflow:hidden;padding:0px 3px 0px 3px;vertical-align:bottom;font-weight:bold;">Opal (A/D)</td> <td data-sheets-numberformat='{"1":2,"2":"0.00","3":1}' data-sheets-value='{"1":3,"3":2.9}' style="overflow:hidden;padding:0px 3px 0px 3px;vertical-align:bottom;text-align:center;">2.90</td> <td data-sheets-numberformat='{"1":2,"2":"0","3":1}' data-sheets-value='{"1":3,"3":51}' style="overflow:hidden;padding:0px 3px 0px 3px;vertical-align:bottom;text-align:center;">51</td> <td data-sheets-numberformat='{"1":2,"2":"0","3":1}' data-sheets-value='{"1":3,"3":50}' style="overflow:hidden;padding:0px 3px 0px 3px;vertical-align:bottom;text-align:center;">50</td> <td data-sheets-numberformat='{"1":2,"2":"0","3":1}' data-sheets-value='{"1":3,"3":20}' style="border-right:1px solid #000000;overflow:hidden;padding:0px 3px 0px 3px;vertical-align:bottom;text-align:center;">20</td> </tr> <tr style="height:20px;"> <td style="border-left:1px solid #000000;overflow:hidden;padding:0px 3px 0px 3px;vertical-align:bottom;font-weight:bold;"></td> <td data-sheets-value='{"1":2,"2":"Triple-walled"}' style="overflow:hidden;padding:0px 3px 0px 3px;vertical-align:bottom;font-weight:bold;">Triple-walled</td> <td data-sheets-value='{"1":2,"2":"Clear (A/H/H)"}' style="border-right:1px solid #000000;overflow:hidden;padding:0px 3px 0px 3px;vertical-align:bottom;font-weight:bold;">Clear (A/H/H)</td> <td data-sheets-numberformat='{"1":2,"2":"0.00","3":1}' data-sheets-value='{"1":3,"3":1.7}' style="overflow:hidden;padding:0px 3px 0px 3px;vertical-align:bottom;text-align:center;">1.70</td> <td data-sheets-numberformat='{"1":2,"2":"0","3":1}' data-sheets-value='{"1":3,"3":71}' style="overflow:hidden;padding:0px 3px 0px 3px;vertical-align:bottom;text-align:center;">71</td> <td data-sheets-numberformat='{"1":2,"2":"0","3":1}' data-sheets-value='{"1":3,"3":63}' style="overflow:hidden;padding:0px 3px 0px 3px;vertical-align:bottom;text-align:center;">63</td> <td data-sheets-numberformat='{"1":2,"2":"0","3":1}' data-sheets-value='{"1":3,"3":22}' style="border-right:1px solid #000000;overflow:hidden;padding:0px 3px 0px 3px;vertical-align:bottom;text-align:center;">22</td> </tr> <tr style="height:20px;"> <td style="border-left:1px solid #000000;overflow:hidden;padding:0px 3px 0px 3px;vertical-align:bottom;font-weight:bold;"></td> <td data-sheets-value='{"1":2,"2":"Triple-walled"}' style="overflow:hidden;padding:0px 3px 0px 3px;vertical-align:bottom;font-weight:bold;">Triple-walled</td> <td data-sheets-value='{"1":2,"2":"Opal (A/O/O)"}' style="border-right:1px solid #000000;overflow:hidden;padding:0px 3px 0px 3px;vertical-align:bottom;font-weight:bold;">Opal (A/O/O)</td> <td data-sheets-numberformat='{"1":2,"2":"0.00","3":1}' data-sheets-value='{"1":3,"3":1.7}' style="overflow:hidden;padding:0px 3px 0px 3px;vertical-align:bottom;text-align:center;">1.70</td> <td data-sheets-numberformat='{"1":2,"2":"0","3":1}' data-sheets-value='{"1":3,"3":61}' style="overflow:hidden;padding:0px 3px 0px 3px;vertical-align:bottom;text-align:center;">61</td> <td data-sheets-numberformat='{"1":2,"2":"0","3":1}' data-sheets-value='{"1":3,"3":48}' style="overflow:hidden;padding:0px 3px 0px 3px;vertical-align:bottom;text-align:center;">48</td> <td data-sheets-numberformat='{"1":2,"2":"0","3":1}' data-sheets-value='{"1":3,"3":22}' style="border-right:1px solid #000000;overflow:hidden;padding:0px 3px 0px 3px;vertical-align:bottom;text-align:center;">22</td> </tr> <tr style="height:20px;"> <td style="border-left:1px solid #000000;overflow:hidden;padding:0px 3px 0px 3px;vertical-align:bottom;font-weight:bold;"></td> <td data-sheets-value='{"1":2,"2":"Four-walled"}' style="overflow:hidden;padding:0px 3px 0px 3px;vertical-align:bottom;font-weight:bold;">Four-walled</td> <td data-sheets-value='{"1":2,"2":"Clear (A/H/H/H)"}' style="border-right:1px solid #000000;overflow:hidden;padding:0px 3px 0px 3px;vertical-align:bottom;font-weight:bold;">Clear (A/H/H/H)</td> <td data-sheets-numberformat='{"1":2,"2":"0.00","3":1}' data-sheets-value='{"1":3,"3":1.28}' style="overflow:hidden;padding:0px 3px 0px 3px;vertical-align:bottom;text-align:center;">1.28</td> <td data-sheets-numberformat='{"1":2,"2":"0","3":1}' data-sheets-value='{"1":3,"3":64}' style="overflow:hidden;padding:0px 3px 0px 3px;vertical-align:bottom;text-align:center;">64</td> <td data-sheets-numberformat='{"1":2,"2":"0","3":1}' data-sheets-value='{"1":3,"3":52}' style="overflow:hidden;padding:0px 3px 0px 3px;vertical-align:bottom;text-align:center;">52</td> <td data-sheets-numberformat='{"1":2,"2":"0","3":1}' data-sheets-value='{"1":3,"3":23}' style="border-right:1px solid #000000;overflow:hidden;padding:0px 3px 0px 3px;vertical-align:bottom;text-align:center;">23</td> </tr> <tr style="height:20px;"> <td style="border-bottom:1px solid #000000;border-left:1px solid #000000;overflow:hidden;padding:0px 3px 0px 3px;vertical-align:bottom;"></td> <td data-sheets-value='{"1":2,"2":"Four-walled"}' style="border-bottom:1px solid #000000;overflow:hidden;padding:0px 3px 0px 3px;vertical-align:bottom;font-weight:bold;">Four-walled</td> <td data-sheets-value='{"1":2,"2":"Opal (A/H/O/H)"}' style="border-right:1px solid #000000;border-bottom:1px solid #000000;overflow:hidden;padding:0px 3px 0px 3px;vertical-align:bottom;font-weight:bold;">Opal (A/H/O/H)</td> <td data-sheets-numberformat='{"1":2,"2":"0.00","3":1}' data-sheets-value='{"1":3,"3":1.28}' style="border-bottom:1px solid #000000;overflow:hidden;padding:0px 3px 0px 3px;vertical-align:bottom;text-align:center;">1.28</td> <td data-sheets-numberformat='{"1":2,"2":"0","3":1}' data-sheets-value='{"1":3,"3":59}' style="border-bottom:1px solid #000000;overflow:hidden;padding:0px 3px 0px 3px;vertical-align:bottom;text-align:center;">59</td> <td data-sheets-numberformat='{"1":2,"2":"0","3":1}' data-sheets-value='{"1":3,"3":46}' style="border-bottom:1px solid #000000;overflow:hidden;padding:0px 3px 0px 3px;vertical-align:bottom;text-align:center;">46</td> <td data-sheets-numberformat='{"1":2,"2":"0","3":1}' data-sheets-value='{"1":3,"3":23}' style="border-right:1px solid #000000;border-bottom:1px solid #000000;overflow:hidden;padding:0px 3px 0px 3px;vertical-align:bottom;text-align:center;">23</td> </tr> <tr style="height:20px;"> <td data-sheets-value='{"1":2,"2":"Polycarbonate"}' style="border-left:1px solid #000000;overflow:hidden;padding:0px 3px 0px 3px;vertical-align:bottom;font-weight:bold;">Polycarbonate</td> <td data-sheets-value='{"1":2,"2":"Single-walled"}' style="overflow:hidden;padding:0px 3px 0px 3px;vertical-align:bottom;font-weight:bold;">Single-walled</td> <td data-sheets-value='{"1":2,"2":"Heatstop Opal (T)"}' style="border-right:1px solid #000000;overflow:hidden;padding:0px 3px 0px 3px;vertical-align:bottom;font-weight:bold;">Heatstop Opal (T)</td> <td data-sheets-numberformat='{"1":2,"2":"0.00","3":1}' data-sheets-value='{"1":3,"3":5.17}' style="overflow:hidden;padding:0px 3px 0px 3px;vertical-align:bottom;text-align:center;">5.17</td> <td data-sheets-numberformat='{"1":2,"2":"0","3":1}' data-sheets-value='{"1":3,"3":49}' style="overflow:hidden;padding:0px 3px 0px 3px;vertical-align:bottom;text-align:center;">49</td> <td data-sheets-numberformat='{"1":2,"2":"0","3":1}' data-sheets-value='{"1":3,"3":59}' style="overflow:hidden;padding:0px 3px 0px 3px;vertical-align:bottom;text-align:center;">59</td> <td data-sheets-numberformat='{"1":2,"2":"0","3":1}' data-sheets-value='{"1":2,"2":"-"}' style="border-right:1px solid #000000;overflow:hidden;padding:0px 3px 0px 3px;vertical-align:bottom;text-align:center;">-</td> </tr> <tr style="height:20px;"> <td data-sheets-value='{"1":2,"2":"Heatstop PC"}' style="border-left:1px solid #000000;overflow:hidden;padding:0px 3px 0px 3px;vertical-align:bottom;font-weight:bold;">Heatstop PC</td> <td data-sheets-value='{"1":2,"2":"Double-walled"}' style="overflow:hidden;padding:0px 3px 0px 3px;vertical-align:bottom;font-weight:bold;">Double-walled</td> <td data-sheets-value='{"1":2,"2":"Clear (T/H)"}' style="border-right:1px solid #000000;overflow:hidden;padding:0px 3px 0px 3px;vertical-align:bottom;font-weight:bold;">Clear (T/H)</td> <td data-sheets-numberformat='{"1":2,"2":"0.00","3":1}' data-sheets-value='{"1":3,"3":2.9}' style="overflow:hidden;padding:0px 3px 0px 3px;vertical-align:bottom;text-align:center;">2.90</td> <td data-sheets-numberformat='{"1":2,"2":"0","3":1}' data-sheets-value='{"1":3,"3":44}' style="overflow:hidden;padding:0px 3px 0px 3px;vertical-align:bottom;text-align:center;">44</td> <td data-sheets-numberformat='{"1":2,"2":"0","3":1}' data-sheets-value='{"1":3,"3":51}' style="overflow:hidden;padding:0px 3px 0px 3px;vertical-align:bottom;text-align:center;">51</td> <td data-sheets-numberformat='{"1":2,"2":"0","3":1}' data-sheets-value='{"1":3,"3":20}' style="border-right:1px solid #000000;overflow:hidden;padding:0px 3px 0px 3px;vertical-align:bottom;text-align:center;">20</td> </tr> <tr style="height:20px;"> <td style="border-left:1px solid #000000;overflow:hidden;padding:0px 3px 0px 3px;vertical-align:bottom;font-weight:bold;"></td> <td data-sheets-value='{"1":2,"2":"Double-walled"}' style="overflow:hidden;padding:0px 3px 0px 3px;vertical-align:bottom;font-weight:bold;">Double-walled</td> <td data-sheets-value='{"1":2,"2":"Opal (T/O)"}' style="border-right:1px solid #000000;overflow:hidden;padding:0px 3px 0px 3px;vertical-align:bottom;font-weight:bold;">Opal (T/O)</td> <td data-sheets-numberformat='{"1":2,"2":"0.00","3":1}' data-sheets-value='{"1":3,"3":2.9}' style="overflow:hidden;padding:0px 3px 0px 3px;vertical-align:bottom;text-align:center;">2.90</td> <td data-sheets-numberformat='{"1":2,"2":"0","3":1}' data-sheets-value='{"1":3,"3":41}' style="overflow:hidden;padding:0px 3px 0px 3px;vertical-align:bottom;text-align:center;">41</td> <td data-sheets-numberformat='{"1":2,"2":"0","3":1}' data-sheets-value='{"1":3,"3":45}' style="overflow:hidden;padding:0px 3px 0px 3px;vertical-align:bottom;text-align:center;">45</td> <td data-sheets-numberformat='{"1":2,"2":"0","3":1}' data-sheets-value='{"1":3,"3":20}' style="border-right:1px solid #000000;overflow:hidden;padding:0px 3px 0px 3px;vertical-align:bottom;text-align:center;">20</td> </tr> <tr style="height:20px;"> <td style="border-left:1px solid #000000;overflow:hidden;padding:0px 3px 0px 3px;vertical-align:bottom;font-weight:bold;"></td> <td data-sheets-value='{"1":2,"2":"Triple-walled"}' style="overflow:hidden; | skylux-160-ce-met-koepel-en-metaalopstand-met-lm-motor-1600-x-2800-mm | 8585992405325 | 46872268898637
Smoke and heat exhaust (SHEV) | SHE system | Skylux | Skylux 160° CE with skylight and metal curb with double LM-actuator and PVC frame type EP25 1000 x 2500 mm |  | 50888 | 5412970508885 | 7579.45 | Yes | 30-45 | 145.29 | 1000 x 2500 mm | 2500 | 1000 |  | metal curb M30 (30 cm high) | Rectangular | 1.19 W/m²K - 0.98 W/m²K | 57% - 30% | 37% - 17% | 24dB - 26dB | 160° CE (for industry) | PVC frame EP25 | without spoiler | E | Double actuator | Maximum double-walled skylight possible for this product | Ut-value LT-value g-value Rw-value EN 1873 : 2014 EN ISO 13468 EN 16153 EN 410 EN 410 EN ISO 140-3 Material Walls Shells (W/m²K) (%) (%) (dB) Acrylic EW Clear (H) 1.19 37 57 24 PMMA Opal (O) 1.19 34 50 24 DW Clear (H/H) 0.98 33 50 26 Opal (O/O) 0.98 28 38 26 Polycarbonate EW Clear (A) 1.19 36 55 24 PC Opal (D) 1.19 24 40 24 DW Clear (A/H) 0.98 32 48 26 Clear (A/A) 0.98 32 46 26 Opal (A/O) 0.98 30 42 26 Opal (A/D) 0.98 21 33 26 Polycarbonate EW Heatstop Opal (T) 1.19 20 39 24 Heatstop PC DW Clear (T/H) 0.98 18 34 26 Opal (T/O) 0.98 17 30 26 | https://skylux.eu/en/products/skylux-160-ce-met-koepel-en-metaalopstand-met-lm-motor-en-pvc-raam-type-ep25-1000-x-2500-mm | https://skylux.eu/cdn/shop/files/Skylux-160deg-CE-met-koepel-en-metaalopstand-met-dubbele-LM-motor-en-pvc-raam-type-EP25-1000-x-2500-mm-RWA-systeem.jpg?v=1702976844&width=1600 | https://skylux.eu/cdn/shop/files/e5a82811-1bb0-48e4-a776-cacb59c7c092_44fed498-d631-4cc6-a88d-ceaad6a38fad.jpg?v=1688550227&width=1600 | //skylux.eu/cdn/shop/files/E_MH_Mounting_instructions_Skylux_160_CE_LM.pdf?v=12406716259046007223 | //skylux.eu/cdn/shop/files/E_TD_Technical_File_Skylux_Skylux_160_CE_Electric.pdf?v=3667116872303399239 | <style type="text/css" id="isPasted"><!--td {border: 1px solid #cccccc;}br {mso-data-placement:same-cell;}--></style><table border="1" cellpadding="0" cellspacing="0" dir="ltr" style="table-layout:fixed;font-size:10pt;font-family:Arial;border-collapse:collapse;border:none;"><tbody> <tr style="height:20px;"> <td style="overflow:hidden;padding:0px 3px 0px 3px;vertical-align:bottom;"></td> <td style="overflow:hidden;padding:0px 3px 0px 3px;vertical-align:bottom;"></td> <td style="overflow:hidden;padding:0px 3px 0px 3px;vertical-align:bottom;"></td> <td data-sheets-value='{"1":2,"2":"Ut-value"}' style="overflow:hidden;padding:0px 3px 0px 3px;vertical-align:bottom;font-weight:bold;text-align:center;">Ut-value</td> <td data-sheets-value='{"1":2,"2":"LT-value"}' style="overflow:hidden;padding:0px 3px 0px 3px;vertical-align:bottom;font-weight:bold;text-align:center;">LT-value</td> <td data-sheets-value='{"1":2,"2":"g-value"}' style="overflow:hidden;padding:0px 3px 0px 3px;vertical-align:bottom;font-weight:bold;text-align:center;">g-value</td> <td data-sheets-value='{"1":2,"2":"Rw-value "}' style="overflow:hidden;padding:0px 3px 0px 3px;vertical-align:bottom;font-weight:bold;text-align:center;">Rw-value </td> </tr> <tr style="height:20px;"> <td style="overflow:hidden;padding:0px 3px 0px 3px;vertical-align:bottom;"></td> <td style="overflow:hidden;padding:0px 3px 0px 3px;vertical-align:bottom;"></td> <td style="overflow:hidden;padding:0px 3px 0px 3px;vertical-align:bottom;"></td> <td data-sheets-numberformat='{"1":2,"2":"0.00","3":1}' data-sheets-value='{"1":2,"2":"EN 1873 : 2014"}' style="overflow:hidden;padding:0px 3px 0px 3px;vertical-align:bottom;text-align:center;">EN 1873 : 2014</td> <td data-sheets-numberformat='{"1":2,"2":"0","3":1}' data-sheets-value='{"1":2,"2":"EN ISO 13468 EN 16153 EN 410"}' style="overflow:hidden;padding:0px 3px 0px 3px;vertical-align:bottom;text-align:center;">EN ISO 13468 EN 16153 EN 410</td> <td data-sheets-numberformat='{"1":2,"2":"0","3":1}' data-sheets-value='{"1":2,"2":"EN 410"}' style="overflow:hidden;padding:0px 3px 0px 3px;vertical-align:bottom;text-align:center;">EN 410</td> <td data-sheets-value='{"1":2,"2":"EN ISO 140-3\t\t"}' style="overflow:hidden;padding:0px 3px 0px 3px;vertical-align:bottom;text-align:center;">EN ISO 140-3 </td> </tr> <tr style="height:20px;"> <td data-sheets-value='{"1":2,"2":"Material"}' style="border-bottom:1px solid #000000;overflow:hidden;padding:0px 3px 0px 3px;vertical-align:bottom;background-color:#000000;font-weight:bold;color:#ffffff;">Material</td> <td data-sheets-value='{"1":2,"2":"Walls"}' style="border-bottom:1px solid #000000;overflow:hidden;padding:0px 3px 0px 3px;vertical-align:bottom;background-color:#000000;font-weight:bold;color:#ffffff;">Walls</td> <td data-sheets-value='{"1":2,"2":"Shells"}' style="border-bottom:1px solid #000000;overflow:hidden;padding:0px 3px 0px 3px;vertical-align:bottom;background-color:#000000;font-weight:bold;color:#ffffff;">Shells</td> <td data-sheets-numberformat='{"1":2,"2":"0.00","3":1}' data-sheets-value='{"1":2,"2":"(W/m²K)\t"}' style="border-bottom:1px solid #000000;overflow:hidden;padding:0px 3px 0px 3px;vertical-align:bottom;background-color:#000000;font-weight:bold;color:#ffffff;text-align:center;">(W/m²K) </td> <td data-sheets-numberformat='{"1":2,"2":"0","3":1}' data-sheets-value='{"1":2,"2":"(%)"}' style="border-bottom:1px solid #000000;overflow:hidden;padding:0px 3px 0px 3px;vertical-align:bottom;background-color:#000000;font-weight:bold;color:#ffffff;text-align:center;">(%)</td> <td data-sheets-numberformat='{"1":2,"2":"0","3":1}' data-sheets-value='{"1":2,"2":"(%)"}' style="border-bottom:1px solid #000000;overflow:hidden;padding:0px 3px 0px 3px;vertical-align:bottom;background-color:#000000;font-weight:bold;color:#ffffff;text-align:center;">(%)</td> <td data-sheets-value='{"1":2,"2":"(dB)"}' style="border-bottom:1px solid #000000;overflow:hidden;padding:0px 3px 0px 3px;vertical-align:bottom;background-color:#000000;font-weight:bold;color:#ffffff;text-align:center;">(dB)</td> </tr> <tr style="height:20px;"> <td data-sheets-value='{"1":2,"2":"Acrylic"}' style="border-left:1px solid #000000;overflow:hidden;padding:0px 3px 0px 3px;vertical-align:bottom;">Acrylic</td> <td data-sheets-value='{"1":2,"2":"EW"}' style="overflow:hidden;padding:0px 3px 0px 3px;vertical-align:bottom;">EW</td> <td data-sheets-value='{"1":2,"2":"Clear (H)"}' style="overflow:hidden;padding:0px 3px 0px 3px;vertical-align:bottom;">Clear (H)</td> <td data-sheets-numberformat='{"1":2,"2":"0.00","3":1}' data-sheets-value='{"1":3,"3":1.19}' style="overflow:hidden;padding:0px 3px 0px 3px;vertical-align:bottom;text-align:center;">1.19</td> <td data-sheets-numberformat='{"1":2,"2":"0","3":1}' data-sheets-value='{"1":3,"3":36.9}' style="overflow:hidden;padding:0px 3px 0px 3px;vertical-align:bottom;text-align:center;">37</td> <td data-sheets-numberformat='{"1":2,"2":"0","3":1}' data-sheets-value='{"1":3,"3":57.42}' style="overflow:hidden;padding:0px 3px 0px 3px;vertical-align:bottom;text-align:center;">57</td> <td data-sheets-value='{"1":3,"3":24}' style="border-right:1px solid #000000;overflow:hidden;padding:0px 3px 0px 3px;vertical-align:bottom;text-align:center;">24</td> </tr> <tr style="height:20px;"> <td data-sheets-value='{"1":2,"2":"PMMA"}' style="border-left:1px solid #000000;overflow:hidden;padding:0px 3px 0px 3px;vertical-align:bottom;">PMMA</td> <td style="overflow:hidden;padding:0px 3px 0px 3px;vertical-align:bottom;"></td> <td data-sheets-value='{"1":2,"2":"Opal (O)"}' style="overflow:hidden;padding:0px 3px 0px 3px;vertical-align:bottom;">Opal (O)</td> <td data-sheets-numberformat='{"1":2,"2":"0.00","3":1}' data-sheets-value='{"1":3,"3":1.19}' style="overflow:hidden;padding:0px 3px 0px 3px;vertical-align:bottom;text-align:center;">1.19</td> <td data-sheets-numberformat='{"1":2,"2":"0","3":1}' data-sheets-value='{"1":3,"3":34.03}' style="overflow:hidden;padding:0px 3px 0px 3px;vertical-align:bottom;text-align:center;">34</td> <td data-sheets-numberformat='{"1":2,"2":"0","3":1}' data-sheets-value='{"1":3,"3":50.160000000000004}' style="overflow:hidden;padding:0px 3px 0px 3px;vertical-align:bottom;text-align:center;">50</td> <td data-sheets-value='{"1":3,"3":24}' style="border-right:1px solid #000000;overflow:hidden;padding:0px 3px 0px 3px;vertical-align:bottom;text-align:center;">24</td> </tr> <tr style="height:20px;"> <td style="border-left:1px solid #000000;overflow:hidden;padding:0px 3px 0px 3px;vertical-align:bottom;"></td> <td data-sheets-value='{"1":2,"2":"DW"}' style="overflow:hidden;padding:0px 3px 0px 3px;vertical-align:bottom;">DW</td> <td data-sheets-value='{"1":2,"2":"Clear (H/H)"}' style="overflow:hidden;padding:0px 3px 0px 3px;vertical-align:bottom;">Clear (H/H)</td> <td data-sheets-numberformat='{"1":2,"2":"0.00","3":1}' data-sheets-value='{"1":3,"3":0.98}' style="overflow:hidden;padding:0px 3px 0px 3px;vertical-align:bottom;text-align:center;">0.98</td> <td data-sheets-numberformat='{"1":2,"2":"0","3":1}' data-sheets-value='{"1":3,"3":33.21}' style="overflow:hidden;padding:0px 3px 0px 3px;vertical-align:bottom;text-align:center;">33</td> <td data-sheets-numberformat='{"1":2,"2":"0","3":1}' data-sheets-value='{"1":3,"3":49.5}' style="overflow:hidden;padding:0px 3px 0px 3px;vertical-align:bottom;text-align:center;">50</td> <td data-sheets-value='{"1":3,"3":26}' style="border-right:1px solid #000000;overflow:hidden;padding:0px 3px 0px 3px;vertical-align:bottom;text-align:center;">26</td> </tr> <tr style="height:20px;"> <td style="border-bottom:1px solid #000000;border-left:1px solid #000000;overflow:hidden;padding:0px 3px 0px 3px;vertical-align:bottom;"></td> <td style="border-bottom:1px solid #000000;overflow:hidden;padding:0px 3px 0px 3px;vertical-align:bottom;"></td> <td data-sheets-value='{"1":2,"2":"Opal (O/O)"}' style="border-bottom:1px solid #000000;overflow:hidden;padding:0px 3px 0px 3px;vertical-align:bottom;">Opal (O/O)</td> <td data-sheets-numberformat='{"1":2,"2":"0.00","3":1}' data-sheets-value='{"1":3,"3":0.98}' style="border-bottom:1px solid #000000;overflow:hidden;padding:0px 3px 0px 3px;vertical-align:bottom;text-align:center;">0.98</td> <td data-sheets-numberformat='{"1":2,"2":"0","3":1}' data-sheets-value='{"1":3,"3":28.29}' style="border-bottom:1px solid #000000;overflow:hidden;padding:0px 3px 0px 3px;vertical-align:bottom;text-align:center;">28</td> <td data-sheets-numberformat='{"1":2,"2":"0","3":1}' data-sheets-value='{"1":3,"3":38.28}' style="border-bottom:1px solid #000000;overflow:hidden;padding:0px 3px 0px 3px;vertical-align:bottom;text-align:center;">38</td> <td data-sheets-value='{"1":3,"3":26}' style="border-right:1px solid #000000;border-bottom:1px solid #000000;overflow:hidden;padding:0px 3px 0px 3px;vertical-align:bottom;text-align:center;">26</td> </tr> <tr style="height:20px;"> <td data-sheets-value='{"1":2,"2":"Polycarbonate "}' style="border-left:1px solid #000000;overflow:hidden;padding:0px 3px 0px 3px;vertical-align:bottom;">Polycarbonate </td> <td data-sheets-value='{"1":2,"2":"EW"}' style="overflow:hidden;padding:0px 3px 0px 3px;vertical-align:bottom;">EW</td> <td data-sheets-value='{"1":2,"2":"Clear (A)"}' style="overflow:hidden;padding:0px 3px 0px 3px;vertical-align:bottom;">Clear (A)</td> <td data-sheets-numberformat='{"1":2,"2":"0.00","3":1}' data-sheets-value='{"1":3,"3":1.19}' style="overflow:hidden;padding:0px 3px 0px 3px;vertical-align:bottom;text-align:center;">1.19</td> <td data-sheets-numberformat='{"1":2,"2":"0","3":1}' data-sheets-value='{"1":3,"3":36.08}' style="overflow:hidden;padding:0px 3px 0px 3px;vertical-align:bottom;text-align:center;">36</td> <td data-sheets-numberformat='{"1":2,"2":"0","3":1}' data-sheets-value='{"1":3,"3":54.78}' style="overflow:hidden;padding:0px 3px 0px 3px;vertical-align:bottom;text-align:center;">55</td> <td data-sheets-value='{"1":3,"3":24}' style="border-right:1px solid #000000;overflow:hidden;padding:0px 3px 0px 3px;vertical-align:bottom;text-align:center;">24</td> </tr> <tr style="height:20px;"> <td data-sheets-value='{"1":2,"2":"PC"}' style="border-left:1px solid #000000;overflow:hidden;padding:0px 3px 0px 3px;vertical-align:bottom;">PC</td> <td style="overflow:hidden;padding:0px 3px 0px 3px;vertical-align:bottom;"></td> <td data-sheets-value='{"1":2,"2":"Opal (D)"}' style="overflow:hidden;padding:0px 3px 0px 3px;vertical-align:bottom;">Opal (D)</td> <td data-sheets-numberformat='{"1":2,"2":"0.00","3":1}' data-sheets-value='{"1":3,"3":1.19}' style="overflow:hidden;padding:0px 3px 0px 3px;vertical-align:bottom;text-align:center;">1.19</td> <td data-sheets-numberformat='{"1":2,"2":"0","3":1}' data-sheets-value='{"1":3,"3":23.779999999999998}' style="overflow:hidden;padding:0px 3px 0px 3px;vertical-align:bottom;text-align:center;">24</td> <td data-sheets-numberformat='{"1":2,"2":"0","3":1}' data-sheets-value='{"1":3,"3":39.6}' style="overflow:hidden;padding:0px 3px 0px 3px;vertical-align:bottom;text-align:center;">40</td> <td data-sheets-value='{"1":3,"3":24}' style="border-right:1px solid #000000;overflow:hidden;padding:0px 3px 0px 3px;vertical-align:bottom;text-align:center;">24</td> </tr> <tr style="height:20px;"> <td style="border-left:1px solid #000000;overflow:hidden;padding:0px 3px 0px 3px;vertical-align:bottom;"></td> <td data-sheets-value='{"1":2,"2":"DW"}' style="overflow:hidden;padding:0px 3px 0px 3px;vertical-align:bottom;">DW</td> <td data-sheets-value='{"1":2,"2":"Clear (A/H)"}' style="overflow:hidden;padding:0px 3px 0px 3px;vertical-align:bottom;">Clear (A/H)</td> <td data-sheets-numberformat='{"1":2,"2":"0.00","3":1}' data-sheets-value='{"1":3,"3":0.98}' style="overflow:hidden;padding:0px 3px 0px 3px;vertical-align:bottom;text-align:center;">0.98</td> <td data-sheets-numberformat='{"1":2,"2":"0","3":1}' data-sheets-value='{"1":3,"3":32.39}' style="overflow:hidden;padding:0px 3px 0px 3px;vertical-align:bottom;text-align:center;">32</td> <td data-sheets-numberformat='{"1":2,"2":"0","3":1}' data-sheets-value='{"1":3,"3":47.52}' style="overflow:hidden;padding:0px 3px 0px 3px;vertical-align:bottom;text-align:center;">48</td> <td data-sheets-value='{"1":3,"3":26}' style="border-right:1px solid #000000;overflow:hidden;padding:0px 3px 0px 3px;vertical-align:bottom;text-align:center;">26</td> </tr> <tr style="height:20px;"> <td style="border-left:1px solid #000000;overflow:hidden;padding:0px 3px 0px 3px;vertical-align:bottom;"></td> <td style="overflow:hidden;padding:0px 3px 0px 3px;vertical-align:bottom;"></td> <td data-sheets-value='{"1":2,"2":"Clear (A/A)"}' style="overflow:hidden;padding:0px 3px 0px 3px;vertical-align:bottom;">Clear (A/A)</td> <td data-sheets-numberformat='{"1":2,"2":"0.00","3":1}' data-sheets-value='{"1":3,"3":0.98}' style="overflow:hidden;padding:0px 3px 0px 3px;vertical-align:bottom;text-align:center;">0.98</td> <td data-sheets-numberformat='{"1":2,"2":"0","3":1}' data-sheets-value='{"1":3,"3":31.569999999999997}' style="overflow:hidden;padding:0px 3px 0px 3px;vertical-align:bottom;text-align:center;">32</td> <td data-sheets-numberformat='{"1":2,"2":"0","3":1}' data-sheets-value='{"1":3,"3":45.54}' style="overflow:hidden;padding:0px 3px 0px 3px;vertical-align:bottom;text-align:center;">46</td> <td data-sheets-value='{"1":3,"3":26}' style="border-right:1px solid #000000;overflow:hidden;padding:0px 3px 0px 3px;vertical-align:bottom;text-align:center;">26</td> </tr> <tr style="height:20px;"> <td style="border-left:1px solid #000000;overflow:hidden;padding:0px 3px 0px 3px;vertical-align:bottom;"></td> <td style="overflow:hidden;padding:0px 3px 0px 3px;vertical-align:bottom;"></td> <td data-sheets-value='{"1":2,"2":"Opal (A/O)"}' style="overflow:hidden;padding:0px 3px 0px 3px;vertical-align:bottom;">Opal (A/O)</td> <td data-sheets-numberformat='{"1":2,"2":"0.00","3":1}' data-sheets-value='{"1":3,"3":0.98}' style="overflow:hidden;padding:0px 3px 0px 3px;vertical-align:bottom;text-align:center;">0.98</td> <td data-sheets-numberformat='{"1":2,"2":"0","3":1}' data-sheets-value='{"1":3,"3":29.93}' style="overflow:hidden;padding:0px 3px 0px 3px;vertical-align:bottom;text-align:center;">30</td> <td data-sheets-numberformat='{"1":2,"2":"0","3":1}' data-sheets-value='{"1":3,"3":41.580000000000005}' style="overflow:hidden;padding:0px 3px 0px 3px;vertical-align:bottom;text-align:center;">42</td> <td data-sheets-value='{"1":3,"3":26}' style="border-right:1px solid #000000;overflow:hidden;padding:0px 3px 0px 3px;vertical-align:bottom;text-align:center;">26</td> </tr> <tr style="height:20px;"> <td style="border-bottom:1px solid #000000;border-left:1px solid #000000;overflow:hidden;padding:0px 3px 0px 3px;vertical-align:bottom;"></td> <td style="border-bottom:1px solid #000000;overflow:hidden;padding:0px 3px 0px 3px;vertical-align:bottom;"></td> <td data-sheets-value='{"1":2,"2":"Opal (A/D)"}' style="border-bottom:1px solid #000000;overflow:hidden;padding:0px 3px 0px 3px;vertical-align:bottom;">Opal (A/D)</td> <td data-sheets-numberformat='{"1":2,"2":"0.00","3":1}' data-sheets-value='{"1":3,"3":0.98}' style="border-bottom:1px solid #000000;overflow:hidden;padding:0px 3px 0px 3px;vertical-align:bottom;text-align:center;">0.98</td> <td data-sheets-numberformat='{"1":2,"2":"0","3":1}' data-sheets-value='{"1":3,"3":20.91}' style="border-bottom:1px solid #000000;overflow:hidden;padding:0px 3px 0px 3px;vertical-align:bottom;text-align:center;">21</td> <td data-sheets-numberformat='{"1":2,"2":"0","3":1}' data-sheets-value='{"1":3,"3":33}' style="border-bottom:1px solid #000000;overflow:hidden;padding:0px 3px 0px 3px;vertical-align:bottom;text-align:center;">33</td> <td data-sheets-value='{"1":3,"3":26}' style="border-right:1px solid #000000;border-bottom:1px solid #000000;overflow:hidden;padding:0px 3px 0px 3px;vertical-align:bottom;text-align:center;">26</td> </tr> <tr style="height:20px;"> <td data-sheets-value='{"1":2,"2":"Polycarbonate"}' style="border-left:1px solid #000000;overflow:hidden;padding:0px 3px 0px 3px;vertical-align:bottom;">Polycarbonate</td> <td data-sheets-value='{"1":2,"2":"EW"}' style="overflow:hidden;padding:0px 3px 0px 3px;vertical-align:bottom;">EW</td> <td data-sheets-value='{"1":2,"2":"Heatstop Opal (T)"}' style="overflow:hidden;padding:0px 3px 0px 3px;vertical-align:bottom;">Heatstop Opal (T)</td> <td data-sheets-numberformat='{"1":2,"2":"0.00","3":1}' data-sheets-value='{"1":3,"3":1.19}' style="overflow:hidden;padding:0px 3px 0px 3px;vertical-align:bottom;text-align:center;">1.19</td> <td data-sheets-numberformat='{"1":2,"2":"0","3":1}' data-sheets-value='{"1":3,"3":20.09}' style="overflow:hidden;padding:0px 3px 0px 3px;vertical-align:bottom;text-align:center;">20</td> <td data-sheets-numberformat='{"1":2,"2":"0","3":1}' data-sheets-value='{"1":3,"3":38.940000000000005}' style="overflow:hidden;padding:0px 3px 0px 3px;vertical-align:bottom;text-align:center;">39</td> <td data-sheets-value='{"1":3,"3":24}' style="border-right:1px solid #000000;overflow:hidden;padding:0px 3px 0px 3px;vertical-align:bottom;text-align:center;">24</td> </tr> <tr style="height:20px;"> <td data-sheets-value='{"1":2,"2":"Heatstop PC"}' style="border-left:1px solid #000000;overflow:hidden;padding:0px 3px 0px 3px;vertical-align:bottom;">Heatstop PC</td> <td data-sheets-value='{"1":2,"2":"DW"}' style="overflow:hidden;padding:0px 3px 0px 3px;vertical-align:bottom;">DW</td> <td data-sheets-value='{"1":2,"2":"Clear (T/H)"}' style="overflow:hidden;padding:0px 3px 0px 3px;vertical-align:bottom;">Clear (T/H)</td> <td data-sheets-numberformat='{"1":2,"2":"0.00","3":1}' data-sheets-value='{"1":3,"3":0.98}' style="overflow:hidden;padding:0px 3px 0px 3px;vertical-align:bottom;text-align:center;">0.98</td> <td data-sheets-numberformat='{"1":2,"2":"0","3":1}' data-sheets-value='{"1":3,"3":18.04}' style="overflow:hidden;padding:0px 3px 0px 3px;vertical-align:bottom;text-align:center;">18</td> <td data-sheets-numberformat='{"1":2,"2":"0","3":1}' data-sheets-value='{"1":3,"3":33.660000000000004}' style="overflow:hidden;padding:0px 3px 0px 3px;vertical-align:bottom;text-align:center;">34</td> <td data-sheets-value='{"1":3,"3":26}' style="border-right:1px solid #000000;overflow:hidden;padding:0px 3px 0px 3px;vertical-align:bottom;text-align:center;">26</td> </tr> <tr style="height:20px;"> <td style="border-bottom:1px solid #000000;border-left:1px solid #000000;overflow:hidden;padding:0px 3px 0px 3px;vertical-align:bottom;"></td> <td style="border-bottom:1px solid #000000;overflow:hidden;padding:0px 3px 0px 3px;vertical-align:bottom;"></td> <td data-sheets-value='{"1":2,"2":"Opal (T/O)"}' style="border-bottom:1px solid #000000;overflow:hidden;padding:0px 3px 0px 3px;vertical-align:bottom;">Opal (T/O)</td> <td data-sheets-numberformat='{"1":2,"2":"0.00","3":1}' data-sheets-value='{"1":3,"3":0.98}' style="border-bottom:1px solid #000000;overflow:hidden;padding:0px 3px 0px 3px;vertical-align:bottom;text-align:center;">0.98</td> <td data-sheets-numberformat='{"1":2,"2":"0","3":1}' data-sheets-value='{"1":3,"3":16.81}' style="border-bottom:1px solid #000000;overflow:hidden;padding:0px 3px 0px 3px;vertical-align:bottom;text-align:center;">17</td> <td data-sheets-numberformat='{"1":2,"2":"0","3":1}' data-sheets-value='{"1":3,"3":29.700000000000003}' style="border-bottom:1px solid #000000;overflow:hidden;padding:0px 3px 0px 3px;vertical-align:bottom;text-align:center;">30</td> <td data-sheets-value='{"1":3,"3":26}' style="border-right:1px solid #000000;border-bottom:1px solid #000000;overflow:hidden;padding:0px 3px 0px 3px;vertical-align:bottom;text-align:center;">26</td> </tr> </tbody></table> | skylux-160-ce-met-koepel-en-metaalopstand-met-lm-motor-en-pvc-raam-type-ep25-1000-x-2500-mm | 8585994240333 | 46872271290701
Smoke and heat exhaust (SHEV) | SHE system | Skylux | Skylux 160° CE with skylight and metal curb with double LM-actuator and PVC frame type EP25 1000 x 2800 mm |  | 50889 | 5412970508892 | 7891.65 | Yes | 30-45 | 151.09 | 1000 x 2800 mm | 2800 | 1000 |  | metal curb M30 (30 cm high) | Rectangular | 1.19 W/m²K - 0.98 W/m²K | 57% - 30% | 37% - 17% | 24dB - 26dB | 160° CE (for industry) | PVC frame EP25 | without spoiler | E | Double actuator | Maximum double-walled skylight possible for this product | Ut-value LT-value g-value Rw-value EN 1873 : 2014 EN ISO 13468 EN 16153 EN 410 EN 410 EN ISO 140-3 Material Walls Shells (W/m²K) (%) (%) (dB) Acrylic EW Clear (H) 1.19 37 57 24 PMMA Opal (O) 1.19 34 50 24 DW Clear (H/H) 0.98 33 50 26 Opal (O/O) 0.98 28 38 26 Polycarbonate EW Clear (A) 1.19 36 55 24 PC Opal (D) 1.19 24 40 24 DW Clear (A/H) 0.98 32 48 26 Clear (A/A) 0.98 32 46 26 Opal (A/O) 0.98 30 42 26 Opal (A/D) 0.98 21 33 26 Polycarbonate EW Heatstop Opal (T) 1.19 20 39 24 Heatstop PC DW Clear (T/H) 0.98 18 34 26 Opal (T/O) 0.98 17 30 26 | https://skylux.eu/en/products/skylux-160-ce-met-koepel-en-metaalopstand-met-lm-motor-en-pvc-raam-type-ep25-1000-x-2800-mm | https://skylux.eu/cdn/shop/files/Skylux-160deg-CE-met-koepel-en-metaalopstand-met-dubbele-LM-motor-en-pvc-raam-type-EP25-1000-x-2800-mm-RWA-systeem.jpg?v=1702976849&width=1600 | https://skylux.eu/cdn/shop/files/e5a82811-1bb0-48e4-a776-cacb59c7c092_35dd38e7-0974-49bb-b175-7192a9c76087.jpg?v=1688550229&width=1600 | //skylux.eu/cdn/shop/files/E_MH_Mounting_instructions_Skylux_160_CE_LM.pdf?v=12406716259046007223 | //skylux.eu/cdn/shop/files/E_TD_Technical_File_Skylux_Skylux_160_CE_Electric.pdf?v=3667116872303399239 | <style type="text/css" id="isPasted"><!--td {border: 1px solid #cccccc;}br {mso-data-placement:same-cell;}--></style><table border="1" cellpadding="0" cellspacing="0" dir="ltr" style="table-layout:fixed;font-size:10pt;font-family:Arial;border-collapse:collapse;border:none;"><tbody> <tr style="height:20px;"> <td style="overflow:hidden;padding:0px 3px 0px 3px;vertical-align:bottom;"></td> <td style="overflow:hidden;padding:0px 3px 0px 3px;vertical-align:bottom;"></td> <td style="overflow:hidden;padding:0px 3px 0px 3px;vertical-align:bottom;"></td> <td data-sheets-value='{"1":2,"2":"Ut-value"}' style="overflow:hidden;padding:0px 3px 0px 3px;vertical-align:bottom;font-weight:bold;text-align:center;">Ut-value</td> <td data-sheets-value='{"1":2,"2":"LT-value"}' style="overflow:hidden;padding:0px 3px 0px 3px;vertical-align:bottom;font-weight:bold;text-align:center;">LT-value</td> <td data-sheets-value='{"1":2,"2":"g-value"}' style="overflow:hidden;padding:0px 3px 0px 3px;vertical-align:bottom;font-weight:bold;text-align:center;">g-value</td> <td data-sheets-value='{"1":2,"2":"Rw-value "}' style="overflow:hidden;padding:0px 3px 0px 3px;vertical-align:bottom;font-weight:bold;text-align:center;">Rw-value </td> </tr> <tr style="height:20px;"> <td style="overflow:hidden;padding:0px 3px 0px 3px;vertical-align:bottom;"></td> <td style="overflow:hidden;padding:0px 3px 0px 3px;vertical-align:bottom;"></td> <td style="overflow:hidden;padding:0px 3px 0px 3px;vertical-align:bottom;"></td> <td data-sheets-numberformat='{"1":2,"2":"0.00","3":1}' data-sheets-value='{"1":2,"2":"EN 1873 : 2014"}' style="overflow:hidden;padding:0px 3px 0px 3px;vertical-align:bottom;text-align:center;">EN 1873 : 2014</td> <td data-sheets-numberformat='{"1":2,"2":"0","3":1}' data-sheets-value='{"1":2,"2":"EN ISO 13468 EN 16153 EN 410"}' style="overflow:hidden;padding:0px 3px 0px 3px;vertical-align:bottom;text-align:center;">EN ISO 13468 EN 16153 EN 410</td> <td data-sheets-numberformat='{"1":2,"2":"0","3":1}' data-sheets-value='{"1":2,"2":"EN 410"}' style="overflow:hidden;padding:0px 3px 0px 3px;vertical-align:bottom;text-align:center;">EN 410</td> <td data-sheets-value='{"1":2,"2":"EN ISO 140-3\t\t"}' style="overflow:hidden;padding:0px 3px 0px 3px;vertical-align:bottom;text-align:center;">EN ISO 140-3 </td> </tr> <tr style="height:20px;"> <td data-sheets-value='{"1":2,"2":"Material"}' style="border-bottom:1px solid #000000;overflow:hidden;padding:0px 3px 0px 3px;vertical-align:bottom;background-color:#000000;font-weight:bold;color:#ffffff;">Material</td> <td data-sheets-value='{"1":2,"2":"Walls"}' style="border-bottom:1px solid #000000;overflow:hidden;padding:0px 3px 0px 3px;vertical-align:bottom;background-color:#000000;font-weight:bold;color:#ffffff;">Walls</td> <td data-sheets-value='{"1":2,"2":"Shells"}' style="border-bottom:1px solid #000000;overflow:hidden;padding:0px 3px 0px 3px;vertical-align:bottom;background-color:#000000;font-weight:bold;color:#ffffff;">Shells</td> <td data-sheets-numberformat='{"1":2,"2":"0.00","3":1}' data-sheets-value='{"1":2,"2":"(W/m²K)\t"}' style="border-bottom:1px solid #000000;overflow:hidden;padding:0px 3px 0px 3px;vertical-align:bottom;background-color:#000000;font-weight:bold;color:#ffffff;text-align:center;">(W/m²K) </td> <td data-sheets-numberformat='{"1":2,"2":"0","3":1}' data-sheets-value='{"1":2,"2":"(%)"}' style="border-bottom:1px solid #000000;overflow:hidden;padding:0px 3px 0px 3px;vertical-align:bottom;background-color:#000000;font-weight:bold;color:#ffffff;text-align:center;">(%)</td> <td data-sheets-numberformat='{"1":2,"2":"0","3":1}' data-sheets-value='{"1":2,"2":"(%)"}' style="border-bottom:1px solid #000000;overflow:hidden;padding:0px 3px 0px 3px;vertical-align:bottom;background-color:#000000;font-weight:bold;color:#ffffff;text-align:center;">(%)</td> <td data-sheets-value='{"1":2,"2":"(dB)"}' style="border-bottom:1px solid #000000;overflow:hidden;padding:0px 3px 0px 3px;vertical-align:bottom;background-color:#000000;font-weight:bold;color:#ffffff;text-align:center;">(dB)</td> </tr> <tr style="height:20px;"> <td data-sheets-value='{"1":2,"2":"Acrylic"}' style="border-left:1px solid #000000;overflow:hidden;padding:0px 3px 0px 3px;vertical-align:bottom;">Acrylic</td> <td data-sheets-value='{"1":2,"2":"EW"}' style="overflow:hidden;padding:0px 3px 0px 3px;vertical-align:bottom;">EW</td> <td data-sheets-value='{"1":2,"2":"Clear (H)"}' style="overflow:hidden;padding:0px 3px 0px 3px;vertical-align:bottom;">Clear (H)</td> <td data-sheets-numberformat='{"1":2,"2":"0.00","3":1}' data-sheets-value='{"1":3,"3":1.19}' style="overflow:hidden;padding:0px 3px 0px 3px;vertical-align:bottom;text-align:center;">1.19</td> <td data-sheets-numberformat='{"1":2,"2":"0","3":1}' data-sheets-value='{"1":3,"3":36.9}' style="overflow:hidden;padding:0px 3px 0px 3px;vertical-align:bottom;text-align:center;">37</td> <td data-sheets-numberformat='{"1":2,"2":"0","3":1}' data-sheets-value='{"1":3,"3":57.42}' style="overflow:hidden;padding:0px 3px 0px 3px;vertical-align:bottom;text-align:center;">57</td> <td data-sheets-value='{"1":3,"3":24}' style="border-right:1px solid #000000;overflow:hidden;padding:0px 3px 0px 3px;vertical-align:bottom;text-align:center;">24</td> </tr> <tr style="height:20px;"> <td data-sheets-value='{"1":2,"2":"PMMA"}' style="border-left:1px solid #000000;overflow:hidden;padding:0px 3px 0px 3px;vertical-align:bottom;">PMMA</td> <td style="overflow:hidden;padding:0px 3px 0px 3px;vertical-align:bottom;"></td> <td data-sheets-value='{"1":2,"2":"Opal (O)"}' style="overflow:hidden;padding:0px 3px 0px 3px;vertical-align:bottom;">Opal (O)</td> <td data-sheets-numberformat='{"1":2,"2":"0.00","3":1}' data-sheets-value='{"1":3,"3":1.19}' style="overflow:hidden;padding:0px 3px 0px 3px;vertical-align:bottom;text-align:center;">1.19</td> <td data-sheets-numberformat='{"1":2,"2":"0","3":1}' data-sheets-value='{"1":3,"3":34.03}' style="overflow:hidden;padding:0px 3px 0px 3px;vertical-align:bottom;text-align:center;">34</td> <td data-sheets-numberformat='{"1":2,"2":"0","3":1}' data-sheets-value='{"1":3,"3":50.160000000000004}' style="overflow:hidden;padding:0px 3px 0px 3px;vertical-align:bottom;text-align:center;">50</td> <td data-sheets-value='{"1":3,"3":24}' style="border-right:1px solid #000000;overflow:hidden;padding:0px 3px 0px 3px;vertical-align:bottom;text-align:center;">24</td> </tr> <tr style="height:20px;"> <td style="border-left:1px solid #000000;overflow:hidden;padding:0px 3px 0px 3px;vertical-align:bottom;"></td> <td data-sheets-value='{"1":2,"2":"DW"}' style="overflow:hidden;padding:0px 3px 0px 3px;vertical-align:bottom;">DW</td> <td data-sheets-value='{"1":2,"2":"Clear (H/H)"}' style="overflow:hidden;padding:0px 3px 0px 3px;vertical-align:bottom;">Clear (H/H)</td> <td data-sheets-numberformat='{"1":2,"2":"0.00","3":1}' data-sheets-value='{"1":3,"3":0.98}' style="overflow:hidden;padding:0px 3px 0px 3px;vertical-align:bottom;text-align:center;">0.98</td> <td data-sheets-numberformat='{"1":2,"2":"0","3":1}' data-sheets-value='{"1":3,"3":33.21}' style="overflow:hidden;padding:0px 3px 0px 3px;vertical-align:bottom;text-align:center;">33</td> <td data-sheets-numberformat='{"1":2,"2":"0","3":1}' data-sheets-value='{"1":3,"3":49.5}' style="overflow:hidden;padding:0px 3px 0px 3px;vertical-align:bottom;text-align:center;">50</td> <td data-sheets-value='{"1":3,"3":26}' style="border-right:1px solid #000000;overflow:hidden;padding:0px 3px 0px 3px;vertical-align:bottom;text-align:center;">26</td> </tr> <tr style="height:20px;"> <td style="border-bottom:1px solid #000000;border-left:1px solid #000000;overflow:hidden;padding:0px 3px 0px 3px;vertical-align:bottom;"></td> <td style="border-bottom:1px solid #000000;overflow:hidden;padding:0px 3px 0px 3px;vertical-align:bottom;"></td> <td data-sheets-value='{"1":2,"2":"Opal (O/O)"}' style="border-bottom:1px solid #000000;overflow:hidden;padding:0px 3px 0px 3px;vertical-align:bottom;">Opal (O/O)</td> <td data-sheets-numberformat='{"1":2,"2":"0.00","3":1}' data-sheets-value='{"1":3,"3":0.98}' style="border-bottom:1px solid #000000;overflow:hidden;padding:0px 3px 0px 3px;vertical-align:bottom;text-align:center;">0.98</td> <td data-sheets-numberformat='{"1":2,"2":"0","3":1}' data-sheets-value='{"1":3,"3":28.29}' style="border-bottom:1px solid #000000;overflow:hidden;padding:0px 3px 0px 3px;vertical-align:bottom;text-align:center;">28</td> <td data-sheets-numberformat='{"1":2,"2":"0","3":1}' data-sheets-value='{"1":3,"3":38.28}' style="border-bottom:1px solid #000000;overflow:hidden;padding:0px 3px 0px 3px;vertical-align:bottom;text-align:center;">38</td> <td data-sheets-value='{"1":3,"3":26}' style="border-right:1px solid #000000;border-bottom:1px solid #000000;overflow:hidden;padding:0px 3px 0px 3px;vertical-align:bottom;text-align:center;">26</td> </tr> <tr style="height:20px;"> <td data-sheets-value='{"1":2,"2":"Polycarbonate "}' style="border-left:1px solid #000000;overflow:hidden;padding:0px 3px 0px 3px;vertical-align:bottom;">Polycarbonate </td> <td data-sheets-value='{"1":2,"2":"EW"}' style="overflow:hidden;padding:0px 3px 0px 3px;vertical-align:bottom;">EW</td> <td data-sheets-value='{"1":2,"2":"Clear (A)"}' style="overflow:hidden;padding:0px 3px 0px 3px;vertical-align:bottom;">Clear (A)</td> <td data-sheets-numberformat='{"1":2,"2":"0.00","3":1}' data-sheets-value='{"1":3,"3":1.19}' style="overflow:hidden;padding:0px 3px 0px 3px;vertical-align:bottom;text-align:center;">1.19</td> <td data-sheets-numberformat='{"1":2,"2":"0","3":1}' data-sheets-value='{"1":3,"3":36.08}' style="overflow:hidden;padding:0px 3px 0px 3px;vertical-align:bottom;text-align:center;">36</td> <td data-sheets-numberformat='{"1":2,"2":"0","3":1}' data-sheets-value='{"1":3,"3":54.78}' style="overflow:hidden;padding:0px 3px 0px 3px;vertical-align:bottom;text-align:center;">55</td> <td data-sheets-value='{"1":3,"3":24}' style="border-right:1px solid #000000;overflow:hidden;padding:0px 3px 0px 3px;vertical-align:bottom;text-align:center;">24</td> </tr> <tr style="height:20px;"> <td data-sheets-value='{"1":2,"2":"PC"}' style="border-left:1px solid #000000;overflow:hidden;padding:0px 3px 0px 3px;vertical-align:bottom;">PC</td> <td style="overflow:hidden;padding:0px 3px 0px 3px;vertical-align:bottom;"></td> <td data-sheets-value='{"1":2,"2":"Opal (D)"}' style="overflow:hidden;padding:0px 3px 0px 3px;vertical-align:bottom;">Opal (D)</td> <td data-sheets-numberformat='{"1":2,"2":"0.00","3":1}' data-sheets-value='{"1":3,"3":1.19}' style="overflow:hidden;padding:0px 3px 0px 3px;vertical-align:bottom;text-align:center;">1.19</td> <td data-sheets-numberformat='{"1":2,"2":"0","3":1}' data-sheets-value='{"1":3,"3":23.779999999999998}' style="overflow:hidden;padding:0px 3px 0px 3px;vertical-align:bottom;text-align:center;">24</td> <td data-sheets-numberformat='{"1":2,"2":"0","3":1}' data-sheets-value='{"1":3,"3":39.6}' style="overflow:hidden;padding:0px 3px 0px 3px;vertical-align:bottom;text-align:center;">40</td> <td data-sheets-value='{"1":3,"3":24}' style="border-right:1px solid #000000;overflow:hidden;padding:0px 3px 0px 3px;vertical-align:bottom;text-align:center;">24</td> </tr> <tr style="height:20px;"> <td style="border-left:1px solid #000000;overflow:hidden;padding:0px 3px 0px 3px;vertical-align:bottom;"></td> <td data-sheets-value='{"1":2,"2":"DW"}' style="overflow:hidden;padding:0px 3px 0px 3px;vertical-align:bottom;">DW</td> <td data-sheets-value='{"1":2,"2":"Clear (A/H)"}' style="overflow:hidden;padding:0px 3px 0px 3px;vertical-align:bottom;">Clear (A/H)</td> <td data-sheets-numberformat='{"1":2,"2":"0.00","3":1}' data-sheets-value='{"1":3,"3":0.98}' style="overflow:hidden;padding:0px 3px 0px 3px;vertical-align:bottom;text-align:center;">0.98</td> <td data-sheets-numberformat='{"1":2,"2":"0","3":1}' data-sheets-value='{"1":3,"3":32.39}' style="overflow:hidden;padding:0px 3px 0px 3px;vertical-align:bottom;text-align:center;">32</td> <td data-sheets-numberformat='{"1":2,"2":"0","3":1}' data-sheets-value='{"1":3,"3":47.52}' style="overflow:hidden;padding:0px 3px 0px 3px;vertical-align:bottom;text-align:center;">48</td> <td data-sheets-value='{"1":3,"3":26}' style="border-right:1px solid #000000;overflow:hidden;padding:0px 3px 0px 3px;vertical-align:bottom;text-align:center;">26</td> </tr> <tr style="height:20px;"> <td style="border-left:1px solid #000000;overflow:hidden;padding:0px 3px 0px 3px;vertical-align:bottom;"></td> <td style="overflow:hidden;padding:0px 3px 0px 3px;vertical-align:bottom;"></td> <td data-sheets-value='{"1":2,"2":"Clear (A/A)"}' style="overflow:hidden;padding:0px 3px 0px 3px;vertical-align:bottom;">Clear (A/A)</td> <td data-sheets-numberformat='{"1":2,"2":"0.00","3":1}' data-sheets-value='{"1":3,"3":0.98}' style="overflow:hidden;padding:0px 3px 0px 3px;vertical-align:bottom;text-align:center;">0.98</td> <td data-sheets-numberformat='{"1":2,"2":"0","3":1}' data-sheets-value='{"1":3,"3":31.569999999999997}' style="overflow:hidden;padding:0px 3px 0px 3px;vertical-align:bottom;text-align:center;">32</td> <td data-sheets-numberformat='{"1":2,"2":"0","3":1}' data-sheets-value='{"1":3,"3":45.54}' style="overflow:hidden;padding:0px 3px 0px 3px;vertical-align:bottom;text-align:center;">46</td> <td data-sheets-value='{"1":3,"3":26}' style="border-right:1px solid #000000;overflow:hidden;padding:0px 3px 0px 3px;vertical-align:bottom;text-align:center;">26</td> </tr> <tr style="height:20px;"> <td style="border-left:1px solid #000000;overflow:hidden;padding:0px 3px 0px 3px;vertical-align:bottom;"></td> <td style="overflow:hidden;padding:0px 3px 0px 3px;vertical-align:bottom;"></td> <td data-sheets-value='{"1":2,"2":"Opal (A/O)"}' style="overflow:hidden;padding:0px 3px 0px 3px;vertical-align:bottom;">Opal (A/O)</td> <td data-sheets-numberformat='{"1":2,"2":"0.00","3":1}' data-sheets-value='{"1":3,"3":0.98}' style="overflow:hidden;padding:0px 3px 0px 3px;vertical-align:bottom;text-align:center;">0.98</td> <td data-sheets-numberformat='{"1":2,"2":"0","3":1}' data-sheets-value='{"1":3,"3":29.93}' style="overflow:hidden;padding:0px 3px 0px 3px;vertical-align:bottom;text-align:center;">30</td> <td data-sheets-numberformat='{"1":2,"2":"0","3":1}' data-sheets-value='{"1":3,"3":41.580000000000005}' style="overflow:hidden;padding:0px 3px 0px 3px;vertical-align:bottom;text-align:center;">42</td> <td data-sheets-value='{"1":3,"3":26}' style="border-right:1px solid #000000;overflow:hidden;padding:0px 3px 0px 3px;vertical-align:bottom;text-align:center;">26</td> </tr> <tr style="height:20px;"> <td style="border-bottom:1px solid #000000;border-left:1px solid #000000;overflow:hidden;padding:0px 3px 0px 3px;vertical-align:bottom;"></td> <td style="border-bottom:1px solid #000000;overflow:hidden;padding:0px 3px 0px 3px;vertical-align:bottom;"></td> <td data-sheets-value='{"1":2,"2":"Opal (A/D)"}' style="border-bottom:1px solid #000000;overflow:hidden;padding:0px 3px 0px 3px;vertical-align:bottom;">Opal (A/D)</td> <td data-sheets-numberformat='{"1":2,"2":"0.00","3":1}' data-sheets-value='{"1":3,"3":0.98}' style="border-bottom:1px solid #000000;overflow:hidden;padding:0px 3px 0px 3px;vertical-align:bottom;text-align:center;">0.98</td> <td data-sheets-numberformat='{"1":2,"2":"0","3":1}' data-sheets-value='{"1":3,"3":20.91}' style="border-bottom:1px solid #000000;overflow:hidden;padding:0px 3px 0px 3px;vertical-align:bottom;text-align:center;">21</td> <td data-sheets-numberformat='{"1":2,"2":"0","3":1}' data-sheets-value='{"1":3,"3":33}' style="border-bottom:1px solid #000000;overflow:hidden;padding:0px 3px 0px 3px;vertical-align:bottom;text-align:center;">33</td> <td data-sheets-value='{"1":3,"3":26}' style="border-right:1px solid #000000;border-bottom:1px solid #000000;overflow:hidden;padding:0px 3px 0px 3px;vertical-align:bottom;text-align:center;">26</td> </tr> <tr style="height:20px;"> <td data-sheets-value='{"1":2,"2":"Polycarbonate"}' style="border-left:1px solid #000000;overflow:hidden;padding:0px 3px 0px 3px;vertical-align:bottom;">Polycarbonate</td> <td data-sheets-value='{"1":2,"2":"EW"}' style="overflow:hidden;padding:0px 3px 0px 3px;vertical-align:bottom;">EW</td> <td data-sheets-value='{"1":2,"2":"Heatstop Opal (T)"}' style="overflow:hidden;padding:0px 3px 0px 3px;vertical-align:bottom;">Heatstop Opal (T)</td> <td data-sheets-numberformat='{"1":2,"2":"0.00","3":1}' data-sheets-value='{"1":3,"3":1.19}' style="overflow:hidden;padding:0px 3px 0px 3px;vertical-align:bottom;text-align:center;">1.19</td> <td data-sheets-numberformat='{"1":2,"2":"0","3":1}' data-sheets-value='{"1":3,"3":20.09}' style="overflow:hidden;padding:0px 3px 0px 3px;vertical-align:bottom;text-align:center;">20</td> <td data-sheets-numberformat='{"1":2,"2":"0","3":1}' data-sheets-value='{"1":3,"3":38.940000000000005}' style="overflow:hidden;padding:0px 3px 0px 3px;vertical-align:bottom;text-align:center;">39</td> <td data-sheets-value='{"1":3,"3":24}' style="border-right:1px solid #000000;overflow:hidden;padding:0px 3px 0px 3px;vertical-align:bottom;text-align:center;">24</td> </tr> <tr style="height:20px;"> <td data-sheets-value='{"1":2,"2":"Heatstop PC"}' style="border-left:1px solid #000000;overflow:hidden;padding:0px 3px 0px 3px;vertical-align:bottom;">Heatstop PC</td> <td data-sheets-value='{"1":2,"2":"DW"}' style="overflow:hidden;padding:0px 3px 0px 3px;vertical-align:bottom;">DW</td> <td data-sheets-value='{"1":2,"2":"Clear (T/H)"}' style="overflow:hidden;padding:0px 3px 0px 3px;vertical-align:bottom;">Clear (T/H)</td> <td data-sheets-numberformat='{"1":2,"2":"0.00","3":1}' data-sheets-value='{"1":3,"3":0.98}' style="overflow:hidden;padding:0px 3px 0px 3px;vertical-align:bottom;text-align:center;">0.98</td> <td data-sheets-numberformat='{"1":2,"2":"0","3":1}' data-sheets-value='{"1":3,"3":18.04}' style="overflow:hidden;padding:0px 3px 0px 3px;vertical-align:bottom;text-align:center;">18</td> <td data-sheets-numberformat='{"1":2,"2":"0","3":1}' data-sheets-value='{"1":3,"3":33.660000000000004}' style="overflow:hidden;padding:0px 3px 0px 3px;vertical-align:bottom;text-align:center;">34</td> <td data-sheets-value='{"1":3,"3":26}' style="border-right:1px solid #000000;overflow:hidden;padding:0px 3px 0px 3px;vertical-align:bottom;text-align:center;">26</td> </tr> <tr style="height:20px;"> <td style="border-bottom:1px solid #000000;border-left:1px solid #000000;overflow:hidden;padding:0px 3px 0px 3px;vertical-align:bottom;"></td> <td style="border-bottom:1px solid #000000;overflow:hidden;padding:0px 3px 0px 3px;vertical-align:bottom;"></td> <td data-sheets-value='{"1":2,"2":"Opal (T/O)"}' style="border-bottom:1px solid #000000;overflow:hidden;padding:0px 3px 0px 3px;vertical-align:bottom;">Opal (T/O)</td> <td data-sheets-numberformat='{"1":2,"2":"0.00","3":1}' data-sheets-value='{"1":3,"3":0.98}' style="border-bottom:1px solid #000000;overflow:hidden;padding:0px 3px 0px 3px;vertical-align:bottom;text-align:center;">0.98</td> <td data-sheets-numberformat='{"1":2,"2":"0","3":1}' data-sheets-value='{"1":3,"3":16.81}' style="border-bottom:1px solid #000000;overflow:hidden;padding:0px 3px 0px 3px;vertical-align:bottom;text-align:center;">17</td> <td data-sheets-numberformat='{"1":2,"2":"0","3":1}' data-sheets-value='{"1":3,"3":29.700000000000003}' style="border-bottom:1px solid #000000;overflow:hidden;padding:0px 3px 0px 3px;vertical-align:bottom;text-align:center;">30</td> <td data-sheets-value='{"1":3,"3":26}' style="border-right:1px solid #000000;border-bottom:1px solid #000000;overflow:hidden;padding:0px 3px 0px 3px;vertical-align:bottom;text-align:center;">26</td> </tr> </tbody></table> | skylux-160-ce-met-koepel-en-metaalopstand-met-lm-motor-en-pvc-raam-type-ep25-1000-x-2800-mm | 8585994371405 | 46872271454541
Smoke and heat exhaust (SHEV) | SHE system | Skylux | Skylux 160° CE with skylight and metal curb with double LM-actuator and PVC frame type EP25 1200 x 2400 mm |  | 50902 | 5412970509028 | 7901.3 | Yes | 30-45 | 158.54 | 1200 x 2400 mm | 2400 | 1200 |  | metal curb M30 (30 cm high) | Rectangular | 1.19 W/m²K - 0.98 W/m²K | 57% - 30% | 37% - 17% | 24dB - 26dB | 160° CE (for industry) | PVC frame EP25 | without spoiler | E | Double actuator | Maximum double-walled skylight possible for this product | Ut-value LT-value g-value Rw-value EN 1873 : 2014 EN ISO 13468 EN 16153 EN 410 EN 410 EN ISO 140-3 Material Walls Shells (W/m²K) (%) (%) (dB) Acrylic EW Clear (H) 1.19 37 57 24 PMMA Opal (O) 1.19 34 50 24 DW Clear (H/H) 0.98 33 50 26 Opal (O/O) 0.98 28 38 26 Polycarbonate EW Clear (A) 1.19 36 55 24 PC Opal (D) 1.19 24 40 24 DW Clear (A/H) 0.98 32 48 26 Clear (A/A) 0.98 32 46 26 Opal (A/O) 0.98 30 42 26 Opal (A/D) 0.98 21 33 26 Polycarbonate EW Heatstop Opal (T) 1.19 20 39 24 Heatstop PC DW Clear (T/H) 0.98 18 34 26 Opal (T/O) 0.98 17 30 26 | https://skylux.eu/en/products/skylux-160-ce-met-koepel-en-metaalopstand-met-lm-motor-en-pvc-raam-type-ep25-1200-x-2400-mm | https://skylux.eu/cdn/shop/files/Skylux-160deg-CE-met-koepel-en-metaalopstand-met-dubbele-LM-motor-en-pvc-raam-type-EP25-1200-x-2400-mm-RWA-systeem.jpg?v=1702976917&width=1600 | https://skylux.eu/cdn/shop/files/e5a82811-1bb0-48e4-a776-cacb59c7c092_36793cbe-ca09-45c0-93de-5f6b2929f1aa.jpg?v=1688550243&width=1600 | //skylux.eu/cdn/shop/files/E_MH_Mounting_instructions_Skylux_160_CE_LM.pdf?v=12406716259046007223 | //skylux.eu/cdn/shop/files/E_TD_Technical_File_Skylux_Skylux_160_CE_Electric.pdf?v=3667116872303399239 | <style type="text/css" id="isPasted"><!--td {border: 1px solid #cccccc;}br {mso-data-placement:same-cell;}--></style><table border="1" cellpadding="0" cellspacing="0" dir="ltr" style="table-layout:fixed;font-size:10pt;font-family:Arial;border-collapse:collapse;border:none;"><tbody> <tr style="height:20px;"> <td style="overflow:hidden;padding:0px 3px 0px 3px;vertical-align:bottom;"></td> <td style="overflow:hidden;padding:0px 3px 0px 3px;vertical-align:bottom;"></td> <td style="overflow:hidden;padding:0px 3px 0px 3px;vertical-align:bottom;"></td> <td data-sheets-value='{"1":2,"2":"Ut-value"}' style="overflow:hidden;padding:0px 3px 0px 3px;vertical-align:bottom;font-weight:bold;text-align:center;">Ut-value</td> <td data-sheets-value='{"1":2,"2":"LT-value"}' style="overflow:hidden;padding:0px 3px 0px 3px;vertical-align:bottom;font-weight:bold;text-align:center;">LT-value</td> <td data-sheets-value='{"1":2,"2":"g-value"}' style="overflow:hidden;padding:0px 3px 0px 3px;vertical-align:bottom;font-weight:bold;text-align:center;">g-value</td> <td data-sheets-value='{"1":2,"2":"Rw-value "}' style="overflow:hidden;padding:0px 3px 0px 3px;vertical-align:bottom;font-weight:bold;text-align:center;">Rw-value </td> </tr> <tr style="height:20px;"> <td style="overflow:hidden;padding:0px 3px 0px 3px;vertical-align:bottom;"></td> <td style="overflow:hidden;padding:0px 3px 0px 3px;vertical-align:bottom;"></td> <td style="overflow:hidden;padding:0px 3px 0px 3px;vertical-align:bottom;"></td> <td data-sheets-numberformat='{"1":2,"2":"0.00","3":1}' data-sheets-value='{"1":2,"2":"EN 1873 : 2014"}' style="overflow:hidden;padding:0px 3px 0px 3px;vertical-align:bottom;text-align:center;">EN 1873 : 2014</td> <td data-sheets-numberformat='{"1":2,"2":"0","3":1}' data-sheets-value='{"1":2,"2":"EN ISO 13468 EN 16153 EN 410"}' style="overflow:hidden;padding:0px 3px 0px 3px;vertical-align:bottom;text-align:center;">EN ISO 13468 EN 16153 EN 410</td> <td data-sheets-numberformat='{"1":2,"2":"0","3":1}' data-sheets-value='{"1":2,"2":"EN 410"}' style="overflow:hidden;padding:0px 3px 0px 3px;vertical-align:bottom;text-align:center;">EN 410</td> <td data-sheets-value='{"1":2,"2":"EN ISO 140-3\t\t"}' style="overflow:hidden;padding:0px 3px 0px 3px;vertical-align:bottom;text-align:center;">EN ISO 140-3 </td> </tr> <tr style="height:20px;"> <td data-sheets-value='{"1":2,"2":"Material"}' style="border-bottom:1px solid #000000;overflow:hidden;padding:0px 3px 0px 3px;vertical-align:bottom;background-color:#000000;font-weight:bold;color:#ffffff;">Material</td> <td data-sheets-value='{"1":2,"2":"Walls"}' style="border-bottom:1px solid #000000;overflow:hidden;padding:0px 3px 0px 3px;vertical-align:bottom;background-color:#000000;font-weight:bold;color:#ffffff;">Walls</td> <td data-sheets-value='{"1":2,"2":"Shells"}' style="border-bottom:1px solid #000000;overflow:hidden;padding:0px 3px 0px 3px;vertical-align:bottom;background-color:#000000;font-weight:bold;color:#ffffff;">Shells</td> <td data-sheets-numberformat='{"1":2,"2":"0.00","3":1}' data-sheets-value='{"1":2,"2":"(W/m²K)\t"}' style="border-bottom:1px solid #000000;overflow:hidden;padding:0px 3px 0px 3px;vertical-align:bottom;background-color:#000000;font-weight:bold;color:#ffffff;text-align:center;">(W/m²K) </td> <td data-sheets-numberformat='{"1":2,"2":"0","3":1}' data-sheets-value='{"1":2,"2":"(%)"}' style="border-bottom:1px solid #000000;overflow:hidden;padding:0px 3px 0px 3px;vertical-align:bottom;background-color:#000000;font-weight:bold;color:#ffffff;text-align:center;">(%)</td> <td data-sheets-numberformat='{"1":2,"2":"0","3":1}' data-sheets-value='{"1":2,"2":"(%)"}' style="border-bottom:1px solid #000000;overflow:hidden;padding:0px 3px 0px 3px;vertical-align:bottom;background-color:#000000;font-weight:bold;color:#ffffff;text-align:center;">(%)</td> <td data-sheets-value='{"1":2,"2":"(dB)"}' style="border-bottom:1px solid #000000;overflow:hidden;padding:0px 3px 0px 3px;vertical-align:bottom;background-color:#000000;font-weight:bold;color:#ffffff;text-align:center;">(dB)</td> </tr> <tr style="height:20px;"> <td data-sheets-value='{"1":2,"2":"Acrylic"}' style="border-left:1px solid #000000;overflow:hidden;padding:0px 3px 0px 3px;vertical-align:bottom;">Acrylic</td> <td data-sheets-value='{"1":2,"2":"EW"}' style="overflow:hidden;padding:0px 3px 0px 3px;vertical-align:bottom;">EW</td> <td data-sheets-value='{"1":2,"2":"Clear (H)"}' style="overflow:hidden;padding:0px 3px 0px 3px;vertical-align:bottom;">Clear (H)</td> <td data-sheets-numberformat='{"1":2,"2":"0.00","3":1}' data-sheets-value='{"1":3,"3":1.19}' style="overflow:hidden;padding:0px 3px 0px 3px;vertical-align:bottom;text-align:center;">1.19</td> <td data-sheets-numberformat='{"1":2,"2":"0","3":1}' data-sheets-value='{"1":3,"3":36.9}' style="overflow:hidden;padding:0px 3px 0px 3px;vertical-align:bottom;text-align:center;">37</td> <td data-sheets-numberformat='{"1":2,"2":"0","3":1}' data-sheets-value='{"1":3,"3":57.42}' style="overflow:hidden;padding:0px 3px 0px 3px;vertical-align:bottom;text-align:center;">57</td> <td data-sheets-value='{"1":3,"3":24}' style="border-right:1px solid #000000;overflow:hidden;padding:0px 3px 0px 3px;vertical-align:bottom;text-align:center;">24</td> </tr> <tr style="height:20px;"> <td data-sheets-value='{"1":2,"2":"PMMA"}' style="border-left:1px solid #000000;overflow:hidden;padding:0px 3px 0px 3px;vertical-align:bottom;">PMMA</td> <td style="overflow:hidden;padding:0px 3px 0px 3px;vertical-align:bottom;"></td> <td data-sheets-value='{"1":2,"2":"Opal (O)"}' style="overflow:hidden;padding:0px 3px 0px 3px;vertical-align:bottom;">Opal (O)</td> <td data-sheets-numberformat='{"1":2,"2":"0.00","3":1}' data-sheets-value='{"1":3,"3":1.19}' style="overflow:hidden;padding:0px 3px 0px 3px;vertical-align:bottom;text-align:center;">1.19</td> <td data-sheets-numberformat='{"1":2,"2":"0","3":1}' data-sheets-value='{"1":3,"3":34.03}' style="overflow:hidden;padding:0px 3px 0px 3px;vertical-align:bottom;text-align:center;">34</td> <td data-sheets-numberformat='{"1":2,"2":"0","3":1}' data-sheets-value='{"1":3,"3":50.160000000000004}' style="overflow:hidden;padding:0px 3px 0px 3px;vertical-align:bottom;text-align:center;">50</td> <td data-sheets-value='{"1":3,"3":24}' style="border-right:1px solid #000000;overflow:hidden;padding:0px 3px 0px 3px;vertical-align:bottom;text-align:center;">24</td> </tr> <tr style="height:20px;"> <td style="border-left:1px solid #000000;overflow:hidden;padding:0px 3px 0px 3px;vertical-align:bottom;"></td> <td data-sheets-value='{"1":2,"2":"DW"}' style="overflow:hidden;padding:0px 3px 0px 3px;vertical-align:bottom;">DW</td> <td data-sheets-value='{"1":2,"2":"Clear (H/H)"}' style="overflow:hidden;padding:0px 3px 0px 3px;vertical-align:bottom;">Clear (H/H)</td> <td data-sheets-numberformat='{"1":2,"2":"0.00","3":1}' data-sheets-value='{"1":3,"3":0.98}' style="overflow:hidden;padding:0px 3px 0px 3px;vertical-align:bottom;text-align:center;">0.98</td> <td data-sheets-numberformat='{"1":2,"2":"0","3":1}' data-sheets-value='{"1":3,"3":33.21}' style="overflow:hidden;padding:0px 3px 0px 3px;vertical-align:bottom;text-align:center;">33</td> <td data-sheets-numberformat='{"1":2,"2":"0","3":1}' data-sheets-value='{"1":3,"3":49.5}' style="overflow:hidden;padding:0px 3px 0px 3px;vertical-align:bottom;text-align:center;">50</td> <td data-sheets-value='{"1":3,"3":26}' style="border-right:1px solid #000000;overflow:hidden;padding:0px 3px 0px 3px;vertical-align:bottom;text-align:center;">26</td> </tr> <tr style="height:20px;"> <td style="border-bottom:1px solid #000000;border-left:1px solid #000000;overflow:hidden;padding:0px 3px 0px 3px;vertical-align:bottom;"></td> <td style="border-bottom:1px solid #000000;overflow:hidden;padding:0px 3px 0px 3px;vertical-align:bottom;"></td> <td data-sheets-value='{"1":2,"2":"Opal (O/O)"}' style="border-bottom:1px solid #000000;overflow:hidden;padding:0px 3px 0px 3px;vertical-align:bottom;">Opal (O/O)</td> <td data-sheets-numberformat='{"1":2,"2":"0.00","3":1}' data-sheets-value='{"1":3,"3":0.98}' style="border-bottom:1px solid #000000;overflow:hidden;padding:0px 3px 0px 3px;vertical-align:bottom;text-align:center;">0.98</td> <td data-sheets-numberformat='{"1":2,"2":"0","3":1}' data-sheets-value='{"1":3,"3":28.29}' style="border-bottom:1px solid #000000;overflow:hidden;padding:0px 3px 0px 3px;vertical-align:bottom;text-align:center;">28</td> <td data-sheets-numberformat='{"1":2,"2":"0","3":1}' data-sheets-value='{"1":3,"3":38.28}' style="border-bottom:1px solid #000000;overflow:hidden;padding:0px 3px 0px 3px;vertical-align:bottom;text-align:center;">38</td> <td data-sheets-value='{"1":3,"3":26}' style="border-right:1px solid #000000;border-bottom:1px solid #000000;overflow:hidden;padding:0px 3px 0px 3px;vertical-align:bottom;text-align:center;">26</td> </tr> <tr style="height:20px;"> <td data-sheets-value='{"1":2,"2":"Polycarbonate "}' style="border-left:1px solid #000000;overflow:hidden;padding:0px 3px 0px 3px;vertical-align:bottom;">Polycarbonate </td> <td data-sheets-value='{"1":2,"2":"EW"}' style="overflow:hidden;padding:0px 3px 0px 3px;vertical-align:bottom;">EW</td> <td data-sheets-value='{"1":2,"2":"Clear (A)"}' style="overflow:hidden;padding:0px 3px 0px 3px;vertical-align:bottom;">Clear (A)</td> <td data-sheets-numberformat='{"1":2,"2":"0.00","3":1}' data-sheets-value='{"1":3,"3":1.19}' style="overflow:hidden;padding:0px 3px 0px 3px;vertical-align:bottom;text-align:center;">1.19</td> <td data-sheets-numberformat='{"1":2,"2":"0","3":1}' data-sheets-value='{"1":3,"3":36.08}' style="overflow:hidden;padding:0px 3px 0px 3px;vertical-align:bottom;text-align:center;">36</td> <td data-sheets-numberformat='{"1":2,"2":"0","3":1}' data-sheets-value='{"1":3,"3":54.78}' style="overflow:hidden;padding:0px 3px 0px 3px;vertical-align:bottom;text-align:center;">55</td> <td data-sheets-value='{"1":3,"3":24}' style="border-right:1px solid #000000;overflow:hidden;padding:0px 3px 0px 3px;vertical-align:bottom;text-align:center;">24</td> </tr> <tr style="height:20px;"> <td data-sheets-value='{"1":2,"2":"PC"}' style="border-left:1px solid #000000;overflow:hidden;padding:0px 3px 0px 3px;vertical-align:bottom;">PC</td> <td style="overflow:hidden;padding:0px 3px 0px 3px;vertical-align:bottom;"></td> <td data-sheets-value='{"1":2,"2":"Opal (D)"}' style="overflow:hidden;padding:0px 3px 0px 3px;vertical-align:bottom;">Opal (D)</td> <td data-sheets-numberformat='{"1":2,"2":"0.00","3":1}' data-sheets-value='{"1":3,"3":1.19}' style="overflow:hidden;padding:0px 3px 0px 3px;vertical-align:bottom;text-align:center;">1.19</td> <td data-sheets-numberformat='{"1":2,"2":"0","3":1}' data-sheets-value='{"1":3,"3":23.779999999999998}' style="overflow:hidden;padding:0px 3px 0px 3px;vertical-align:bottom;text-align:center;">24</td> <td data-sheets-numberformat='{"1":2,"2":"0","3":1}' data-sheets-value='{"1":3,"3":39.6}' style="overflow:hidden;padding:0px 3px 0px 3px;vertical-align:bottom;text-align:center;">40</td> <td data-sheets-value='{"1":3,"3":24}' style="border-right:1px solid #000000;overflow:hidden;padding:0px 3px 0px 3px;vertical-align:bottom;text-align:center;">24</td> </tr> <tr style="height:20px;"> <td style="border-left:1px solid #000000;overflow:hidden;padding:0px 3px 0px 3px;vertical-align:bottom;"></td> <td data-sheets-value='{"1":2,"2":"DW"}' style="overflow:hidden;padding:0px 3px 0px 3px;vertical-align:bottom;">DW</td> <td data-sheets-value='{"1":2,"2":"Clear (A/H)"}' style="overflow:hidden;padding:0px 3px 0px 3px;vertical-align:bottom;">Clear (A/H)</td> <td data-sheets-numberformat='{"1":2,"2":"0.00","3":1}' data-sheets-value='{"1":3,"3":0.98}' style="overflow:hidden;padding:0px 3px 0px 3px;vertical-align:bottom;text-align:center;">0.98</td> <td data-sheets-numberformat='{"1":2,"2":"0","3":1}' data-sheets-value='{"1":3,"3":32.39}' style="overflow:hidden;padding:0px 3px 0px 3px;vertical-align:bottom;text-align:center;">32</td> <td data-sheets-numberformat='{"1":2,"2":"0","3":1}' data-sheets-value='{"1":3,"3":47.52}' style="overflow:hidden;padding:0px 3px 0px 3px;vertical-align:bottom;text-align:center;">48</td> <td data-sheets-value='{"1":3,"3":26}' style="border-right:1px solid #000000;overflow:hidden;padding:0px 3px 0px 3px;vertical-align:bottom;text-align:center;">26</td> </tr> <tr style="height:20px;"> <td style="border-left:1px solid #000000;overflow:hidden;padding:0px 3px 0px 3px;vertical-align:bottom;"></td> <td style="overflow:hidden;padding:0px 3px 0px 3px;vertical-align:bottom;"></td> <td data-sheets-value='{"1":2,"2":"Clear (A/A)"}' style="overflow:hidden;padding:0px 3px 0px 3px;vertical-align:bottom;">Clear (A/A)</td> <td data-sheets-numberformat='{"1":2,"2":"0.00","3":1}' data-sheets-value='{"1":3,"3":0.98}' style="overflow:hidden;padding:0px 3px 0px 3px;vertical-align:bottom;text-align:center;">0.98</td> <td data-sheets-numberformat='{"1":2,"2":"0","3":1}' data-sheets-value='{"1":3,"3":31.569999999999997}' style="overflow:hidden;padding:0px 3px 0px 3px;vertical-align:bottom;text-align:center;">32</td> <td data-sheets-numberformat='{"1":2,"2":"0","3":1}' data-sheets-value='{"1":3,"3":45.54}' style="overflow:hidden;padding:0px 3px 0px 3px;vertical-align:bottom;text-align:center;">46</td> <td data-sheets-value='{"1":3,"3":26}' style="border-right:1px solid #000000;overflow:hidden;padding:0px 3px 0px 3px;vertical-align:bottom;text-align:center;">26</td> </tr> <tr style="height:20px;"> <td style="border-left:1px solid #000000;overflow:hidden;padding:0px 3px 0px 3px;vertical-align:bottom;"></td> <td style="overflow:hidden;padding:0px 3px 0px 3px;vertical-align:bottom;"></td> <td data-sheets-value='{"1":2,"2":"Opal (A/O)"}' style="overflow:hidden;padding:0px 3px 0px 3px;vertical-align:bottom;">Opal (A/O)</td> <td data-sheets-numberformat='{"1":2,"2":"0.00","3":1}' data-sheets-value='{"1":3,"3":0.98}' style="overflow:hidden;padding:0px 3px 0px 3px;vertical-align:bottom;text-align:center;">0.98</td> <td data-sheets-numberformat='{"1":2,"2":"0","3":1}' data-sheets-value='{"1":3,"3":29.93}' style="overflow:hidden;padding:0px 3px 0px 3px;vertical-align:bottom;text-align:center;">30</td> <td data-sheets-numberformat='{"1":2,"2":"0","3":1}' data-sheets-value='{"1":3,"3":41.580000000000005}' style="overflow:hidden;padding:0px 3px 0px 3px;vertical-align:bottom;text-align:center;">42</td> <td data-sheets-value='{"1":3,"3":26}' style="border-right:1px solid #000000;overflow:hidden;padding:0px 3px 0px 3px;vertical-align:bottom;text-align:center;">26</td> </tr> <tr style="height:20px;"> <td style="border-bottom:1px solid #000000;border-left:1px solid #000000;overflow:hidden;padding:0px 3px 0px 3px;vertical-align:bottom;"></td> <td style="border-bottom:1px solid #000000;overflow:hidden;padding:0px 3px 0px 3px;vertical-align:bottom;"></td> <td data-sheets-value='{"1":2,"2":"Opal (A/D)"}' style="border-bottom:1px solid #000000;overflow:hidden;padding:0px 3px 0px 3px;vertical-align:bottom;">Opal (A/D)</td> <td data-sheets-numberformat='{"1":2,"2":"0.00","3":1}' data-sheets-value='{"1":3,"3":0.98}' style="border-bottom:1px solid #000000;overflow:hidden;padding:0px 3px 0px 3px;vertical-align:bottom;text-align:center;">0.98</td> <td data-sheets-numberformat='{"1":2,"2":"0","3":1}' data-sheets-value='{"1":3,"3":20.91}' style="border-bottom:1px solid #000000;overflow:hidden;padding:0px 3px 0px 3px;vertical-align:bottom;text-align:center;">21</td> <td data-sheets-numberformat='{"1":2,"2":"0","3":1}' data-sheets-value='{"1":3,"3":33}' style="border-bottom:1px solid #000000;overflow:hidden;padding:0px 3px 0px 3px;vertical-align:bottom;text-align:center;">33</td> <td data-sheets-value='{"1":3,"3":26}' style="border-right:1px solid #000000;border-bottom:1px solid #000000;overflow:hidden;padding:0px 3px 0px 3px;vertical-align:bottom;text-align:center;">26</td> </tr> <tr style="height:20px;"> <td data-sheets-value='{"1":2,"2":"Polycarbonate"}' style="border-left:1px solid #000000;overflow:hidden;padding:0px 3px 0px 3px;vertical-align:bottom;">Polycarbonate</td> <td data-sheets-value='{"1":2,"2":"EW"}' style="overflow:hidden;padding:0px 3px 0px 3px;vertical-align:bottom;">EW</td> <td data-sheets-value='{"1":2,"2":"Heatstop Opal (T)"}' style="overflow:hidden;padding:0px 3px 0px 3px;vertical-align:bottom;">Heatstop Opal (T)</td> <td data-sheets-numberformat='{"1":2,"2":"0.00","3":1}' data-sheets-value='{"1":3,"3":1.19}' style="overflow:hidden;padding:0px 3px 0px 3px;vertical-align:bottom;text-align:center;">1.19</td> <td data-sheets-numberformat='{"1":2,"2":"0","3":1}' data-sheets-value='{"1":3,"3":20.09}' style="overflow:hidden;padding:0px 3px 0px 3px;vertical-align:bottom;text-align:center;">20</td> <td data-sheets-numberformat='{"1":2,"2":"0","3":1}' data-sheets-value='{"1":3,"3":38.940000000000005}' style="overflow:hidden;padding:0px 3px 0px 3px;vertical-align:bottom;text-align:center;">39</td> <td data-sheets-value='{"1":3,"3":24}' style="border-right:1px solid #000000;overflow:hidden;padding:0px 3px 0px 3px;vertical-align:bottom;text-align:center;">24</td> </tr> <tr style="height:20px;"> <td data-sheets-value='{"1":2,"2":"Heatstop PC"}' style="border-left:1px solid #000000;overflow:hidden;padding:0px 3px 0px 3px;vertical-align:bottom;">Heatstop PC</td> <td data-sheets-value='{"1":2,"2":"DW"}' style="overflow:hidden;padding:0px 3px 0px 3px;vertical-align:bottom;">DW</td> <td data-sheets-value='{"1":2,"2":"Clear (T/H)"}' style="overflow:hidden;padding:0px 3px 0px 3px;vertical-align:bottom;">Clear (T/H)</td> <td data-sheets-numberformat='{"1":2,"2":"0.00","3":1}' data-sheets-value='{"1":3,"3":0.98}' style="overflow:hidden;padding:0px 3px 0px 3px;vertical-align:bottom;text-align:center;">0.98</td> <td data-sheets-numberformat='{"1":2,"2":"0","3":1}' data-sheets-value='{"1":3,"3":18.04}' style="overflow:hidden;padding:0px 3px 0px 3px;vertical-align:bottom;text-align:center;">18</td> <td data-sheets-numberformat='{"1":2,"2":"0","3":1}' data-sheets-value='{"1":3,"3":33.660000000000004}' style="overflow:hidden;padding:0px 3px 0px 3px;vertical-align:bottom;text-align:center;">34</td> <td data-sheets-value='{"1":3,"3":26}' style="border-right:1px solid #000000;overflow:hidden;padding:0px 3px 0px 3px;vertical-align:bottom;text-align:center;">26</td> </tr> <tr style="height:20px;"> <td style="border-bottom:1px solid #000000;border-left:1px solid #000000;overflow:hidden;padding:0px 3px 0px 3px;vertical-align:bottom;"></td> <td style="border-bottom:1px solid #000000;overflow:hidden;padding:0px 3px 0px 3px;vertical-align:bottom;"></td> <td data-sheets-value='{"1":2,"2":"Opal (T/O)"}' style="border-bottom:1px solid #000000;overflow:hidden;padding:0px 3px 0px 3px;vertical-align:bottom;">Opal (T/O)</td> <td data-sheets-numberformat='{"1":2,"2":"0.00","3":1}' data-sheets-value='{"1":3,"3":0.98}' style="border-bottom:1px solid #000000;overflow:hidden;padding:0px 3px 0px 3px;vertical-align:bottom;text-align:center;">0.98</td> <td data-sheets-numberformat='{"1":2,"2":"0","3":1}' data-sheets-value='{"1":3,"3":16.81}' style="border-bottom:1px solid #000000;overflow:hidden;padding:0px 3px 0px 3px;vertical-align:bottom;text-align:center;">17</td> <td data-sheets-numberformat='{"1":2,"2":"0","3":1}' data-sheets-value='{"1":3,"3":29.700000000000003}' style="border-bottom:1px solid #000000;overflow:hidden;padding:0px 3px 0px 3px;vertical-align:bottom;text-align:center;">30</td> <td data-sheets-value='{"1":3,"3":26}' style="border-right:1px solid #000000;border-bottom:1px solid #000000;overflow:hidden;padding:0px 3px 0px 3px;vertical-align:bottom;text-align:center;">26</td> </tr> </tbody></table> | skylux-160-ce-met-koepel-en-metaalopstand-met-lm-motor-en-pvc-raam-type-ep25-1200-x-2400-mm | 8585995649357 | 46872273518925
Smoke and heat exhaust (SHEV) | SHE system | Skylux | Skylux 160° CE with skylight and metal curb with double LM-actuator and PVC frame type EP25 1300 x 2500 mm |  | 50909 | 5412970509097 | 7994.5 | Yes | 30-45 | 163.93 | 1300 x 2500 mm | 2500 | 1300 |  | metal curb M30 (30 cm high) | Rectangular | 1.19 W/m²K - 0.98 W/m²K | 57% - 30% | 37% - 17% | 24dB - 26dB | 160° CE (for industry) | PVC frame EP25 | without spoiler | E | Double actuator | Maximum double-walled skylight possible for this product | Ut-value LT-value g-value Rw-value EN 1873 : 2014 EN ISO 13468 EN 16153 EN 410 EN 410 EN ISO 140-3 Material Walls Shells (W/m²K) (%) (%) (dB) Acrylic EW Clear (H) 1.19 37 57 24 PMMA Opal (O) 1.19 34 50 24 DW Clear (H/H) 0.98 33 50 26 Opal (O/O) 0.98 28 38 26 Polycarbonate EW Clear (A) 1.19 36 55 24 PC Opal (D) 1.19 24 40 24 DW Clear (A/H) 0.98 32 48 26 Clear (A/A) 0.98 32 46 26 Opal (A/O) 0.98 30 42 26 Opal (A/D) 0.98 21 33 26 Polycarbonate EW Heatstop Opal (T) 1.19 20 39 24 Heatstop PC DW Clear (T/H) 0.98 18 34 26 Opal (T/O) 0.98 17 30 26 | https://skylux.eu/en/products/skylux-160-ce-met-koepel-en-metaalopstand-met-lm-motor-en-pvc-raam-type-ep25-1300-x-2500-mm | https://skylux.eu/cdn/shop/files/Skylux-160deg-CE-met-koepel-en-metaalopstand-met-dubbele-LM-motor-en-pvc-raam-type-EP25-1300-x-2500-mm-RWA-systeem.jpg?v=1702976955&width=1600 | https://skylux.eu/cdn/shop/files/e5a82811-1bb0-48e4-a776-cacb59c7c092_f6ff728d-5788-4f66-a81e-701bff631f04.jpg?v=1688550252&width=1600 | //skylux.eu/cdn/shop/files/E_MH_Mounting_instructions_Skylux_160_CE_LM.pdf?v=12406716259046007223 | //skylux.eu/cdn/shop/files/E_TD_Technical_File_Skylux_Skylux_160_CE_Electric.pdf?v=3667116872303399239 | <style type="text/css" id="isPasted"><!--td {border: 1px solid #cccccc;}br {mso-data-placement:same-cell;}--></style><table border="1" cellpadding="0" cellspacing="0" dir="ltr" style="table-layout:fixed;font-size:10pt;font-family:Arial;border-collapse:collapse;border:none;"><tbody> <tr style="height:20px;"> <td style="overflow:hidden;padding:0px 3px 0px 3px;vertical-align:bottom;"></td> <td style="overflow:hidden;padding:0px 3px 0px 3px;vertical-align:bottom;"></td> <td style="overflow:hidden;padding:0px 3px 0px 3px;vertical-align:bottom;"></td> <td data-sheets-value='{"1":2,"2":"Ut-value"}' style="overflow:hidden;padding:0px 3px 0px 3px;vertical-align:bottom;font-weight:bold;text-align:center;">Ut-value</td> <td data-sheets-value='{"1":2,"2":"LT-value"}' style="overflow:hidden;padding:0px 3px 0px 3px;vertical-align:bottom;font-weight:bold;text-align:center;">LT-value</td> <td data-sheets-value='{"1":2,"2":"g-value"}' style="overflow:hidden;padding:0px 3px 0px 3px;vertical-align:bottom;font-weight:bold;text-align:center;">g-value</td> <td data-sheets-value='{"1":2,"2":"Rw-value "}' style="overflow:hidden;padding:0px 3px 0px 3px;vertical-align:bottom;font-weight:bold;text-align:center;">Rw-value </td> </tr> <tr style="height:20px;"> <td style="overflow:hidden;padding:0px 3px 0px 3px;vertical-align:bottom;"></td> <td style="overflow:hidden;padding:0px 3px 0px 3px;vertical-align:bottom;"></td> <td style="overflow:hidden;padding:0px 3px 0px 3px;vertical-align:bottom;"></td> <td data-sheets-numberformat='{"1":2,"2":"0.00","3":1}' data-sheets-value='{"1":2,"2":"EN 1873 : 2014"}' style="overflow:hidden;padding:0px 3px 0px 3px;vertical-align:bottom;text-align:center;">EN 1873 : 2014</td> <td data-sheets-numberformat='{"1":2,"2":"0","3":1}' data-sheets-value='{"1":2,"2":"EN ISO 13468 EN 16153 EN 410"}' style="overflow:hidden;padding:0px 3px 0px 3px;vertical-align:bottom;text-align:center;">EN ISO 13468 EN 16153 EN 410</td> <td data-sheets-numberformat='{"1":2,"2":"0","3":1}' data-sheets-value='{"1":2,"2":"EN 410"}' style="overflow:hidden;padding:0px 3px 0px 3px;vertical-align:bottom;text-align:center;">EN 410</td> <td data-sheets-value='{"1":2,"2":"EN ISO 140-3\t\t"}' style="overflow:hidden;padding:0px 3px 0px 3px;vertical-align:bottom;text-align:center;">EN ISO 140-3 </td> </tr> <tr style="height:20px;"> <td data-sheets-value='{"1":2,"2":"Material"}' style="border-bottom:1px solid #000000;overflow:hidden;padding:0px 3px 0px 3px;vertical-align:bottom;background-color:#000000;font-weight:bold;color:#ffffff;">Material</td> <td data-sheets-value='{"1":2,"2":"Walls"}' style="border-bottom:1px solid #000000;overflow:hidden;padding:0px 3px 0px 3px;vertical-align:bottom;background-color:#000000;font-weight:bold;color:#ffffff;">Walls</td> <td data-sheets-value='{"1":2,"2":"Shells"}' style="border-bottom:1px solid #000000;overflow:hidden;padding:0px 3px 0px 3px;vertical-align:bottom;background-color:#000000;font-weight:bold;color:#ffffff;">Shells</td> <td data-sheets-numberformat='{"1":2,"2":"0.00","3":1}' data-sheets-value='{"1":2,"2":"(W/m²K)\t"}' style="border-bottom:1px solid #000000;overflow:hidden;padding:0px 3px 0px 3px;vertical-align:bottom;background-color:#000000;font-weight:bold;color:#ffffff;text-align:center;">(W/m²K) </td> <td data-sheets-numberformat='{"1":2,"2":"0","3":1}' data-sheets-value='{"1":2,"2":"(%)"}' style="border-bottom:1px solid #000000;overflow:hidden;padding:0px 3px 0px 3px;vertical-align:bottom;background-color:#000000;font-weight:bold;color:#ffffff;text-align:center;">(%)</td> <td data-sheets-numberformat='{"1":2,"2":"0","3":1}' data-sheets-value='{"1":2,"2":"(%)"}' style="border-bottom:1px solid #000000;overflow:hidden;padding:0px 3px 0px 3px;vertical-align:bottom;background-color:#000000;font-weight:bold;color:#ffffff;text-align:center;">(%)</td> <td data-sheets-value='{"1":2,"2":"(dB)"}' style="border-bottom:1px solid #000000;overflow:hidden;padding:0px 3px 0px 3px;vertical-align:bottom;background-color:#000000;font-weight:bold;color:#ffffff;text-align:center;">(dB)</td> </tr> <tr style="height:20px;"> <td data-sheets-value='{"1":2,"2":"Acrylic"}' style="border-left:1px solid #000000;overflow:hidden;padding:0px 3px 0px 3px;vertical-align:bottom;">Acrylic</td> <td data-sheets-value='{"1":2,"2":"EW"}' style="overflow:hidden;padding:0px 3px 0px 3px;vertical-align:bottom;">EW</td> <td data-sheets-value='{"1":2,"2":"Clear (H)"}' style="overflow:hidden;padding:0px 3px 0px 3px;vertical-align:bottom;">Clear (H)</td> <td data-sheets-numberformat='{"1":2,"2":"0.00","3":1}' data-sheets-value='{"1":3,"3":1.19}' style="overflow:hidden;padding:0px 3px 0px 3px;vertical-align:bottom;text-align:center;">1.19</td> <td data-sheets-numberformat='{"1":2,"2":"0","3":1}' data-sheets-value='{"1":3,"3":36.9}' style="overflow:hidden;padding:0px 3px 0px 3px;vertical-align:bottom;text-align:center;">37</td> <td data-sheets-numberformat='{"1":2,"2":"0","3":1}' data-sheets-value='{"1":3,"3":57.42}' style="overflow:hidden;padding:0px 3px 0px 3px;vertical-align:bottom;text-align:center;">57</td> <td data-sheets-value='{"1":3,"3":24}' style="border-right:1px solid #000000;overflow:hidden;padding:0px 3px 0px 3px;vertical-align:bottom;text-align:center;">24</td> </tr> <tr style="height:20px;"> <td data-sheets-value='{"1":2,"2":"PMMA"}' style="border-left:1px solid #000000;overflow:hidden;padding:0px 3px 0px 3px;vertical-align:bottom;">PMMA</td> <td style="overflow:hidden;padding:0px 3px 0px 3px;vertical-align:bottom;"></td> <td data-sheets-value='{"1":2,"2":"Opal (O)"}' style="overflow:hidden;padding:0px 3px 0px 3px;vertical-align:bottom;">Opal (O)</td> <td data-sheets-numberformat='{"1":2,"2":"0.00","3":1}' data-sheets-value='{"1":3,"3":1.19}' style="overflow:hidden;padding:0px 3px 0px 3px;vertical-align:bottom;text-align:center;">1.19</td> <td data-sheets-numberformat='{"1":2,"2":"0","3":1}' data-sheets-value='{"1":3,"3":34.03}' style="overflow:hidden;padding:0px 3px 0px 3px;vertical-align:bottom;text-align:center;">34</td> <td data-sheets-numberformat='{"1":2,"2":"0","3":1}' data-sheets-value='{"1":3,"3":50.160000000000004}' style="overflow:hidden;padding:0px 3px 0px 3px;vertical-align:bottom;text-align:center;">50</td> <td data-sheets-value='{"1":3,"3":24}' style="border-right:1px solid #000000;overflow:hidden;padding:0px 3px 0px 3px;vertical-align:bottom;text-align:center;">24</td> </tr> <tr style="height:20px;"> <td style="border-left:1px solid #000000;overflow:hidden;padding:0px 3px 0px 3px;vertical-align:bottom;"></td> <td data-sheets-value='{"1":2,"2":"DW"}' style="overflow:hidden;padding:0px 3px 0px 3px;vertical-align:bottom;">DW</td> <td data-sheets-value='{"1":2,"2":"Clear (H/H)"}' style="overflow:hidden;padding:0px 3px 0px 3px;vertical-align:bottom;">Clear (H/H)</td> <td data-sheets-numberformat='{"1":2,"2":"0.00","3":1}' data-sheets-value='{"1":3,"3":0.98}' style="overflow:hidden;padding:0px 3px 0px 3px;vertical-align:bottom;text-align:center;">0.98</td> <td data-sheets-numberformat='{"1":2,"2":"0","3":1}' data-sheets-value='{"1":3,"3":33.21}' style="overflow:hidden;padding:0px 3px 0px 3px;vertical-align:bottom;text-align:center;">33</td> <td data-sheets-numberformat='{"1":2,"2":"0","3":1}' data-sheets-value='{"1":3,"3":49.5}' style="overflow:hidden;padding:0px 3px 0px 3px;vertical-align:bottom;text-align:center;">50</td> <td data-sheets-value='{"1":3,"3":26}' style="border-right:1px solid #000000;overflow:hidden;padding:0px 3px 0px 3px;vertical-align:bottom;text-align:center;">26</td> </tr> <tr style="height:20px;"> <td style="border-bottom:1px solid #000000;border-left:1px solid #000000;overflow:hidden;padding:0px 3px 0px 3px;vertical-align:bottom;"></td> <td style="border-bottom:1px solid #000000;overflow:hidden;padding:0px 3px 0px 3px;vertical-align:bottom;"></td> <td data-sheets-value='{"1":2,"2":"Opal (O/O)"}' style="border-bottom:1px solid #000000;overflow:hidden;padding:0px 3px 0px 3px;vertical-align:bottom;">Opal (O/O)</td> <td data-sheets-numberformat='{"1":2,"2":"0.00","3":1}' data-sheets-value='{"1":3,"3":0.98}' style="border-bottom:1px solid #000000;overflow:hidden;padding:0px 3px 0px 3px;vertical-align:bottom;text-align:center;">0.98</td> <td data-sheets-numberformat='{"1":2,"2":"0","3":1}' data-sheets-value='{"1":3,"3":28.29}' style="border-bottom:1px solid #000000;overflow:hidden;padding:0px 3px 0px 3px;vertical-align:bottom;text-align:center;">28</td> <td data-sheets-numberformat='{"1":2,"2":"0","3":1}' data-sheets-value='{"1":3,"3":38.28}' style="border-bottom:1px solid #000000;overflow:hidden;padding:0px 3px 0px 3px;vertical-align:bottom;text-align:center;">38</td> <td data-sheets-value='{"1":3,"3":26}' style="border-right:1px solid #000000;border-bottom:1px solid #000000;overflow:hidden;padding:0px 3px 0px 3px;vertical-align:bottom;text-align:center;">26</td> </tr> <tr style="height:20px;"> <td data-sheets-value='{"1":2,"2":"Polycarbonate "}' style="border-left:1px solid #000000;overflow:hidden;padding:0px 3px 0px 3px;vertical-align:bottom;">Polycarbonate </td> <td data-sheets-value='{"1":2,"2":"EW"}' style="overflow:hidden;padding:0px 3px 0px 3px;vertical-align:bottom;">EW</td> <td data-sheets-value='{"1":2,"2":"Clear (A)"}' style="overflow:hidden;padding:0px 3px 0px 3px;vertical-align:bottom;">Clear (A)</td> <td data-sheets-numberformat='{"1":2,"2":"0.00","3":1}' data-sheets-value='{"1":3,"3":1.19}' style="overflow:hidden;padding:0px 3px 0px 3px;vertical-align:bottom;text-align:center;">1.19</td> <td data-sheets-numberformat='{"1":2,"2":"0","3":1}' data-sheets-value='{"1":3,"3":36.08}' style="overflow:hidden;padding:0px 3px 0px 3px;vertical-align:bottom;text-align:center;">36</td> <td data-sheets-numberformat='{"1":2,"2":"0","3":1}' data-sheets-value='{"1":3,"3":54.78}' style="overflow:hidden;padding:0px 3px 0px 3px;vertical-align:bottom;text-align:center;">55</td> <td data-sheets-value='{"1":3,"3":24}' style="border-right:1px solid #000000;overflow:hidden;padding:0px 3px 0px 3px;vertical-align:bottom;text-align:center;">24</td> </tr> <tr style="height:20px;"> <td data-sheets-value='{"1":2,"2":"PC"}' style="border-left:1px solid #000000;overflow:hidden;padding:0px 3px 0px 3px;vertical-align:bottom;">PC</td> <td style="overflow:hidden;padding:0px 3px 0px 3px;vertical-align:bottom;"></td> <td data-sheets-value='{"1":2,"2":"Opal (D)"}' style="overflow:hidden;padding:0px 3px 0px 3px;vertical-align:bottom;">Opal (D)</td> <td data-sheets-numberformat='{"1":2,"2":"0.00","3":1}' data-sheets-value='{"1":3,"3":1.19}' style="overflow:hidden;padding:0px 3px 0px 3px;vertical-align:bottom;text-align:center;">1.19</td> <td data-sheets-numberformat='{"1":2,"2":"0","3":1}' data-sheets-value='{"1":3,"3":23.779999999999998}' style="overflow:hidden;padding:0px 3px 0px 3px;vertical-align:bottom;text-align:center;">24</td> <td data-sheets-numberformat='{"1":2,"2":"0","3":1}' data-sheets-value='{"1":3,"3":39.6}' style="overflow:hidden;padding:0px 3px 0px 3px;vertical-align:bottom;text-align:center;">40</td> <td data-sheets-value='{"1":3,"3":24}' style="border-right:1px solid #000000;overflow:hidden;padding:0px 3px 0px 3px;vertical-align:bottom;text-align:center;">24</td> </tr> <tr style="height:20px;"> <td style="border-left:1px solid #000000;overflow:hidden;padding:0px 3px 0px 3px;vertical-align:bottom;"></td> <td data-sheets-value='{"1":2,"2":"DW"}' style="overflow:hidden;padding:0px 3px 0px 3px;vertical-align:bottom;">DW</td> <td data-sheets-value='{"1":2,"2":"Clear (A/H)"}' style="overflow:hidden;padding:0px 3px 0px 3px;vertical-align:bottom;">Clear (A/H)</td> <td data-sheets-numberformat='{"1":2,"2":"0.00","3":1}' data-sheets-value='{"1":3,"3":0.98}' style="overflow:hidden;padding:0px 3px 0px 3px;vertical-align:bottom;text-align:center;">0.98</td> <td data-sheets-numberformat='{"1":2,"2":"0","3":1}' data-sheets-value='{"1":3,"3":32.39}' style="overflow:hidden;padding:0px 3px 0px 3px;vertical-align:bottom;text-align:center;">32</td> <td data-sheets-numberformat='{"1":2,"2":"0","3":1}' data-sheets-value='{"1":3,"3":47.52}' style="overflow:hidden;padding:0px 3px 0px 3px;vertical-align:bottom;text-align:center;">48</td> <td data-sheets-value='{"1":3,"3":26}' style="border-right:1px solid #000000;overflow:hidden;padding:0px 3px 0px 3px;vertical-align:bottom;text-align:center;">26</td> </tr> <tr style="height:20px;"> <td style="border-left:1px solid #000000;overflow:hidden;padding:0px 3px 0px 3px;vertical-align:bottom;"></td> <td style="overflow:hidden;padding:0px 3px 0px 3px;vertical-align:bottom;"></td> <td data-sheets-value='{"1":2,"2":"Clear (A/A)"}' style="overflow:hidden;padding:0px 3px 0px 3px;vertical-align:bottom;">Clear (A/A)</td> <td data-sheets-numberformat='{"1":2,"2":"0.00","3":1}' data-sheets-value='{"1":3,"3":0.98}' style="overflow:hidden;padding:0px 3px 0px 3px;vertical-align:bottom;text-align:center;">0.98</td> <td data-sheets-numberformat='{"1":2,"2":"0","3":1}' data-sheets-value='{"1":3,"3":31.569999999999997}' style="overflow:hidden;padding:0px 3px 0px 3px;vertical-align:bottom;text-align:center;">32</td> <td data-sheets-numberformat='{"1":2,"2":"0","3":1}' data-sheets-value='{"1":3,"3":45.54}' style="overflow:hidden;padding:0px 3px 0px 3px;vertical-align:bottom;text-align:center;">46</td> <td data-sheets-value='{"1":3,"3":26}' style="border-right:1px solid #000000;overflow:hidden;padding:0px 3px 0px 3px;vertical-align:bottom;text-align:center;">26</td> </tr> <tr style="height:20px;"> <td style="border-left:1px solid #000000;overflow:hidden;padding:0px 3px 0px 3px;vertical-align:bottom;"></td> <td style="overflow:hidden;padding:0px 3px 0px 3px;vertical-align:bottom;"></td> <td data-sheets-value='{"1":2,"2":"Opal (A/O)"}' style="overflow:hidden;padding:0px 3px 0px 3px;vertical-align:bottom;">Opal (A/O)</td> <td data-sheets-numberformat='{"1":2,"2":"0.00","3":1}' data-sheets-value='{"1":3,"3":0.98}' style="overflow:hidden;padding:0px 3px 0px 3px;vertical-align:bottom;text-align:center;">0.98</td> <td data-sheets-numberformat='{"1":2,"2":"0","3":1}' data-sheets-value='{"1":3,"3":29.93}' style="overflow:hidden;padding:0px 3px 0px 3px;vertical-align:bottom;text-align:center;">30</td> <td data-sheets-numberformat='{"1":2,"2":"0","3":1}' data-sheets-value='{"1":3,"3":41.580000000000005}' style="overflow:hidden;padding:0px 3px 0px 3px;vertical-align:bottom;text-align:center;">42</td> <td data-sheets-value='{"1":3,"3":26}' style="border-right:1px solid #000000;overflow:hidden;padding:0px 3px 0px 3px;vertical-align:bottom;text-align:center;">26</td> </tr> <tr style="height:20px;"> <td style="border-bottom:1px solid #000000;border-left:1px solid #000000;overflow:hidden;padding:0px 3px 0px 3px;vertical-align:bottom;"></td> <td style="border-bottom:1px solid #000000;overflow:hidden;padding:0px 3px 0px 3px;vertical-align:bottom;"></td> <td data-sheets-value='{"1":2,"2":"Opal (A/D)"}' style="border-bottom:1px solid #000000;overflow:hidden;padding:0px 3px 0px 3px;vertical-align:bottom;">Opal (A/D)</td> <td data-sheets-numberformat='{"1":2,"2":"0.00","3":1}' data-sheets-value='{"1":3,"3":0.98}' style="border-bottom:1px solid #000000;overflow:hidden;padding:0px 3px 0px 3px;vertical-align:bottom;text-align:center;">0.98</td> <td data-sheets-numberformat='{"1":2,"2":"0","3":1}' data-sheets-value='{"1":3,"3":20.91}' style="border-bottom:1px solid #000000;overflow:hidden;padding:0px 3px 0px 3px;vertical-align:bottom;text-align:center;">21</td> <td data-sheets-numberformat='{"1":2,"2":"0","3":1}' data-sheets-value='{"1":3,"3":33}' style="border-bottom:1px solid #000000;overflow:hidden;padding:0px 3px 0px 3px;vertical-align:bottom;text-align:center;">33</td> <td data-sheets-value='{"1":3,"3":26}' style="border-right:1px solid #000000;border-bottom:1px solid #000000;overflow:hidden;padding:0px 3px 0px 3px;vertical-align:bottom;text-align:center;">26</td> </tr> <tr style="height:20px;"> <td data-sheets-value='{"1":2,"2":"Polycarbonate"}' style="border-left:1px solid #000000;overflow:hidden;padding:0px 3px 0px 3px;vertical-align:bottom;">Polycarbonate</td> <td data-sheets-value='{"1":2,"2":"EW"}' style="overflow:hidden;padding:0px 3px 0px 3px;vertical-align:bottom;">EW</td> <td data-sheets-value='{"1":2,"2":"Heatstop Opal (T)"}' style="overflow:hidden;padding:0px 3px 0px 3px;vertical-align:bottom;">Heatstop Opal (T)</td> <td data-sheets-numberformat='{"1":2,"2":"0.00","3":1}' data-sheets-value='{"1":3,"3":1.19}' style="overflow:hidden;padding:0px 3px 0px 3px;vertical-align:bottom;text-align:center;">1.19</td> <td data-sheets-numberformat='{"1":2,"2":"0","3":1}' data-sheets-value='{"1":3,"3":20.09}' style="overflow:hidden;padding:0px 3px 0px 3px;vertical-align:bottom;text-align:center;">20</td> <td data-sheets-numberformat='{"1":2,"2":"0","3":1}' data-sheets-value='{"1":3,"3":38.940000000000005}' style="overflow:hidden;padding:0px 3px 0px 3px;vertical-align:bottom;text-align:center;">39</td> <td data-sheets-value='{"1":3,"3":24}' style="border-right:1px solid #000000;overflow:hidden;padding:0px 3px 0px 3px;vertical-align:bottom;text-align:center;">24</td> </tr> <tr style="height:20px;"> <td data-sheets-value='{"1":2,"2":"Heatstop PC"}' style="border-left:1px solid #000000;overflow:hidden;padding:0px 3px 0px 3px;vertical-align:bottom;">Heatstop PC</td> <td data-sheets-value='{"1":2,"2":"DW"}' style="overflow:hidden;padding:0px 3px 0px 3px;vertical-align:bottom;">DW</td> <td data-sheets-value='{"1":2,"2":"Clear (T/H)"}' style="overflow:hidden;padding:0px 3px 0px 3px;vertical-align:bottom;">Clear (T/H)</td> <td data-sheets-numberformat='{"1":2,"2":"0.00","3":1}' data-sheets-value='{"1":3,"3":0.98}' style="overflow:hidden;padding:0px 3px 0px 3px;vertical-align:bottom;text-align:center;">0.98</td> <td data-sheets-numberformat='{"1":2,"2":"0","3":1}' data-sheets-value='{"1":3,"3":18.04}' style="overflow:hidden;padding:0px 3px 0px 3px;vertical-align:bottom;text-align:center;">18</td> <td data-sheets-numberformat='{"1":2,"2":"0","3":1}' data-sheets-value='{"1":3,"3":33.660000000000004}' style="overflow:hidden;padding:0px 3px 0px 3px;vertical-align:bottom;text-align:center;">34</td> <td data-sheets-value='{"1":3,"3":26}' style="border-right:1px solid #000000;overflow:hidden;padding:0px 3px 0px 3px;vertical-align:bottom;text-align:center;">26</td> </tr> <tr style="height:20px;"> <td style="border-bottom:1px solid #000000;border-left:1px solid #000000;overflow:hidden;padding:0px 3px 0px 3px;vertical-align:bottom;"></td> <td style="border-bottom:1px solid #000000;overflow:hidden;padding:0px 3px 0px 3px;vertical-align:bottom;"></td> <td data-sheets-value='{"1":2,"2":"Opal (T/O)"}' style="border-bottom:1px solid #000000;overflow:hidden;padding:0px 3px 0px 3px;vertical-align:bottom;">Opal (T/O)</td> <td data-sheets-numberformat='{"1":2,"2":"0.00","3":1}' data-sheets-value='{"1":3,"3":0.98}' style="border-bottom:1px solid #000000;overflow:hidden;padding:0px 3px 0px 3px;vertical-align:bottom;text-align:center;">0.98</td> <td data-sheets-numberformat='{"1":2,"2":"0","3":1}' data-sheets-value='{"1":3,"3":16.81}' style="border-bottom:1px solid #000000;overflow:hidden;padding:0px 3px 0px 3px;vertical-align:bottom;text-align:center;">17</td> <td data-sheets-numberformat='{"1":2,"2":"0","3":1}' data-sheets-value='{"1":3,"3":29.700000000000003}' style="border-bottom:1px solid #000000;overflow:hidden;padding:0px 3px 0px 3px;vertical-align:bottom;text-align:center;">30</td> <td data-sheets-value='{"1":3,"3":26}' style="border-right:1px solid #000000;border-bottom:1px solid #000000;overflow:hidden;padding:0px 3px 0px 3px;vertical-align:bottom;text-align:center;">26</td> </tr> </tbody></table> | skylux-160-ce-met-koepel-en-metaalopstand-met-lm-motor-en-pvc-raam-type-ep25-1300-x-2500-mm | 8585996304717 | 46872274338125
Smoke and heat exhaust (SHEV) | SHE system | Skylux | Skylux 160° CE with skylight and metal curb with double LM-actuator and PVC frame type EP25 1300 x 2800 mm |  | 50910 | 5412970509103 | 8335.7 | Yes | 30-45 | 174.63 | 1300 x 2800 mm | 2800 | 1300 |  | metal curb M30 (30 cm high) | Rectangular | 1.19 W/m²K - 0.98 W/m²K | 57% - 30% | 37% - 17% | 24dB - 26dB | 160° CE (for industry) | PVC frame EP25 | without spoiler | E | Double actuator | Maximum double-walled skylight possible for this product | Ut-value LT-value g-value Rw-value EN 1873 : 2014 EN ISO 13468 EN 16153 EN 410 EN 410 EN ISO 140-3 Material Walls Shells (W/m²K) (%) (%) (dB) Acrylic EW Clear (H) 1.19 37 57 24 PMMA Opal (O) 1.19 34 50 24 DW Clear (H/H) 0.98 33 50 26 Opal (O/O) 0.98 28 38 26 Polycarbonate EW Clear (A) 1.19 36 55 24 PC Opal (D) 1.19 24 40 24 DW Clear (A/H) 0.98 32 48 26 Clear (A/A) 0.98 32 46 26 Opal (A/O) 0.98 30 42 26 Opal (A/D) 0.98 21 33 26 Polycarbonate EW Heatstop Opal (T) 1.19 20 39 24 Heatstop PC DW Clear (T/H) 0.98 18 34 26 Opal (T/O) 0.98 17 30 26 | https://skylux.eu/en/products/skylux-160-ce-met-koepel-en-metaalopstand-met-lm-motor-en-pvc-raam-type-ep25-1300-x-2800-mm | https://skylux.eu/cdn/shop/files/Skylux-160deg-CE-met-koepel-en-metaalopstand-met-dubbele-LM-motor-en-pvc-raam-type-EP25-1300-x-2800-mm-RWA-systeem.jpg?v=1702976960&width=1600 | https://skylux.eu/cdn/shop/files/e5a82811-1bb0-48e4-a776-cacb59c7c092_378ff525-8709-4c7e-939d-fb07390eef21.jpg?v=1688550254&width=1600 | //skylux.eu/cdn/shop/files/E_MH_Mounting_instructions_Skylux_160_CE_LM.pdf?v=12406716259046007223 | //skylux.eu/cdn/shop/files/E_TD_Technical_File_Skylux_Skylux_160_CE_Electric.pdf?v=3667116872303399239 | <style type="text/css" id="isPasted"><!--td {border: 1px solid #cccccc;}br {mso-data-placement:same-cell;}--></style><table border="1" cellpadding="0" cellspacing="0" dir="ltr" style="table-layout:fixed;font-size:10pt;font-family:Arial;border-collapse:collapse;border:none;"><tbody> <tr style="height:20px;"> <td style="overflow:hidden;padding:0px 3px 0px 3px;vertical-align:bottom;"></td> <td style="overflow:hidden;padding:0px 3px 0px 3px;vertical-align:bottom;"></td> <td style="overflow:hidden;padding:0px 3px 0px 3px;vertical-align:bottom;"></td> <td data-sheets-value='{"1":2,"2":"Ut-value"}' style="overflow:hidden;padding:0px 3px 0px 3px;vertical-align:bottom;font-weight:bold;text-align:center;">Ut-value</td> <td data-sheets-value='{"1":2,"2":"LT-value"}' style="overflow:hidden;padding:0px 3px 0px 3px;vertical-align:bottom;font-weight:bold;text-align:center;">LT-value</td> <td data-sheets-value='{"1":2,"2":"g-value"}' style="overflow:hidden;padding:0px 3px 0px 3px;vertical-align:bottom;font-weight:bold;text-align:center;">g-value</td> <td data-sheets-value='{"1":2,"2":"Rw-value "}' style="overflow:hidden;padding:0px 3px 0px 3px;vertical-align:bottom;font-weight:bold;text-align:center;">Rw-value </td> </tr> <tr style="height:20px;"> <td style="overflow:hidden;padding:0px 3px 0px 3px;vertical-align:bottom;"></td> <td style="overflow:hidden;padding:0px 3px 0px 3px;vertical-align:bottom;"></td> <td style="overflow:hidden;padding:0px 3px 0px 3px;vertical-align:bottom;"></td> <td data-sheets-numberformat='{"1":2,"2":"0.00","3":1}' data-sheets-value='{"1":2,"2":"EN 1873 : 2014"}' style="overflow:hidden;padding:0px 3px 0px 3px;vertical-align:bottom;text-align:center;">EN 1873 : 2014</td> <td data-sheets-numberformat='{"1":2,"2":"0","3":1}' data-sheets-value='{"1":2,"2":"EN ISO 13468 EN 16153 EN 410"}' style="overflow:hidden;padding:0px 3px 0px 3px;vertical-align:bottom;text-align:center;">EN ISO 13468 EN 16153 EN 410</td> <td data-sheets-numberformat='{"1":2,"2":"0","3":1}' data-sheets-value='{"1":2,"2":"EN 410"}' style="overflow:hidden;padding:0px 3px 0px 3px;vertical-align:bottom;text-align:center;">EN 410</td> <td data-sheets-value='{"1":2,"2":"EN ISO 140-3\t\t"}' style="overflow:hidden;padding:0px 3px 0px 3px;vertical-align:bottom;text-align:center;">EN ISO 140-3 </td> </tr> <tr style="height:20px;"> <td data-sheets-value='{"1":2,"2":"Material"}' style="border-bottom:1px solid #000000;overflow:hidden;padding:0px 3px 0px 3px;vertical-align:bottom;background-color:#000000;font-weight:bold;color:#ffffff;">Material</td> <td data-sheets-value='{"1":2,"2":"Walls"}' style="border-bottom:1px solid #000000;overflow:hidden;padding:0px 3px 0px 3px;vertical-align:bottom;background-color:#000000;font-weight:bold;color:#ffffff;">Walls</td> <td data-sheets-value='{"1":2,"2":"Shells"}' style="border-bottom:1px solid #000000;overflow:hidden;padding:0px 3px 0px 3px;vertical-align:bottom;background-color:#000000;font-weight:bold;color:#ffffff;">Shells</td> <td data-sheets-numberformat='{"1":2,"2":"0.00","3":1}' data-sheets-value='{"1":2,"2":"(W/m²K)\t"}' style="border-bottom:1px solid #000000;overflow:hidden;padding:0px 3px 0px 3px;vertical-align:bottom;background-color:#000000;font-weight:bold;color:#ffffff;text-align:center;">(W/m²K) </td> <td data-sheets-numberformat='{"1":2,"2":"0","3":1}' data-sheets-value='{"1":2,"2":"(%)"}' style="border-bottom:1px solid #000000;overflow:hidden;padding:0px 3px 0px 3px;vertical-align:bottom;background-color:#000000;font-weight:bold;color:#ffffff;text-align:center;">(%)</td> <td data-sheets-numberformat='{"1":2,"2":"0","3":1}' data-sheets-value='{"1":2,"2":"(%)"}' style="border-bottom:1px solid #000000;overflow:hidden;padding:0px 3px 0px 3px;vertical-align:bottom;background-color:#000000;font-weight:bold;color:#ffffff;text-align:center;">(%)</td> <td data-sheets-value='{"1":2,"2":"(dB)"}' style="border-bottom:1px solid #000000;overflow:hidden;padding:0px 3px 0px 3px;vertical-align:bottom;background-color:#000000;font-weight:bold;color:#ffffff;text-align:center;">(dB)</td> </tr> <tr style="height:20px;"> <td data-sheets-value='{"1":2,"2":"Acrylic"}' style="border-left:1px solid #000000;overflow:hidden;padding:0px 3px 0px 3px;vertical-align:bottom;">Acrylic</td> <td data-sheets-value='{"1":2,"2":"EW"}' style="overflow:hidden;padding:0px 3px 0px 3px;vertical-align:bottom;">EW</td> <td data-sheets-value='{"1":2,"2":"Clear (H)"}' style="overflow:hidden;padding:0px 3px 0px 3px;vertical-align:bottom;">Clear (H)</td> <td data-sheets-numberformat='{"1":2,"2":"0.00","3":1}' data-sheets-value='{"1":3,"3":1.19}' style="overflow:hidden;padding:0px 3px 0px 3px;vertical-align:bottom;text-align:center;">1.19</td> <td data-sheets-numberformat='{"1":2,"2":"0","3":1}' data-sheets-value='{"1":3,"3":36.9}' style="overflow:hidden;padding:0px 3px 0px 3px;vertical-align:bottom;text-align:center;">37</td> <td data-sheets-numberformat='{"1":2,"2":"0","3":1}' data-sheets-value='{"1":3,"3":57.42}' style="overflow:hidden;padding:0px 3px 0px 3px;vertical-align:bottom;text-align:center;">57</td> <td data-sheets-value='{"1":3,"3":24}' style="border-right:1px solid #000000;overflow:hidden;padding:0px 3px 0px 3px;vertical-align:bottom;text-align:center;">24</td> </tr> <tr style="height:20px;"> <td data-sheets-value='{"1":2,"2":"PMMA"}' style="border-left:1px solid #000000;overflow:hidden;padding:0px 3px 0px 3px;vertical-align:bottom;">PMMA</td> <td style="overflow:hidden;padding:0px 3px 0px 3px;vertical-align:bottom;"></td> <td data-sheets-value='{"1":2,"2":"Opal (O)"}' style="overflow:hidden;padding:0px 3px 0px 3px;vertical-align:bottom;">Opal (O)</td> <td data-sheets-numberformat='{"1":2,"2":"0.00","3":1}' data-sheets-value='{"1":3,"3":1.19}' style="overflow:hidden;padding:0px 3px 0px 3px;vertical-align:bottom;text-align:center;">1.19</td> <td data-sheets-numberformat='{"1":2,"2":"0","3":1}' data-sheets-value='{"1":3,"3":34.03}' style="overflow:hidden;padding:0px 3px 0px 3px;vertical-align:bottom;text-align:center;">34</td> <td data-sheets-numberformat='{"1":2,"2":"0","3":1}' data-sheets-value='{"1":3,"3":50.160000000000004}' style="overflow:hidden;padding:0px 3px 0px 3px;vertical-align:bottom;text-align:center;">50</td> <td data-sheets-value='{"1":3,"3":24}' style="border-right:1px solid #000000;overflow:hidden;padding:0px 3px 0px 3px;vertical-align:bottom;text-align:center;">24</td> </tr> <tr style="height:20px;"> <td style="border-left:1px solid #000000;overflow:hidden;padding:0px 3px 0px 3px;vertical-align:bottom;"></td> <td data-sheets-value='{"1":2,"2":"DW"}' style="overflow:hidden;padding:0px 3px 0px 3px;vertical-align:bottom;">DW</td> <td data-sheets-value='{"1":2,"2":"Clear (H/H)"}' style="overflow:hidden;padding:0px 3px 0px 3px;vertical-align:bottom;">Clear (H/H)</td> <td data-sheets-numberformat='{"1":2,"2":"0.00","3":1}' data-sheets-value='{"1":3,"3":0.98}' style="overflow:hidden;padding:0px 3px 0px 3px;vertical-align:bottom;text-align:center;">0.98</td> <td data-sheets-numberformat='{"1":2,"2":"0","3":1}' data-sheets-value='{"1":3,"3":33.21}' style="overflow:hidden;padding:0px 3px 0px 3px;vertical-align:bottom;text-align:center;">33</td> <td data-sheets-numberformat='{"1":2,"2":"0","3":1}' data-sheets-value='{"1":3,"3":49.5}' style="overflow:hidden;padding:0px 3px 0px 3px;vertical-align:bottom;text-align:center;">50</td> <td data-sheets-value='{"1":3,"3":26}' style="border-right:1px solid #000000;overflow:hidden;padding:0px 3px 0px 3px;vertical-align:bottom;text-align:center;">26</td> </tr> <tr style="height:20px;"> <td style="border-bottom:1px solid #000000;border-left:1px solid #000000;overflow:hidden;padding:0px 3px 0px 3px;vertical-align:bottom;"></td> <td style="border-bottom:1px solid #000000;overflow:hidden;padding:0px 3px 0px 3px;vertical-align:bottom;"></td> <td data-sheets-value='{"1":2,"2":"Opal (O/O)"}' style="border-bottom:1px solid #000000;overflow:hidden;padding:0px 3px 0px 3px;vertical-align:bottom;">Opal (O/O)</td> <td data-sheets-numberformat='{"1":2,"2":"0.00","3":1}' data-sheets-value='{"1":3,"3":0.98}' style="border-bottom:1px solid #000000;overflow:hidden;padding:0px 3px 0px 3px;vertical-align:bottom;text-align:center;">0.98</td> <td data-sheets-numberformat='{"1":2,"2":"0","3":1}' data-sheets-value='{"1":3,"3":28.29}' style="border-bottom:1px solid #000000;overflow:hidden;padding:0px 3px 0px 3px;vertical-align:bottom;text-align:center;">28</td> <td data-sheets-numberformat='{"1":2,"2":"0","3":1}' data-sheets-value='{"1":3,"3":38.28}' style="border-bottom:1px solid #000000;overflow:hidden;padding:0px 3px 0px 3px;vertical-align:bottom;text-align:center;">38</td> <td data-sheets-value='{"1":3,"3":26}' style="border-right:1px solid #000000;border-bottom:1px solid #000000;overflow:hidden;padding:0px 3px 0px 3px;vertical-align:bottom;text-align:center;">26</td> </tr> <tr style="height:20px;"> <td data-sheets-value='{"1":2,"2":"Polycarbonate "}' style="border-left:1px solid #000000;overflow:hidden;padding:0px 3px 0px 3px;vertical-align:bottom;">Polycarbonate </td> <td data-sheets-value='{"1":2,"2":"EW"}' style="overflow:hidden;padding:0px 3px 0px 3px;vertical-align:bottom;">EW</td> <td data-sheets-value='{"1":2,"2":"Clear (A)"}' style="overflow:hidden;padding:0px 3px 0px 3px;vertical-align:bottom;">Clear (A)</td> <td data-sheets-numberformat='{"1":2,"2":"0.00","3":1}' data-sheets-value='{"1":3,"3":1.19}' style="overflow:hidden;padding:0px 3px 0px 3px;vertical-align:bottom;text-align:center;">1.19</td> <td data-sheets-numberformat='{"1":2,"2":"0","3":1}' data-sheets-value='{"1":3,"3":36.08}' style="overflow:hidden;padding:0px 3px 0px 3px;vertical-align:bottom;text-align:center;">36</td> <td data-sheets-numberformat='{"1":2,"2":"0","3":1}' data-sheets-value='{"1":3,"3":54.78}' style="overflow:hidden;padding:0px 3px 0px 3px;vertical-align:bottom;text-align:center;">55</td> <td data-sheets-value='{"1":3,"3":24}' style="border-right:1px solid #000000;overflow:hidden;padding:0px 3px 0px 3px;vertical-align:bottom;text-align:center;">24</td> </tr> <tr style="height:20px;"> <td data-sheets-value='{"1":2,"2":"PC"}' style="border-left:1px solid #000000;overflow:hidden;padding:0px 3px 0px 3px;vertical-align:bottom;">PC</td> <td style="overflow:hidden;padding:0px 3px 0px 3px;vertical-align:bottom;"></td> <td data-sheets-value='{"1":2,"2":"Opal (D)"}' style="overflow:hidden;padding:0px 3px 0px 3px;vertical-align:bottom;">Opal (D)</td> <td data-sheets-numberformat='{"1":2,"2":"0.00","3":1}' data-sheets-value='{"1":3,"3":1.19}' style="overflow:hidden;padding:0px 3px 0px 3px;vertical-align:bottom;text-align:center;">1.19</td> <td data-sheets-numberformat='{"1":2,"2":"0","3":1}' data-sheets-value='{"1":3,"3":23.779999999999998}' style="overflow:hidden;padding:0px 3px 0px 3px;vertical-align:bottom;text-align:center;">24</td> <td data-sheets-numberformat='{"1":2,"2":"0","3":1}' data-sheets-value='{"1":3,"3":39.6}' style="overflow:hidden;padding:0px 3px 0px 3px;vertical-align:bottom;text-align:center;">40</td> <td data-sheets-value='{"1":3,"3":24}' style="border-right:1px solid #000000;overflow:hidden;padding:0px 3px 0px 3px;vertical-align:bottom;text-align:center;">24</td> </tr> <tr style="height:20px;"> <td style="border-left:1px solid #000000;overflow:hidden;padding:0px 3px 0px 3px;vertical-align:bottom;"></td> <td data-sheets-value='{"1":2,"2":"DW"}' style="overflow:hidden;padding:0px 3px 0px 3px;vertical-align:bottom;">DW</td> <td data-sheets-value='{"1":2,"2":"Clear (A/H)"}' style="overflow:hidden;padding:0px 3px 0px 3px;vertical-align:bottom;">Clear (A/H)</td> <td data-sheets-numberformat='{"1":2,"2":"0.00","3":1}' data-sheets-value='{"1":3,"3":0.98}' style="overflow:hidden;padding:0px 3px 0px 3px;vertical-align:bottom;text-align:center;">0.98</td> <td data-sheets-numberformat='{"1":2,"2":"0","3":1}' data-sheets-value='{"1":3,"3":32.39}' style="overflow:hidden;padding:0px 3px 0px 3px;vertical-align:bottom;text-align:center;">32</td> <td data-sheets-numberformat='{"1":2,"2":"0","3":1}' data-sheets-value='{"1":3,"3":47.52}' style="overflow:hidden;padding:0px 3px 0px 3px;vertical-align:bottom;text-align:center;">48</td> <td data-sheets-value='{"1":3,"3":26}' style="border-right:1px solid #000000;overflow:hidden;padding:0px 3px 0px 3px;vertical-align:bottom;text-align:center;">26</td> </tr> <tr style="height:20px;"> <td style="border-left:1px solid #000000;overflow:hidden;padding:0px 3px 0px 3px;vertical-align:bottom;"></td> <td style="overflow:hidden;padding:0px 3px 0px 3px;vertical-align:bottom;"></td> <td data-sheets-value='{"1":2,"2":"Clear (A/A)"}' style="overflow:hidden;padding:0px 3px 0px 3px;vertical-align:bottom;">Clear (A/A)</td> <td data-sheets-numberformat='{"1":2,"2":"0.00","3":1}' data-sheets-value='{"1":3,"3":0.98}' style="overflow:hidden;padding:0px 3px 0px 3px;vertical-align:bottom;text-align:center;">0.98</td> <td data-sheets-numberformat='{"1":2,"2":"0","3":1}' data-sheets-value='{"1":3,"3":31.569999999999997}' style="overflow:hidden;padding:0px 3px 0px 3px;vertical-align:bottom;text-align:center;">32</td> <td data-sheets-numberformat='{"1":2,"2":"0","3":1}' data-sheets-value='{"1":3,"3":45.54}' style="overflow:hidden;padding:0px 3px 0px 3px;vertical-align:bottom;text-align:center;">46</td> <td data-sheets-value='{"1":3,"3":26}' style="border-right:1px solid #000000;overflow:hidden;padding:0px 3px 0px 3px;vertical-align:bottom;text-align:center;">26</td> </tr> <tr style="height:20px;"> <td style="border-left:1px solid #000000;overflow:hidden;padding:0px 3px 0px 3px;vertical-align:bottom;"></td> <td style="overflow:hidden;padding:0px 3px 0px 3px;vertical-align:bottom;"></td> <td data-sheets-value='{"1":2,"2":"Opal (A/O)"}' style="overflow:hidden;padding:0px 3px 0px 3px;vertical-align:bottom;">Opal (A/O)</td> <td data-sheets-numberformat='{"1":2,"2":"0.00","3":1}' data-sheets-value='{"1":3,"3":0.98}' style="overflow:hidden;padding:0px 3px 0px 3px;vertical-align:bottom;text-align:center;">0.98</td> <td data-sheets-numberformat='{"1":2,"2":"0","3":1}' data-sheets-value='{"1":3,"3":29.93}' style="overflow:hidden;padding:0px 3px 0px 3px;vertical-align:bottom;text-align:center;">30</td> <td data-sheets-numberformat='{"1":2,"2":"0","3":1}' data-sheets-value='{"1":3,"3":41.580000000000005}' style="overflow:hidden;padding:0px 3px 0px 3px;vertical-align:bottom;text-align:center;">42</td> <td data-sheets-value='{"1":3,"3":26}' style="border-right:1px solid #000000;overflow:hidden;padding:0px 3px 0px 3px;vertical-align:bottom;text-align:center;">26</td> </tr> <tr style="height:20px;"> <td style="border-bottom:1px solid #000000;border-left:1px solid #000000;overflow:hidden;padding:0px 3px 0px 3px;vertical-align:bottom;"></td> <td style="border-bottom:1px solid #000000;overflow:hidden;padding:0px 3px 0px 3px;vertical-align:bottom;"></td> <td data-sheets-value='{"1":2,"2":"Opal (A/D)"}' style="border-bottom:1px solid #000000;overflow:hidden;padding:0px 3px 0px 3px;vertical-align:bottom;">Opal (A/D)</td> <td data-sheets-numberformat='{"1":2,"2":"0.00","3":1}' data-sheets-value='{"1":3,"3":0.98}' style="border-bottom:1px solid #000000;overflow:hidden;padding:0px 3px 0px 3px;vertical-align:bottom;text-align:center;">0.98</td> <td data-sheets-numberformat='{"1":2,"2":"0","3":1}' data-sheets-value='{"1":3,"3":20.91}' style="border-bottom:1px solid #000000;overflow:hidden;padding:0px 3px 0px 3px;vertical-align:bottom;text-align:center;">21</td> <td data-sheets-numberformat='{"1":2,"2":"0","3":1}' data-sheets-value='{"1":3,"3":33}' style="border-bottom:1px solid #000000;overflow:hidden;padding:0px 3px 0px 3px;vertical-align:bottom;text-align:center;">33</td> <td data-sheets-value='{"1":3,"3":26}' style="border-right:1px solid #000000;border-bottom:1px solid #000000;overflow:hidden;padding:0px 3px 0px 3px;vertical-align:bottom;text-align:center;">26</td> </tr> <tr style="height:20px;"> <td data-sheets-value='{"1":2,"2":"Polycarbonate"}' style="border-left:1px solid #000000;overflow:hidden;padding:0px 3px 0px 3px;vertical-align:bottom;">Polycarbonate</td> <td data-sheets-value='{"1":2,"2":"EW"}' style="overflow:hidden;padding:0px 3px 0px 3px;vertical-align:bottom;">EW</td> <td data-sheets-value='{"1":2,"2":"Heatstop Opal (T)"}' style="overflow:hidden;padding:0px 3px 0px 3px;vertical-align:bottom;">Heatstop Opal (T)</td> <td data-sheets-numberformat='{"1":2,"2":"0.00","3":1}' data-sheets-value='{"1":3,"3":1.19}' style="overflow:hidden;padding:0px 3px 0px 3px;vertical-align:bottom;text-align:center;">1.19</td> <td data-sheets-numberformat='{"1":2,"2":"0","3":1}' data-sheets-value='{"1":3,"3":20.09}' style="overflow:hidden;padding:0px 3px 0px 3px;vertical-align:bottom;text-align:center;">20</td> <td data-sheets-numberformat='{"1":2,"2":"0","3":1}' data-sheets-value='{"1":3,"3":38.940000000000005}' style="overflow:hidden;padding:0px 3px 0px 3px;vertical-align:bottom;text-align:center;">39</td> <td data-sheets-value='{"1":3,"3":24}' style="border-right:1px solid #000000;overflow:hidden;padding:0px 3px 0px 3px;vertical-align:bottom;text-align:center;">24</td> </tr> <tr style="height:20px;"> <td data-sheets-value='{"1":2,"2":"Heatstop PC"}' style="border-left:1px solid #000000;overflow:hidden;padding:0px 3px 0px 3px;vertical-align:bottom;">Heatstop PC</td> <td data-sheets-value='{"1":2,"2":"DW"}' style="overflow:hidden;padding:0px 3px 0px 3px;vertical-align:bottom;">DW</td> <td data-sheets-value='{"1":2,"2":"Clear (T/H)"}' style="overflow:hidden;padding:0px 3px 0px 3px;vertical-align:bottom;">Clear (T/H)</td> <td data-sheets-numberformat='{"1":2,"2":"0.00","3":1}' data-sheets-value='{"1":3,"3":0.98}' style="overflow:hidden;padding:0px 3px 0px 3px;vertical-align:bottom;text-align:center;">0.98</td> <td data-sheets-numberformat='{"1":2,"2":"0","3":1}' data-sheets-value='{"1":3,"3":18.04}' style="overflow:hidden;padding:0px 3px 0px 3px;vertical-align:bottom;text-align:center;">18</td> <td data-sheets-numberformat='{"1":2,"2":"0","3":1}' data-sheets-value='{"1":3,"3":33.660000000000004}' style="overflow:hidden;padding:0px 3px 0px 3px;vertical-align:bottom;text-align:center;">34</td> <td data-sheets-value='{"1":3,"3":26}' style="border-right:1px solid #000000;overflow:hidden;padding:0px 3px 0px 3px;vertical-align:bottom;text-align:center;">26</td> </tr> <tr style="height:20px;"> <td style="border-bottom:1px solid #000000;border-left:1px solid #000000;overflow:hidden;padding:0px 3px 0px 3px;vertical-align:bottom;"></td> <td style="border-bottom:1px solid #000000;overflow:hidden;padding:0px 3px 0px 3px;vertical-align:bottom;"></td> <td data-sheets-value='{"1":2,"2":"Opal (T/O)"}' style="border-bottom:1px solid #000000;overflow:hidden;padding:0px 3px 0px 3px;vertical-align:bottom;">Opal (T/O)</td> <td data-sheets-numberformat='{"1":2,"2":"0.00","3":1}' data-sheets-value='{"1":3,"3":0.98}' style="border-bottom:1px solid #000000;overflow:hidden;padding:0px 3px 0px 3px;vertical-align:bottom;text-align:center;">0.98</td> <td data-sheets-numberformat='{"1":2,"2":"0","3":1}' data-sheets-value='{"1":3,"3":16.81}' style="border-bottom:1px solid #000000;overflow:hidden;padding:0px 3px 0px 3px;vertical-align:bottom;text-align:center;">17</td> <td data-sheets-numberformat='{"1":2,"2":"0","3":1}' data-sheets-value='{"1":3,"3":29.700000000000003}' style="border-bottom:1px solid #000000;overflow:hidden;padding:0px 3px 0px 3px;vertical-align:bottom;text-align:center;">30</td> <td data-sheets-value='{"1":3,"3":26}' style="border-right:1px solid #000000;border-bottom:1px solid #000000;overflow:hidden;padding:0px 3px 0px 3px;vertical-align:bottom;text-align:center;">26</td> </tr> </tbody></table> | skylux-160-ce-met-koepel-en-metaalopstand-met-lm-motor-en-pvc-raam-type-ep25-1300-x-2800-mm | 8585996435789 | 46872274501965
Smoke and heat exhaust (SHEV) | SHE system | Skylux | Skylux 160° CE with skylight and metal curb with double LM-actuator and PVC frame type EP25 1600 x 2000 mm |  | 50915 | 5412970509158 | 8407.1 | Yes | 30-45 | 163.59 | 1600 x 2000 mm | 2000 | 1600 |  | metal curb M30 (30 cm high) | Rectangular | 1.19 W/m²K - 0.98 W/m²K | 57% - 30% | 37% - 17% | 24dB - 26dB | 160° CE (for industry) | PVC frame EP25 | without spoiler | E | Double actuator | Maximum double-walled skylight possible for this product | Ut-value LT-value g-value Rw-value EN 1873 : 2014 EN ISO 13468 EN 16153 EN 410 EN 410 EN ISO 140-3 Material Walls Shells (W/m²K) (%) (%) (dB) Acrylic EW Clear (H) 1.19 37 57 24 PMMA Opal (O) 1.19 34 50 24 DW Clear (H/H) 0.98 33 50 26 Opal (O/O) 0.98 28 38 26 Polycarbonate EW Clear (A) 1.19 36 55 24 PC Opal (D) 1.19 24 40 24 DW Clear (A/H) 0.98 32 48 26 Clear (A/A) 0.98 32 46 26 Opal (A/O) 0.98 30 42 26 Opal (A/D) 0.98 21 33 26 Polycarbonate EW Heatstop Opal (T) 1.19 20 39 24 Heatstop PC DW Clear (T/H) 0.98 18 34 26 Opal (T/O) 0.98 17 30 26 | https://skylux.eu/en/products/skylux-160-ce-met-koepel-en-metaalopstand-met-lm-motor-en-pvc-raam-type-ep25-1600-x-2000-mm | https://skylux.eu/cdn/shop/files/Skylux-160deg-CE-met-koepel-en-metaalopstand-met-dubbele-LM-motor-en-pvc-raam-type-EP25-1600-x-2000-mm-RWA-systeem.jpg?v=1702976987&width=1600 | https://skylux.eu/cdn/shop/files/e5a82811-1bb0-48e4-a776-cacb59c7c092_023de641-b4b7-44bd-9561-ae8af28c6a78.jpg?v=1688550260&width=1600 | //skylux.eu/cdn/shop/files/E_MH_Mounting_instructions_Skylux_160_CE_LM.pdf?v=12406716259046007223 | //skylux.eu/cdn/shop/files/E_TD_Technical_File_Skylux_Skylux_160_CE_Electric.pdf?v=3667116872303399239 | <style type="text/css" id="isPasted"><!--td {border: 1px solid #cccccc;}br {mso-data-placement:same-cell;}--></style><table border="1" cellpadding="0" cellspacing="0" dir="ltr" style="table-layout:fixed;font-size:10pt;font-family:Arial;border-collapse:collapse;border:none;"><tbody> <tr style="height:20px;"> <td style="overflow:hidden;padding:0px 3px 0px 3px;vertical-align:bottom;"></td> <td style="overflow:hidden;padding:0px 3px 0px 3px;vertical-align:bottom;"></td> <td style="overflow:hidden;padding:0px 3px 0px 3px;vertical-align:bottom;"></td> <td data-sheets-value='{"1":2,"2":"Ut-value"}' style="overflow:hidden;padding:0px 3px 0px 3px;vertical-align:bottom;font-weight:bold;text-align:center;">Ut-value</td> <td data-sheets-value='{"1":2,"2":"LT-value"}' style="overflow:hidden;padding:0px 3px 0px 3px;vertical-align:bottom;font-weight:bold;text-align:center;">LT-value</td> <td data-sheets-value='{"1":2,"2":"g-value"}' style="overflow:hidden;padding:0px 3px 0px 3px;vertical-align:bottom;font-weight:bold;text-align:center;">g-value</td> <td data-sheets-value='{"1":2,"2":"Rw-value "}' style="overflow:hidden;padding:0px 3px 0px 3px;vertical-align:bottom;font-weight:bold;text-align:center;">Rw-value </td> </tr> <tr style="height:20px;"> <td style="overflow:hidden;padding:0px 3px 0px 3px;vertical-align:bottom;"></td> <td style="overflow:hidden;padding:0px 3px 0px 3px;vertical-align:bottom;"></td> <td style="overflow:hidden;padding:0px 3px 0px 3px;vertical-align:bottom;"></td> <td data-sheets-numberformat='{"1":2,"2":"0.00","3":1}' data-sheets-value='{"1":2,"2":"EN 1873 : 2014"}' style="overflow:hidden;padding:0px 3px 0px 3px;vertical-align:bottom;text-align:center;">EN 1873 : 2014</td> <td data-sheets-numberformat='{"1":2,"2":"0","3":1}' data-sheets-value='{"1":2,"2":"EN ISO 13468 EN 16153 EN 410"}' style="overflow:hidden;padding:0px 3px 0px 3px;vertical-align:bottom;text-align:center;">EN ISO 13468 EN 16153 EN 410</td> <td data-sheets-numberformat='{"1":2,"2":"0","3":1}' data-sheets-value='{"1":2,"2":"EN 410"}' style="overflow:hidden;padding:0px 3px 0px 3px;vertical-align:bottom;text-align:center;">EN 410</td> <td data-sheets-value='{"1":2,"2":"EN ISO 140-3\t\t"}' style="overflow:hidden;padding:0px 3px 0px 3px;vertical-align:bottom;text-align:center;">EN ISO 140-3 </td> </tr> <tr style="height:20px;"> <td data-sheets-value='{"1":2,"2":"Material"}' style="border-bottom:1px solid #000000;overflow:hidden;padding:0px 3px 0px 3px;vertical-align:bottom;background-color:#000000;font-weight:bold;color:#ffffff;">Material</td> <td data-sheets-value='{"1":2,"2":"Walls"}' style="border-bottom:1px solid #000000;overflow:hidden;padding:0px 3px 0px 3px;vertical-align:bottom;background-color:#000000;font-weight:bold;color:#ffffff;">Walls</td> <td data-sheets-value='{"1":2,"2":"Shells"}' style="border-bottom:1px solid #000000;overflow:hidden;padding:0px 3px 0px 3px;vertical-align:bottom;background-color:#000000;font-weight:bold;color:#ffffff;">Shells</td> <td data-sheets-numberformat='{"1":2,"2":"0.00","3":1}' data-sheets-value='{"1":2,"2":"(W/m²K)\t"}' style="border-bottom:1px solid #000000;overflow:hidden;padding:0px 3px 0px 3px;vertical-align:bottom;background-color:#000000;font-weight:bold;color:#ffffff;text-align:center;">(W/m²K) </td> <td data-sheets-numberformat='{"1":2,"2":"0","3":1}' data-sheets-value='{"1":2,"2":"(%)"}' style="border-bottom:1px solid #000000;overflow:hidden;padding:0px 3px 0px 3px;vertical-align:bottom;background-color:#000000;font-weight:bold;color:#ffffff;text-align:center;">(%)</td> <td data-sheets-numberformat='{"1":2,"2":"0","3":1}' data-sheets-value='{"1":2,"2":"(%)"}' style="border-bottom:1px solid #000000;overflow:hidden;padding:0px 3px 0px 3px;vertical-align:bottom;background-color:#000000;font-weight:bold;color:#ffffff;text-align:center;">(%)</td> <td data-sheets-value='{"1":2,"2":"(dB)"}' style="border-bottom:1px solid #000000;overflow:hidden;padding:0px 3px 0px 3px;vertical-align:bottom;background-color:#000000;font-weight:bold;color:#ffffff;text-align:center;">(dB)</td> </tr> <tr style="height:20px;"> <td data-sheets-value='{"1":2,"2":"Acrylic"}' style="border-left:1px solid #000000;overflow:hidden;padding:0px 3px 0px 3px;vertical-align:bottom;">Acrylic</td> <td data-sheets-value='{"1":2,"2":"EW"}' style="overflow:hidden;padding:0px 3px 0px 3px;vertical-align:bottom;">EW</td> <td data-sheets-value='{"1":2,"2":"Clear (H)"}' style="overflow:hidden;padding:0px 3px 0px 3px;vertical-align:bottom;">Clear (H)</td> <td data-sheets-numberformat='{"1":2,"2":"0.00","3":1}' data-sheets-value='{"1":3,"3":1.19}' style="overflow:hidden;padding:0px 3px 0px 3px;vertical-align:bottom;text-align:center;">1.19</td> <td data-sheets-numberformat='{"1":2,"2":"0","3":1}' data-sheets-value='{"1":3,"3":36.9}' style="overflow:hidden;padding:0px 3px 0px 3px;vertical-align:bottom;text-align:center;">37</td> <td data-sheets-numberformat='{"1":2,"2":"0","3":1}' data-sheets-value='{"1":3,"3":57.42}' style="overflow:hidden;padding:0px 3px 0px 3px;vertical-align:bottom;text-align:center;">57</td> <td data-sheets-value='{"1":3,"3":24}' style="border-right:1px solid #000000;overflow:hidden;padding:0px 3px 0px 3px;vertical-align:bottom;text-align:center;">24</td> </tr> <tr style="height:20px;"> <td data-sheets-value='{"1":2,"2":"PMMA"}' style="border-left:1px solid #000000;overflow:hidden;padding:0px 3px 0px 3px;vertical-align:bottom;">PMMA</td> <td style="overflow:hidden;padding:0px 3px 0px 3px;vertical-align:bottom;"></td> <td data-sheets-value='{"1":2,"2":"Opal (O)"}' style="overflow:hidden;padding:0px 3px 0px 3px;vertical-align:bottom;">Opal (O)</td> <td data-sheets-numberformat='{"1":2,"2":"0.00","3":1}' data-sheets-value='{"1":3,"3":1.19}' style="overflow:hidden;padding:0px 3px 0px 3px;vertical-align:bottom;text-align:center;">1.19</td> <td data-sheets-numberformat='{"1":2,"2":"0","3":1}' data-sheets-value='{"1":3,"3":34.03}' style="overflow:hidden;padding:0px 3px 0px 3px;vertical-align:bottom;text-align:center;">34</td> <td data-sheets-numberformat='{"1":2,"2":"0","3":1}' data-sheets-value='{"1":3,"3":50.160000000000004}' style="overflow:hidden;padding:0px 3px 0px 3px;vertical-align:bottom;text-align:center;">50</td> <td data-sheets-value='{"1":3,"3":24}' style="border-right:1px solid #000000;overflow:hidden;padding:0px 3px 0px 3px;vertical-align:bottom;text-align:center;">24</td> </tr> <tr style="height:20px;"> <td style="border-left:1px solid #000000;overflow:hidden;padding:0px 3px 0px 3px;vertical-align:bottom;"></td> <td data-sheets-value='{"1":2,"2":"DW"}' style="overflow:hidden;padding:0px 3px 0px 3px;vertical-align:bottom;">DW</td> <td data-sheets-value='{"1":2,"2":"Clear (H/H)"}' style="overflow:hidden;padding:0px 3px 0px 3px;vertical-align:bottom;">Clear (H/H)</td> <td data-sheets-numberformat='{"1":2,"2":"0.00","3":1}' data-sheets-value='{"1":3,"3":0.98}' style="overflow:hidden;padding:0px 3px 0px 3px;vertical-align:bottom;text-align:center;">0.98</td> <td data-sheets-numberformat='{"1":2,"2":"0","3":1}' data-sheets-value='{"1":3,"3":33.21}' style="overflow:hidden;padding:0px 3px 0px 3px;vertical-align:bottom;text-align:center;">33</td> <td data-sheets-numberformat='{"1":2,"2":"0","3":1}' data-sheets-value='{"1":3,"3":49.5}' style="overflow:hidden;padding:0px 3px 0px 3px;vertical-align:bottom;text-align:center;">50</td> <td data-sheets-value='{"1":3,"3":26}' style="border-right:1px solid #000000;overflow:hidden;padding:0px 3px 0px 3px;vertical-align:bottom;text-align:center;">26</td> </tr> <tr style="height:20px;"> <td style="border-bottom:1px solid #000000;border-left:1px solid #000000;overflow:hidden;padding:0px 3px 0px 3px;vertical-align:bottom;"></td> <td style="border-bottom:1px solid #000000;overflow:hidden;padding:0px 3px 0px 3px;vertical-align:bottom;"></td> <td data-sheets-value='{"1":2,"2":"Opal (O/O)"}' style="border-bottom:1px solid #000000;overflow:hidden;padding:0px 3px 0px 3px;vertical-align:bottom;">Opal (O/O)</td> <td data-sheets-numberformat='{"1":2,"2":"0.00","3":1}' data-sheets-value='{"1":3,"3":0.98}' style="border-bottom:1px solid #000000;overflow:hidden;padding:0px 3px 0px 3px;vertical-align:bottom;text-align:center;">0.98</td> <td data-sheets-numberformat='{"1":2,"2":"0","3":1}' data-sheets-value='{"1":3,"3":28.29}' style="border-bottom:1px solid #000000;overflow:hidden;padding:0px 3px 0px 3px;vertical-align:bottom;text-align:center;">28</td> <td data-sheets-numberformat='{"1":2,"2":"0","3":1}' data-sheets-value='{"1":3,"3":38.28}' style="border-bottom:1px solid #000000;overflow:hidden;padding:0px 3px 0px 3px;vertical-align:bottom;text-align:center;">38</td> <td data-sheets-value='{"1":3,"3":26}' style="border-right:1px solid #000000;border-bottom:1px solid #000000;overflow:hidden;padding:0px 3px 0px 3px;vertical-align:bottom;text-align:center;">26</td> </tr> <tr style="height:20px;"> <td data-sheets-value='{"1":2,"2":"Polycarbonate "}' style="border-left:1px solid #000000;overflow:hidden;padding:0px 3px 0px 3px;vertical-align:bottom;">Polycarbonate </td> <td data-sheets-value='{"1":2,"2":"EW"}' style="overflow:hidden;padding:0px 3px 0px 3px;vertical-align:bottom;">EW</td> <td data-sheets-value='{"1":2,"2":"Clear (A)"}' style="overflow:hidden;padding:0px 3px 0px 3px;vertical-align:bottom;">Clear (A)</td> <td data-sheets-numberformat='{"1":2,"2":"0.00","3":1}' data-sheets-value='{"1":3,"3":1.19}' style="overflow:hidden;padding:0px 3px 0px 3px;vertical-align:bottom;text-align:center;">1.19</td> <td data-sheets-numberformat='{"1":2,"2":"0","3":1}' data-sheets-value='{"1":3,"3":36.08}' style="overflow:hidden;padding:0px 3px 0px 3px;vertical-align:bottom;text-align:center;">36</td> <td data-sheets-numberformat='{"1":2,"2":"0","3":1}' data-sheets-value='{"1":3,"3":54.78}' style="overflow:hidden;padding:0px 3px 0px 3px;vertical-align:bottom;text-align:center;">55</td> <td data-sheets-value='{"1":3,"3":24}' style="border-right:1px solid #000000;overflow:hidden;padding:0px 3px 0px 3px;vertical-align:bottom;text-align:center;">24</td> </tr> <tr style="height:20px;"> <td data-sheets-value='{"1":2,"2":"PC"}' style="border-left:1px solid #000000;overflow:hidden;padding:0px 3px 0px 3px;vertical-align:bottom;">PC</td> <td style="overflow:hidden;padding:0px 3px 0px 3px;vertical-align:bottom;"></td> <td data-sheets-value='{"1":2,"2":"Opal (D)"}' style="overflow:hidden;padding:0px 3px 0px 3px;vertical-align:bottom;">Opal (D)</td> <td data-sheets-numberformat='{"1":2,"2":"0.00","3":1}' data-sheets-value='{"1":3,"3":1.19}' style="overflow:hidden;padding:0px 3px 0px 3px;vertical-align:bottom;text-align:center;">1.19</td> <td data-sheets-numberformat='{"1":2,"2":"0","3":1}' data-sheets-value='{"1":3,"3":23.779999999999998}' style="overflow:hidden;padding:0px 3px 0px 3px;vertical-align:bottom;text-align:center;">24</td> <td data-sheets-numberformat='{"1":2,"2":"0","3":1}' data-sheets-value='{"1":3,"3":39.6}' style="overflow:hidden;padding:0px 3px 0px 3px;vertical-align:bottom;text-align:center;">40</td> <td data-sheets-value='{"1":3,"3":24}' style="border-right:1px solid #000000;overflow:hidden;padding:0px 3px 0px 3px;vertical-align:bottom;text-align:center;">24</td> </tr> <tr style="height:20px;"> <td style="border-left:1px solid #000000;overflow:hidden;padding:0px 3px 0px 3px;vertical-align:bottom;"></td> <td data-sheets-value='{"1":2,"2":"DW"}' style="overflow:hidden;padding:0px 3px 0px 3px;vertical-align:bottom;">DW</td> <td data-sheets-value='{"1":2,"2":"Clear (A/H)"}' style="overflow:hidden;padding:0px 3px 0px 3px;vertical-align:bottom;">Clear (A/H)</td> <td data-sheets-numberformat='{"1":2,"2":"0.00","3":1}' data-sheets-value='{"1":3,"3":0.98}' style="overflow:hidden;padding:0px 3px 0px 3px;vertical-align:bottom;text-align:center;">0.98</td> <td data-sheets-numberformat='{"1":2,"2":"0","3":1}' data-sheets-value='{"1":3,"3":32.39}' style="overflow:hidden;padding:0px 3px 0px 3px;vertical-align:bottom;text-align:center;">32</td> <td data-sheets-numberformat='{"1":2,"2":"0","3":1}' data-sheets-value='{"1":3,"3":47.52}' style="overflow:hidden;padding:0px 3px 0px 3px;vertical-align:bottom;text-align:center;">48</td> <td data-sheets-value='{"1":3,"3":26}' style="border-right:1px solid #000000;overflow:hidden;padding:0px 3px 0px 3px;vertical-align:bottom;text-align:center;">26</td> </tr> <tr style="height:20px;"> <td style="border-left:1px solid #000000;overflow:hidden;padding:0px 3px 0px 3px;vertical-align:bottom;"></td> <td style="overflow:hidden;padding:0px 3px 0px 3px;vertical-align:bottom;"></td> <td data-sheets-value='{"1":2,"2":"Clear (A/A)"}' style="overflow:hidden;padding:0px 3px 0px 3px;vertical-align:bottom;">Clear (A/A)</td> <td data-sheets-numberformat='{"1":2,"2":"0.00","3":1}' data-sheets-value='{"1":3,"3":0.98}' style="overflow:hidden;padding:0px 3px 0px 3px;vertical-align:bottom;text-align:center;">0.98</td> <td data-sheets-numberformat='{"1":2,"2":"0","3":1}' data-sheets-value='{"1":3,"3":31.569999999999997}' style="overflow:hidden;padding:0px 3px 0px 3px;vertical-align:bottom;text-align:center;">32</td> <td data-sheets-numberformat='{"1":2,"2":"0","3":1}' data-sheets-value='{"1":3,"3":45.54}' style="overflow:hidden;padding:0px 3px 0px 3px;vertical-align:bottom;text-align:center;">46</td> <td data-sheets-value='{"1":3,"3":26}' style="border-right:1px solid #000000;overflow:hidden;padding:0px 3px 0px 3px;vertical-align:bottom;text-align:center;">26</td> </tr> <tr style="height:20px;"> <td style="border-left:1px solid #000000;overflow:hidden;padding:0px 3px 0px 3px;vertical-align:bottom;"></td> <td style="overflow:hidden;padding:0px 3px 0px 3px;vertical-align:bottom;"></td> <td data-sheets-value='{"1":2,"2":"Opal (A/O)"}' style="overflow:hidden;padding:0px 3px 0px 3px;vertical-align:bottom;">Opal (A/O)</td> <td data-sheets-numberformat='{"1":2,"2":"0.00","3":1}' data-sheets-value='{"1":3,"3":0.98}' style="overflow:hidden;padding:0px 3px 0px 3px;vertical-align:bottom;text-align:center;">0.98</td> <td data-sheets-numberformat='{"1":2,"2":"0","3":1}' data-sheets-value='{"1":3,"3":29.93}' style="overflow:hidden;padding:0px 3px 0px 3px;vertical-align:bottom;text-align:center;">30</td> <td data-sheets-numberformat='{"1":2,"2":"0","3":1}' data-sheets-value='{"1":3,"3":41.580000000000005}' style="overflow:hidden;padding:0px 3px 0px 3px;vertical-align:bottom;text-align:center;">42</td> <td data-sheets-value='{"1":3,"3":26}' style="border-right:1px solid #000000;overflow:hidden;padding:0px 3px 0px 3px;vertical-align:bottom;text-align:center;">26</td> </tr> <tr style="height:20px;"> <td style="border-bottom:1px solid #000000;border-left:1px solid #000000;overflow:hidden;padding:0px 3px 0px 3px;vertical-align:bottom;"></td> <td style="border-bottom:1px solid #000000;overflow:hidden;padding:0px 3px 0px 3px;vertical-align:bottom;"></td> <td data-sheets-value='{"1":2,"2":"Opal (A/D)"}' style="border-bottom:1px solid #000000;overflow:hidden;padding:0px 3px 0px 3px;vertical-align:bottom;">Opal (A/D)</td> <td data-sheets-numberformat='{"1":2,"2":"0.00","3":1}' data-sheets-value='{"1":3,"3":0.98}' style="border-bottom:1px solid #000000;overflow:hidden;padding:0px 3px 0px 3px;vertical-align:bottom;text-align:center;">0.98</td> <td data-sheets-numberformat='{"1":2,"2":"0","3":1}' data-sheets-value='{"1":3,"3":20.91}' style="border-bottom:1px solid #000000;overflow:hidden;padding:0px 3px 0px 3px;vertical-align:bottom;text-align:center;">21</td> <td data-sheets-numberformat='{"1":2,"2":"0","3":1}' data-sheets-value='{"1":3,"3":33}' style="border-bottom:1px solid #000000;overflow:hidden;padding:0px 3px 0px 3px;vertical-align:bottom;text-align:center;">33</td> <td data-sheets-value='{"1":3,"3":26}' style="border-right:1px solid #000000;border-bottom:1px solid #000000;overflow:hidden;padding:0px 3px 0px 3px;vertical-align:bottom;text-align:center;">26</td> </tr> <tr style="height:20px;"> <td data-sheets-value='{"1":2,"2":"Polycarbonate"}' style="border-left:1px solid #000000;overflow:hidden;padding:0px 3px 0px 3px;vertical-align:bottom;">Polycarbonate</td> <td data-sheets-value='{"1":2,"2":"EW"}' style="overflow:hidden;padding:0px 3px 0px 3px;vertical-align:bottom;">EW</td> <td data-sheets-value='{"1":2,"2":"Heatstop Opal (T)"}' style="overflow:hidden;padding:0px 3px 0px 3px;vertical-align:bottom;">Heatstop Opal (T)</td> <td data-sheets-numberformat='{"1":2,"2":"0.00","3":1}' data-sheets-value='{"1":3,"3":1.19}' style="overflow:hidden;padding:0px 3px 0px 3px;vertical-align:bottom;text-align:center;">1.19</td> <td data-sheets-numberformat='{"1":2,"2":"0","3":1}' data-sheets-value='{"1":3,"3":20.09}' style="overflow:hidden;padding:0px 3px 0px 3px;vertical-align:bottom;text-align:center;">20</td> <td data-sheets-numberformat='{"1":2,"2":"0","3":1}' data-sheets-value='{"1":3,"3":38.940000000000005}' style="overflow:hidden;padding:0px 3px 0px 3px;vertical-align:bottom;text-align:center;">39</td> <td data-sheets-value='{"1":3,"3":24}' style="border-right:1px solid #000000;overflow:hidden;padding:0px 3px 0px 3px;vertical-align:bottom;text-align:center;">24</td> </tr> <tr style="height:20px;"> <td data-sheets-value='{"1":2,"2":"Heatstop PC"}' style="border-left:1px solid #000000;overflow:hidden;padding:0px 3px 0px 3px;vertical-align:bottom;">Heatstop PC</td> <td data-sheets-value='{"1":2,"2":"DW"}' style="overflow:hidden;padding:0px 3px 0px 3px;vertical-align:bottom;">DW</td> <td data-sheets-value='{"1":2,"2":"Clear (T/H)"}' style="overflow:hidden;padding:0px 3px 0px 3px;vertical-align:bottom;">Clear (T/H)</td> <td data-sheets-numberformat='{"1":2,"2":"0.00","3":1}' data-sheets-value='{"1":3,"3":0.98}' style="overflow:hidden;padding:0px 3px 0px 3px;vertical-align:bottom;text-align:center;">0.98</td> <td data-sheets-numberformat='{"1":2,"2":"0","3":1}' data-sheets-value='{"1":3,"3":18.04}' style="overflow:hidden;padding:0px 3px 0px 3px;vertical-align:bottom;text-align:center;">18</td> <td data-sheets-numberformat='{"1":2,"2":"0","3":1}' data-sheets-value='{"1":3,"3":33.660000000000004}' style="overflow:hidden;padding:0px 3px 0px 3px;vertical-align:bottom;text-align:center;">34</td> <td data-sheets-value='{"1":3,"3":26}' style="border-right:1px solid #000000;overflow:hidden;padding:0px 3px 0px 3px;vertical-align:bottom;text-align:center;">26</td> </tr> <tr style="height:20px;"> <td style="border-bottom:1px solid #000000;border-left:1px solid #000000;overflow:hidden;padding:0px 3px 0px 3px;vertical-align:bottom;"></td> <td style="border-bottom:1px solid #000000;overflow:hidden;padding:0px 3px 0px 3px;vertical-align:bottom;"></td> <td data-sheets-value='{"1":2,"2":"Opal (T/O)"}' style="border-bottom:1px solid #000000;overflow:hidden;padding:0px 3px 0px 3px;vertical-align:bottom;">Opal (T/O)</td> <td data-sheets-numberformat='{"1":2,"2":"0.00","3":1}' data-sheets-value='{"1":3,"3":0.98}' style="border-bottom:1px solid #000000;overflow:hidden;padding:0px 3px 0px 3px;vertical-align:bottom;text-align:center;">0.98</td> <td data-sheets-numberformat='{"1":2,"2":"0","3":1}' data-sheets-value='{"1":3,"3":16.81}' style="border-bottom:1px solid #000000;overflow:hidden;padding:0px 3px 0px 3px;vertical-align:bottom;text-align:center;">17</td> <td data-sheets-numberformat='{"1":2,"2":"0","3":1}' data-sheets-value='{"1":3,"3":29.700000000000003}' style="border-bottom:1px solid #000000;overflow:hidden;padding:0px 3px 0px 3px;vertical-align:bottom;text-align:center;">30</td> <td data-sheets-value='{"1":3,"3":26}' style="border-right:1px solid #000000;border-bottom:1px solid #000000;overflow:hidden;padding:0px 3px 0px 3px;vertical-align:bottom;text-align:center;">26</td> </tr> </tbody></table> | skylux-160-ce-met-koepel-en-metaalopstand-met-lm-motor-en-pvc-raam-type-ep25-1600-x-2000-mm | 8585996992845 | 46872275190093
Smoke and heat exhaust (SHEV) | SHE system | Skylux | Skylux 160° CE with skylight and metal curb with double LM-actuator and PVC frame type EP25 1600 x 2200 mm |  | 50916 | 5412970509165 | 8621.25 | Yes | 30-45 | 171.68 | 1600 x 2200 mm | 2200 | 1600 |  | metal curb M30 (30 cm high) | Rectangular | 1.19 W/m²K - 0.98 W/m²K | 57% - 30% | 37% - 17% | 24dB - 26dB | 160° CE (for industry) | PVC frame EP25 | without spoiler | E | Double actuator | Maximum double-walled skylight possible for this product | Ut-value LT-value g-value Rw-value EN 1873 : 2014 EN ISO 13468 EN 16153 EN 410 EN 410 EN ISO 140-3 Material Walls Shells (W/m²K) (%) (%) (dB) Acrylic EW Clear (H) 1.19 37 57 24 PMMA Opal (O) 1.19 34 50 24 DW Clear (H/H) 0.98 33 50 26 Opal (O/O) 0.98 28 38 26 Polycarbonate EW Clear (A) 1.19 36 55 24 PC Opal (D) 1.19 24 40 24 DW Clear (A/H) 0.98 32 48 26 Clear (A/A) 0.98 32 46 26 Opal (A/O) 0.98 30 42 26 Opal (A/D) 0.98 21 33 26 Polycarbonate EW Heatstop Opal (T) 1.19 20 39 24 Heatstop PC DW Clear (T/H) 0.98 18 34 26 Opal (T/O) 0.98 17 30 26 | https://skylux.eu/en/products/skylux-160-ce-met-koepel-en-metaalopstand-met-lm-motor-en-pvc-raam-type-ep25-1600-x-2200-mm | https://skylux.eu/cdn/shop/files/Skylux-160deg-CE-met-koepel-en-metaalopstand-met-dubbele-LM-motor-en-pvc-raam-type-EP25-1600-x-2200-mm-RWA-systeem.jpg?v=1702976992&width=1600 | https://skylux.eu/cdn/shop/files/e5a82811-1bb0-48e4-a776-cacb59c7c092_b5f30e2d-76eb-4441-a5f1-408709da2975.jpg?v=1688550262&width=1600 | //skylux.eu/cdn/shop/files/E_MH_Mounting_instructions_Skylux_160_CE_LM.pdf?v=12406716259046007223 | //skylux.eu/cdn/shop/files/E_TD_Technical_File_Skylux_Skylux_160_CE_Electric.pdf?v=3667116872303399239 | <style type="text/css" id="isPasted"><!--td {border: 1px solid #cccccc;}br {mso-data-placement:same-cell;}--></style><table border="1" cellpadding="0" cellspacing="0" dir="ltr" style="table-layout:fixed;font-size:10pt;font-family:Arial;border-collapse:collapse;border:none;"><tbody> <tr style="height:20px;"> <td style="overflow:hidden;padding:0px 3px 0px 3px;vertical-align:bottom;"></td> <td style="overflow:hidden;padding:0px 3px 0px 3px;vertical-align:bottom;"></td> <td style="overflow:hidden;padding:0px 3px 0px 3px;vertical-align:bottom;"></td> <td data-sheets-value='{"1":2,"2":"Ut-value"}' style="overflow:hidden;padding:0px 3px 0px 3px;vertical-align:bottom;font-weight:bold;text-align:center;">Ut-value</td> <td data-sheets-value='{"1":2,"2":"LT-value"}' style="overflow:hidden;padding:0px 3px 0px 3px;vertical-align:bottom;font-weight:bold;text-align:center;">LT-value</td> <td data-sheets-value='{"1":2,"2":"g-value"}' style="overflow:hidden;padding:0px 3px 0px 3px;vertical-align:bottom;font-weight:bold;text-align:center;">g-value</td> <td data-sheets-value='{"1":2,"2":"Rw-value "}' style="overflow:hidden;padding:0px 3px 0px 3px;vertical-align:bottom;font-weight:bold;text-align:center;">Rw-value </td> </tr> <tr style="height:20px;"> <td style="overflow:hidden;padding:0px 3px 0px 3px;vertical-align:bottom;"></td> <td style="overflow:hidden;padding:0px 3px 0px 3px;vertical-align:bottom;"></td> <td style="overflow:hidden;padding:0px 3px 0px 3px;vertical-align:bottom;"></td> <td data-sheets-numberformat='{"1":2,"2":"0.00","3":1}' data-sheets-value='{"1":2,"2":"EN 1873 : 2014"}' style="overflow:hidden;padding:0px 3px 0px 3px;vertical-align:bottom;text-align:center;">EN 1873 : 2014</td> <td data-sheets-numberformat='{"1":2,"2":"0","3":1}' data-sheets-value='{"1":2,"2":"EN ISO 13468 EN 16153 EN 410"}' style="overflow:hidden;padding:0px 3px 0px 3px;vertical-align:bottom;text-align:center;">EN ISO 13468 EN 16153 EN 410</td> <td data-sheets-numberformat='{"1":2,"2":"0","3":1}' data-sheets-value='{"1":2,"2":"EN 410"}' style="overflow:hidden;padding:0px 3px 0px 3px;vertical-align:bottom;text-align:center;">EN 410</td> <td data-sheets-value='{"1":2,"2":"EN ISO 140-3\t\t"}' style="overflow:hidden;padding:0px 3px 0px 3px;vertical-align:bottom;text-align:center;">EN ISO 140-3 </td> </tr> <tr style="height:20px;"> <td data-sheets-value='{"1":2,"2":"Material"}' style="border-bottom:1px solid #000000;overflow:hidden;padding:0px 3px 0px 3px;vertical-align:bottom;background-color:#000000;font-weight:bold;color:#ffffff;">Material</td> <td data-sheets-value='{"1":2,"2":"Walls"}' style="border-bottom:1px solid #000000;overflow:hidden;padding:0px 3px 0px 3px;vertical-align:bottom;background-color:#000000;font-weight:bold;color:#ffffff;">Walls</td> <td data-sheets-value='{"1":2,"2":"Shells"}' style="border-bottom:1px solid #000000;overflow:hidden;padding:0px 3px 0px 3px;vertical-align:bottom;background-color:#000000;font-weight:bold;color:#ffffff;">Shells</td> <td data-sheets-numberformat='{"1":2,"2":"0.00","3":1}' data-sheets-value='{"1":2,"2":"(W/m²K)\t"}' style="border-bottom:1px solid #000000;overflow:hidden;padding:0px 3px 0px 3px;vertical-align:bottom;background-color:#000000;font-weight:bold;color:#ffffff;text-align:center;">(W/m²K) </td> <td data-sheets-numberformat='{"1":2,"2":"0","3":1}' data-sheets-value='{"1":2,"2":"(%)"}' style="border-bottom:1px solid #000000;overflow:hidden;padding:0px 3px 0px 3px;vertical-align:bottom;background-color:#000000;font-weight:bold;color:#ffffff;text-align:center;">(%)</td> <td data-sheets-numberformat='{"1":2,"2":"0","3":1}' data-sheets-value='{"1":2,"2":"(%)"}' style="border-bottom:1px solid #000000;overflow:hidden;padding:0px 3px 0px 3px;vertical-align:bottom;background-color:#000000;font-weight:bold;color:#ffffff;text-align:center;">(%)</td> <td data-sheets-value='{"1":2,"2":"(dB)"}' style="border-bottom:1px solid #000000;overflow:hidden;padding:0px 3px 0px 3px;vertical-align:bottom;background-color:#000000;font-weight:bold;color:#ffffff;text-align:center;">(dB)</td> </tr> <tr style="height:20px;"> <td data-sheets-value='{"1":2,"2":"Acrylic"}' style="border-left:1px solid #000000;overflow:hidden;padding:0px 3px 0px 3px;vertical-align:bottom;">Acrylic</td> <td data-sheets-value='{"1":2,"2":"EW"}' style="overflow:hidden;padding:0px 3px 0px 3px;vertical-align:bottom;">EW</td> <td data-sheets-value='{"1":2,"2":"Clear (H)"}' style="overflow:hidden;padding:0px 3px 0px 3px;vertical-align:bottom;">Clear (H)</td> <td data-sheets-numberformat='{"1":2,"2":"0.00","3":1}' data-sheets-value='{"1":3,"3":1.19}' style="overflow:hidden;padding:0px 3px 0px 3px;vertical-align:bottom;text-align:center;">1.19</td> <td data-sheets-numberformat='{"1":2,"2":"0","3":1}' data-sheets-value='{"1":3,"3":36.9}' style="overflow:hidden;padding:0px 3px 0px 3px;vertical-align:bottom;text-align:center;">37</td> <td data-sheets-numberformat='{"1":2,"2":"0","3":1}' data-sheets-value='{"1":3,"3":57.42}' style="overflow:hidden;padding:0px 3px 0px 3px;vertical-align:bottom;text-align:center;">57</td> <td data-sheets-value='{"1":3,"3":24}' style="border-right:1px solid #000000;overflow:hidden;padding:0px 3px 0px 3px;vertical-align:bottom;text-align:center;">24</td> </tr> <tr style="height:20px;"> <td data-sheets-value='{"1":2,"2":"PMMA"}' style="border-left:1px solid #000000;overflow:hidden;padding:0px 3px 0px 3px;vertical-align:bottom;">PMMA</td> <td style="overflow:hidden;padding:0px 3px 0px 3px;vertical-align:bottom;"></td> <td data-sheets-value='{"1":2,"2":"Opal (O)"}' style="overflow:hidden;padding:0px 3px 0px 3px;vertical-align:bottom;">Opal (O)</td> <td data-sheets-numberformat='{"1":2,"2":"0.00","3":1}' data-sheets-value='{"1":3,"3":1.19}' style="overflow:hidden;padding:0px 3px 0px 3px;vertical-align:bottom;text-align:center;">1.19</td> <td data-sheets-numberformat='{"1":2,"2":"0","3":1}' data-sheets-value='{"1":3,"3":34.03}' style="overflow:hidden;padding:0px 3px 0px 3px;vertical-align:bottom;text-align:center;">34</td> <td data-sheets-numberformat='{"1":2,"2":"0","3":1}' data-sheets-value='{"1":3,"3":50.160000000000004}' style="overflow:hidden;padding:0px 3px 0px 3px;vertical-align:bottom;text-align:center;">50</td> <td data-sheets-value='{"1":3,"3":24}' style="border-right:1px solid #000000;overflow:hidden;padding:0px 3px 0px 3px;vertical-align:bottom;text-align:center;">24</td> </tr> <tr style="height:20px;"> <td style="border-left:1px solid #000000;overflow:hidden;padding:0px 3px 0px 3px;vertical-align:bottom;"></td> <td data-sheets-value='{"1":2,"2":"DW"}' style="overflow:hidden;padding:0px 3px 0px 3px;vertical-align:bottom;">DW</td> <td data-sheets-value='{"1":2,"2":"Clear (H/H)"}' style="overflow:hidden;padding:0px 3px 0px 3px;vertical-align:bottom;">Clear (H/H)</td> <td data-sheets-numberformat='{"1":2,"2":"0.00","3":1}' data-sheets-value='{"1":3,"3":0.98}' style="overflow:hidden;padding:0px 3px 0px 3px;vertical-align:bottom;text-align:center;">0.98</td> <td data-sheets-numberformat='{"1":2,"2":"0","3":1}' data-sheets-value='{"1":3,"3":33.21}' style="overflow:hidden;padding:0px 3px 0px 3px;vertical-align:bottom;text-align:center;">33</td> <td data-sheets-numberformat='{"1":2,"2":"0","3":1}' data-sheets-value='{"1":3,"3":49.5}' style="overflow:hidden;padding:0px 3px 0px 3px;vertical-align:bottom;text-align:center;">50</td> <td data-sheets-value='{"1":3,"3":26}' style="border-right:1px solid #000000;overflow:hidden;padding:0px 3px 0px 3px;vertical-align:bottom;text-align:center;">26</td> </tr> <tr style="height:20px;"> <td style="border-bottom:1px solid #000000;border-left:1px solid #000000;overflow:hidden;padding:0px 3px 0px 3px;vertical-align:bottom;"></td> <td style="border-bottom:1px solid #000000;overflow:hidden;padding:0px 3px 0px 3px;vertical-align:bottom;"></td> <td data-sheets-value='{"1":2,"2":"Opal (O/O)"}' style="border-bottom:1px solid #000000;overflow:hidden;padding:0px 3px 0px 3px;vertical-align:bottom;">Opal (O/O)</td> <td data-sheets-numberformat='{"1":2,"2":"0.00","3":1}' data-sheets-value='{"1":3,"3":0.98}' style="border-bottom:1px solid #000000;overflow:hidden;padding:0px 3px 0px 3px;vertical-align:bottom;text-align:center;">0.98</td> <td data-sheets-numberformat='{"1":2,"2":"0","3":1}' data-sheets-value='{"1":3,"3":28.29}' style="border-bottom:1px solid #000000;overflow:hidden;padding:0px 3px 0px 3px;vertical-align:bottom;text-align:center;">28</td> <td data-sheets-numberformat='{"1":2,"2":"0","3":1}' data-sheets-value='{"1":3,"3":38.28}' style="border-bottom:1px solid #000000;overflow:hidden;padding:0px 3px 0px 3px;vertical-align:bottom;text-align:center;">38</td> <td data-sheets-value='{"1":3,"3":26}' style="border-right:1px solid #000000;border-bottom:1px solid #000000;overflow:hidden;padding:0px 3px 0px 3px;vertical-align:bottom;text-align:center;">26</td> </tr> <tr style="height:20px;"> <td data-sheets-value='{"1":2,"2":"Polycarbonate "}' style="border-left:1px solid #000000;overflow:hidden;padding:0px 3px 0px 3px;vertical-align:bottom;">Polycarbonate </td> <td data-sheets-value='{"1":2,"2":"EW"}' style="overflow:hidden;padding:0px 3px 0px 3px;vertical-align:bottom;">EW</td> <td data-sheets-value='{"1":2,"2":"Clear (A)"}' style="overflow:hidden;padding:0px 3px 0px 3px;vertical-align:bottom;">Clear (A)</td> <td data-sheets-numberformat='{"1":2,"2":"0.00","3":1}' data-sheets-value='{"1":3,"3":1.19}' style="overflow:hidden;padding:0px 3px 0px 3px;vertical-align:bottom;text-align:center;">1.19</td> <td data-sheets-numberformat='{"1":2,"2":"0","3":1}' data-sheets-value='{"1":3,"3":36.08}' style="overflow:hidden;padding:0px 3px 0px 3px;vertical-align:bottom;text-align:center;">36</td> <td data-sheets-numberformat='{"1":2,"2":"0","3":1}' data-sheets-value='{"1":3,"3":54.78}' style="overflow:hidden;padding:0px 3px 0px 3px;vertical-align:bottom;text-align:center;">55</td> <td data-sheets-value='{"1":3,"3":24}' style="border-right:1px solid #000000;overflow:hidden;padding:0px 3px 0px 3px;vertical-align:bottom;text-align:center;">24</td> </tr> <tr style="height:20px;"> <td data-sheets-value='{"1":2,"2":"PC"}' style="border-left:1px solid #000000;overflow:hidden;padding:0px 3px 0px 3px;vertical-align:bottom;">PC</td> <td style="overflow:hidden;padding:0px 3px 0px 3px;vertical-align:bottom;"></td> <td data-sheets-value='{"1":2,"2":"Opal (D)"}' style="overflow:hidden;padding:0px 3px 0px 3px;vertical-align:bottom;">Opal (D)</td> <td data-sheets-numberformat='{"1":2,"2":"0.00","3":1}' data-sheets-value='{"1":3,"3":1.19}' style="overflow:hidden;padding:0px 3px 0px 3px;vertical-align:bottom;text-align:center;">1.19</td> <td data-sheets-numberformat='{"1":2,"2":"0","3":1}' data-sheets-value='{"1":3,"3":23.779999999999998}' style="overflow:hidden;padding:0px 3px 0px 3px;vertical-align:bottom;text-align:center;">24</td> <td data-sheets-numberformat='{"1":2,"2":"0","3":1}' data-sheets-value='{"1":3,"3":39.6}' style="overflow:hidden;padding:0px 3px 0px 3px;vertical-align:bottom;text-align:center;">40</td> <td data-sheets-value='{"1":3,"3":24}' style="border-right:1px solid #000000;overflow:hidden;padding:0px 3px 0px 3px;vertical-align:bottom;text-align:center;">24</td> </tr> <tr style="height:20px;"> <td style="border-left:1px solid #000000;overflow:hidden;padding:0px 3px 0px 3px;vertical-align:bottom;"></td> <td data-sheets-value='{"1":2,"2":"DW"}' style="overflow:hidden;padding:0px 3px 0px 3px;vertical-align:bottom;">DW</td> <td data-sheets-value='{"1":2,"2":"Clear (A/H)"}' style="overflow:hidden;padding:0px 3px 0px 3px;vertical-align:bottom;">Clear (A/H)</td> <td data-sheets-numberformat='{"1":2,"2":"0.00","3":1}' data-sheets-value='{"1":3,"3":0.98}' style="overflow:hidden;padding:0px 3px 0px 3px;vertical-align:bottom;text-align:center;">0.98</td> <td data-sheets-numberformat='{"1":2,"2":"0","3":1}' data-sheets-value='{"1":3,"3":32.39}' style="overflow:hidden;padding:0px 3px 0px 3px;vertical-align:bottom;text-align:center;">32</td> <td data-sheets-numberformat='{"1":2,"2":"0","3":1}' data-sheets-value='{"1":3,"3":47.52}' style="overflow:hidden;padding:0px 3px 0px 3px;vertical-align:bottom;text-align:center;">48</td> <td data-sheets-value='{"1":3,"3":26}' style="border-right:1px solid #000000;overflow:hidden;padding:0px 3px 0px 3px;vertical-align:bottom;text-align:center;">26</td> </tr> <tr style="height:20px;"> <td style="border-left:1px solid #000000;overflow:hidden;padding:0px 3px 0px 3px;vertical-align:bottom;"></td> <td style="overflow:hidden;padding:0px 3px 0px 3px;vertical-align:bottom;"></td> <td data-sheets-value='{"1":2,"2":"Clear (A/A)"}' style="overflow:hidden;padding:0px 3px 0px 3px;vertical-align:bottom;">Clear (A/A)</td> <td data-sheets-numberformat='{"1":2,"2":"0.00","3":1}' data-sheets-value='{"1":3,"3":0.98}' style="overflow:hidden;padding:0px 3px 0px 3px;vertical-align:bottom;text-align:center;">0.98</td> <td data-sheets-numberformat='{"1":2,"2":"0","3":1}' data-sheets-value='{"1":3,"3":31.569999999999997}' style="overflow:hidden;padding:0px 3px 0px 3px;vertical-align:bottom;text-align:center;">32</td> <td data-sheets-numberformat='{"1":2,"2":"0","3":1}' data-sheets-value='{"1":3,"3":45.54}' style="overflow:hidden;padding:0px 3px 0px 3px;vertical-align:bottom;text-align:center;">46</td> <td data-sheets-value='{"1":3,"3":26}' style="border-right:1px solid #000000;overflow:hidden;padding:0px 3px 0px 3px;vertical-align:bottom;text-align:center;">26</td> </tr> <tr style="height:20px;"> <td style="border-left:1px solid #000000;overflow:hidden;padding:0px 3px 0px 3px;vertical-align:bottom;"></td> <td style="overflow:hidden;padding:0px 3px 0px 3px;vertical-align:bottom;"></td> <td data-sheets-value='{"1":2,"2":"Opal (A/O)"}' style="overflow:hidden;padding:0px 3px 0px 3px;vertical-align:bottom;">Opal (A/O)</td> <td data-sheets-numberformat='{"1":2,"2":"0.00","3":1}' data-sheets-value='{"1":3,"3":0.98}' style="overflow:hidden;padding:0px 3px 0px 3px;vertical-align:bottom;text-align:center;">0.98</td> <td data-sheets-numberformat='{"1":2,"2":"0","3":1}' data-sheets-value='{"1":3,"3":29.93}' style="overflow:hidden;padding:0px 3px 0px 3px;vertical-align:bottom;text-align:center;">30</td> <td data-sheets-numberformat='{"1":2,"2":"0","3":1}' data-sheets-value='{"1":3,"3":41.580000000000005}' style="overflow:hidden;padding:0px 3px 0px 3px;vertical-align:bottom;text-align:center;">42</td> <td data-sheets-value='{"1":3,"3":26}' style="border-right:1px solid #000000;overflow:hidden;padding:0px 3px 0px 3px;vertical-align:bottom;text-align:center;">26</td> </tr> <tr style="height:20px;"> <td style="border-bottom:1px solid #000000;border-left:1px solid #000000;overflow:hidden;padding:0px 3px 0px 3px;vertical-align:bottom;"></td> <td style="border-bottom:1px solid #000000;overflow:hidden;padding:0px 3px 0px 3px;vertical-align:bottom;"></td> <td data-sheets-value='{"1":2,"2":"Opal (A/D)"}' style="border-bottom:1px solid #000000;overflow:hidden;padding:0px 3px 0px 3px;vertical-align:bottom;">Opal (A/D)</td> <td data-sheets-numberformat='{"1":2,"2":"0.00","3":1}' data-sheets-value='{"1":3,"3":0.98}' style="border-bottom:1px solid #000000;overflow:hidden;padding:0px 3px 0px 3px;vertical-align:bottom;text-align:center;">0.98</td> <td data-sheets-numberformat='{"1":2,"2":"0","3":1}' data-sheets-value='{"1":3,"3":20.91}' style="border-bottom:1px solid #000000;overflow:hidden;padding:0px 3px 0px 3px;vertical-align:bottom;text-align:center;">21</td> <td data-sheets-numberformat='{"1":2,"2":"0","3":1}' data-sheets-value='{"1":3,"3":33}' style="border-bottom:1px solid #000000;overflow:hidden;padding:0px 3px 0px 3px;vertical-align:bottom;text-align:center;">33</td> <td data-sheets-value='{"1":3,"3":26}' style="border-right:1px solid #000000;border-bottom:1px solid #000000;overflow:hidden;padding:0px 3px 0px 3px;vertical-align:bottom;text-align:center;">26</td> </tr> <tr style="height:20px;"> <td data-sheets-value='{"1":2,"2":"Polycarbonate"}' style="border-left:1px solid #000000;overflow:hidden;padding:0px 3px 0px 3px;vertical-align:bottom;">Polycarbonate</td> <td data-sheets-value='{"1":2,"2":"EW"}' style="overflow:hidden;padding:0px 3px 0px 3px;vertical-align:bottom;">EW</td> <td data-sheets-value='{"1":2,"2":"Heatstop Opal (T)"}' style="overflow:hidden;padding:0px 3px 0px 3px;vertical-align:bottom;">Heatstop Opal (T)</td> <td data-sheets-numberformat='{"1":2,"2":"0.00","3":1}' data-sheets-value='{"1":3,"3":1.19}' style="overflow:hidden;padding:0px 3px 0px 3px;vertical-align:bottom;text-align:center;">1.19</td> <td data-sheets-numberformat='{"1":2,"2":"0","3":1}' data-sheets-value='{"1":3,"3":20.09}' style="overflow:hidden;padding:0px 3px 0px 3px;vertical-align:bottom;text-align:center;">20</td> <td data-sheets-numberformat='{"1":2,"2":"0","3":1}' data-sheets-value='{"1":3,"3":38.940000000000005}' style="overflow:hidden;padding:0px 3px 0px 3px;vertical-align:bottom;text-align:center;">39</td> <td data-sheets-value='{"1":3,"3":24}' style="border-right:1px solid #000000;overflow:hidden;padding:0px 3px 0px 3px;vertical-align:bottom;text-align:center;">24</td> </tr> <tr style="height:20px;"> <td data-sheets-value='{"1":2,"2":"Heatstop PC"}' style="border-left:1px solid #000000;overflow:hidden;padding:0px 3px 0px 3px;vertical-align:bottom;">Heatstop PC</td> <td data-sheets-value='{"1":2,"2":"DW"}' style="overflow:hidden;padding:0px 3px 0px 3px;vertical-align:bottom;">DW</td> <td data-sheets-value='{"1":2,"2":"Clear (T/H)"}' style="overflow:hidden;padding:0px 3px 0px 3px;vertical-align:bottom;">Clear (T/H)</td> <td data-sheets-numberformat='{"1":2,"2":"0.00","3":1}' data-sheets-value='{"1":3,"3":0.98}' style="overflow:hidden;padding:0px 3px 0px 3px;vertical-align:bottom;text-align:center;">0.98</td> <td data-sheets-numberformat='{"1":2,"2":"0","3":1}' data-sheets-value='{"1":3,"3":18.04}' style="overflow:hidden;padding:0px 3px 0px 3px;vertical-align:bottom;text-align:center;">18</td> <td data-sheets-numberformat='{"1":2,"2":"0","3":1}' data-sheets-value='{"1":3,"3":33.660000000000004}' style="overflow:hidden;padding:0px 3px 0px 3px;vertical-align:bottom;text-align:center;">34</td> <td data-sheets-value='{"1":3,"3":26}' style="border-right:1px solid #000000;overflow:hidden;padding:0px 3px 0px 3px;vertical-align:bottom;text-align:center;">26</td> </tr> <tr style="height:20px;"> <td style="border-bottom:1px solid #000000;border-left:1px solid #000000;overflow:hidden;padding:0px 3px 0px 3px;vertical-align:bottom;"></td> <td style="border-bottom:1px solid #000000;overflow:hidden;padding:0px 3px 0px 3px;vertical-align:bottom;"></td> <td data-sheets-value='{"1":2,"2":"Opal (T/O)"}' style="border-bottom:1px solid #000000;overflow:hidden;padding:0px 3px 0px 3px;vertical-align:bottom;">Opal (T/O)</td> <td data-sheets-numberformat='{"1":2,"2":"0.00","3":1}' data-sheets-value='{"1":3,"3":0.98}' style="border-bottom:1px solid #000000;overflow:hidden;padding:0px 3px 0px 3px;vertical-align:bottom;text-align:center;">0.98</td> <td data-sheets-numberformat='{"1":2,"2":"0","3":1}' data-sheets-value='{"1":3,"3":16.81}' style="border-bottom:1px solid #000000;overflow:hidden;padding:0px 3px 0px 3px;vertical-align:bottom;text-align:center;">17</td> <td data-sheets-numberformat='{"1":2,"2":"0","3":1}' data-sheets-value='{"1":3,"3":29.700000000000003}' style="border-bottom:1px solid #000000;overflow:hidden;padding:0px 3px 0px 3px;vertical-align:bottom;text-align:center;">30</td> <td data-sheets-value='{"1":3,"3":26}' style="border-right:1px solid #000000;border-bottom:1px solid #000000;overflow:hidden;padding:0px 3px 0px 3px;vertical-align:bottom;text-align:center;">26</td> </tr> </tbody></table> | skylux-160-ce-met-koepel-en-metaalopstand-met-lm-motor-en-pvc-raam-type-ep25-1600-x-2200-mm | 8585997123917 | 46872275353933
Smoke and heat exhaust (SHEV) | SHE system | Skylux | Skylux 160° CE with skylight and metal curb with double LM-actuator and PVC frame type EP25 1600 x 2300 mm |  | 50917 | 5412970509172 | 8808.8 | Yes | 30-45 | 174.78 | 1600 x 2300 mm | 2300 | 1600 |  | metal curb M30 (30 cm high) | Rectangular | 1.19 W/m²K - 0.98 W/m²K | 57% - 30% | 37% - 17% | 24dB - 26dB | 160° CE (for industry) | PVC frame EP25 | without spoiler | E | Double actuator | Maximum double-walled skylight possible for this product | Ut-value LT-value g-value Rw-value EN 1873 : 2014 EN ISO 13468 EN 16153 EN 410 EN 410 EN ISO 140-3 Material Walls Shells (W/m²K) (%) (%) (dB) Acrylic EW Clear (H) 1.19 37 57 24 PMMA Opal (O) 1.19 34 50 24 DW Clear (H/H) 0.98 33 50 26 Opal (O/O) 0.98 28 38 26 Polycarbonate EW Clear (A) 1.19 36 55 24 PC Opal (D) 1.19 24 40 24 DW Clear (A/H) 0.98 32 48 26 Clear (A/A) 0.98 32 46 26 Opal (A/O) 0.98 30 42 26 Opal (A/D) 0.98 21 33 26 Polycarbonate EW Heatstop Opal (T) 1.19 20 39 24 Heatstop PC DW Clear (T/H) 0.98 18 34 26 Opal (T/O) 0.98 17 30 26 | https://skylux.eu/en/products/skylux-160-ce-met-koepel-en-metaalopstand-met-lm-motor-en-pvc-raam-type-ep25-1600-x-2300-mm | https://skylux.eu/cdn/shop/files/Skylux-160deg-CE-met-koepel-en-metaalopstand-met-dubbele-LM-motor-en-pvc-raam-type-EP25-1600-x-2300-mm-RWA-systeem.jpg?v=1702976997&width=1600 | https://skylux.eu/cdn/shop/files/e5a82811-1bb0-48e4-a776-cacb59c7c092_bbcc3cfc-2dba-4c70-b819-41522fdb0d5f.jpg?v=1688550264&width=1600 | //skylux.eu/cdn/shop/files/E_MH_Mounting_instructions_Skylux_160_CE_LM.pdf?v=12406716259046007223 | //skylux.eu/cdn/shop/files/E_TD_Technical_File_Skylux_Skylux_160_CE_Electric.pdf?v=3667116872303399239 | <style type="text/css" id="isPasted"><!--td {border: 1px solid #cccccc;}br {mso-data-placement:same-cell;}--></style><table border="1" cellpadding="0" cellspacing="0" dir="ltr" style="table-layout:fixed;font-size:10pt;font-family:Arial;border-collapse:collapse;border:none;"><tbody> <tr style="height:20px;"> <td style="overflow:hidden;padding:0px 3px 0px 3px;vertical-align:bottom;"></td> <td style="overflow:hidden;padding:0px 3px 0px 3px;vertical-align:bottom;"></td> <td style="overflow:hidden;padding:0px 3px 0px 3px;vertical-align:bottom;"></td> <td data-sheets-value='{"1":2,"2":"Ut-value"}' style="overflow:hidden;padding:0px 3px 0px 3px;vertical-align:bottom;font-weight:bold;text-align:center;">Ut-value</td> <td data-sheets-value='{"1":2,"2":"LT-value"}' style="overflow:hidden;padding:0px 3px 0px 3px;vertical-align:bottom;font-weight:bold;text-align:center;">LT-value</td> <td data-sheets-value='{"1":2,"2":"g-value"}' style="overflow:hidden;padding:0px 3px 0px 3px;vertical-align:bottom;font-weight:bold;text-align:center;">g-value</td> <td data-sheets-value='{"1":2,"2":"Rw-value "}' style="overflow:hidden;padding:0px 3px 0px 3px;vertical-align:bottom;font-weight:bold;text-align:center;">Rw-value </td> </tr> <tr style="height:20px;"> <td style="overflow:hidden;padding:0px 3px 0px 3px;vertical-align:bottom;"></td> <td style="overflow:hidden;padding:0px 3px 0px 3px;vertical-align:bottom;"></td> <td style="overflow:hidden;padding:0px 3px 0px 3px;vertical-align:bottom;"></td> <td data-sheets-numberformat='{"1":2,"2":"0.00","3":1}' data-sheets-value='{"1":2,"2":"EN 1873 : 2014"}' style="overflow:hidden;padding:0px 3px 0px 3px;vertical-align:bottom;text-align:center;">EN 1873 : 2014</td> <td data-sheets-numberformat='{"1":2,"2":"0","3":1}' data-sheets-value='{"1":2,"2":"EN ISO 13468 EN 16153 EN 410"}' style="overflow:hidden;padding:0px 3px 0px 3px;vertical-align:bottom;text-align:center;">EN ISO 13468 EN 16153 EN 410</td> <td data-sheets-numberformat='{"1":2,"2":"0","3":1}' data-sheets-value='{"1":2,"2":"EN 410"}' style="overflow:hidden;padding:0px 3px 0px 3px;vertical-align:bottom;text-align:center;">EN 410</td> <td data-sheets-value='{"1":2,"2":"EN ISO 140-3\t\t"}' style="overflow:hidden;padding:0px 3px 0px 3px;vertical-align:bottom;text-align:center;">EN ISO 140-3 </td> </tr> <tr style="height:20px;"> <td data-sheets-value='{"1":2,"2":"Material"}' style="border-bottom:1px solid #000000;overflow:hidden;padding:0px 3px 0px 3px;vertical-align:bottom;background-color:#000000;font-weight:bold;color:#ffffff;">Material</td> <td data-sheets-value='{"1":2,"2":"Walls"}' style="border-bottom:1px solid #000000;overflow:hidden;padding:0px 3px 0px 3px;vertical-align:bottom;background-color:#000000;font-weight:bold;color:#ffffff;">Walls</td> <td data-sheets-value='{"1":2,"2":"Shells"}' style="border-bottom:1px solid #000000;overflow:hidden;padding:0px 3px 0px 3px;vertical-align:bottom;background-color:#000000;font-weight:bold;color:#ffffff;">Shells</td> <td data-sheets-numberformat='{"1":2,"2":"0.00","3":1}' data-sheets-value='{"1":2,"2":"(W/m²K)\t"}' style="border-bottom:1px solid #000000;overflow:hidden;padding:0px 3px 0px 3px;vertical-align:bottom;background-color:#000000;font-weight:bold;color:#ffffff;text-align:center;">(W/m²K) </td> <td data-sheets-numberformat='{"1":2,"2":"0","3":1}' data-sheets-value='{"1":2,"2":"(%)"}' style="border-bottom:1px solid #000000;overflow:hidden;padding:0px 3px 0px 3px;vertical-align:bottom;background-color:#000000;font-weight:bold;color:#ffffff;text-align:center;">(%)</td> <td data-sheets-numberformat='{"1":2,"2":"0","3":1}' data-sheets-value='{"1":2,"2":"(%)"}' style="border-bottom:1px solid #000000;overflow:hidden;padding:0px 3px 0px 3px;vertical-align:bottom;background-color:#000000;font-weight:bold;color:#ffffff;text-align:center;">(%)</td> <td data-sheets-value='{"1":2,"2":"(dB)"}' style="border-bottom:1px solid #000000;overflow:hidden;padding:0px 3px 0px 3px;vertical-align:bottom;background-color:#000000;font-weight:bold;color:#ffffff;text-align:center;">(dB)</td> </tr> <tr style="height:20px;"> <td data-sheets-value='{"1":2,"2":"Acrylic"}' style="border-left:1px solid #000000;overflow:hidden;padding:0px 3px 0px 3px;vertical-align:bottom;">Acrylic</td> <td data-sheets-value='{"1":2,"2":"EW"}' style="overflow:hidden;padding:0px 3px 0px 3px;vertical-align:bottom;">EW</td> <td data-sheets-value='{"1":2,"2":"Clear (H)"}' style="overflow:hidden;padding:0px 3px 0px 3px;vertical-align:bottom;">Clear (H)</td> <td data-sheets-numberformat='{"1":2,"2":"0.00","3":1}' data-sheets-value='{"1":3,"3":1.19}' style="overflow:hidden;padding:0px 3px 0px 3px;vertical-align:bottom;text-align:center;">1.19</td> <td data-sheets-numberformat='{"1":2,"2":"0","3":1}' data-sheets-value='{"1":3,"3":36.9}' style="overflow:hidden;padding:0px 3px 0px 3px;vertical-align:bottom;text-align:center;">37</td> <td data-sheets-numberformat='{"1":2,"2":"0","3":1}' data-sheets-value='{"1":3,"3":57.42}' style="overflow:hidden;padding:0px 3px 0px 3px;vertical-align:bottom;text-align:center;">57</td> <td data-sheets-value='{"1":3,"3":24}' style="border-right:1px solid #000000;overflow:hidden;padding:0px 3px 0px 3px;vertical-align:bottom;text-align:center;">24</td> </tr> <tr style="height:20px;"> <td data-sheets-value='{"1":2,"2":"PMMA"}' style="border-left:1px solid #000000;overflow:hidden;padding:0px 3px 0px 3px;vertical-align:bottom;">PMMA</td> <td style="overflow:hidden;padding:0px 3px 0px 3px;vertical-align:bottom;"></td> <td data-sheets-value='{"1":2,"2":"Opal (O)"}' style="overflow:hidden;padding:0px 3px 0px 3px;vertical-align:bottom;">Opal (O)</td> <td data-sheets-numberformat='{"1":2,"2":"0.00","3":1}' data-sheets-value='{"1":3,"3":1.19}' style="overflow:hidden;padding:0px 3px 0px 3px;vertical-align:bottom;text-align:center;">1.19</td> <td data-sheets-numberformat='{"1":2,"2":"0","3":1}' data-sheets-value='{"1":3,"3":34.03}' style="overflow:hidden;padding:0px 3px 0px 3px;vertical-align:bottom;text-align:center;">34</td> <td data-sheets-numberformat='{"1":2,"2":"0","3":1}' data-sheets-value='{"1":3,"3":50.160000000000004}' style="overflow:hidden;padding:0px 3px 0px 3px;vertical-align:bottom;text-align:center;">50</td> <td data-sheets-value='{"1":3,"3":24}' style="border-right:1px solid #000000;overflow:hidden;padding:0px 3px 0px 3px;vertical-align:bottom;text-align:center;">24</td> </tr> <tr style="height:20px;"> <td style="border-left:1px solid #000000;overflow:hidden;padding:0px 3px 0px 3px;vertical-align:bottom;"></td> <td data-sheets-value='{"1":2,"2":"DW"}' style="overflow:hidden;padding:0px 3px 0px 3px;vertical-align:bottom;">DW</td> <td data-sheets-value='{"1":2,"2":"Clear (H/H)"}' style="overflow:hidden;padding:0px 3px 0px 3px;vertical-align:bottom;">Clear (H/H)</td> <td data-sheets-numberformat='{"1":2,"2":"0.00","3":1}' data-sheets-value='{"1":3,"3":0.98}' style="overflow:hidden;padding:0px 3px 0px 3px;vertical-align:bottom;text-align:center;">0.98</td> <td data-sheets-numberformat='{"1":2,"2":"0","3":1}' data-sheets-value='{"1":3,"3":33.21}' style="overflow:hidden;padding:0px 3px 0px 3px;vertical-align:bottom;text-align:center;">33</td> <td data-sheets-numberformat='{"1":2,"2":"0","3":1}' data-sheets-value='{"1":3,"3":49.5}' style="overflow:hidden;padding:0px 3px 0px 3px;vertical-align:bottom;text-align:center;">50</td> <td data-sheets-value='{"1":3,"3":26}' style="border-right:1px solid #000000;overflow:hidden;padding:0px 3px 0px 3px;vertical-align:bottom;text-align:center;">26</td> </tr> <tr style="height:20px;"> <td style="border-bottom:1px solid #000000;border-left:1px solid #000000;overflow:hidden;padding:0px 3px 0px 3px;vertical-align:bottom;"></td> <td style="border-bottom:1px solid #000000;overflow:hidden;padding:0px 3px 0px 3px;vertical-align:bottom;"></td> <td data-sheets-value='{"1":2,"2":"Opal (O/O)"}' style="border-bottom:1px solid #000000;overflow:hidden;padding:0px 3px 0px 3px;vertical-align:bottom;">Opal (O/O)</td> <td data-sheets-numberformat='{"1":2,"2":"0.00","3":1}' data-sheets-value='{"1":3,"3":0.98}' style="border-bottom:1px solid #000000;overflow:hidden;padding:0px 3px 0px 3px;vertical-align:bottom;text-align:center;">0.98</td> <td data-sheets-numberformat='{"1":2,"2":"0","3":1}' data-sheets-value='{"1":3,"3":28.29}' style="border-bottom:1px solid #000000;overflow:hidden;padding:0px 3px 0px 3px;vertical-align:bottom;text-align:center;">28</td> <td data-sheets-numberformat='{"1":2,"2":"0","3":1}' data-sheets-value='{"1":3,"3":38.28}' style="border-bottom:1px solid #000000;overflow:hidden;padding:0px 3px 0px 3px;vertical-align:bottom;text-align:center;">38</td> <td data-sheets-value='{"1":3,"3":26}' style="border-right:1px solid #000000;border-bottom:1px solid #000000;overflow:hidden;padding:0px 3px 0px 3px;vertical-align:bottom;text-align:center;">26</td> </tr> <tr style="height:20px;"> <td data-sheets-value='{"1":2,"2":"Polycarbonate "}' style="border-left:1px solid #000000;overflow:hidden;padding:0px 3px 0px 3px;vertical-align:bottom;">Polycarbonate </td> <td data-sheets-value='{"1":2,"2":"EW"}' style="overflow:hidden;padding:0px 3px 0px 3px;vertical-align:bottom;">EW</td> <td data-sheets-value='{"1":2,"2":"Clear (A)"}' style="overflow:hidden;padding:0px 3px 0px 3px;vertical-align:bottom;">Clear (A)</td> <td data-sheets-numberformat='{"1":2,"2":"0.00","3":1}' data-sheets-value='{"1":3,"3":1.19}' style="overflow:hidden;padding:0px 3px 0px 3px;vertical-align:bottom;text-align:center;">1.19</td> <td data-sheets-numberformat='{"1":2,"2":"0","3":1}' data-sheets-value='{"1":3,"3":36.08}' style="overflow:hidden;padding:0px 3px 0px 3px;vertical-align:bottom;text-align:center;">36</td> <td data-sheets-numberformat='{"1":2,"2":"0","3":1}' data-sheets-value='{"1":3,"3":54.78}' style="overflow:hidden;padding:0px 3px 0px 3px;vertical-align:bottom;text-align:center;">55</td> <td data-sheets-value='{"1":3,"3":24}' style="border-right:1px solid #000000;overflow:hidden;padding:0px 3px 0px 3px;vertical-align:bottom;text-align:center;">24</td> </tr> <tr style="height:20px;"> <td data-sheets-value='{"1":2,"2":"PC"}' style="border-left:1px solid #000000;overflow:hidden;padding:0px 3px 0px 3px;vertical-align:bottom;">PC</td> <td style="overflow:hidden;padding:0px 3px 0px 3px;vertical-align:bottom;"></td> <td data-sheets-value='{"1":2,"2":"Opal (D)"}' style="overflow:hidden;padding:0px 3px 0px 3px;vertical-align:bottom;">Opal (D)</td> <td data-sheets-numberformat='{"1":2,"2":"0.00","3":1}' data-sheets-value='{"1":3,"3":1.19}' style="overflow:hidden;padding:0px 3px 0px 3px;vertical-align:bottom;text-align:center;">1.19</td> <td data-sheets-numberformat='{"1":2,"2":"0","3":1}' data-sheets-value='{"1":3,"3":23.779999999999998}' style="overflow:hidden;padding:0px 3px 0px 3px;vertical-align:bottom;text-align:center;">24</td> <td data-sheets-numberformat='{"1":2,"2":"0","3":1}' data-sheets-value='{"1":3,"3":39.6}' style="overflow:hidden;padding:0px 3px 0px 3px;vertical-align:bottom;text-align:center;">40</td> <td data-sheets-value='{"1":3,"3":24}' style="border-right:1px solid #000000;overflow:hidden;padding:0px 3px 0px 3px;vertical-align:bottom;text-align:center;">24</td> </tr> <tr style="height:20px;"> <td style="border-left:1px solid #000000;overflow:hidden;padding:0px 3px 0px 3px;vertical-align:bottom;"></td> <td data-sheets-value='{"1":2,"2":"DW"}' style="overflow:hidden;padding:0px 3px 0px 3px;vertical-align:bottom;">DW</td> <td data-sheets-value='{"1":2,"2":"Clear (A/H)"}' style="overflow:hidden;padding:0px 3px 0px 3px;vertical-align:bottom;">Clear (A/H)</td> <td data-sheets-numberformat='{"1":2,"2":"0.00","3":1}' data-sheets-value='{"1":3,"3":0.98}' style="overflow:hidden;padding:0px 3px 0px 3px;vertical-align:bottom;text-align:center;">0.98</td> <td data-sheets-numberformat='{"1":2,"2":"0","3":1}' data-sheets-value='{"1":3,"3":32.39}' style="overflow:hidden;padding:0px 3px 0px 3px;vertical-align:bottom;text-align:center;">32</td> <td data-sheets-numberformat='{"1":2,"2":"0","3":1}' data-sheets-value='{"1":3,"3":47.52}' style="overflow:hidden;padding:0px 3px 0px 3px;vertical-align:bottom;text-align:center;">48</td> <td data-sheets-value='{"1":3,"3":26}' style="border-right:1px solid #000000;overflow:hidden;padding:0px 3px 0px 3px;vertical-align:bottom;text-align:center;">26</td> </tr> <tr style="height:20px;"> <td style="border-left:1px solid #000000;overflow:hidden;padding:0px 3px 0px 3px;vertical-align:bottom;"></td> <td style="overflow:hidden;padding:0px 3px 0px 3px;vertical-align:bottom;"></td> <td data-sheets-value='{"1":2,"2":"Clear (A/A)"}' style="overflow:hidden;padding:0px 3px 0px 3px;vertical-align:bottom;">Clear (A/A)</td> <td data-sheets-numberformat='{"1":2,"2":"0.00","3":1}' data-sheets-value='{"1":3,"3":0.98}' style="overflow:hidden;padding:0px 3px 0px 3px;vertical-align:bottom;text-align:center;">0.98</td> <td data-sheets-numberformat='{"1":2,"2":"0","3":1}' data-sheets-value='{"1":3,"3":31.569999999999997}' style="overflow:hidden;padding:0px 3px 0px 3px;vertical-align:bottom;text-align:center;">32</td> <td data-sheets-numberformat='{"1":2,"2":"0","3":1}' data-sheets-value='{"1":3,"3":45.54}' style="overflow:hidden;padding:0px 3px 0px 3px;vertical-align:bottom;text-align:center;">46</td> <td data-sheets-value='{"1":3,"3":26}' style="border-right:1px solid #000000;overflow:hidden;padding:0px 3px 0px 3px;vertical-align:bottom;text-align:center;">26</td> </tr> <tr style="height:20px;"> <td style="border-left:1px solid #000000;overflow:hidden;padding:0px 3px 0px 3px;vertical-align:bottom;"></td> <td style="overflow:hidden;padding:0px 3px 0px 3px;vertical-align:bottom;"></td> <td data-sheets-value='{"1":2,"2":"Opal (A/O)"}' style="overflow:hidden;padding:0px 3px 0px 3px;vertical-align:bottom;">Opal (A/O)</td> <td data-sheets-numberformat='{"1":2,"2":"0.00","3":1}' data-sheets-value='{"1":3,"3":0.98}' style="overflow:hidden;padding:0px 3px 0px 3px;vertical-align:bottom;text-align:center;">0.98</td> <td data-sheets-numberformat='{"1":2,"2":"0","3":1}' data-sheets-value='{"1":3,"3":29.93}' style="overflow:hidden;padding:0px 3px 0px 3px;vertical-align:bottom;text-align:center;">30</td> <td data-sheets-numberformat='{"1":2,"2":"0","3":1}' data-sheets-value='{"1":3,"3":41.580000000000005}' style="overflow:hidden;padding:0px 3px 0px 3px;vertical-align:bottom;text-align:center;">42</td> <td data-sheets-value='{"1":3,"3":26}' style="border-right:1px solid #000000;overflow:hidden;padding:0px 3px 0px 3px;vertical-align:bottom;text-align:center;">26</td> </tr> <tr style="height:20px;"> <td style="border-bottom:1px solid #000000;border-left:1px solid #000000;overflow:hidden;padding:0px 3px 0px 3px;vertical-align:bottom;"></td> <td style="border-bottom:1px solid #000000;overflow:hidden;padding:0px 3px 0px 3px;vertical-align:bottom;"></td> <td data-sheets-value='{"1":2,"2":"Opal (A/D)"}' style="border-bottom:1px solid #000000;overflow:hidden;padding:0px 3px 0px 3px;vertical-align:bottom;">Opal (A/D)</td> <td data-sheets-numberformat='{"1":2,"2":"0.00","3":1}' data-sheets-value='{"1":3,"3":0.98}' style="border-bottom:1px solid #000000;overflow:hidden;padding:0px 3px 0px 3px;vertical-align:bottom;text-align:center;">0.98</td> <td data-sheets-numberformat='{"1":2,"2":"0","3":1}' data-sheets-value='{"1":3,"3":20.91}' style="border-bottom:1px solid #000000;overflow:hidden;padding:0px 3px 0px 3px;vertical-align:bottom;text-align:center;">21</td> <td data-sheets-numberformat='{"1":2,"2":"0","3":1}' data-sheets-value='{"1":3,"3":33}' style="border-bottom:1px solid #000000;overflow:hidden;padding:0px 3px 0px 3px;vertical-align:bottom;text-align:center;">33</td> <td data-sheets-value='{"1":3,"3":26}' style="border-right:1px solid #000000;border-bottom:1px solid #000000;overflow:hidden;padding:0px 3px 0px 3px;vertical-align:bottom;text-align:center;">26</td> </tr> <tr style="height:20px;"> <td data-sheets-value='{"1":2,"2":"Polycarbonate"}' style="border-left:1px solid #000000;overflow:hidden;padding:0px 3px 0px 3px;vertical-align:bottom;">Polycarbonate</td> <td data-sheets-value='{"1":2,"2":"EW"}' style="overflow:hidden;padding:0px 3px 0px 3px;vertical-align:bottom;">EW</td> <td data-sheets-value='{"1":2,"2":"Heatstop Opal (T)"}' style="overflow:hidden;padding:0px 3px 0px 3px;vertical-align:bottom;">Heatstop Opal (T)</td> <td data-sheets-numberformat='{"1":2,"2":"0.00","3":1}' data-sheets-value='{"1":3,"3":1.19}' style="overflow:hidden;padding:0px 3px 0px 3px;vertical-align:bottom;text-align:center;">1.19</td> <td data-sheets-numberformat='{"1":2,"2":"0","3":1}' data-sheets-value='{"1":3,"3":20.09}' style="overflow:hidden;padding:0px 3px 0px 3px;vertical-align:bottom;text-align:center;">20</td> <td data-sheets-numberformat='{"1":2,"2":"0","3":1}' data-sheets-value='{"1":3,"3":38.940000000000005}' style="overflow:hidden;padding:0px 3px 0px 3px;vertical-align:bottom;text-align:center;">39</td> <td data-sheets-value='{"1":3,"3":24}' style="border-right:1px solid #000000;overflow:hidden;padding:0px 3px 0px 3px;vertical-align:bottom;text-align:center;">24</td> </tr> <tr style="height:20px;"> <td data-sheets-value='{"1":2,"2":"Heatstop PC"}' style="border-left:1px solid #000000;overflow:hidden;padding:0px 3px 0px 3px;vertical-align:bottom;">Heatstop PC</td> <td data-sheets-value='{"1":2,"2":"DW"}' style="overflow:hidden;padding:0px 3px 0px 3px;vertical-align:bottom;">DW</td> <td data-sheets-value='{"1":2,"2":"Clear (T/H)"}' style="overflow:hidden;padding:0px 3px 0px 3px;vertical-align:bottom;">Clear (T/H)</td> <td data-sheets-numberformat='{"1":2,"2":"0.00","3":1}' data-sheets-value='{"1":3,"3":0.98}' style="overflow:hidden;padding:0px 3px 0px 3px;vertical-align:bottom;text-align:center;">0.98</td> <td data-sheets-numberformat='{"1":2,"2":"0","3":1}' data-sheets-value='{"1":3,"3":18.04}' style="overflow:hidden;padding:0px 3px 0px 3px;vertical-align:bottom;text-align:center;">18</td> <td data-sheets-numberformat='{"1":2,"2":"0","3":1}' data-sheets-value='{"1":3,"3":33.660000000000004}' style="overflow:hidden;padding:0px 3px 0px 3px;vertical-align:bottom;text-align:center;">34</td> <td data-sheets-value='{"1":3,"3":26}' style="border-right:1px solid #000000;overflow:hidden;padding:0px 3px 0px 3px;vertical-align:bottom;text-align:center;">26</td> </tr> <tr style="height:20px;"> <td style="border-bottom:1px solid #000000;border-left:1px solid #000000;overflow:hidden;padding:0px 3px 0px 3px;vertical-align:bottom;"></td> <td style="border-bottom:1px solid #000000;overflow:hidden;padding:0px 3px 0px 3px;vertical-align:bottom;"></td> <td data-sheets-value='{"1":2,"2":"Opal (T/O)"}' style="border-bottom:1px solid #000000;overflow:hidden;padding:0px 3px 0px 3px;vertical-align:bottom;">Opal (T/O)</td> <td data-sheets-numberformat='{"1":2,"2":"0.00","3":1}' data-sheets-value='{"1":3,"3":0.98}' style="border-bottom:1px solid #000000;overflow:hidden;padding:0px 3px 0px 3px;vertical-align:bottom;text-align:center;">0.98</td> <td data-sheets-numberformat='{"1":2,"2":"0","3":1}' data-sheets-value='{"1":3,"3":16.81}' style="border-bottom:1px solid #000000;overflow:hidden;padding:0px 3px 0px 3px;vertical-align:bottom;text-align:center;">17</td> <td data-sheets-numberformat='{"1":2,"2":"0","3":1}' data-sheets-value='{"1":3,"3":29.700000000000003}' style="border-bottom:1px solid #000000;overflow:hidden;padding:0px 3px 0px 3px;vertical-align:bottom;text-align:center;">30</td> <td data-sheets-value='{"1":3,"3":26}' style="border-right:1px solid #000000;border-bottom:1px solid #000000;overflow:hidden;padding:0px 3px 0px 3px;vertical-align:bottom;text-align:center;">26</td> </tr> </tbody></table> | skylux-160-ce-met-koepel-en-metaalopstand-met-lm-motor-en-pvc-raam-type-ep25-1600-x-2300-mm | 8585997254989 | 46872275485005
Smoke and heat exhaust (SHEV) | SHE system | Skylux | Skylux 160° CE with skylight and metal curb with double LM-actuator and PVC frame type EP25 1600 x 2500 mm |  | 50918 | 5412970509189 | 9215.4 | Yes | 30-45 | 184.42 | 1600 x 2500 mm | 2500 | 1600 |  | metal curb M30 (30 cm high) | Rectangular | 1.19 W/m²K - 0.98 W/m²K | 57% - 30% | 37% - 17% | 24dB - 26dB | 160° CE (for industry) | PVC frame EP25 | without spoiler | E | Double actuator | Maximum double-walled skylight possible for this product | Ut-value LT-value g-value Rw-value EN 1873 : 2014 EN ISO 13468 EN 16153 EN 410 EN 410 EN ISO 140-3 Material Walls Shells (W/m²K) (%) (%) (dB) Acrylic EW Clear (H) 1.19 37 57 24 PMMA Opal (O) 1.19 34 50 24 DW Clear (H/H) 0.98 33 50 26 Opal (O/O) 0.98 28 38 26 Polycarbonate EW Clear (A) 1.19 36 55 24 PC Opal (D) 1.19 24 40 24 DW Clear (A/H) 0.98 32 48 26 Clear (A/A) 0.98 32 46 26 Opal (A/O) 0.98 30 42 26 Opal (A/D) 0.98 21 33 26 Polycarbonate EW Heatstop Opal (T) 1.19 20 39 24 Heatstop PC DW Clear (T/H) 0.98 18 34 26 Opal (T/O) 0.98 17 30 26 | https://skylux.eu/en/products/skylux-160-ce-met-koepel-en-metaalopstand-met-lm-motor-en-pvc-raam-type-ep25-1600-x-2500-mm | https://skylux.eu/cdn/shop/files/Skylux-160deg-CE-met-koepel-en-metaalopstand-met-dubbele-LM-motor-en-pvc-raam-type-EP25-1600-x-2500-mm-RWA-systeem.jpg?v=1702977003&width=1600 | https://skylux.eu/cdn/shop/files/e5a82811-1bb0-48e4-a776-cacb59c7c092_561a960d-c9ce-45a9-ad11-235a42baf703.jpg?v=1688550266&width=1600 | //skylux.eu/cdn/shop/files/E_MH_Mounting_instructions_Skylux_160_CE_LM.pdf?v=12406716259046007223 | //skylux.eu/cdn/shop/files/E_TD_Technical_File_Skylux_Skylux_160_CE_Electric.pdf?v=3667116872303399239 | <style type="text/css" id="isPasted"><!--td {border: 1px solid #cccccc;}br {mso-data-placement:same-cell;}--></style><table border="1" cellpadding="0" cellspacing="0" dir="ltr" style="table-layout:fixed;font-size:10pt;font-family:Arial;border-collapse:collapse;border:none;"><tbody> <tr style="height:20px;"> <td style="overflow:hidden;padding:0px 3px 0px 3px;vertical-align:bottom;"></td> <td style="overflow:hidden;padding:0px 3px 0px 3px;vertical-align:bottom;"></td> <td style="overflow:hidden;padding:0px 3px 0px 3px;vertical-align:bottom;"></td> <td data-sheets-value='{"1":2,"2":"Ut-value"}' style="overflow:hidden;padding:0px 3px 0px 3px;vertical-align:bottom;font-weight:bold;text-align:center;">Ut-value</td> <td data-sheets-value='{"1":2,"2":"LT-value"}' style="overflow:hidden;padding:0px 3px 0px 3px;vertical-align:bottom;font-weight:bold;text-align:center;">LT-value</td> <td data-sheets-value='{"1":2,"2":"g-value"}' style="overflow:hidden;padding:0px 3px 0px 3px;vertical-align:bottom;font-weight:bold;text-align:center;">g-value</td> <td data-sheets-value='{"1":2,"2":"Rw-value "}' style="overflow:hidden;padding:0px 3px 0px 3px;vertical-align:bottom;font-weight:bold;text-align:center;">Rw-value </td> </tr> <tr style="height:20px;"> <td style="overflow:hidden;padding:0px 3px 0px 3px;vertical-align:bottom;"></td> <td style="overflow:hidden;padding:0px 3px 0px 3px;vertical-align:bottom;"></td> <td style="overflow:hidden;padding:0px 3px 0px 3px;vertical-align:bottom;"></td> <td data-sheets-numberformat='{"1":2,"2":"0.00","3":1}' data-sheets-value='{"1":2,"2":"EN 1873 : 2014"}' style="overflow:hidden;padding:0px 3px 0px 3px;vertical-align:bottom;text-align:center;">EN 1873 : 2014</td> <td data-sheets-numberformat='{"1":2,"2":"0","3":1}' data-sheets-value='{"1":2,"2":"EN ISO 13468 EN 16153 EN 410"}' style="overflow:hidden;padding:0px 3px 0px 3px;vertical-align:bottom;text-align:center;">EN ISO 13468 EN 16153 EN 410</td> <td data-sheets-numberformat='{"1":2,"2":"0","3":1}' data-sheets-value='{"1":2,"2":"EN 410"}' style="overflow:hidden;padding:0px 3px 0px 3px;vertical-align:bottom;text-align:center;">EN 410</td> <td data-sheets-value='{"1":2,"2":"EN ISO 140-3\t\t"}' style="overflow:hidden;padding:0px 3px 0px 3px;vertical-align:bottom;text-align:center;">EN ISO 140-3 </td> </tr> <tr style="height:20px;"> <td data-sheets-value='{"1":2,"2":"Material"}' style="border-bottom:1px solid #000000;overflow:hidden;padding:0px 3px 0px 3px;vertical-align:bottom;background-color:#000000;font-weight:bold;color:#ffffff;">Material</td> <td data-sheets-value='{"1":2,"2":"Walls"}' style="border-bottom:1px solid #000000;overflow:hidden;padding:0px 3px 0px 3px;vertical-align:bottom;background-color:#000000;font-weight:bold;color:#ffffff;">Walls</td> <td data-sheets-value='{"1":2,"2":"Shells"}' style="border-bottom:1px solid #000000;overflow:hidden;padding:0px 3px 0px 3px;vertical-align:bottom;background-color:#000000;font-weight:bold;color:#ffffff;">Shells</td> <td data-sheets-numberformat='{"1":2,"2":"0.00","3":1}' data-sheets-value='{"1":2,"2":"(W/m²K)\t"}' style="border-bottom:1px solid #000000;overflow:hidden;padding:0px 3px 0px 3px;vertical-align:bottom;background-color:#000000;font-weight:bold;color:#ffffff;text-align:center;">(W/m²K) </td> <td data-sheets-numberformat='{"1":2,"2":"0","3":1}' data-sheets-value='{"1":2,"2":"(%)"}' style="border-bottom:1px solid #000000;overflow:hidden;padding:0px 3px 0px 3px;vertical-align:bottom;background-color:#000000;font-weight:bold;color:#ffffff;text-align:center;">(%)</td> <td data-sheets-numberformat='{"1":2,"2":"0","3":1}' data-sheets-value='{"1":2,"2":"(%)"}' style="border-bottom:1px solid #000000;overflow:hidden;padding:0px 3px 0px 3px;vertical-align:bottom;background-color:#000000;font-weight:bold;color:#ffffff;text-align:center;">(%)</td> <td data-sheets-value='{"1":2,"2":"(dB)"}' style="border-bottom:1px solid #000000;overflow:hidden;padding:0px 3px 0px 3px;vertical-align:bottom;background-color:#000000;font-weight:bold;color:#ffffff;text-align:center;">(dB)</td> </tr> <tr style="height:20px;"> <td data-sheets-value='{"1":2,"2":"Acrylic"}' style="border-left:1px solid #000000;overflow:hidden;padding:0px 3px 0px 3px;vertical-align:bottom;">Acrylic</td> <td data-sheets-value='{"1":2,"2":"EW"}' style="overflow:hidden;padding:0px 3px 0px 3px;vertical-align:bottom;">EW</td> <td data-sheets-value='{"1":2,"2":"Clear (H)"}' style="overflow:hidden;padding:0px 3px 0px 3px;vertical-align:bottom;">Clear (H)</td> <td data-sheets-numberformat='{"1":2,"2":"0.00","3":1}' data-sheets-value='{"1":3,"3":1.19}' style="overflow:hidden;padding:0px 3px 0px 3px;vertical-align:bottom;text-align:center;">1.19</td> <td data-sheets-numberformat='{"1":2,"2":"0","3":1}' data-sheets-value='{"1":3,"3":36.9}' style="overflow:hidden;padding:0px 3px 0px 3px;vertical-align:bottom;text-align:center;">37</td> <td data-sheets-numberformat='{"1":2,"2":"0","3":1}' data-sheets-value='{"1":3,"3":57.42}' style="overflow:hidden;padding:0px 3px 0px 3px;vertical-align:bottom;text-align:center;">57</td> <td data-sheets-value='{"1":3,"3":24}' style="border-right:1px solid #000000;overflow:hidden;padding:0px 3px 0px 3px;vertical-align:bottom;text-align:center;">24</td> </tr> <tr style="height:20px;"> <td data-sheets-value='{"1":2,"2":"PMMA"}' style="border-left:1px solid #000000;overflow:hidden;padding:0px 3px 0px 3px;vertical-align:bottom;">PMMA</td> <td style="overflow:hidden;padding:0px 3px 0px 3px;vertical-align:bottom;"></td> <td data-sheets-value='{"1":2,"2":"Opal (O)"}' style="overflow:hidden;padding:0px 3px 0px 3px;vertical-align:bottom;">Opal (O)</td> <td data-sheets-numberformat='{"1":2,"2":"0.00","3":1}' data-sheets-value='{"1":3,"3":1.19}' style="overflow:hidden;padding:0px 3px 0px 3px;vertical-align:bottom;text-align:center;">1.19</td> <td data-sheets-numberformat='{"1":2,"2":"0","3":1}' data-sheets-value='{"1":3,"3":34.03}' style="overflow:hidden;padding:0px 3px 0px 3px;vertical-align:bottom;text-align:center;">34</td> <td data-sheets-numberformat='{"1":2,"2":"0","3":1}' data-sheets-value='{"1":3,"3":50.160000000000004}' style="overflow:hidden;padding:0px 3px 0px 3px;vertical-align:bottom;text-align:center;">50</td> <td data-sheets-value='{"1":3,"3":24}' style="border-right:1px solid #000000;overflow:hidden;padding:0px 3px 0px 3px;vertical-align:bottom;text-align:center;">24</td> </tr> <tr style="height:20px;"> <td style="border-left:1px solid #000000;overflow:hidden;padding:0px 3px 0px 3px;vertical-align:bottom;"></td> <td data-sheets-value='{"1":2,"2":"DW"}' style="overflow:hidden;padding:0px 3px 0px 3px;vertical-align:bottom;">DW</td> <td data-sheets-value='{"1":2,"2":"Clear (H/H)"}' style="overflow:hidden;padding:0px 3px 0px 3px;vertical-align:bottom;">Clear (H/H)</td> <td data-sheets-numberformat='{"1":2,"2":"0.00","3":1}' data-sheets-value='{"1":3,"3":0.98}' style="overflow:hidden;padding:0px 3px 0px 3px;vertical-align:bottom;text-align:center;">0.98</td> <td data-sheets-numberformat='{"1":2,"2":"0","3":1}' data-sheets-value='{"1":3,"3":33.21}' style="overflow:hidden;padding:0px 3px 0px 3px;vertical-align:bottom;text-align:center;">33</td> <td data-sheets-numberformat='{"1":2,"2":"0","3":1}' data-sheets-value='{"1":3,"3":49.5}' style="overflow:hidden;padding:0px 3px 0px 3px;vertical-align:bottom;text-align:center;">50</td> <td data-sheets-value='{"1":3,"3":26}' style="border-right:1px solid #000000;overflow:hidden;padding:0px 3px 0px 3px;vertical-align:bottom;text-align:center;">26</td> </tr> <tr style="height:20px;"> <td style="border-bottom:1px solid #000000;border-left:1px solid #000000;overflow:hidden;padding:0px 3px 0px 3px;vertical-align:bottom;"></td> <td style="border-bottom:1px solid #000000;overflow:hidden;padding:0px 3px 0px 3px;vertical-align:bottom;"></td> <td data-sheets-value='{"1":2,"2":"Opal (O/O)"}' style="border-bottom:1px solid #000000;overflow:hidden;padding:0px 3px 0px 3px;vertical-align:bottom;">Opal (O/O)</td> <td data-sheets-numberformat='{"1":2,"2":"0.00","3":1}' data-sheets-value='{"1":3,"3":0.98}' style="border-bottom:1px solid #000000;overflow:hidden;padding:0px 3px 0px 3px;vertical-align:bottom;text-align:center;">0.98</td> <td data-sheets-numberformat='{"1":2,"2":"0","3":1}' data-sheets-value='{"1":3,"3":28.29}' style="border-bottom:1px solid #000000;overflow:hidden;padding:0px 3px 0px 3px;vertical-align:bottom;text-align:center;">28</td> <td data-sheets-numberformat='{"1":2,"2":"0","3":1}' data-sheets-value='{"1":3,"3":38.28}' style="border-bottom:1px solid #000000;overflow:hidden;padding:0px 3px 0px 3px;vertical-align:bottom;text-align:center;">38</td> <td data-sheets-value='{"1":3,"3":26}' style="border-right:1px solid #000000;border-bottom:1px solid #000000;overflow:hidden;padding:0px 3px 0px 3px;vertical-align:bottom;text-align:center;">26</td> </tr> <tr style="height:20px;"> <td data-sheets-value='{"1":2,"2":"Polycarbonate "}' style="border-left:1px solid #000000;overflow:hidden;padding:0px 3px 0px 3px;vertical-align:bottom;">Polycarbonate </td> <td data-sheets-value='{"1":2,"2":"EW"}' style="overflow:hidden;padding:0px 3px 0px 3px;vertical-align:bottom;">EW</td> <td data-sheets-value='{"1":2,"2":"Clear (A)"}' style="overflow:hidden;padding:0px 3px 0px 3px;vertical-align:bottom;">Clear (A)</td> <td data-sheets-numberformat='{"1":2,"2":"0.00","3":1}' data-sheets-value='{"1":3,"3":1.19}' style="overflow:hidden;padding:0px 3px 0px 3px;vertical-align:bottom;text-align:center;">1.19</td> <td data-sheets-numberformat='{"1":2,"2":"0","3":1}' data-sheets-value='{"1":3,"3":36.08}' style="overflow:hidden;padding:0px 3px 0px 3px;vertical-align:bottom;text-align:center;">36</td> <td data-sheets-numberformat='{"1":2,"2":"0","3":1}' data-sheets-value='{"1":3,"3":54.78}' style="overflow:hidden;padding:0px 3px 0px 3px;vertical-align:bottom;text-align:center;">55</td> <td data-sheets-value='{"1":3,"3":24}' style="border-right:1px solid #000000;overflow:hidden;padding:0px 3px 0px 3px;vertical-align:bottom;text-align:center;">24</td> </tr> <tr style="height:20px;"> <td data-sheets-value='{"1":2,"2":"PC"}' style="border-left:1px solid #000000;overflow:hidden;padding:0px 3px 0px 3px;vertical-align:bottom;">PC</td> <td style="overflow:hidden;padding:0px 3px 0px 3px;vertical-align:bottom;"></td> <td data-sheets-value='{"1":2,"2":"Opal (D)"}' style="overflow:hidden;padding:0px 3px 0px 3px;vertical-align:bottom;">Opal (D)</td> <td data-sheets-numberformat='{"1":2,"2":"0.00","3":1}' data-sheets-value='{"1":3,"3":1.19}' style="overflow:hidden;padding:0px 3px 0px 3px;vertical-align:bottom;text-align:center;">1.19</td> <td data-sheets-numberformat='{"1":2,"2":"0","3":1}' data-sheets-value='{"1":3,"3":23.779999999999998}' style="overflow:hidden;padding:0px 3px 0px 3px;vertical-align:bottom;text-align:center;">24</td> <td data-sheets-numberformat='{"1":2,"2":"0","3":1}' data-sheets-value='{"1":3,"3":39.6}' style="overflow:hidden;padding:0px 3px 0px 3px;vertical-align:bottom;text-align:center;">40</td> <td data-sheets-value='{"1":3,"3":24}' style="border-right:1px solid #000000;overflow:hidden;padding:0px 3px 0px 3px;vertical-align:bottom;text-align:center;">24</td> </tr> <tr style="height:20px;"> <td style="border-left:1px solid #000000;overflow:hidden;padding:0px 3px 0px 3px;vertical-align:bottom;"></td> <td data-sheets-value='{"1":2,"2":"DW"}' style="overflow:hidden;padding:0px 3px 0px 3px;vertical-align:bottom;">DW</td> <td data-sheets-value='{"1":2,"2":"Clear (A/H)"}' style="overflow:hidden;padding:0px 3px 0px 3px;vertical-align:bottom;">Clear (A/H)</td> <td data-sheets-numberformat='{"1":2,"2":"0.00","3":1}' data-sheets-value='{"1":3,"3":0.98}' style="overflow:hidden;padding:0px 3px 0px 3px;vertical-align:bottom;text-align:center;">0.98</td> <td data-sheets-numberformat='{"1":2,"2":"0","3":1}' data-sheets-value='{"1":3,"3":32.39}' style="overflow:hidden;padding:0px 3px 0px 3px;vertical-align:bottom;text-align:center;">32</td> <td data-sheets-numberformat='{"1":2,"2":"0","3":1}' data-sheets-value='{"1":3,"3":47.52}' style="overflow:hidden;padding:0px 3px 0px 3px;vertical-align:bottom;text-align:center;">48</td> <td data-sheets-value='{"1":3,"3":26}' style="border-right:1px solid #000000;overflow:hidden;padding:0px 3px 0px 3px;vertical-align:bottom;text-align:center;">26</td> </tr> <tr style="height:20px;"> <td style="border-left:1px solid #000000;overflow:hidden;padding:0px 3px 0px 3px;vertical-align:bottom;"></td> <td style="overflow:hidden;padding:0px 3px 0px 3px;vertical-align:bottom;"></td> <td data-sheets-value='{"1":2,"2":"Clear (A/A)"}' style="overflow:hidden;padding:0px 3px 0px 3px;vertical-align:bottom;">Clear (A/A)</td> <td data-sheets-numberformat='{"1":2,"2":"0.00","3":1}' data-sheets-value='{"1":3,"3":0.98}' style="overflow:hidden;padding:0px 3px 0px 3px;vertical-align:bottom;text-align:center;">0.98</td> <td data-sheets-numberformat='{"1":2,"2":"0","3":1}' data-sheets-value='{"1":3,"3":31.569999999999997}' style="overflow:hidden;padding:0px 3px 0px 3px;vertical-align:bottom;text-align:center;">32</td> <td data-sheets-numberformat='{"1":2,"2":"0","3":1}' data-sheets-value='{"1":3,"3":45.54}' style="overflow:hidden;padding:0px 3px 0px 3px;vertical-align:bottom;text-align:center;">46</td> <td data-sheets-value='{"1":3,"3":26}' style="border-right:1px solid #000000;overflow:hidden;padding:0px 3px 0px 3px;vertical-align:bottom;text-align:center;">26</td> </tr> <tr style="height:20px;"> <td style="border-left:1px solid #000000;overflow:hidden;padding:0px 3px 0px 3px;vertical-align:bottom;"></td> <td style="overflow:hidden;padding:0px 3px 0px 3px;vertical-align:bottom;"></td> <td data-sheets-value='{"1":2,"2":"Opal (A/O)"}' style="overflow:hidden;padding:0px 3px 0px 3px;vertical-align:bottom;">Opal (A/O)</td> <td data-sheets-numberformat='{"1":2,"2":"0.00","3":1}' data-sheets-value='{"1":3,"3":0.98}' style="overflow:hidden;padding:0px 3px 0px 3px;vertical-align:bottom;text-align:center;">0.98</td> <td data-sheets-numberformat='{"1":2,"2":"0","3":1}' data-sheets-value='{"1":3,"3":29.93}' style="overflow:hidden;padding:0px 3px 0px 3px;vertical-align:bottom;text-align:center;">30</td> <td data-sheets-numberformat='{"1":2,"2":"0","3":1}' data-sheets-value='{"1":3,"3":41.580000000000005}' style="overflow:hidden;padding:0px 3px 0px 3px;vertical-align:bottom;text-align:center;">42</td> <td data-sheets-value='{"1":3,"3":26}' style="border-right:1px solid #000000;overflow:hidden;padding:0px 3px 0px 3px;vertical-align:bottom;text-align:center;">26</td> </tr> <tr style="height:20px;"> <td style="border-bottom:1px solid #000000;border-left:1px solid #000000;overflow:hidden;padding:0px 3px 0px 3px;vertical-align:bottom;"></td> <td style="border-bottom:1px solid #000000;overflow:hidden;padding:0px 3px 0px 3px;vertical-align:bottom;"></td> <td data-sheets-value='{"1":2,"2":"Opal (A/D)"}' style="border-bottom:1px solid #000000;overflow:hidden;padding:0px 3px 0px 3px;vertical-align:bottom;">Opal (A/D)</td> <td data-sheets-numberformat='{"1":2,"2":"0.00","3":1}' data-sheets-value='{"1":3,"3":0.98}' style="border-bottom:1px solid #000000;overflow:hidden;padding:0px 3px 0px 3px;vertical-align:bottom;text-align:center;">0.98</td> <td data-sheets-numberformat='{"1":2,"2":"0","3":1}' data-sheets-value='{"1":3,"3":20.91}' style="border-bottom:1px solid #000000;overflow:hidden;padding:0px 3px 0px 3px;vertical-align:bottom;text-align:center;">21</td> <td data-sheets-numberformat='{"1":2,"2":"0","3":1}' data-sheets-value='{"1":3,"3":33}' style="border-bottom:1px solid #000000;overflow:hidden;padding:0px 3px 0px 3px;vertical-align:bottom;text-align:center;">33</td> <td data-sheets-value='{"1":3,"3":26}' style="border-right:1px solid #000000;border-bottom:1px solid #000000;overflow:hidden;padding:0px 3px 0px 3px;vertical-align:bottom;text-align:center;">26</td> </tr> <tr style="height:20px;"> <td data-sheets-value='{"1":2,"2":"Polycarbonate"}' style="border-left:1px solid #000000;overflow:hidden;padding:0px 3px 0px 3px;vertical-align:bottom;">Polycarbonate</td> <td data-sheets-value='{"1":2,"2":"EW"}' style="overflow:hidden;padding:0px 3px 0px 3px;vertical-align:bottom;">EW</td> <td data-sheets-value='{"1":2,"2":"Heatstop Opal (T)"}' style="overflow:hidden;padding:0px 3px 0px 3px;vertical-align:bottom;">Heatstop Opal (T)</td> <td data-sheets-numberformat='{"1":2,"2":"0.00","3":1}' data-sheets-value='{"1":3,"3":1.19}' style="overflow:hidden;padding:0px 3px 0px 3px;vertical-align:bottom;text-align:center;">1.19</td> <td data-sheets-numberformat='{"1":2,"2":"0","3":1}' data-sheets-value='{"1":3,"3":20.09}' style="overflow:hidden;padding:0px 3px 0px 3px;vertical-align:bottom;text-align:center;">20</td> <td data-sheets-numberformat='{"1":2,"2":"0","3":1}' data-sheets-value='{"1":3,"3":38.940000000000005}' style="overflow:hidden;padding:0px 3px 0px 3px;vertical-align:bottom;text-align:center;">39</td> <td data-sheets-value='{"1":3,"3":24}' style="border-right:1px solid #000000;overflow:hidden;padding:0px 3px 0px 3px;vertical-align:bottom;text-align:center;">24</td> </tr> <tr style="height:20px;"> <td data-sheets-value='{"1":2,"2":"Heatstop PC"}' style="border-left:1px solid #000000;overflow:hidden;padding:0px 3px 0px 3px;vertical-align:bottom;">Heatstop PC</td> <td data-sheets-value='{"1":2,"2":"DW"}' style="overflow:hidden;padding:0px 3px 0px 3px;vertical-align:bottom;">DW</td> <td data-sheets-value='{"1":2,"2":"Clear (T/H)"}' style="overflow:hidden;padding:0px 3px 0px 3px;vertical-align:bottom;">Clear (T/H)</td> <td data-sheets-numberformat='{"1":2,"2":"0.00","3":1}' data-sheets-value='{"1":3,"3":0.98}' style="overflow:hidden;padding:0px 3px 0px 3px;vertical-align:bottom;text-align:center;">0.98</td> <td data-sheets-numberformat='{"1":2,"2":"0","3":1}' data-sheets-value='{"1":3,"3":18.04}' style="overflow:hidden;padding:0px 3px 0px 3px;vertical-align:bottom;text-align:center;">18</td> <td data-sheets-numberformat='{"1":2,"2":"0","3":1}' data-sheets-value='{"1":3,"3":33.660000000000004}' style="overflow:hidden;padding:0px 3px 0px 3px;vertical-align:bottom;text-align:center;">34</td> <td data-sheets-value='{"1":3,"3":26}' style="border-right:1px solid #000000;overflow:hidden;padding:0px 3px 0px 3px;vertical-align:bottom;text-align:center;">26</td> </tr> <tr style="height:20px;"> <td style="border-bottom:1px solid #000000;border-left:1px solid #000000;overflow:hidden;padding:0px 3px 0px 3px;vertical-align:bottom;"></td> <td style="border-bottom:1px solid #000000;overflow:hidden;padding:0px 3px 0px 3px;vertical-align:bottom;"></td> <td data-sheets-value='{"1":2,"2":"Opal (T/O)"}' style="border-bottom:1px solid #000000;overflow:hidden;padding:0px 3px 0px 3px;vertical-align:bottom;">Opal (T/O)</td> <td data-sheets-numberformat='{"1":2,"2":"0.00","3":1}' data-sheets-value='{"1":3,"3":0.98}' style="border-bottom:1px solid #000000;overflow:hidden;padding:0px 3px 0px 3px;vertical-align:bottom;text-align:center;">0.98</td> <td data-sheets-numberformat='{"1":2,"2":"0","3":1}' data-sheets-value='{"1":3,"3":16.81}' style="border-bottom:1px solid #000000;overflow:hidden;padding:0px 3px 0px 3px;vertical-align:bottom;text-align:center;">17</td> <td data-sheets-numberformat='{"1":2,"2":"0","3":1}' data-sheets-value='{"1":3,"3":29.700000000000003}' style="border-bottom:1px solid #000000;overflow:hidden;padding:0px 3px 0px 3px;vertical-align:bottom;text-align:center;">30</td> <td data-sheets-value='{"1":3,"3":26}' style="border-right:1px solid #000000;border-bottom:1px solid #000000;overflow:hidden;padding:0px 3px 0px 3px;vertical-align:bottom;text-align:center;">26</td> </tr> </tbody></table> | skylux-160-ce-met-koepel-en-metaalopstand-met-lm-motor-en-pvc-raam-type-ep25-1600-x-2500-mm | 8585997353293 | 46872275648845
Smoke and heat exhaust (SHEV) | SHE system | Skylux | Skylux 160° CE with skylight and metal curb with double LM-actuator and PVC frame type EP25 1600 x 2800 mm |  | 50919 | 5412970509196 | 9608.65 | Yes | 30-45 | 196.52 | 1600 x 2800 mm | 2800 | 1600 |  | metal curb M30 (30 cm high) | Rectangular | 1.19 W/m²K - 0.98 W/m²K | 57% - 30% | 37% - 17% | 24dB - 26dB | 160° CE (for industry) | PVC frame EP25 | without spoiler | E | Double actuator | Maximum double-walled skylight possible for this product | Ut-value LT-value g-value Rw-value EN 1873 : 2014 EN ISO 13468 EN 16153 EN 410 EN 410 EN ISO 140-3 Material Walls Shells (W/m²K) (%) (%) (dB) Acrylic EW Clear (H) 1.19 37 57 24 PMMA Opal (O) 1.19 34 50 24 DW Clear (H/H) 0.98 33 50 26 Opal (O/O) 0.98 28 38 26 Polycarbonate EW Clear (A) 1.19 36 55 24 PC Opal (D) 1.19 24 40 24 DW Clear (A/H) 0.98 32 48 26 Clear (A/A) 0.98 32 46 26 Opal (A/O) 0.98 30 42 26 Opal (A/D) 0.98 21 33 26 Polycarbonate EW Heatstop Opal (T) 1.19 20 39 24 Heatstop PC DW Clear (T/H) 0.98 18 34 26 Opal (T/O) 0.98 17 30 26 | https://skylux.eu/en/products/skylux-160-ce-met-koepel-en-metaalopstand-met-lm-motor-en-pvc-raam-type-ep25-1600-x-2800-mm | https://skylux.eu/cdn/shop/files/Skylux-160deg-CE-met-koepel-en-metaalopstand-met-dubbele-LM-motor-en-pvc-raam-type-EP25-1600-x-2800-mm-RWA-systeem.jpg?v=1702977008&width=1600 | https://skylux.eu/cdn/shop/files/e5a82811-1bb0-48e4-a776-cacb59c7c092_8a4a105b-9211-4962-8a6d-766001c37da6.jpg?v=1688550268&width=1600 | //skylux.eu/cdn/shop/files/E_MH_Mounting_instructions_Skylux_160_CE_LM.pdf?v=12406716259046007223 | //skylux.eu/cdn/shop/files/E_TD_Technical_File_Skylux_Skylux_160_CE_Electric.pdf?v=3667116872303399239 | <style type="text/css" id="isPasted"><!--td {border: 1px solid #cccccc;}br {mso-data-placement:same-cell;}--></style><table border="1" cellpadding="0" cellspacing="0" dir="ltr" style="table-layout:fixed;font-size:10pt;font-family:Arial;border-collapse:collapse;border:none;"><tbody> <tr style="height:20px;"> <td style="overflow:hidden;padding:0px 3px 0px 3px;vertical-align:bottom;"></td> <td style="overflow:hidden;padding:0px 3px 0px 3px;vertical-align:bottom;"></td> <td style="overflow:hidden;padding:0px 3px 0px 3px;vertical-align:bottom;"></td> <td data-sheets-value='{"1":2,"2":"Ut-value"}' style="overflow:hidden;padding:0px 3px 0px 3px;vertical-align:bottom;font-weight:bold;text-align:center;">Ut-value</td> <td data-sheets-value='{"1":2,"2":"LT-value"}' style="overflow:hidden;padding:0px 3px 0px 3px;vertical-align:bottom;font-weight:bold;text-align:center;">LT-value</td> <td data-sheets-value='{"1":2,"2":"g-value"}' style="overflow:hidden;padding:0px 3px 0px 3px;vertical-align:bottom;font-weight:bold;text-align:center;">g-value</td> <td data-sheets-value='{"1":2,"2":"Rw-value "}' style="overflow:hidden;padding:0px 3px 0px 3px;vertical-align:bottom;font-weight:bold;text-align:center;">Rw-value </td> </tr> <tr style="height:20px;"> <td style="overflow:hidden;padding:0px 3px 0px 3px;vertical-align:bottom;"></td> <td style="overflow:hidden;padding:0px 3px 0px 3px;vertical-align:bottom;"></td> <td style="overflow:hidden;padding:0px 3px 0px 3px;vertical-align:bottom;"></td> <td data-sheets-numberformat='{"1":2,"2":"0.00","3":1}' data-sheets-value='{"1":2,"2":"EN 1873 : 2014"}' style="overflow:hidden;padding:0px 3px 0px 3px;vertical-align:bottom;text-align:center;">EN 1873 : 2014</td> <td data-sheets-numberformat='{"1":2,"2":"0","3":1}' data-sheets-value='{"1":2,"2":"EN ISO 13468 EN 16153 EN 410"}' style="overflow:hidden;padding:0px 3px 0px 3px;vertical-align:bottom;text-align:center;">EN ISO 13468 EN 16153 EN 410</td> <td data-sheets-numberformat='{"1":2,"2":"0","3":1}' data-sheets-value='{"1":2,"2":"EN 410"}' style="overflow:hidden;padding:0px 3px 0px 3px;vertical-align:bottom;text-align:center;">EN 410</td> <td data-sheets-value='{"1":2,"2":"EN ISO 140-3\t\t"}' style="overflow:hidden;padding:0px 3px 0px 3px;vertical-align:bottom;text-align:center;">EN ISO 140-3 </td> </tr> <tr style="height:20px;"> <td data-sheets-value='{"1":2,"2":"Material"}' style="border-bottom:1px solid #000000;overflow:hidden;padding:0px 3px 0px 3px;vertical-align:bottom;background-color:#000000;font-weight:bold;color:#ffffff;">Material</td> <td data-sheets-value='{"1":2,"2":"Walls"}' style="border-bottom:1px solid #000000;overflow:hidden;padding:0px 3px 0px 3px;vertical-align:bottom;background-color:#000000;font-weight:bold;color:#ffffff;">Walls</td> <td data-sheets-value='{"1":2,"2":"Shells"}' style="border-bottom:1px solid #000000;overflow:hidden;padding:0px 3px 0px 3px;vertical-align:bottom;background-color:#000000;font-weight:bold;color:#ffffff;">Shells</td> <td data-sheets-numberformat='{"1":2,"2":"0.00","3":1}' data-sheets-value='{"1":2,"2":"(W/m²K)\t"}' style="border-bottom:1px solid #000000;overflow:hidden;padding:0px 3px 0px 3px;vertical-align:bottom;background-color:#000000;font-weight:bold;color:#ffffff;text-align:center;">(W/m²K) </td> <td data-sheets-numberformat='{"1":2,"2":"0","3":1}' data-sheets-value='{"1":2,"2":"(%)"}' style="border-bottom:1px solid #000000;overflow:hidden;padding:0px 3px 0px 3px;vertical-align:bottom;background-color:#000000;font-weight:bold;color:#ffffff;text-align:center;">(%)</td> <td data-sheets-numberformat='{"1":2,"2":"0","3":1}' data-sheets-value='{"1":2,"2":"(%)"}' style="border-bottom:1px solid #000000;overflow:hidden;padding:0px 3px 0px 3px;vertical-align:bottom;background-color:#000000;font-weight:bold;color:#ffffff;text-align:center;">(%)</td> <td data-sheets-value='{"1":2,"2":"(dB)"}' style="border-bottom:1px solid #000000;overflow:hidden;padding:0px 3px 0px 3px;vertical-align:bottom;background-color:#000000;font-weight:bold;color:#ffffff;text-align:center;">(dB)</td> </tr> <tr style="height:20px;"> <td data-sheets-value='{"1":2,"2":"Acrylic"}' style="border-left:1px solid #000000;overflow:hidden;padding:0px 3px 0px 3px;vertical-align:bottom;">Acrylic</td> <td data-sheets-value='{"1":2,"2":"EW"}' style="overflow:hidden;padding:0px 3px 0px 3px;vertical-align:bottom;">EW</td> <td data-sheets-value='{"1":2,"2":"Clear (H)"}' style="overflow:hidden;padding:0px 3px 0px 3px;vertical-align:bottom;">Clear (H)</td> <td data-sheets-numberformat='{"1":2,"2":"0.00","3":1}' data-sheets-value='{"1":3,"3":1.19}' style="overflow:hidden;padding:0px 3px 0px 3px;vertical-align:bottom;text-align:center;">1.19</td> <td data-sheets-numberformat='{"1":2,"2":"0","3":1}' data-sheets-value='{"1":3,"3":36.9}' style="overflow:hidden;padding:0px 3px 0px 3px;vertical-align:bottom;text-align:center;">37</td> <td data-sheets-numberformat='{"1":2,"2":"0","3":1}' data-sheets-value='{"1":3,"3":57.42}' style="overflow:hidden;padding:0px 3px 0px 3px;vertical-align:bottom;text-align:center;">57</td> <td data-sheets-value='{"1":3,"3":24}' style="border-right:1px solid #000000;overflow:hidden;padding:0px 3px 0px 3px;vertical-align:bottom;text-align:center;">24</td> </tr> <tr style="height:20px;"> <td data-sheets-value='{"1":2,"2":"PMMA"}' style="border-left:1px solid #000000;overflow:hidden;padding:0px 3px 0px 3px;vertical-align:bottom;">PMMA</td> <td style="overflow:hidden;padding:0px 3px 0px 3px;vertical-align:bottom;"></td> <td data-sheets-value='{"1":2,"2":"Opal (O)"}' style="overflow:hidden;padding:0px 3px 0px 3px;vertical-align:bottom;">Opal (O)</td> <td data-sheets-numberformat='{"1":2,"2":"0.00","3":1}' data-sheets-value='{"1":3,"3":1.19}' style="overflow:hidden;padding:0px 3px 0px 3px;vertical-align:bottom;text-align:center;">1.19</td> <td data-sheets-numberformat='{"1":2,"2":"0","3":1}' data-sheets-value='{"1":3,"3":34.03}' style="overflow:hidden;padding:0px 3px 0px 3px;vertical-align:bottom;text-align:center;">34</td> <td data-sheets-numberformat='{"1":2,"2":"0","3":1}' data-sheets-value='{"1":3,"3":50.160000000000004}' style="overflow:hidden;padding:0px 3px 0px 3px;vertical-align:bottom;text-align:center;">50</td> <td data-sheets-value='{"1":3,"3":24}' style="border-right:1px solid #000000;overflow:hidden;padding:0px 3px 0px 3px;vertical-align:bottom;text-align:center;">24</td> </tr> <tr style="height:20px;"> <td style="border-left:1px solid #000000;overflow:hidden;padding:0px 3px 0px 3px;vertical-align:bottom;"></td> <td data-sheets-value='{"1":2,"2":"DW"}' style="overflow:hidden;padding:0px 3px 0px 3px;vertical-align:bottom;">DW</td> <td data-sheets-value='{"1":2,"2":"Clear (H/H)"}' style="overflow:hidden;padding:0px 3px 0px 3px;vertical-align:bottom;">Clear (H/H)</td> <td data-sheets-numberformat='{"1":2,"2":"0.00","3":1}' data-sheets-value='{"1":3,"3":0.98}' style="overflow:hidden;padding:0px 3px 0px 3px;vertical-align:bottom;text-align:center;">0.98</td> <td data-sheets-numberformat='{"1":2,"2":"0","3":1}' data-sheets-value='{"1":3,"3":33.21}' style="overflow:hidden;padding:0px 3px 0px 3px;vertical-align:bottom;text-align:center;">33</td> <td data-sheets-numberformat='{"1":2,"2":"0","3":1}' data-sheets-value='{"1":3,"3":49.5}' style="overflow:hidden;padding:0px 3px 0px 3px;vertical-align:bottom;text-align:center;">50</td> <td data-sheets-value='{"1":3,"3":26}' style="border-right:1px solid #000000;overflow:hidden;padding:0px 3px 0px 3px;vertical-align:bottom;text-align:center;">26</td> </tr> <tr style="height:20px;"> <td style="border-bottom:1px solid #000000;border-left:1px solid #000000;overflow:hidden;padding:0px 3px 0px 3px;vertical-align:bottom;"></td> <td style="border-bottom:1px solid #000000;overflow:hidden;padding:0px 3px 0px 3px;vertical-align:bottom;"></td> <td data-sheets-value='{"1":2,"2":"Opal (O/O)"}' style="border-bottom:1px solid #000000;overflow:hidden;padding:0px 3px 0px 3px;vertical-align:bottom;">Opal (O/O)</td> <td data-sheets-numberformat='{"1":2,"2":"0.00","3":1}' data-sheets-value='{"1":3,"3":0.98}' style="border-bottom:1px solid #000000;overflow:hidden;padding:0px 3px 0px 3px;vertical-align:bottom;text-align:center;">0.98</td> <td data-sheets-numberformat='{"1":2,"2":"0","3":1}' data-sheets-value='{"1":3,"3":28.29}' style="border-bottom:1px solid #000000;overflow:hidden;padding:0px 3px 0px 3px;vertical-align:bottom;text-align:center;">28</td> <td data-sheets-numberformat='{"1":2,"2":"0","3":1}' data-sheets-value='{"1":3,"3":38.28}' style="border-bottom:1px solid #000000;overflow:hidden;padding:0px 3px 0px 3px;vertical-align:bottom;text-align:center;">38</td> <td data-sheets-value='{"1":3,"3":26}' style="border-right:1px solid #000000;border-bottom:1px solid #000000;overflow:hidden;padding:0px 3px 0px 3px;vertical-align:bottom;text-align:center;">26</td> </tr> <tr style="height:20px;"> <td data-sheets-value='{"1":2,"2":"Polycarbonate "}' style="border-left:1px solid #000000;overflow:hidden;padding:0px 3px 0px 3px;vertical-align:bottom;">Polycarbonate </td> <td data-sheets-value='{"1":2,"2":"EW"}' style="overflow:hidden;padding:0px 3px 0px 3px;vertical-align:bottom;">EW</td> <td data-sheets-value='{"1":2,"2":"Clear (A)"}' style="overflow:hidden;padding:0px 3px 0px 3px;vertical-align:bottom;">Clear (A)</td> <td data-sheets-numberformat='{"1":2,"2":"0.00","3":1}' data-sheets-value='{"1":3,"3":1.19}' style="overflow:hidden;padding:0px 3px 0px 3px;vertical-align:bottom;text-align:center;">1.19</td> <td data-sheets-numberformat='{"1":2,"2":"0","3":1}' data-sheets-value='{"1":3,"3":36.08}' style="overflow:hidden;padding:0px 3px 0px 3px;vertical-align:bottom;text-align:center;">36</td> <td data-sheets-numberformat='{"1":2,"2":"0","3":1}' data-sheets-value='{"1":3,"3":54.78}' style="overflow:hidden;padding:0px 3px 0px 3px;vertical-align:bottom;text-align:center;">55</td> <td data-sheets-value='{"1":3,"3":24}' style="border-right:1px solid #000000;overflow:hidden;padding:0px 3px 0px 3px;vertical-align:bottom;text-align:center;">24</td> </tr> <tr style="height:20px;"> <td data-sheets-value='{"1":2,"2":"PC"}' style="border-left:1px solid #000000;overflow:hidden;padding:0px 3px 0px 3px;vertical-align:bottom;">PC</td> <td style="overflow:hidden;padding:0px 3px 0px 3px;vertical-align:bottom;"></td> <td data-sheets-value='{"1":2,"2":"Opal (D)"}' style="overflow:hidden;padding:0px 3px 0px 3px;vertical-align:bottom;">Opal (D)</td> <td data-sheets-numberformat='{"1":2,"2":"0.00","3":1}' data-sheets-value='{"1":3,"3":1.19}' style="overflow:hidden;padding:0px 3px 0px 3px;vertical-align:bottom;text-align:center;">1.19</td> <td data-sheets-numberformat='{"1":2,"2":"0","3":1}' data-sheets-value='{"1":3,"3":23.779999999999998}' style="overflow:hidden;padding:0px 3px 0px 3px;vertical-align:bottom;text-align:center;">24</td> <td data-sheets-numberformat='{"1":2,"2":"0","3":1}' data-sheets-value='{"1":3,"3":39.6}' style="overflow:hidden;padding:0px 3px 0px 3px;vertical-align:bottom;text-align:center;">40</td> <td data-sheets-value='{"1":3,"3":24}' style="border-right:1px solid #000000;overflow:hidden;padding:0px 3px 0px 3px;vertical-align:bottom;text-align:center;">24</td> </tr> <tr style="height:20px;"> <td style="border-left:1px solid #000000;overflow:hidden;padding:0px 3px 0px 3px;vertical-align:bottom;"></td> <td data-sheets-value='{"1":2,"2":"DW"}' style="overflow:hidden;padding:0px 3px 0px 3px;vertical-align:bottom;">DW</td> <td data-sheets-value='{"1":2,"2":"Clear (A/H)"}' style="overflow:hidden;padding:0px 3px 0px 3px;vertical-align:bottom;">Clear (A/H)</td> <td data-sheets-numberformat='{"1":2,"2":"0.00","3":1}' data-sheets-value='{"1":3,"3":0.98}' style="overflow:hidden;padding:0px 3px 0px 3px;vertical-align:bottom;text-align:center;">0.98</td> <td data-sheets-numberformat='{"1":2,"2":"0","3":1}' data-sheets-value='{"1":3,"3":32.39}' style="overflow:hidden;padding:0px 3px 0px 3px;vertical-align:bottom;text-align:center;">32</td> <td data-sheets-numberformat='{"1":2,"2":"0","3":1}' data-sheets-value='{"1":3,"3":47.52}' style="overflow:hidden;padding:0px 3px 0px 3px;vertical-align:bottom;text-align:center;">48</td> <td data-sheets-value='{"1":3,"3":26}' style="border-right:1px solid #000000;overflow:hidden;padding:0px 3px 0px 3px;vertical-align:bottom;text-align:center;">26</td> </tr> <tr style="height:20px;"> <td style="border-left:1px solid #000000;overflow:hidden;padding:0px 3px 0px 3px;vertical-align:bottom;"></td> <td style="overflow:hidden;padding:0px 3px 0px 3px;vertical-align:bottom;"></td> <td data-sheets-value='{"1":2,"2":"Clear (A/A)"}' style="overflow:hidden;padding:0px 3px 0px 3px;vertical-align:bottom;">Clear (A/A)</td> <td data-sheets-numberformat='{"1":2,"2":"0.00","3":1}' data-sheets-value='{"1":3,"3":0.98}' style="overflow:hidden;padding:0px 3px 0px 3px;vertical-align:bottom;text-align:center;">0.98</td> <td data-sheets-numberformat='{"1":2,"2":"0","3":1}' data-sheets-value='{"1":3,"3":31.569999999999997}' style="overflow:hidden;padding:0px 3px 0px 3px;vertical-align:bottom;text-align:center;">32</td> <td data-sheets-numberformat='{"1":2,"2":"0","3":1}' data-sheets-value='{"1":3,"3":45.54}' style="overflow:hidden;padding:0px 3px 0px 3px;vertical-align:bottom;text-align:center;">46</td> <td data-sheets-value='{"1":3,"3":26}' style="border-right:1px solid #000000;overflow:hidden;padding:0px 3px 0px 3px;vertical-align:bottom;text-align:center;">26</td> </tr> <tr style="height:20px;"> <td style="border-left:1px solid #000000;overflow:hidden;padding:0px 3px 0px 3px;vertical-align:bottom;"></td> <td style="overflow:hidden;padding:0px 3px 0px 3px;vertical-align:bottom;"></td> <td data-sheets-value='{"1":2,"2":"Opal (A/O)"}' style="overflow:hidden;padding:0px 3px 0px 3px;vertical-align:bottom;">Opal (A/O)</td> <td data-sheets-numberformat='{"1":2,"2":"0.00","3":1}' data-sheets-value='{"1":3,"3":0.98}' style="overflow:hidden;padding:0px 3px 0px 3px;vertical-align:bottom;text-align:center;">0.98</td> <td data-sheets-numberformat='{"1":2,"2":"0","3":1}' data-sheets-value='{"1":3,"3":29.93}' style="overflow:hidden;padding:0px 3px 0px 3px;vertical-align:bottom;text-align:center;">30</td> <td data-sheets-numberformat='{"1":2,"2":"0","3":1}' data-sheets-value='{"1":3,"3":41.580000000000005}' style="overflow:hidden;padding:0px 3px 0px 3px;vertical-align:bottom;text-align:center;">42</td> <td data-sheets-value='{"1":3,"3":26}' style="border-right:1px solid #000000;overflow:hidden;padding:0px 3px 0px 3px;vertical-align:bottom;text-align:center;">26</td> </tr> <tr style="height:20px;"> <td style="border-bottom:1px solid #000000;border-left:1px solid #000000;overflow:hidden;padding:0px 3px 0px 3px;vertical-align:bottom;"></td> <td style="border-bottom:1px solid #000000;overflow:hidden;padding:0px 3px 0px 3px;vertical-align:bottom;"></td> <td data-sheets-value='{"1":2,"2":"Opal (A/D)"}' style="border-bottom:1px solid #000000;overflow:hidden;padding:0px 3px 0px 3px;vertical-align:bottom;">Opal (A/D)</td> <td data-sheets-numberformat='{"1":2,"2":"0.00","3":1}' data-sheets-value='{"1":3,"3":0.98}' style="border-bottom:1px solid #000000;overflow:hidden;padding:0px 3px 0px 3px;vertical-align:bottom;text-align:center;">0.98</td> <td data-sheets-numberformat='{"1":2,"2":"0","3":1}' data-sheets-value='{"1":3,"3":20.91}' style="border-bottom:1px solid #000000;overflow:hidden;padding:0px 3px 0px 3px;vertical-align:bottom;text-align:center;">21</td> <td data-sheets-numberformat='{"1":2,"2":"0","3":1}' data-sheets-value='{"1":3,"3":33}' style="border-bottom:1px solid #000000;overflow:hidden;padding:0px 3px 0px 3px;vertical-align:bottom;text-align:center;">33</td> <td data-sheets-value='{"1":3,"3":26}' style="border-right:1px solid #000000;border-bottom:1px solid #000000;overflow:hidden;padding:0px 3px 0px 3px;vertical-align:bottom;text-align:center;">26</td> </tr> <tr style="height:20px;"> <td data-sheets-value='{"1":2,"2":"Polycarbonate"}' style="border-left:1px solid #000000;overflow:hidden;padding:0px 3px 0px 3px;vertical-align:bottom;">Polycarbonate</td> <td data-sheets-value='{"1":2,"2":"EW"}' style="overflow:hidden;padding:0px 3px 0px 3px;vertical-align:bottom;">EW</td> <td data-sheets-value='{"1":2,"2":"Heatstop Opal (T)"}' style="overflow:hidden;padding:0px 3px 0px 3px;vertical-align:bottom;">Heatstop Opal (T)</td> <td data-sheets-numberformat='{"1":2,"2":"0.00","3":1}' data-sheets-value='{"1":3,"3":1.19}' style="overflow:hidden;padding:0px 3px 0px 3px;vertical-align:bottom;text-align:center;">1.19</td> <td data-sheets-numberformat='{"1":2,"2":"0","3":1}' data-sheets-value='{"1":3,"3":20.09}' style="overflow:hidden;padding:0px 3px 0px 3px;vertical-align:bottom;text-align:center;">20</td> <td data-sheets-numberformat='{"1":2,"2":"0","3":1}' data-sheets-value='{"1":3,"3":38.940000000000005}' style="overflow:hidden;padding:0px 3px 0px 3px;vertical-align:bottom;text-align:center;">39</td> <td data-sheets-value='{"1":3,"3":24}' style="border-right:1px solid #000000;overflow:hidden;padding:0px 3px 0px 3px;vertical-align:bottom;text-align:center;">24</td> </tr> <tr style="height:20px;"> <td data-sheets-value='{"1":2,"2":"Heatstop PC"}' style="border-left:1px solid #000000;overflow:hidden;padding:0px 3px 0px 3px;vertical-align:bottom;">Heatstop PC</td> <td data-sheets-value='{"1":2,"2":"DW"}' style="overflow:hidden;padding:0px 3px 0px 3px;vertical-align:bottom;">DW</td> <td data-sheets-value='{"1":2,"2":"Clear (T/H)"}' style="overflow:hidden;padding:0px 3px 0px 3px;vertical-align:bottom;">Clear (T/H)</td> <td data-sheets-numberformat='{"1":2,"2":"0.00","3":1}' data-sheets-value='{"1":3,"3":0.98}' style="overflow:hidden;padding:0px 3px 0px 3px;vertical-align:bottom;text-align:center;">0.98</td> <td data-sheets-numberformat='{"1":2,"2":"0","3":1}' data-sheets-value='{"1":3,"3":18.04}' style="overflow:hidden;padding:0px 3px 0px 3px;vertical-align:bottom;text-align:center;">18</td> <td data-sheets-numberformat='{"1":2,"2":"0","3":1}' data-sheets-value='{"1":3,"3":33.660000000000004}' style="overflow:hidden;padding:0px 3px 0px 3px;vertical-align:bottom;text-align:center;">34</td> <td data-sheets-value='{"1":3,"3":26}' style="border-right:1px solid #000000;overflow:hidden;padding:0px 3px 0px 3px;vertical-align:bottom;text-align:center;">26</td> </tr> <tr style="height:20px;"> <td style="border-bottom:1px solid #000000;border-left:1px solid #000000;overflow:hidden;padding:0px 3px 0px 3px;vertical-align:bottom;"></td> <td style="border-bottom:1px solid #000000;overflow:hidden;padding:0px 3px 0px 3px;vertical-align:bottom;"></td> <td data-sheets-value='{"1":2,"2":"Opal (T/O)"}' style="border-bottom:1px solid #000000;overflow:hidden;padding:0px 3px 0px 3px;vertical-align:bottom;">Opal (T/O)</td> <td data-sheets-numberformat='{"1":2,"2":"0.00","3":1}' data-sheets-value='{"1":3,"3":0.98}' style="border-bottom:1px solid #000000;overflow:hidden;padding:0px 3px 0px 3px;vertical-align:bottom;text-align:center;">0.98</td> <td data-sheets-numberformat='{"1":2,"2":"0","3":1}' data-sheets-value='{"1":3,"3":16.81}' style="border-bottom:1px solid #000000;overflow:hidden;padding:0px 3px 0px 3px;vertical-align:bottom;text-align:center;">17</td> <td data-sheets-numberformat='{"1":2,"2":"0","3":1}' data-sheets-value='{"1":3,"3":29.700000000000003}' style="border-bottom:1px solid #000000;overflow:hidden;padding:0px 3px 0px 3px;vertical-align:bottom;text-align:center;">30</td> <td data-sheets-value='{"1":3,"3":26}' style="border-right:1px solid #000000;border-bottom:1px solid #000000;overflow:hidden;padding:0px 3px 0px 3px;vertical-align:bottom;text-align:center;">26</td> </tr> </tbody></table> | skylux-160-ce-met-koepel-en-metaalopstand-met-lm-motor-en-pvc-raam-type-ep25-1600-x-2800-mm | 8585997484365 | 46872275812685
Smoke and heat exhaust (SHEV) | SHE system | Skylux | Skylux 160° CE with skylight and metal curb with double LM-actuator and spoiler - iDome 0800 x 1300 mm |  | 94761 | 5412970947615 | 6483.2 | Yes | 30-45 | 137.17 | 800 x 1300 mm | 1300 | 800 |  | metal curb M30 (30 cm high) | Rectangular | 0.93 W/m²K | 46% - 31% | 68% - 37% | 40dB | 160° CE (for industry) | iDome | with spoiler | E | Double actuator | Maximum single-walled skylight possible for this product | Number of walls Double glazing+ plastic skylight (max. single-walled) Insulation value (Ug-value) 0.93 W/m²K in combination with a single-walled skylight Burglar-resistant Yes Fall-through safety Only in combination with a polycarbonate plastic skylight Acoustic value Rw 40 dB LT-value 68% in combination with a single-walled clear acrylic skylight 62% in combination with a single-walled opal acrylic skylight 66% in combination with a single-walled clear polycarbonate skylight 44% in combination with a single-walled opal polycarbonate skylight g-value 46% in combination with a single-walled clear acrylic skylight 40% in combination with a single-walled opal acrylic skylight 44% in combination with a single-walled clear polycarbonate skylight 32% in combination with a single-walled opal polycarbonate skylight Shape Spherical Guarantee 10 years | https://skylux.eu/en/products/skylux-160-ce-met-koepel-en-metaalopstand-met-lm-motor-en-windvang-idome-0800-x-1300-mm | https://skylux.eu/cdn/shop/files/Skylux-160deg-CE-met-koepel-en-metaalopstand-met-dubbele-LM-motor-en-windvang-iDome-0800-x-1300-mm-RWA-systeem.jpg?v=1702977701&width=1600 | https://skylux.eu/cdn/shop/files/e5a82811-1bb0-48e4-a776-cacb59c7c092_2dd54a99-9024-4553-86e8-a6a4258300a2.jpg?v=1688550445&width=1600 | //skylux.eu/cdn/shop/files/E_MH_Mounting_instructions_Skylux_160_CE_LM.pdf?v=12406716259046007223 | //skylux.eu/cdn/shop/files/E_TD_Technical_File_Skylux_Skylux_160_CE_Electric.pdf?v=3667116872303399239 | <table><tbody> <tr> <td>Number of walls</td> <td>Double glazing+ plastic skylight (max. single-walled)</td> </tr> <tr> <td>Insulation value (Ug-value)</td> <td>0.93 W/m²K in combination with a single-walled skylight</td> </tr> <tr> <td>Burglar-resistant</td> <td>Yes</td> </tr> <tr> <td>Fall-through safety</td> <td>Only in combination with a <a href="">polycarbonate plastic skylight</a> </td> </tr> <tr> <td>Acoustic value Rw</td> <td>40 dB</td> </tr> <tr> <td>LT-value</td> <td> <p>68% in combination with a single-walled clear acrylic skylight<br> 62% in combination with a single-walled opal acrylic skylight<br> 66% in combination with a single-walled clear polycarbonate skylight<br> 44% in combination with a single-walled opal polycarbonate skylight</p> </td> </tr> <tr> <td>g-value</td> <td>46% in combination with a single-walled clear acrylic skylight<br> 40% in combination with a single-walled opal acrylic skylight<br> 44% in combination with a single-walled clear polycarbonate skylight<br> 32% in combination with a single-walled opal polycarbonate skylight</td> </tr> <tr> <td>Shape</td> <td>Spherical</td> </tr> <tr> <td>Guarantee</td> <td>10 years</td> </tr> </tbody></table> | skylux-160-ce-met-koepel-en-metaalopstand-met-lm-motor-en-windvang-idome-0800-x-1300-mm | 8586007740749 | 46872298422605
Smoke and heat exhaust (SHEV) | SHE system | Skylux | Skylux 160° CE with skylight and metal curb with double LM-actuator and spoiler - iDome 0900 x 0900 mm |  | 94754 | 5412970947547 | 6203.7 | Yes | 30-45 | 122.84 | 900 x 900 mm | 900 | 900 |  | metal curb M30 (30 cm high) | Square | 0.93 W/m²K | 46% - 31% | 68% - 37% | 40dB | 160° CE (for industry) | iDome | with spoiler | E | Double actuator | Maximum single-walled skylight possible for this product | Number of walls Double glazing+ plastic skylight (max. single-walled) Insulation value (Ug-value) 0.93 W/m²K in combination with a single-walled skylight Burglar-resistant Yes Fall-through safety Only in combination with a polycarbonate plastic skylight Acoustic value Rw 40 dB LT-value 68% in combination with a single-walled clear acrylic skylight 62% in combination with a single-walled opal acrylic skylight 66% in combination with a single-walled clear polycarbonate skylight 44% in combination with a single-walled opal polycarbonate skylight g-value 46% in combination with a single-walled clear acrylic skylight 40% in combination with a single-walled opal acrylic skylight 44% in combination with a single-walled clear polycarbonate skylight 32% in combination with a single-walled opal polycarbonate skylight Shape Spherical Guarantee 10 years | https://skylux.eu/en/products/skylux-160-ce-met-koepel-en-metaalopstand-met-lm-motor-en-windvang-idome-0900-x-0900-mm | https://skylux.eu/cdn/shop/files/Skylux-160deg-CE-met-koepel-en-metaalopstand-met-dubbele-LM-motor-en-windvang-iDome-0900-x-0900-mm-RWA-systeem.jpg?v=1702977706&width=1600 | https://skylux.eu/cdn/shop/files/e5a82811-1bb0-48e4-a776-cacb59c7c092_bf646d74-735e-4fa4-94cd-c05d87612fde.jpg?v=1688550447&width=1600 | //skylux.eu/cdn/shop/files/E_MH_Mounting_instructions_Skylux_160_CE_LM.pdf?v=12406716259046007223 | //skylux.eu/cdn/shop/files/E_TD_Technical_File_Skylux_Skylux_160_CE_Electric.pdf?v=3667116872303399239 | <table><tbody> <tr> <td>Number of walls</td> <td>Double glazing+ plastic skylight (max. single-walled)</td> </tr> <tr> <td>Insulation value (Ug-value)</td> <td>0.93 W/m²K in combination with a single-walled skylight</td> </tr> <tr> <td>Burglar-resistant</td> <td>Yes</td> </tr> <tr> <td>Fall-through safety</td> <td>Only in combination with a <a href="">polycarbonate plastic skylight</a> </td> </tr> <tr> <td>Acoustic value Rw</td> <td>40 dB</td> </tr> <tr> <td>LT-value</td> <td> <p>68% in combination with a single-walled clear acrylic skylight<br> 62% in combination with a single-walled opal acrylic skylight<br> 66% in combination with a single-walled clear polycarbonate skylight<br> 44% in combination with a single-walled opal polycarbonate skylight</p> </td> </tr> <tr> <td>g-value</td> <td>46% in combination with a single-walled clear acrylic skylight<br> 40% in combination with a single-walled opal acrylic skylight<br> 44% in combination with a single-walled clear polycarbonate skylight<br> 32% in combination with a single-walled opal polycarbonate skylight</td> </tr> <tr> <td>Shape</td> <td>Spherical</td> </tr> <tr> <td>Guarantee</td> <td>10 years</td> </tr> </tbody></table> | skylux-160-ce-met-koepel-en-metaalopstand-met-lm-motor-en-windvang-idome-0900-x-0900-mm | 8586007839053 | 46872298619213
Smoke and heat exhaust (SHEV) | SHE system | Skylux | Skylux 160° CE with skylight and metal curb with double LM-actuator and spoiler - iDome 0900 x 1200 mm |  | 94762 | 5412970947622 | 6774.8 | Yes | 30-45 | 138.27 | 900 x 1200 mm | 1200 | 900 |  | metal curb M30 (30 cm high) | Rectangular | 0.93 W/m²K | 46% - 31% | 68% - 37% | 40dB | 160° CE (for industry) | iDome | with spoiler | E | Double actuator | Maximum single-walled skylight possible for this product | Number of walls Double glazing+ plastic skylight (max. single-walled) Insulation value (Ug-value) 0.93 W/m²K in combination with a single-walled skylight Burglar-resistant Yes Fall-through safety Only in combination with a polycarbonate plastic skylight Acoustic value Rw 40 dB LT-value 68% in combination with a single-walled clear acrylic skylight 62% in combination with a single-walled opal acrylic skylight 66% in combination with a single-walled clear polycarbonate skylight 44% in combination with a single-walled opal polycarbonate skylight g-value 46% in combination with a single-walled clear acrylic skylight 40% in combination with a single-walled opal acrylic skylight 44% in combination with a single-walled clear polycarbonate skylight 32% in combination with a single-walled opal polycarbonate skylight Shape Spherical Guarantee 10 years | https://skylux.eu/en/products/skylux-160-ce-met-koepel-en-metaalopstand-met-lm-motor-en-windvang-idome-0900-x-1200-mm | https://skylux.eu/cdn/shop/files/Skylux-160deg-CE-met-koepel-en-metaalopstand-met-dubbele-LM-motor-en-windvang-iDome-0900-x-1200-mm-RWA-systeem.jpg?v=1702977711&width=1600 | https://skylux.eu/cdn/shop/files/e5a82811-1bb0-48e4-a776-cacb59c7c092_1efbbc64-c2da-4772-ad21-3f29dbebb284.jpg?v=1688550449&width=1600 | //skylux.eu/cdn/shop/files/E_MH_Mounting_instructions_Skylux_160_CE_LM.pdf?v=12406716259046007223 | //skylux.eu/cdn/shop/files/E_TD_Technical_File_Skylux_Skylux_160_CE_Electric.pdf?v=3667116872303399239 | <table><tbody> <tr> <td>Number of walls</td> <td>Double glazing+ plastic skylight (max. single-walled)</td> </tr> <tr> <td>Insulation value (Ug-value)</td> <td>0.93 W/m²K in combination with a single-walled skylight</td> </tr> <tr> <td>Burglar-resistant</td> <td>Yes</td> </tr> <tr> <td>Fall-through safety</td> <td>Only in combination with a <a href="">polycarbonate plastic skylight</a> </td> </tr> <tr> <td>Acoustic value Rw</td> <td>40 dB</td> </tr> <tr> <td>LT-value</td> <td> <p>68% in combination with a single-walled clear acrylic skylight<br> 62% in combination with a single-walled opal acrylic skylight<br> 66% in combination with a single-walled clear polycarbonate skylight<br> 44% in combination with a single-walled opal polycarbonate skylight</p> </td> </tr> <tr> <td>g-value</td> <td>46% in combination with a single-walled clear acrylic skylight<br> 40% in combination with a single-walled opal acrylic skylight<br> 44% in combination with a single-walled clear polycarbonate skylight<br> 32% in combination with a single-walled opal polycarbonate skylight</td> </tr> <tr> <td>Shape</td> <td>Spherical</td> </tr> <tr> <td>Guarantee</td> <td>10 years</td> </tr> </tbody></table> | skylux-160-ce-met-koepel-en-metaalopstand-met-lm-motor-en-windvang-idome-0900-x-1200-mm | 8586007904589 | 46872299340109
Smoke and heat exhaust (SHEV) | SHE system | Skylux | Skylux 160° CE with skylight and metal curb with double LM-actuator and spoiler - iDome 1000 x 1500 mm |  | 94764 | 5412970947646 | 7112.4 | Yes | 30-45 | 160.06 | 1000 x 1500 mm | 1500 | 1000 |  | metal curb M30 (30 cm high) | Rectangular | 0.93 W/m²K | 46% - 31% | 68% - 37% | 40dB | 160° CE (for industry) | iDome | with spoiler | E | Double actuator | Maximum single-walled skylight possible for this product | Number of walls Double glazing+ plastic skylight (max. single-walled) Insulation value (Ug-value) 0.93 W/m²K in combination with a single-walled skylight Burglar-resistant Yes Fall-through safety Only in combination with a polycarbonate plastic skylight Acoustic value Rw 40 dB LT-value 68% in combination with a single-walled clear acrylic skylight 62% in combination with a single-walled opal acrylic skylight 66% in combination with a single-walled clear polycarbonate skylight 44% in combination with a single-walled opal polycarbonate skylight g-value 46% in combination with a single-walled clear acrylic skylight 40% in combination with a single-walled opal acrylic skylight 44% in combination with a single-walled clear polycarbonate skylight 32% in combination with a single-walled opal polycarbonate skylight Shape Spherical Guarantee 10 years | https://skylux.eu/en/products/skylux-160-ce-met-koepel-en-metaalopstand-met-lm-motor-en-windvang-idome-1000-x-1500-mm | https://skylux.eu/cdn/shop/files/Skylux-160deg-CE-met-koepel-en-metaalopstand-met-dubbele-LM-motor-en-windvang-iDome-1000-x-1500-mm-RWA-systeem.jpg?v=1702977728&width=1600 | https://skylux.eu/cdn/shop/files/e5a82811-1bb0-48e4-a776-cacb59c7c092_7ce2fee7-bed6-4406-add6-d363f456c9ed.jpg?v=1688550453&width=1600 | //skylux.eu/cdn/shop/files/E_MH_Mounting_instructions_Skylux_160_CE_LM.pdf?v=12406716259046007223 | //skylux.eu/cdn/shop/files/E_TD_Technical_File_Skylux_Skylux_160_CE_Electric.pdf?v=3667116872303399239 | <table><tbody> <tr> <td>Number of walls</td> <td>Double glazing+ plastic skylight (max. single-walled)</td> </tr> <tr> <td>Insulation value (Ug-value)</td> <td>0.93 W/m²K in combination with a single-walled skylight</td> </tr> <tr> <td>Burglar-resistant</td> <td>Yes</td> </tr> <tr> <td>Fall-through safety</td> <td>Only in combination with a <a href="">polycarbonate plastic skylight</a> </td> </tr> <tr> <td>Acoustic value Rw</td> <td>40 dB</td> </tr> <tr> <td>LT-value</td> <td> <p>68% in combination with a single-walled clear acrylic skylight<br> 62% in combination with a single-walled opal acrylic skylight<br> 66% in combination with a single-walled clear polycarbonate skylight<br> 44% in combination with a single-walled opal polycarbonate skylight</p> </td> </tr> <tr> <td>g-value</td> <td>46% in combination with a single-walled clear acrylic skylight<br> 40% in combination with a single-walled opal acrylic skylight<br> 44% in combination with a single-walled clear polycarbonate skylight<br> 32% in combination with a single-walled opal polycarbonate skylight</td> </tr> <tr> <td>Shape</td> <td>Spherical</td> </tr> <tr> <td>Guarantee</td> <td>10 years</td> </tr> </tbody></table> | skylux-160-ce-met-koepel-en-metaalopstand-met-lm-motor-en-windvang-idome-1000-x-1500-mm | 8586008166733 | 46872300224845
Smoke and heat exhaust (SHEV) | SHE system | Skylux | Skylux 160° CE with skylight and metal curb with double LM-actuator and spoiler - iDome 1000 x 2000 mm |  | 94765 | 5412970947653 | 7831.15 | Yes | 30-45 | 196.5 | 1000 x 2000 mm | 2000 | 1000 |  | metal curb M30 (30 cm high) | Rectangular | 0.93 W/m²K | 46% - 31% | 68% - 37% | 40dB | 160° CE (for industry) | iDome | with spoiler | E | Double actuator | Maximum single-walled skylight possible for this product | Number of walls Double glazing+ plastic skylight (max. single-walled) Insulation value (Ug-value) 0.93 W/m²K in combination with a single-walled skylight Burglar-resistant Yes Fall-through safety Only in combination with a polycarbonate plastic skylight Acoustic value Rw 40 dB LT-value 68% in combination with a single-walled clear acrylic skylight 62% in combination with a single-walled opal acrylic skylight 66% in combination with a single-walled clear polycarbonate skylight 44% in combination with a single-walled opal polycarbonate skylight g-value 46% in combination with a single-walled clear acrylic skylight 40% in combination with a single-walled opal acrylic skylight 44% in combination with a single-walled clear polycarbonate skylight 32% in combination with a single-walled opal polycarbonate skylight Shape Spherical Guarantee 10 years | https://skylux.eu/en/products/skylux-160-ce-met-koepel-en-metaalopstand-met-lm-motor-en-windvang-idome-1000-x-2000-mm | https://skylux.eu/cdn/shop/files/Skylux-160deg-CE-met-koepel-en-metaalopstand-met-dubbele-LM-motor-en-windvang-iDome-1000-x-2000-mm-RWA-systeem.jpg?v=1702977733&width=1600 | https://skylux.eu/cdn/shop/files/e5a82811-1bb0-48e4-a776-cacb59c7c092_a2a016aa-da51-4462-9d56-57e13c68321f.jpg?v=1688550456&width=1600 | //skylux.eu/cdn/shop/files/E_MH_Mounting_instructions_Skylux_160_CE_LM.pdf?v=12406716259046007223 | //skylux.eu/cdn/shop/files/E_TD_Technical_File_Skylux_Skylux_160_CE_Electric.pdf?v=3667116872303399239 | <table><tbody> <tr> <td>Number of walls</td> <td>Double glazing+ plastic skylight (max. single-walled)</td> </tr> <tr> <td>Insulation value (Ug-value)</td> <td>0.93 W/m²K in combination with a single-walled skylight</td> </tr> <tr> <td>Burglar-resistant</td> <td>Yes</td> </tr> <tr> <td>Fall-through safety</td> <td>Only in combination with a <a href="">polycarbonate plastic skylight</a> </td> </tr> <tr> <td>Acoustic value Rw</td> <td>40 dB</td> </tr> <tr> <td>LT-value</td> <td> <p>68% in combination with a single-walled clear acrylic skylight<br> 62% in combination with a single-walled opal acrylic skylight<br> 66% in combination with a single-walled clear polycarbonate skylight<br> 44% in combination with a single-walled opal polycarbonate skylight</p> </td> </tr> <tr> <td>g-value</td> <td>46% in combination with a single-walled clear acrylic skylight<br> 40% in combination with a single-walled opal acrylic skylight<br> 44% in combination with a single-walled clear polycarbonate skylight<br> 32% in combination with a single-walled opal polycarbonate skylight</td> </tr> <tr> <td>Shape</td> <td>Spherical</td> </tr> <tr> <td>Guarantee</td> <td>10 years</td> </tr> </tbody></table> | skylux-160-ce-met-koepel-en-metaalopstand-met-lm-motor-en-windvang-idome-1000-x-2000-mm | 8586008232269 | 46872300486989
Smoke and heat exhaust (SHEV) | SHE system | Skylux | Skylux 160° CE with skylight and metal curb with double LM-actuator and spoiler - iDome 1200 x 1200 mm |  | 94757 | 5412970947578 | 7042.2 | Yes | 30-45 | 159.52 | 1200 x 1200 mm | 1200 | 1200 |  | metal curb M30 (30 cm high) | Square | 0.93 W/m²K | 46% - 31% | 68% - 37% | 40dB | 160° CE (for industry) | iDome | with spoiler | E | Double actuator | Maximum single-walled skylight possible for this product | Number of walls Double glazing+ plastic skylight (max. single-walled) Insulation value (Ug-value) 0.93 W/m²K in combination with a single-walled skylight Burglar-resistant Yes Fall-through safety Only in combination with a polycarbonate plastic skylight Acoustic value Rw 40 dB LT-value 68% in combination with a single-walled clear acrylic skylight 62% in combination with a single-walled opal acrylic skylight 66% in combination with a single-walled clear polycarbonate skylight 44% in combination with a single-walled opal polycarbonate skylight g-value 46% in combination with a single-walled clear acrylic skylight 40% in combination with a single-walled opal acrylic skylight 44% in combination with a single-walled clear polycarbonate skylight 32% in combination with a single-walled opal polycarbonate skylight Shape Spherical Guarantee 10 years | https://skylux.eu/en/products/skylux-160-ce-met-koepel-en-metaalopstand-met-lm-motor-en-windvang-idome-1200-x-1200-mm | https://skylux.eu/cdn/shop/files/Skylux-160deg-CE-met-koepel-en-metaalopstand-met-dubbele-LM-motor-en-windvang-iDome-1200-x-1200-mm-RWA-systeem.jpg?v=1702977744&width=1600 | https://skylux.eu/cdn/shop/files/e5a82811-1bb0-48e4-a776-cacb59c7c092_d60c7ab6-2b82-4a35-b4cd-ac2f9dc24afd.jpg?v=1688550459&width=1600 | //skylux.eu/cdn/shop/files/E_MH_Mounting_instructions_Skylux_160_CE_LM.pdf?v=12406716259046007223 | //skylux.eu/cdn/shop/files/E_TD_Technical_File_Skylux_Skylux_160_CE_Electric.pdf?v=3667116872303399239 | <table><tbody> <tr> <td>Number of walls</td> <td>Double glazing+ plastic skylight (max. single-walled)</td> </tr> <tr> <td>Insulation value (Ug-value)</td> <td>0.93 W/m²K in combination with a single-walled skylight</td> </tr> <tr> <td>Burglar-resistant</td> <td>Yes</td> </tr> <tr> <td>Fall-through safety</td> <td>Only in combination with a <a href="">polycarbonate plastic skylight</a> </td> </tr> <tr> <td>Acoustic value Rw</td> <td>40 dB</td> </tr> <tr> <td>LT-value</td> <td> <p>68% in combination with a single-walled clear acrylic skylight<br> 62% in combination with a single-walled opal acrylic skylight<br> 66% in combination with a single-walled clear polycarbonate skylight<br> 44% in combination with a single-walled opal polycarbonate skylight</p> </td> </tr> <tr> <td>g-value</td> <td>46% in combination with a single-walled clear acrylic skylight<br> 40% in combination with a single-walled opal acrylic skylight<br> 44% in combination with a single-walled clear polycarbonate skylight<br> 32% in combination with a single-walled opal polycarbonate skylight</td> </tr> <tr> <td>Shape</td> <td>Spherical</td> </tr> <tr> <td>Guarantee</td> <td>10 years</td> </tr> </tbody></table> | skylux-160-ce-met-koepel-en-metaalopstand-met-lm-motor-en-windvang-idome-1200-x-1200-mm | 8586008330573 | 46872300880205
Smoke and heat exhaust (SHEV) | SHE system | Skylux | Skylux 160° CE with skylight and metal curb with double LM-actuator and spoiler - iDome 1300 x 1300 mm |  | 94758 | 5412970947585 | 7244.3 | Yes | 30-45 | 173 | 1300 x 1300 mm | 1300 | 1300 |  | metal curb M30 (30 cm high) | Square | 0.93 W/m²K | 46% - 31% | 68% - 37% | 40dB | 160° CE (for industry) | iDome | with spoiler | E | Double actuator | Maximum single-walled skylight possible for this product | Number of walls Double glazing+ plastic skylight (max. single-walled) Insulation value (Ug-value) 0.93 W/m²K in combination with a single-walled skylight Burglar-resistant Yes Fall-through safety Only in combination with a polycarbonate plastic skylight Acoustic value Rw 40 dB LT-value 68% in combination with a single-walled clear acrylic skylight 62% in combination with a single-walled opal acrylic skylight 66% in combination with a single-walled clear polycarbonate skylight 44% in combination with a single-walled opal polycarbonate skylight g-value 46% in combination with a single-walled clear acrylic skylight 40% in combination with a single-walled opal acrylic skylight 44% in combination with a single-walled clear polycarbonate skylight 32% in combination with a single-walled opal polycarbonate skylight Shape Spherical Guarantee 10 years | https://skylux.eu/en/products/skylux-160-ce-met-koepel-en-metaalopstand-met-lm-motor-en-windvang-idome-1300-x-1300-mm | https://skylux.eu/cdn/shop/files/Skylux-160deg-CE-met-koepel-en-metaalopstand-met-dubbele-LM-motor-en-windvang-iDome-1300-x-1300-mm-RWA-systeem.jpg?v=1702977750&width=1600 | https://skylux.eu/cdn/shop/files/e5a82811-1bb0-48e4-a776-cacb59c7c092_9aef5405-5fe6-4437-91b2-238c7e869bf3.jpg?v=1688550461&width=1600 | //skylux.eu/cdn/shop/files/E_MH_Mounting_instructions_Skylux_160_CE_LM.pdf?v=12406716259046007223 | //skylux.eu/cdn/shop/files/E_TD_Technical_File_Skylux_Skylux_160_CE_Electric.pdf?v=3667116872303399239 | <table><tbody> <tr> <td>Number of walls</td> <td>Double glazing+ plastic skylight (max. single-walled)</td> </tr> <tr> <td>Insulation value (Ug-value)</td> <td>0.93 W/m²K in combination with a single-walled skylight</td> </tr> <tr> <td>Burglar-resistant</td> <td>Yes</td> </tr> <tr> <td>Fall-through safety</td> <td>Only in combination with a <a href="">polycarbonate plastic skylight</a> </td> </tr> <tr> <td>Acoustic value Rw</td> <td>40 dB</td> </tr> <tr> <td>LT-value</td> <td> <p>68% in combination with a single-walled clear acrylic skylight<br> 62% in combination with a single-walled opal acrylic skylight<br> 66% in combination with a single-walled clear polycarbonate skylight<br> 44% in combination with a single-walled opal polycarbonate skylight</p> </td> </tr> <tr> <td>g-value</td> <td>46% in combination with a single-walled clear acrylic skylight<br> 40% in combination with a single-walled opal acrylic skylight<br> 44% in combination with a single-walled clear polycarbonate skylight<br> 32% in combination with a single-walled opal polycarbonate skylight</td> </tr> <tr> <td>Shape</td> <td>Spherical</td> </tr> <tr> <td>Guarantee</td> <td>10 years</td> </tr> </tbody></table> | skylux-160-ce-met-koepel-en-metaalopstand-met-lm-motor-en-windvang-idome-1300-x-1300-mm | 8586008396109 | 46872301011277
Smoke and heat exhaust (SHEV) | SHE system | Skylux | Skylux 160° CE with skylight and metal curb with double LM-actuator and spoiler - iDome 1400 x 1400 mm |  | 94759 | 5412970947592 | 8157.85 | Yes | 30-45 | 189.19 | 1400 x 1400 mm | 1400 | 1400 |  | metal curb M30 (30 cm high) | Square | 0.93 W/m²K | 46% - 31% | 68% - 37% | 40dB | 160° CE (for industry) | iDome | with spoiler | E | Double actuator | Maximum single-walled skylight possible for this product | Number of walls Double glazing+ plastic skylight (max. single-walled) Insulation value (Ug-value) 0.93 W/m²K in combination with a single-walled skylight Burglar-resistant Yes Fall-through safety Only in combination with a polycarbonate plastic skylight Acoustic value Rw 40 dB LT-value 68% in combination with a single-walled clear acrylic skylight 62% in combination with a single-walled opal acrylic skylight 66% in combination with a single-walled clear polycarbonate skylight 44% in combination with a single-walled opal polycarbonate skylight g-value 46% in combination with a single-walled clear acrylic skylight 40% in combination with a single-walled opal acrylic skylight 44% in combination with a single-walled clear polycarbonate skylight 32% in combination with a single-walled opal polycarbonate skylight Shape Spherical Guarantee 10 years | https://skylux.eu/en/products/skylux-160-ce-met-koepel-en-metaalopstand-met-lm-motor-en-windvang-idome-1400-x-1400-mm | https://skylux.eu/cdn/shop/files/Skylux-160deg-CE-met-koepel-en-metaalopstand-met-dubbele-LM-motor-en-windvang-iDome-1400-x-1400-mm-RWA-systeem.jpg?v=1702977756&width=1600 | https://skylux.eu/cdn/shop/files/e5a82811-1bb0-48e4-a776-cacb59c7c092_ed2fe7fa-6c7f-45d0-96a0-2119e4668421.jpg?v=1688550463&width=1600 | //skylux.eu/cdn/shop/files/E_MH_Mounting_instructions_Skylux_160_CE_LM.pdf?v=12406716259046007223 | //skylux.eu/cdn/shop/files/E_TD_Technical_File_Skylux_Skylux_160_CE_Electric.pdf?v=3667116872303399239 | <table><tbody> <tr> <td>Number of walls</td> <td>Double glazing+ plastic skylight (max. single-walled)</td> </tr> <tr> <td>Insulation value (Ug-value)</td> <td>0.93 W/m²K in combination with a single-walled skylight</td> </tr> <tr> <td>Burglar-resistant</td> <td>Yes</td> </tr> <tr> <td>Fall-through safety</td> <td>Only in combination with a <a href="">polycarbonate plastic skylight</a> </td> </tr> <tr> <td>Acoustic value Rw</td> <td>40 dB</td> </tr> <tr> <td>LT-value</td> <td> <p>68% in combination with a single-walled clear acrylic skylight<br> 62% in combination with a single-walled opal acrylic skylight<br> 66% in combination with a single-walled clear polycarbonate skylight<br> 44% in combination with a single-walled opal polycarbonate skylight</p> </td> </tr> <tr> <td>g-value</td> <td>46% in combination with a single-walled clear acrylic skylight<br> 40% in combination with a single-walled opal acrylic skylight<br> 44% in combination with a single-walled clear polycarbonate skylight<br> 32% in combination with a single-walled opal polycarbonate skylight</td> </tr> <tr> <td>Shape</td> <td>Spherical</td> </tr> <tr> <td>Guarantee</td> <td>10 years</td> </tr> </tbody></table> | skylux-160-ce-met-koepel-en-metaalopstand-met-lm-motor-en-windvang-idome-1400-x-1400-mm | 8586008494413 | 46872301175117
Smoke and heat exhaust (SHEV) | SHE system | Skylux | Skylux 160° CE with skylight and metal curb with double LM-actuator and spoiler - iWindow2 0800 x 1300 mm |  | 94773 | 5412970947738 | 6417.85 | Yes | 30-45 | 146.37 | 800 x 1300 mm | 1300 | 800 |  | metal curb M30 (30 cm high) | Rectangular | 1.00 W/m²K | 52% | 75% | 39dB | 160° CE (for industry) | iWindow2 | with spoiler | E | Double actuator |  | Material Clear Number of walls Double-walled Insulation value (Ug-value) 1 W/m²K Acoustic value Rw 39 dB Fall-through safety Yes LT-value 75 % g-value 52 % Weight 44 kg/m² Guarantee 10 years | https://skylux.eu/en/products/skylux-160-ce-met-koepel-en-metaalopstand-met-lm-motor-en-windvang-iwindow2-0800-x-1300-mm | https://skylux.eu/cdn/shop/files/Skylux-160deg-CE-met-koepel-en-metaalopstand-met-dubbele-LM-motor-en-windvang-iWindow2-0800-x-1300-mm-RWA-systeem.jpg?v=1702977768&width=1600 | https://skylux.eu/cdn/shop/files/e5a82811-1bb0-48e4-a776-cacb59c7c092_d1379d6d-34d2-4a05-82de-dcd240047fc0.jpg?v=1688550466&width=1600 | //skylux.eu/cdn/shop/files/E_MH_Mounting_instructions_Skylux_160_CE_LM.pdf?v=12406716259046007223 | //skylux.eu/cdn/shop/files/E_TD_Technical_File_Skylux_Skylux_160_CE_Electric.pdf?v=3667116872303399239 | <table data-mce-selected="1"><tbody> <tr> <td data-mce-selected="1">Material<br> </td> <td data-mce-selected="1">Clear<br> </td> </tr> <tr> <td data-mce-selected="1"> <span class="text">Number of walls</span><br> </td> <td data-mce-selected="1">Double-walled<br> </td> </tr> <tr> <td data-mce-selected="1"> <div class="product-specification-name"> <div class="d-flex align-items-center"><span class="text">Insulation value (Ug-value)</span></div> </div> </td> <td data-mce-selected="1">1 W/m²K<br> </td> </tr> <tr> <td data-mce-selected="1">Acoustic value Rw<br> </td> <td data-mce-selected="1">39 dB<br> </td> </tr> <tr> <td data-mce-selected="1">Fall-through safety<br> </td> <td data-mce-selected="1">Yes</td> </tr> <tr> <td data-mce-selected="1">LT-value<br> </td> <td data-mce-selected="1">75 %<br> </td> </tr> <tr> <td data-mce-selected="1"> <span class="text">g-value</span><br> </td> <td data-mce-selected="1">52 %<br> </td> </tr> <tr> <td data-mce-selected="1">Weight<br> </td> <td data-mce-selected="1">44 kg/m²<br> </td> </tr> <tr> <td data-mce-selected="1"> <span class="text">Guarantee</span><br> </td> <td data-mce-selected="1">10 years</td> </tr> </tbody></table> | skylux-160-ce-met-koepel-en-metaalopstand-met-lm-motor-en-windvang-iwindow2-0800-x-1300-mm | 8586008625485 | 46872301568333
Smoke and heat exhaust (SHEV) | SHE system | Skylux | Skylux 160° CE with skylight and metal curb with double LM-actuator and spoiler - iWindow2 0900 x 0900 mm |  | 94766 | 5412970947660 | 6140.75 | Yes | 30-45 | 130.32 | 900 x 900 mm | 900 | 900 |  | metal curb M30 (30 cm high) | Square | 1.00 W/m²K | 52% | 75% | 39dB | 160° CE (for industry) | iWindow2 | with spoiler | E | Double actuator |  | Material Clear Number of walls Double-walled Insulation value (Ug-value) 1 W/m²K Acoustic value Rw 39 dB Fall-through safety Yes LT-value 75 % g-value 52 % Weight 44 kg/m² Guarantee 10 years | https://skylux.eu/en/products/skylux-160-ce-met-koepel-en-metaalopstand-met-lm-motor-en-windvang-iwindow2-0900-x-0900-mm | https://skylux.eu/cdn/shop/files/Skylux-160deg-CE-met-koepel-en-metaalopstand-met-dubbele-LM-motor-en-windvang-iWindow2-0900-x-0900-mm-RWA-systeem.jpg?v=1702977774&width=1600 | https://skylux.eu/cdn/shop/files/e5a82811-1bb0-48e4-a776-cacb59c7c092_c2d83109-447a-43af-b514-3196edc2bcb5.jpg?v=1688550468&width=1600 | //skylux.eu/cdn/shop/files/E_MH_Mounting_instructions_Skylux_160_CE_LM.pdf?v=12406716259046007223 | //skylux.eu/cdn/shop/files/E_TD_Technical_File_Skylux_Skylux_160_CE_Electric.pdf?v=3667116872303399239 | <table data-mce-selected="1"><tbody> <tr> <td data-mce-selected="1">Material<br> </td> <td data-mce-selected="1">Clear<br> </td> </tr> <tr> <td data-mce-selected="1"> <span class="text">Number of walls</span><br> </td> <td data-mce-selected="1">Double-walled<br> </td> </tr> <tr> <td data-mce-selected="1"> <div class="product-specification-name"> <div class="d-flex align-items-center"><span class="text">Insulation value (Ug-value)</span></div> </div> </td> <td data-mce-selected="1">1 W/m²K<br> </td> </tr> <tr> <td data-mce-selected="1">Acoustic value Rw<br> </td> <td data-mce-selected="1">39 dB<br> </td> </tr> <tr> <td data-mce-selected="1">Fall-through safety<br> </td> <td data-mce-selected="1">Yes</td> </tr> <tr> <td data-mce-selected="1">LT-value<br> </td> <td data-mce-selected="1">75 %<br> </td> </tr> <tr> <td data-mce-selected="1"> <span class="text">g-value</span><br> </td> <td data-mce-selected="1">52 %<br> </td> </tr> <tr> <td data-mce-selected="1">Weight<br> </td> <td data-mce-selected="1">44 kg/m²<br> </td> </tr> <tr> <td data-mce-selected="1"> <span class="text">Guarantee</span><br> </td> <td data-mce-selected="1">10 years</td> </tr> </tbody></table> | skylux-160-ce-met-koepel-en-metaalopstand-met-lm-motor-en-windvang-iwindow2-0900-x-0900-mm | 8586008756557 | 46872301699405
Smoke and heat exhaust (SHEV) | SHE system | Skylux | Skylux 160° CE with skylight and metal curb with double LM-actuator and spoiler - iWindow2 0900 x 1200 mm |  | 94774 | 5412970947745 | 6710.7 | Yes | 30-45 | 148.71 | 900 x 1200 mm | 1200 | 900 |  | metal curb M30 (30 cm high) | Rectangular | 1.00 W/m²K | 52% | 75% | 39dB | 160° CE (for industry) | iWindow2 | with spoiler | E | Double actuator |  | Material Clear Number of walls Double-walled Insulation value (Ug-value) 1 W/m²K Acoustic value Rw 39 dB Fall-through safety Yes LT-value 75 % g-value 52 % Weight 44 kg/m² Guarantee 10 years | https://skylux.eu/en/products/skylux-160-ce-met-koepel-en-metaalopstand-met-lm-motor-en-windvang-iwindow2-0900-x-1200-mm | https://skylux.eu/cdn/shop/files/Skylux-160deg-CE-met-koepel-en-metaalopstand-met-dubbele-LM-motor-en-windvang-iWindow2-0900-x-1200-mm-RWA-systeem.jpg?v=1702977779&width=1600 | https://skylux.eu/cdn/shop/files/e5a82811-1bb0-48e4-a776-cacb59c7c092_61f48610-89d1-495e-a4c4-3508b321e495.jpg?v=1688550470&width=1600 | //skylux.eu/cdn/shop/files/E_MH_Mounting_instructions_Skylux_160_CE_LM.pdf?v=12406716259046007223 | //skylux.eu/cdn/shop/files/E_TD_Technical_File_Skylux_Skylux_160_CE_Electric.pdf?v=3667116872303399239 | <table data-mce-selected="1"><tbody> <tr> <td data-mce-selected="1">Material<br> </td> <td data-mce-selected="1">Clear<br> </td> </tr> <tr> <td data-mce-selected="1"> <span class="text">Number of walls</span><br> </td> <td data-mce-selected="1">Double-walled<br> </td> </tr> <tr> <td data-mce-selected="1"> <div class="product-specification-name"> <div class="d-flex align-items-center"><span class="text">Insulation value (Ug-value)</span></div> </div> </td> <td data-mce-selected="1">1 W/m²K<br> </td> </tr> <tr> <td data-mce-selected="1">Acoustic value Rw<br> </td> <td data-mce-selected="1">39 dB<br> </td> </tr> <tr> <td data-mce-selected="1">Fall-through safety<br> </td> <td data-mce-selected="1">Yes</td> </tr> <tr> <td data-mce-selected="1">LT-value<br> </td> <td data-mce-selected="1">75 %<br> </td> </tr> <tr> <td data-mce-selected="1"> <span class="text">g-value</span><br> </td> <td data-mce-selected="1">52 %<br> </td> </tr> <tr> <td data-mce-selected="1">Weight<br> </td> <td data-mce-selected="1">44 kg/m²<br> </td> </tr> <tr> <td data-mce-selected="1"> <span class="text">Guarantee</span><br> </td> <td data-mce-selected="1">10 years</td> </tr> </tbody></table> | skylux-160-ce-met-koepel-en-metaalopstand-met-lm-motor-en-windvang-iwindow2-0900-x-1200-mm | 8586008822093 | 46872301896013
Smoke and heat exhaust (SHEV) | SHE system | Skylux | Skylux 160° CE with skylight and metal curb with double LM-actuator and spoiler - iWindow2 1000 x 1500 mm |  | 94776 | 5412970947769 | 7024.05 | Yes | 30-45 | 171.7 | 1000 x 1500 mm | 1500 | 1000 |  | metal curb M30 (30 cm high) | Rectangular | 1.00 W/m²K | 52% | 75% | 39dB | 160° CE (for industry) | iWindow2 | with spoiler | E | Double actuator |  | Material Clear Number of walls Double-walled Insulation value (Ug-value) 1 W/m²K Acoustic value Rw 39 dB Fall-through safety Yes LT-value 75 % g-value 52 % Weight 44 kg/m² Guarantee 10 years | https://skylux.eu/en/products/skylux-160-ce-met-koepel-en-metaalopstand-met-lm-motor-en-windvang-iwindow2-1000-x-1500-mm | https://skylux.eu/cdn/shop/files/Skylux-160deg-CE-met-koepel-en-metaalopstand-met-dubbele-LM-motor-en-windvang-iWindow2-1000-x-1500-mm-RWA-systeem.jpg?v=1702977796&width=1600 | https://skylux.eu/cdn/shop/files/e5a82811-1bb0-48e4-a776-cacb59c7c092_33f022db-7b73-41d2-b37a-7f4a7cbde12b.jpg?v=1688550473&width=1600 | //skylux.eu/cdn/shop/files/E_MH_Mounting_instructions_Skylux_160_CE_LM.pdf?v=12406716259046007223 | //skylux.eu/cdn/shop/files/E_TD_Technical_File_Skylux_Skylux_160_CE_Electric.pdf?v=3667116872303399239 | <table data-mce-selected="1"><tbody> <tr> <td data-mce-selected="1">Material<br> </td> <td data-mce-selected="1">Clear<br> </td> </tr> <tr> <td data-mce-selected="1"> <span class="text">Number of walls</span><br> </td> <td data-mce-selected="1">Double-walled<br> </td> </tr> <tr> <td data-mce-selected="1"> <div class="product-specification-name"> <div class="d-flex align-items-center"><span class="text">Insulation value (Ug-value)</span></div> </div> </td> <td data-mce-selected="1">1 W/m²K<br> </td> </tr> <tr> <td data-mce-selected="1">Acoustic value Rw<br> </td> <td data-mce-selected="1">39 dB<br> </td> </tr> <tr> <td data-mce-selected="1">Fall-through safety<br> </td> <td data-mce-selected="1">Yes</td> </tr> <tr> <td data-mce-selected="1">LT-value<br> </td> <td data-mce-selected="1">75 %<br> </td> </tr> <tr> <td data-mce-selected="1"> <span class="text">g-value</span><br> </td> <td data-mce-selected="1">52 %<br> </td> </tr> <tr> <td data-mce-selected="1">Weight<br> </td> <td data-mce-selected="1">44 kg/m²<br> </td> </tr> <tr> <td data-mce-selected="1"> <span class="text">Guarantee</span><br> </td> <td data-mce-selected="1">10 years</td> </tr> </tbody></table> | skylux-160-ce-met-koepel-en-metaalopstand-met-lm-motor-en-windvang-iwindow2-1000-x-1500-mm | 8586009051469 | 46872302911821
Smoke and heat exhaust (SHEV) | SHE system | Skylux | Skylux 160° CE with skylight and metal curb with double LM-actuator and spoiler - iWindow2 1000 x 2000 mm |  | 94777 | 5412970947776 | 8217.15 | Yes | 30-45 | 221.01 | 1000 x 2000 mm | 2000 | 1000 |  | metal curb M30 (30 cm high) | Rectangular | 1.00 W/m²K | 52% | 75% | 39dB | 160° CE (for industry) | iWindow2 | with spoiler | E | Double actuator |  | Material Clear Number of walls Double-walled Insulation value (Ug-value) 1 W/m²K Acoustic value Rw 39 dB Fall-through safety Yes LT-value 75 % g-value 52 % Weight 44 kg/m² Guarantee 10 years | https://skylux.eu/en/products/skylux-160-ce-met-koepel-en-metaalopstand-met-lm-motor-en-windvang-iwindow2-1000-x-2000-mm | https://skylux.eu/cdn/shop/files/Skylux-160deg-CE-met-koepel-en-metaalopstand-met-dubbele-LM-motor-en-windvang-iWindow2-1000-x-2000-mm-RWA-systeem.jpg?v=1702977801&width=1600 | https://skylux.eu/cdn/shop/files/e5a82811-1bb0-48e4-a776-cacb59c7c092_dd825b10-d467-4eeb-ba89-a7c5847617f1.jpg?v=1688550475&width=1600 | //skylux.eu/cdn/shop/files/E_MH_Mounting_instructions_Skylux_160_CE_LM.pdf?v=12406716259046007223 | //skylux.eu/cdn/shop/files/E_TD_Technical_File_Skylux_Skylux_160_CE_Electric.pdf?v=3667116872303399239 | <table data-mce-selected="1"><tbody> <tr> <td data-mce-selected="1">Material<br> </td> <td data-mce-selected="1">Clear<br> </td> </tr> <tr> <td data-mce-selected="1"> <span class="text">Number of walls</span><br> </td> <td data-mce-selected="1">Double-walled<br> </td> </tr> <tr> <td data-mce-selected="1"> <div class="product-specification-name"> <div class="d-flex align-items-center"><span class="text">Insulation value (Ug-value)</span></div> </div> </td> <td data-mce-selected="1">1 W/m²K<br> </td> </tr> <tr> <td data-mce-selected="1">Acoustic value Rw<br> </td> <td data-mce-selected="1">39 dB<br> </td> </tr> <tr> <td data-mce-selected="1">Fall-through safety<br> </td> <td data-mce-selected="1">Yes</td> </tr> <tr> <td data-mce-selected="1">LT-value<br> </td> <td data-mce-selected="1">75 %<br> </td> </tr> <tr> <td data-mce-selected="1"> <span class="text">g-value</span><br> </td> <td data-mce-selected="1">52 %<br> </td> </tr> <tr> <td data-mce-selected="1">Weight<br> </td> <td data-mce-selected="1">44 kg/m²<br> </td> </tr> <tr> <td data-mce-selected="1"> <span class="text">Guarantee</span><br> </td> <td data-mce-selected="1">10 years</td> </tr> </tbody></table> | skylux-160-ce-met-koepel-en-metaalopstand-met-lm-motor-en-windvang-iwindow2-1000-x-2000-mm | 8586009117005 | 46872303010125
Smoke and heat exhaust (SHEV) | SHE system | Skylux | Skylux 160° CE with skylight and metal curb with double LM-actuator and spoiler - iWindow2 1200 x 1200 mm |  | 94769 | 5412970947691 | 7021.65 | Yes | 30-45 | 178.44 | 1200 x 1200 mm | 1200 | 1200 |  | metal curb M30 (30 cm high) | Square | 1.00 W/m²K | 52% | 75% | 39dB | 160° CE (for industry) | iWindow2 | with spoiler | E | Double actuator |  | Material Clear Number of walls Double-walled Insulation value (Ug-value) 1 W/m²K Acoustic value Rw 39 dB Fall-through safety Yes LT-value 75 % g-value 52 % Weight 44 kg/m² Guarantee 10 years | https://skylux.eu/en/products/skylux-160-ce-met-koepel-en-metaalopstand-met-lm-motor-en-windvang-iwindow2-1200-x-1200-mm | https://skylux.eu/cdn/shop/files/Skylux-160deg-CE-met-koepel-en-metaalopstand-met-dubbele-LM-motor-en-windvang-iWindow2-1200-x-1200-mm-RWA-systeem.jpg?v=1702977812&width=1600 | https://skylux.eu/cdn/shop/files/e5a82811-1bb0-48e4-a776-cacb59c7c092_5aa973b7-b88a-4ab9-8125-de93b0dd3e4a.jpg?v=1688550479&width=1600 | //skylux.eu/cdn/shop/files/E_MH_Mounting_instructions_Skylux_160_CE_LM.pdf?v=12406716259046007223 | //skylux.eu/cdn/shop/files/E_TD_Technical_File_Skylux_Skylux_160_CE_Electric.pdf?v=3667116872303399239 | <table data-mce-selected="1"><tbody> <tr> <td data-mce-selected="1">Material<br> </td> <td data-mce-selected="1">Clear<br> </td> </tr> <tr> <td data-mce-selected="1"> <span class="text">Number of walls</span><br> </td> <td data-mce-selected="1">Double-walled<br> </td> </tr> <tr> <td data-mce-selected="1"> <div class="product-specification-name"> <div class="d-flex align-items-center"><span class="text">Insulation value (Ug-value)</span></div> </div> </td> <td data-mce-selected="1">1 W/m²K<br> </td> </tr> <tr> <td data-mce-selected="1">Acoustic value Rw<br> </td> <td data-mce-selected="1">39 dB<br> </td> </tr> <tr> <td data-mce-selected="1">Fall-through safety<br> </td> <td data-mce-selected="1">Yes</td> </tr> <tr> <td data-mce-selected="1">LT-value<br> </td> <td data-mce-selected="1">75 %<br> </td> </tr> <tr> <td data-mce-selected="1"> <span class="text">g-value</span><br> </td> <td data-mce-selected="1">52 %<br> </td> </tr> <tr> <td data-mce-selected="1">Weight<br> </td> <td data-mce-selected="1">44 kg/m²<br> </td> </tr> <tr> <td data-mce-selected="1"> <span class="text">Guarantee</span><br> </td> <td data-mce-selected="1">10 years</td> </tr> </tbody></table> | skylux-160-ce-met-koepel-en-metaalopstand-met-lm-motor-en-windvang-iwindow2-1200-x-1200-mm | 8586009215309 | 46872303305037
Smoke and heat exhaust (SHEV) | SHE system | Skylux | Skylux 160° CE with skylight and metal curb with double LM-actuator and spoiler - iWindow2 1300 x 1300 mm |  | 94770 | 5412970947707 | 7217.65 | Yes | 30-45 | 194.77 | 1300 x 1300 mm | 1300 | 1300 |  | metal curb M30 (30 cm high) | Square | 1.00 W/m²K | 52% | 75% | 39dB | 160° CE (for industry) | iWindow2 | with spoiler | E | Double actuator |  | Material Clear Number of walls Double-walled Insulation value (Ug-value) 1 W/m²K Acoustic value Rw 39 dB Fall-through safety Yes LT-value 75 % g-value 52 % Weight 44 kg/m² Guarantee 10 years | https://skylux.eu/en/products/skylux-160-ce-met-koepel-en-metaalopstand-met-lm-motor-en-windvang-iwindow2-1300-x-1300-mm | https://skylux.eu/cdn/shop/files/Skylux-160deg-CE-met-koepel-en-metaalopstand-met-dubbele-LM-motor-en-windvang-iWindow2-1300-x-1300-mm-RWA-systeem.jpg?v=1702977817&width=1600 | https://skylux.eu/cdn/shop/files/e5a82811-1bb0-48e4-a776-cacb59c7c092_01ea6312-52e3-49ae-8f79-f4e7a1cb20cb.jpg?v=1688550481&width=1600 | //skylux.eu/cdn/shop/files/E_MH_Mounting_instructions_Skylux_160_CE_LM.pdf?v=12406716259046007223 | //skylux.eu/cdn/shop/files/E_TD_Technical_File_Skylux_Skylux_160_CE_Electric.pdf?v=3667116872303399239 | <table data-mce-selected="1"><tbody> <tr> <td data-mce-selected="1">Material<br> </td> <td data-mce-selected="1">Clear<br> </td> </tr> <tr> <td data-mce-selected="1"> <span class="text">Number of walls</span><br> </td> <td data-mce-selected="1">Double-walled<br> </td> </tr> <tr> <td data-mce-selected="1"> <div class="product-specification-name"> <div class="d-flex align-items-center"><span class="text">Insulation value (Ug-value)</span></div> </div> </td> <td data-mce-selected="1">1 W/m²K<br> </td> </tr> <tr> <td data-mce-selected="1">Acoustic value Rw<br> </td> <td data-mce-selected="1">39 dB<br> </td> </tr> <tr> <td data-mce-selected="1">Fall-through safety<br> </td> <td data-mce-selected="1">Yes</td> </tr> <tr> <td data-mce-selected="1">LT-value<br> </td> <td data-mce-selected="1">75 %<br> </td> </tr> <tr> <td data-mce-selected="1"> <span class="text">g-value</span><br> </td> <td data-mce-selected="1">52 %<br> </td> </tr> <tr> <td data-mce-selected="1">Weight<br> </td> <td data-mce-selected="1">44 kg/m²<br> </td> </tr> <tr> <td data-mce-selected="1"> <span class="text">Guarantee</span><br> </td> <td data-mce-selected="1">10 years</td> </tr> </tbody></table> | skylux-160-ce-met-koepel-en-metaalopstand-met-lm-motor-en-windvang-iwindow2-1300-x-1300-mm | 8586009313613 | 46872303501645
Smoke and heat exhaust (SHEV) | SHE system | Skylux | Skylux 160° CE with skylight and metal curb with double LM-actuator and spoiler - iWindow2 1400 x 1400 mm |  | 94771 | 5412970947714 | 8098.55 | Yes | 30-45 | 213.34 | 1400 x 1400 mm | 1400 | 1400 |  | metal curb M30 (30 cm high) | Square | 1.00 W/m²K | 52% | 75% | 39dB | 160° CE (for industry) | iWindow2 | with spoiler | E | Double actuator |  | Material Clear Number of walls Double-walled Insulation value (Ug-value) 1 W/m²K Acoustic value Rw 39 dB Fall-through safety Yes LT-value 75 % g-value 52 % Weight 44 kg/m² Guarantee 10 years | https://skylux.eu/en/products/skylux-160-ce-met-koepel-en-metaalopstand-met-lm-motor-en-windvang-iwindow2-1400-x-1400-mm | https://skylux.eu/cdn/shop/files/Skylux-160deg-CE-met-koepel-en-metaalopstand-met-dubbele-LM-motor-en-windvang-iWindow2-1400-x-1400-mm-RWA-systeem.jpg?v=1702977823&width=1600 | https://skylux.eu/cdn/shop/files/e5a82811-1bb0-48e4-a776-cacb59c7c092_2c3620b8-4a6a-4caf-8370-d0187741cf6d.jpg?v=1688550483&width=1600 | //skylux.eu/cdn/shop/files/E_MH_Mounting_instructions_Skylux_160_CE_LM.pdf?v=12406716259046007223 | //skylux.eu/cdn/shop/files/E_TD_Technical_File_Skylux_Skylux_160_CE_Electric.pdf?v=3667116872303399239 | <table data-mce-selected="1"><tbody> <tr> <td data-mce-selected="1">Material<br> </td> <td data-mce-selected="1">Clear<br> </td> </tr> <tr> <td data-mce-selected="1"> <span class="text">Number of walls</span><br> </td> <td data-mce-selected="1">Double-walled<br> </td> </tr> <tr> <td data-mce-selected="1"> <div class="product-specification-name"> <div class="d-flex align-items-center"><span class="text">Insulation value (Ug-value)</span></div> </div> </td> <td data-mce-selected="1">1 W/m²K<br> </td> </tr> <tr> <td data-mce-selected="1">Acoustic value Rw<br> </td> <td data-mce-selected="1">39 dB<br> </td> </tr> <tr> <td data-mce-selected="1">Fall-through safety<br> </td> <td data-mce-selected="1">Yes</td> </tr> <tr> <td data-mce-selected="1">LT-value<br> </td> <td data-mce-selected="1">75 %<br> </td> </tr> <tr> <td data-mce-selected="1"> <span class="text">g-value</span><br> </td> <td data-mce-selected="1">52 %<br> </td> </tr> <tr> <td data-mce-selected="1">Weight<br> </td> <td data-mce-selected="1">44 kg/m²<br> </td> </tr> <tr> <td data-mce-selected="1"> <span class="text">Guarantee</span><br> </td> <td data-mce-selected="1">10 years</td> </tr> </tbody></table> | skylux-160-ce-met-koepel-en-metaalopstand-met-lm-motor-en-windvang-iwindow2-1400-x-1400-mm | 8586009411917 | 46872303665485
Smoke and heat exhaust (SHEV) | SHE system | Skylux | Skylux 160° CE with skylight and metal curb with double LM-actuator and spoiler - iWindow3 0900 x 1200 mm |  | 94782 | 5412970947820 | 7494.75 | Yes | 30-45 | 171.41 | 900 x 1200 mm | 1200 | 900 |  | metal curb M30 (30 cm high) | Rectangular | 0.50 W/m²K | 42% | 63% | 41dB | 160° CE (for industry) | iWindow3 | with spoiler | E | Double actuator |  | Material Clear Number of walls Triple-walled Insulation value (Ug-value) 0.5 W/m²K Acoustic value Rw 41 dB Fall-through safety Yes LT-value 63 % g-value 42 % Weight 60 kg/m² Guarantee 10 years | https://skylux.eu/en/products/skylux-160-ce-met-koepel-en-metaalopstand-met-lm-motor-en-windvang-iwindow3-0900-x-1200-mm | https://skylux.eu/cdn/shop/files/Skylux-160deg-CE-met-koepel-en-metaalopstand-met-dubbele-LM-motor-en-windvang-iWindow3-0900-x-1200-mm-RWA-systeem.jpg?v=1702977833&width=1600 | https://skylux.eu/cdn/shop/files/e5a82811-1bb0-48e4-a776-cacb59c7c092_a3542d70-e011-4354-97cd-1270a3b2fa9c.jpg?v=1688550486&width=1600 | //skylux.eu/cdn/shop/files/E_MH_Mounting_instructions_Skylux_160_CE_LM.pdf?v=12406716259046007223 | //skylux.eu/cdn/shop/files/E_TD_Technical_File_Skylux_Skylux_160_CE_Electric.pdf?v=3667116872303399239 | <table><tbody> <tr> <td>Material</td> <td>Clear</td> </tr> <tr> <td>Number of walls</td> <td>Triple-walled</td> </tr> <tr> <td>Insulation value (Ug-value)</td> <td>0.5 W/m²K</td> </tr> <tr> <td>Acoustic value Rw</td> <td>41 dB</td> </tr> <tr> <td>Fall-through safety</td> <td>Yes</td> </tr> <tr> <td>LT-value</td> <td> <div class="product-specification"> <div class="product-specification-value"> <div class="d-flex align-items-center"><span class="text">63 %</span></div> </div> </div> <div class="product-specification"></div> </td> </tr> <tr> <td>g-value</td> <td>42 %</td> </tr> <tr> <td>Weight</td> <td>60 kg/m²</td> </tr> <tr> <td>Guarantee</td> <td>10 years</td> </tr> </tbody></table> | skylux-160-ce-met-koepel-en-metaalopstand-met-lm-motor-en-windvang-iwindow3-0900-x-1200-mm | 8586009575757 | 46872304058701
Smoke and heat exhaust (SHEV) | SHE system | Skylux | Skylux 160° CE with skylight and metal curb with double LM-actuator and spoiler - iWindow3 1000 x 1500 mm |  | 94783 | 5412970947837 | 8125.15 | Yes | 30-45 | 211.97 | 1000 x 1500 mm | 1500 | 1000 |  | metal curb M30 (30 cm high) | Rectangular | 0.50 W/m²K | 42% | 63% | 41dB | 160° CE (for industry) | iWindow3 | with spoiler | E | Double actuator |  | Material Clear Number of walls Triple-walled Insulation value (Ug-value) 0.5 W/m²K Acoustic value Rw 41 dB Fall-through safety Yes LT-value 63 % g-value 42 % Weight 60 kg/m² Guarantee 10 years | https://skylux.eu/en/products/skylux-160-ce-met-koepel-en-metaalopstand-met-lm-motor-en-windvang-iwindow3-1000-x-1500-mm | https://skylux.eu/cdn/shop/files/Skylux-160deg-CE-met-koepel-en-metaalopstand-met-dubbele-LM-motor-en-windvang-iWindow3-1000-x-1500-mm-RWA-systeem.jpg?v=1702977844&width=1600 | https://skylux.eu/cdn/shop/files/e5a82811-1bb0-48e4-a776-cacb59c7c092_2ec88fbd-fd76-4f3f-8d86-f8331d013d27.jpg?v=1688550489&width=1600 | //skylux.eu/cdn/shop/files/E_MH_Mounting_instructions_Skylux_160_CE_LM.pdf?v=12406716259046007223 | //skylux.eu/cdn/shop/files/E_TD_Technical_File_Skylux_Skylux_160_CE_Electric.pdf?v=3667116872303399239 | <table><tbody> <tr> <td>Material</td> <td>Clear</td> </tr> <tr> <td>Number of walls</td> <td>Triple-walled</td> </tr> <tr> <td>Insulation value (Ug-value)</td> <td>0.5 W/m²K</td> </tr> <tr> <td>Acoustic value Rw</td> <td>41 dB</td> </tr> <tr> <td>Fall-through safety</td> <td>Yes</td> </tr> <tr> <td>LT-value</td> <td> <div class="product-specification"> <div class="product-specification-value"> <div class="d-flex align-items-center"><span class="text">63 %</span></div> </div> </div> <div class="product-specification"></div> </td> </tr> <tr> <td>g-value</td> <td>42 %</td> </tr> <tr> <td>Weight</td> <td>60 kg/m²</td> </tr> <tr> <td>Guarantee</td> <td>10 years</td> </tr> </tbody></table> | skylux-160-ce-met-koepel-en-metaalopstand-met-lm-motor-en-windvang-iwindow3-1000-x-1500-mm | 8586009739597 | 46872304386381
Smoke and heat exhaust (SHEV) | SHE system | Skylux | Skylux 160° CE with skylight and metal curb with double LM-actuator and spoiler - iWindow3 1100 x 1100 mm |  | 94779 | 5412970947790 | 7592.75 | Yes | 30-45 | 170.66 | 1100 x 1100 mm | 1100 | 1100 |  | metal curb M30 (30 cm high) | Square | 0.50 W/m²K | 42% | 63% | 41dB | 160° CE (for industry) | iWindow3 | with spoiler | E | Double actuator |  | Material Clear Number of walls Triple-walled Insulation value (Ug-value) 0.5 W/m²K Acoustic value Rw 41 dB Fall-through safety Yes LT-value 63 % g-value 42 % Weight 60 kg/m² Guarantee 10 years | https://skylux.eu/en/products/skylux-160-ce-met-koepel-en-metaalopstand-met-lm-motor-en-windvang-iwindow3-1100-x-1100-mm | https://skylux.eu/cdn/shop/files/Skylux-160deg-CE-met-koepel-en-metaalopstand-met-dubbele-LM-motor-en-windvang-iWindow3-1100-x-1100-mm-RWA-systeem.jpg?v=1702977849&width=1600 | https://skylux.eu/cdn/shop/files/e5a82811-1bb0-48e4-a776-cacb59c7c092_822e1de7-d6b5-4741-a5e6-034ef2ca35e0.jpg?v=1688550491&width=1600 | //skylux.eu/cdn/shop/files/E_MH_Mounting_instructions_Skylux_160_CE_LM.pdf?v=12406716259046007223 | //skylux.eu/cdn/shop/files/E_TD_Technical_File_Skylux_Skylux_160_CE_Electric.pdf?v=3667116872303399239 | <table><tbody> <tr> <td>Material</td> <td>Clear</td> </tr> <tr> <td>Number of walls</td> <td>Triple-walled</td> </tr> <tr> <td>Insulation value (Ug-value)</td> <td>0.5 W/m²K</td> </tr> <tr> <td>Acoustic value Rw</td> <td>41 dB</td> </tr> <tr> <td>Fall-through safety</td> <td>Yes</td> </tr> <tr> <td>LT-value</td> <td> <div class="product-specification"> <div class="product-specification-value"> <div class="d-flex align-items-center"><span class="text">63 %</span></div> </div> </div> <div class="product-specification"></div> </td> </tr> <tr> <td>g-value</td> <td>42 %</td> </tr> <tr> <td>Weight</td> <td>60 kg/m²</td> </tr> <tr> <td>Guarantee</td> <td>10 years</td> </tr> </tbody></table> | skylux-160-ce-met-koepel-en-metaalopstand-met-lm-motor-en-windvang-iwindow3-1100-x-1100-mm | 8586009805133 | 46872304484685
Smoke and heat exhaust (SHEV) | SHE system | Skylux | Skylux 160° CE with skylight and metal curb with double LM-actuator and spoiler - iWindow3 1200 x 1200 mm |  | 94780 | 5412970947806 | 8016.25 | Yes | 30-45 | 208.32 | 1200 x 1200 mm | 1200 | 1200 |  | metal curb M30 (30 cm high) | Square | 0.50 W/m²K | 42% | 63% | 41dB | 160° CE (for industry) | iWindow3 | with spoiler | E | Double actuator |  | Material Clear Number of walls Triple-walled Insulation value (Ug-value) 0.5 W/m²K Acoustic value Rw 41 dB Fall-through safety Yes LT-value 63 % g-value 42 % Weight 60 kg/m² Guarantee 10 years | https://skylux.eu/en/products/skylux-160-ce-met-koepel-en-metaalopstand-met-lm-motor-en-windvang-iwindow3-1200-x-1200-mm | https://skylux.eu/cdn/shop/files/Skylux-160deg-CE-met-koepel-en-metaalopstand-met-dubbele-LM-motor-en-windvang-iWindow3-1200-x-1200-mm-RWA-systeem.jpg?v=1702977854&width=1600 | https://skylux.eu/cdn/shop/files/e5a82811-1bb0-48e4-a776-cacb59c7c092_30551933-4d31-48cc-afe9-b827d7cc5c9c.jpg?v=1688550493&width=1600 | //skylux.eu/cdn/shop/files/E_MH_Mounting_instructions_Skylux_160_CE_LM.pdf?v=12406716259046007223 | //skylux.eu/cdn/shop/files/E_TD_Technical_File_Skylux_Skylux_160_CE_Electric.pdf?v=3667116872303399239 | <table><tbody> <tr> <td>Material</td> <td>Clear</td> </tr> <tr> <td>Number of walls</td> <td>Triple-walled</td> </tr> <tr> <td>Insulation value (Ug-value)</td> <td>0.5 W/m²K</td> </tr> <tr> <td>Acoustic value Rw</td> <td>41 dB</td> </tr> <tr> <td>Fall-through safety</td> <td>Yes</td> </tr> <tr> <td>LT-value</td> <td> <div class="product-specification"> <div class="product-specification-value"> <div class="d-flex align-items-center"><span class="text">63 %</span></div> </div> </div> <div class="product-specification"></div> </td> </tr> <tr> <td>g-value</td> <td>42 %</td> </tr> <tr> <td>Weight</td> <td>60 kg/m²</td> </tr> <tr> <td>Guarantee</td> <td>10 years</td> </tr> </tbody></table> | skylux-160-ce-met-koepel-en-metaalopstand-met-lm-motor-en-windvang-iwindow3-1200-x-1200-mm | 8586009870669 | 46872304648525
Smoke and heat exhaust (SHEV) | SHE system | Skylux | Skylux 160° CE with skylight and metal curb with double LM-actuator and spoiler 1000 x 2500 mm |  | 34769 | 5412970347699 | 7454.85 | Yes | 30-45 | 145.13 | 1000 x 2500 mm | 2500 | 1000 |  | metal curb M30 (30 cm high) | Rectangular | 5.17 W/m²K - 1.28 W/m²K | 87% - 32% | 90% - 32% | 20dB - 23dB | 160° CE (for industry) | skylight | with spoiler | E | Double actuator | Maximum four-walled skylight possible for this product | Ut-value LT-value g-value Rw-value EN 1873 : 2014 EN ISO 13468 EN 16153 EN 410 EN 410 EN ISO 140-3 Material Walls Shells (W/m²K) (%) (%) (dB) Acrylic Single-walled Clear (H) 5.17 90 87 - PMMA Single-walled Opal (O) 5.17 83 76 - Double-walled Clear (H/H) 2.90 81 75 20 Double-walled Opal (O/O) 2.90 69 58 20 Triple-walled Clear (H/H/H) 1.70 73 65 22 Triple-walled Opal (O/H/O) 1.70 62 51 22 Four-walled Clear (H/H/H/H) 1.28 64 54 23 Four-walled Opal (H/H/O/H) 1.28 59 48 23 Polycarbonate Single-walled Clear (A) 5.17 88 83 - PC Single-walled Opal (D) 5.17 58 60 - Double-walled Clear (A/H) 2.90 79 72 20 Double-walled Clear (A/A) 2.90 77 69 20 Double-walled Opal (A/O) 2.90 73 63 20 Double-walled Opal (A/D) 2.90 51 50 20 Triple-walled Clear (A/H/H) 1.70 71 63 22 Triple-walled Opal (A/O/O) 1.70 61 48 22 Four-walled Clear (A/H/H/H) 1.28 64 52 23 Four-walled Opal (A/H/O/H) 1.28 59 46 23 Polycarbonate Single-walled Heatstop Opal (T) 5.17 49 59 - Heatstop PC Double-walled Clear (T/H) 2.90 44 51 20 Double-walled Opal (T/O) 2.90 41 45 20 Triple-walled Clear (T/H/H) 1.70 40 <td data-sheets-numberformat='{"1":2,"2":"0","3":1}' data-sheets-value='{"1":3,"3":44}' style="overflow:hidden;paddin | https://skylux.eu/en/products/skylux-160-ce-met-koepel-en-metaalopstand-met-lm-motor-en-windvang-1000-x-2500-mm | https://skylux.eu/cdn/shop/files/Skylux-160deg-CE-met-koepel-en-metaalopstand-met-dubbele-LM-motor-en-windvang-1000-x-2500-mm-RWA-systeem.jpg?v=1702977525&width=1600 | https://skylux.eu/cdn/shop/files/e5a82811-1bb0-48e4-a776-cacb59c7c092_9b90b389-848b-4647-a177-8a7e92a1d96e.jpg?v=1688550401&width=1600 | //skylux.eu/cdn/shop/files/E_MH_Mounting_instructions_Skylux_160_CE_LM.pdf?v=12406716259046007223 | //skylux.eu/cdn/shop/files/E_TD_Technical_File_Skylux_Skylux_160_CE_Electric.pdf?v=3667116872303399239 | <style type="text/css" id="isPasted"> <!--td { border: 1px solid #cccccc; } br { mso-data-placement: same-cell; } --> </style> <table border="1" cellpadding="0" cellspacing="0" dir="ltr" style="table-layout:fixed;font-size:10pt;font-family:Arial;border-collapse:collapse;border:none;"><tbody> <tr style="height:20px;"> <td style="overflow:hidden;padding:0px 3px 0px 3px;vertical-align:bottom;"></td> <td style="overflow:hidden;padding:0px 3px 0px 3px;vertical-align:bottom;"></td> <td style="overflow:hidden;padding:0px 3px 0px 3px;vertical-align:bottom;"></td> <td data-sheets-value='{"1":2,"2":"Ut-value"}' style="overflow:hidden;padding:0px 3px 0px 3px;vertical-align:bottom;font-weight:bold;text-align:center;">Ut-value</td> <td data-sheets-value='{"1":2,"2":"LT-value"}' style="overflow:hidden;padding:0px 3px 0px 3px;vertical-align:bottom;font-weight:bold;text-align:center;">LT-value</td> <td data-sheets-value='{"1":2,"2":"g-value"}' style="overflow:hidden;padding:0px 3px 0px 3px;vertical-align:bottom;font-weight:bold;text-align:center;">g-value</td> <td data-sheets-value='{"1":2,"2":"Rw-value "}' style="overflow:hidden;padding:0px 3px 0px 3px;vertical-align:bottom;font-weight:bold;text-align:center;">Rw-value </td> </tr> <tr style="height:20px;"> <td style="overflow:hidden;padding:0px 3px 0px 3px;vertical-align:bottom;"></td> <td style="overflow:hidden;padding:0px 3px 0px 3px;vertical-align:bottom;"></td> <td style="overflow:hidden;padding:0px 3px 0px 3px;vertical-align:bottom;"></td> <td data-sheets-numberformat='{"1":2,"2":"0.00","3":1}' data-sheets-value='{"1":2,"2":"EN 1873 : 2014"}' style="overflow:hidden;padding:0px 3px 0px 3px;vertical-align:bottom;text-align:center;">EN 1873 : 2014</td> <td data-sheets-numberformat='{"1":2,"2":"0","3":1}' data-sheets-value='{"1":2,"2":"EN ISO 13468 EN 16153 EN 410"}' style="overflow:hidden;padding:0px 3px 0px 3px;vertical-align:bottom;text-align:center;">EN ISO 13468 EN 16153 EN 410</td> <td data-sheets-numberformat='{"1":2,"2":"0","3":1}' data-sheets-value='{"1":2,"2":"EN 410"}' style="overflow:hidden;padding:0px 3px 0px 3px;vertical-align:bottom;text-align:center;">EN 410</td> <td data-sheets-value='{"1":2,"2":"EN ISO 140-3\t\t"}' style="overflow:hidden;padding:0px 3px 0px 3px;vertical-align:bottom;text-align:center;">EN ISO 140-3 </td> </tr> <tr style="height:20px;"> <td data-sheets-value='{"1":2,"2":"Material"}' style="border-bottom:1px solid #000000;overflow:hidden;padding:0px 3px 0px 3px;vertical-align:bottom;background-color:#000000;font-weight:bold;color:#ffffff;">Material</td> <td data-sheets-value='{"1":2,"2":"Walls"}' style="border-bottom:1px solid #000000;overflow:hidden;padding:0px 3px 0px 3px;vertical-align:bottom;background-color:#000000;font-weight:bold;color:#ffffff;">Walls</td> <td data-sheets-value='{"1":2,"2":"Shells"}' style="border-bottom:1px solid #000000;overflow:hidden;padding:0px 3px 0px 3px;vertical-align:bottom;background-color:#000000;font-weight:bold;color:#ffffff;">Shells</td> <td data-sheets-numberformat='{"1":2,"2":"0.00","3":1}' data-sheets-value='{"1":2,"2":"(W/m²K)\t"}' style="border-bottom:1px solid #000000;overflow:hidden;padding:0px 3px 0px 3px;vertical-align:bottom;background-color:#000000;font-weight:bold;color:#ffffff;text-align:center;">(W/m²K) </td> <td data-sheets-numberformat='{"1":2,"2":"0","3":1}' data-sheets-value='{"1":2,"2":"(%)"}' style="border-bottom:1px solid #000000;overflow:hidden;padding:0px 3px 0px 3px;vertical-align:bottom;background-color:#000000;font-weight:bold;color:#ffffff;text-align:center;">(%)</td> <td data-sheets-numberformat='{"1":2,"2":"0","3":1}' data-sheets-value='{"1":2,"2":"(%)"}' style="border-bottom:1px solid #000000;overflow:hidden;padding:0px 3px 0px 3px;vertical-align:bottom;background-color:#000000;font-weight:bold;color:#ffffff;text-align:center;">(%)</td> <td data-sheets-value='{"1":2,"2":"(dB)"}' style="border-bottom:1px solid #000000;overflow:hidden;padding:0px 3px 0px 3px;vertical-align:bottom;background-color:#000000;font-weight:bold;color:#ffffff;text-align:center;">(dB)</td> </tr> <tr style="height:20px;"> <td data-sheets-value='{"1":2,"2":"Acrylic"}' style="border-left:1px solid #000000;overflow:hidden;padding:0px 3px 0px 3px;vertical-align:bottom;font-weight:bold;">Acrylic</td> <td data-sheets-value='{"1":2,"2":"Single-walled"}' style="overflow:hidden;padding:0px 3px 0px 3px;vertical-align:bottom;font-weight:bold;">Single-walled</td> <td data-sheets-value='{"1":2,"2":"Clear (H)"}' style="border-right:1px solid #000000;overflow:hidden;padding:0px 3px 0px 3px;vertical-align:bottom;font-weight:bold;">Clear (H)</td> <td data-sheets-numberformat='{"1":2,"2":"0.00","3":1}' data-sheets-value='{"1":3,"3":5.17}' style="overflow:hidden;padding:0px 3px 0px 3px;vertical-align:bottom;text-align:center;">5.17</td> <td data-sheets-numberformat='{"1":2,"2":"0","3":1}' data-sheets-value='{"1":3,"3":90}' style="overflow:hidden;padding:0px 3px 0px 3px;vertical-align:bottom;text-align:center;">90</td> <td data-sheets-numberformat='{"1":2,"2":"0","3":1}' data-sheets-value='{"1":3,"3":87}' style="overflow:hidden;padding:0px 3px 0px 3px;vertical-align:bottom;text-align:center;">87</td> <td data-sheets-numberformat='{"1":2,"2":"0","3":1}' data-sheets-value='{"1":2,"2":"-"}' style="border-right:1px solid #000000;overflow:hidden;padding:0px 3px 0px 3px;vertical-align:bottom;text-align:center;">-</td> </tr> <tr style="height:20px;"> <td data-sheets-value='{"1":2,"2":"PMMA"}' style="border-left:1px solid #000000;overflow:hidden;padding:0px 3px 0px 3px;vertical-align:bottom;font-weight:bold;">PMMA</td> <td data-sheets-value='{"1":2,"2":"Single-walled"}' style="overflow:hidden;padding:0px 3px 0px 3px;vertical-align:bottom;font-weight:bold;">Single-walled</td> <td data-sheets-value='{"1":2,"2":"Opal (O)"}' style="border-right:1px solid #000000;overflow:hidden;padding:0px 3px 0px 3px;vertical-align:bottom;font-weight:bold;">Opal (O)</td> <td data-sheets-numberformat='{"1":2,"2":"0.00","3":1}' data-sheets-value='{"1":3,"3":5.17}' style="overflow:hidden;padding:0px 3px 0px 3px;vertical-align:bottom;text-align:center;">5.17</td> <td data-sheets-numberformat='{"1":2,"2":"0","3":1}' data-sheets-value='{"1":3,"3":83}' style="overflow:hidden;padding:0px 3px 0px 3px;vertical-align:bottom;text-align:center;">83</td> <td data-sheets-numberformat='{"1":2,"2":"0","3":1}' data-sheets-value='{"1":3,"3":76}' style="overflow:hidden;padding:0px 3px 0px 3px;vertical-align:bottom;text-align:center;">76</td> <td data-sheets-numberformat='{"1":2,"2":"0","3":1}' data-sheets-value='{"1":2,"2":"-"}' style="border-right:1px solid #000000;overflow:hidden;padding:0px 3px 0px 3px;vertical-align:bottom;text-align:center;">-</td> </tr> <tr style="height:20px;"> <td style="border-left:1px solid #000000;overflow:hidden;padding:0px 3px 0px 3px;vertical-align:bottom;font-weight:bold;"></td> <td data-sheets-value='{"1":2,"2":"Double-walled"}' style="overflow:hidden;padding:0px 3px 0px 3px;vertical-align:bottom;font-weight:bold;">Double-walled</td> <td data-sheets-value='{"1":2,"2":"Clear (H/H)"}' style="border-right:1px solid #000000;overflow:hidden;padding:0px 3px 0px 3px;vertical-align:bottom;font-weight:bold;">Clear (H/H)</td> <td data-sheets-numberformat='{"1":2,"2":"0.00","3":1}' data-sheets-value='{"1":3,"3":2.9}' style="overflow:hidden;padding:0px 3px 0px 3px;vertical-align:bottom;text-align:center;">2.90</td> <td data-sheets-numberformat='{"1":2,"2":"0","3":1}' data-sheets-value='{"1":3,"3":81}' style="overflow:hidden;padding:0px 3px 0px 3px;vertical-align:bottom;text-align:center;">81</td> <td data-sheets-numberformat='{"1":2,"2":"0","3":1}' data-sheets-value='{"1":3,"3":75}' style="overflow:hidden;padding:0px 3px 0px 3px;vertical-align:bottom;text-align:center;">75</td> <td data-sheets-numberformat='{"1":2,"2":"0","3":1}' data-sheets-value='{"1":3,"3":20}' style="border-right:1px solid #000000;overflow:hidden;padding:0px 3px 0px 3px;vertical-align:bottom;text-align:center;">20</td> </tr> <tr style="height:20px;"> <td style="border-left:1px solid #000000;overflow:hidden;padding:0px 3px 0px 3px;vertical-align:bottom;font-weight:bold;"></td> <td data-sheets-value='{"1":2,"2":"Double-walled"}' style="overflow:hidden;padding:0px 3px 0px 3px;vertical-align:bottom;font-weight:bold;">Double-walled</td> <td data-sheets-value='{"1":2,"2":"Opal (O/O)"}' style="border-right:1px solid #000000;overflow:hidden;padding:0px 3px 0px 3px;vertical-align:bottom;font-weight:bold;">Opal (O/O)</td> <td data-sheets-numberformat='{"1":2,"2":"0.00","3":1}' data-sheets-value='{"1":3,"3":2.9}' style="overflow:hidden;padding:0px 3px 0px 3px;vertical-align:bottom;text-align:center;">2.90</td> <td data-sheets-numberformat='{"1":2,"2":"0","3":1}' data-sheets-value='{"1":3,"3":69}' style="overflow:hidden;padding:0px 3px 0px 3px;vertical-align:bottom;text-align:center;">69</td> <td data-sheets-numberformat='{"1":2,"2":"0","3":1}' data-sheets-value='{"1":3,"3":58}' style="overflow:hidden;padding:0px 3px 0px 3px;vertical-align:bottom;text-align:center;">58</td> <td data-sheets-numberformat='{"1":2,"2":"0","3":1}' data-sheets-value='{"1":3,"3":20}' style="border-right:1px solid #000000;overflow:hidden;padding:0px 3px 0px 3px;vertical-align:bottom;text-align:center;">20</td> </tr> <tr style="height:20px;"> <td style="border-left:1px solid #000000;overflow:hidden;padding:0px 3px 0px 3px;vertical-align:bottom;font-weight:bold;"></td> <td data-sheets-value='{"1":2,"2":"Triple-walled"}' style="overflow:hidden;padding:0px 3px 0px 3px;vertical-align:bottom;font-weight:bold;">Triple-walled</td> <td data-sheets-value='{"1":2,"2":"Clear (H/H/H)"}' style="border-right:1px solid #000000;overflow:hidden;padding:0px 3px 0px 3px;vertical-align:bottom;font-weight:bold;">Clear (H/H/H)</td> <td data-sheets-numberformat='{"1":2,"2":"0.00","3":1}' data-sheets-value='{"1":3,"3":1.7}' style="overflow:hidden;padding:0px 3px 0px 3px;vertical-align:bottom;text-align:center;">1.70</td> <td data-sheets-numberformat='{"1":2,"2":"0","3":1}' data-sheets-value='{"1":3,"3":73}' style="overflow:hidden;padding:0px 3px 0px 3px;vertical-align:bottom;text-align:center;">73</td> <td data-sheets-numberformat='{"1":2,"2":"0","3":1}' data-sheets-value='{"1":3,"3":65}' style="overflow:hidden;padding:0px 3px 0px 3px;vertical-align:bottom;text-align:center;">65</td> <td data-sheets-numberformat='{"1":2,"2":"0","3":1}' data-sheets-value='{"1":3,"3":22}' style="border-right:1px solid #000000;overflow:hidden;padding:0px 3px 0px 3px;vertical-align:bottom;text-align:center;">22</td> </tr> <tr style="height:20px;"> <td style="border-left:1px solid #000000;overflow:hidden;padding:0px 3px 0px 3px;vertical-align:bottom;font-weight:bold;"></td> <td data-sheets-value='{"1":2,"2":"Triple-walled"}' style="overflow:hidden;padding:0px 3px 0px 3px;vertical-align:bottom;font-weight:bold;">Triple-walled</td> <td data-sheets-value='{"1":2,"2":"Opal (O/H/O)"}' style="border-right:1px solid #000000;overflow:hidden;padding:0px 3px 0px 3px;vertical-align:bottom;font-weight:bold;">Opal (O/H/O)</td> <td data-sheets-numberformat='{"1":2,"2":"0.00","3":1}' data-sheets-value='{"1":3,"3":1.7}' style="overflow:hidden;padding:0px 3px 0px 3px;vertical-align:bottom;text-align:center;">1.70</td> <td data-sheets-numberformat='{"1":2,"2":"0","3":1}' data-sheets-value='{"1":3,"3":62}' style="overflow:hidden;padding:0px 3px 0px 3px;vertical-align:bottom;text-align:center;">62</td> <td data-sheets-numberformat='{"1":2,"2":"0","3":1}' data-sheets-value='{"1":3,"3":51}' style="overflow:hidden;padding:0px 3px 0px 3px;vertical-align:bottom;text-align:center;">51</td> <td data-sheets-numberformat='{"1":2,"2":"0","3":1}' data-sheets-value='{"1":3,"3":22}' style="border-right:1px solid #000000;overflow:hidden;padding:0px 3px 0px 3px;vertical-align:bottom;text-align:center;">22</td> </tr> <tr style="height:20px;"> <td style="border-left:1px solid #000000;overflow:hidden;padding:0px 3px 0px 3px;vertical-align:bottom;font-weight:bold;"></td> <td data-sheets-value='{"1":2,"2":"Four-walled"}' style="overflow:hidden;padding:0px 3px 0px 3px;vertical-align:bottom;font-weight:bold;">Four-walled</td> <td data-sheets-value='{"1":2,"2":"Clear (H/H/H/H)"}' style="border-right:1px solid #000000;overflow:hidden;padding:0px 3px 0px 3px;vertical-align:bottom;font-weight:bold;">Clear (H/H/H/H)</td> <td data-sheets-numberformat='{"1":2,"2":"0.00","3":1}' data-sheets-value='{"1":3,"3":1.28}' style="overflow:hidden;padding:0px 3px 0px 3px;vertical-align:bottom;text-align:center;">1.28</td> <td data-sheets-numberformat='{"1":2,"2":"0","3":1}' data-sheets-value='{"1":3,"3":64}' style="overflow:hidden;padding:0px 3px 0px 3px;vertical-align:bottom;text-align:center;">64</td> <td data-sheets-numberformat='{"1":2,"2":"0","3":1}' data-sheets-value='{"1":3,"3":54}' style="overflow:hidden;padding:0px 3px 0px 3px;vertical-align:bottom;text-align:center;">54</td> <td data-sheets-numberformat='{"1":2,"2":"0","3":1}' data-sheets-value='{"1":3,"3":23}' style="border-right:1px solid #000000;overflow:hidden;padding:0px 3px 0px 3px;vertical-align:bottom;text-align:center;">23</td> </tr> <tr style="height:20px;"> <td style="border-bottom:1px solid #000000;border-left:1px solid #000000;overflow:hidden;padding:0px 3px 0px 3px;vertical-align:bottom;"></td> <td data-sheets-value='{"1":2,"2":"Four-walled"}' style="border-bottom:1px solid #000000;overflow:hidden;padding:0px 3px 0px 3px;vertical-align:bottom;font-weight:bold;">Four-walled</td> <td data-sheets-value='{"1":2,"2":"Opal (H/H/O/H)"}' style="border-right:1px solid #000000;border-bottom:1px solid #000000;overflow:hidden;padding:0px 3px 0px 3px;vertical-align:bottom;font-weight:bold;">Opal (H/H/O/H)</td> <td data-sheets-numberformat='{"1":2,"2":"0.00","3":1}' data-sheets-value='{"1":3,"3":1.28}' style="border-bottom:1px solid #000000;overflow:hidden;padding:0px 3px 0px 3px;vertical-align:bottom;text-align:center;">1.28</td> <td data-sheets-numberformat='{"1":2,"2":"0","3":1}' data-sheets-value='{"1":3,"3":59}' style="border-bottom:1px solid #000000;overflow:hidden;padding:0px 3px 0px 3px;vertical-align:bottom;text-align:center;">59</td> <td data-sheets-numberformat='{"1":2,"2":"0","3":1}' data-sheets-value='{"1":3,"3":48}' style="border-bottom:1px solid #000000;overflow:hidden;padding:0px 3px 0px 3px;vertical-align:bottom;text-align:center;">48</td> <td data-sheets-numberformat='{"1":2,"2":"0","3":1}' data-sheets-value='{"1":3,"3":23}' style="border-right:1px solid #000000;border-bottom:1px solid #000000;overflow:hidden;padding:0px 3px 0px 3px;vertical-align:bottom;text-align:center;">23</td> </tr> <tr style="height:20px;"> <td data-sheets-value='{"1":2,"2":"Polycarbonate "}' style="border-left:1px solid #000000;overflow:hidden;padding:0px 3px 0px 3px;vertical-align:bottom;font-weight:bold;">Polycarbonate </td> <td data-sheets-value='{"1":2,"2":"Single-walled"}' style="overflow:hidden;padding:0px 3px 0px 3px;vertical-align:bottom;font-weight:bold;">Single-walled</td> <td data-sheets-value='{"1":2,"2":"Clear (A)"}' style="border-right:1px solid #000000;overflow:hidden;padding:0px 3px 0px 3px;vertical-align:bottom;font-weight:bold;">Clear (A)</td> <td data-sheets-numberformat='{"1":2,"2":"0.00","3":1}' data-sheets-value='{"1":3,"3":5.17}' style="overflow:hidden;padding:0px 3px 0px 3px;vertical-align:bottom;text-align:center;">5.17</td> <td data-sheets-numberformat='{"1":2,"2":"0","3":1}' data-sheets-value='{"1":3,"3":88}' style="overflow:hidden;padding:0px 3px 0px 3px;vertical-align:bottom;text-align:center;">88</td> <td data-sheets-numberformat='{"1":2,"2":"0","3":1}' data-sheets-value='{"1":3,"3":83}' style="overflow:hidden;padding:0px 3px 0px 3px;vertical-align:bottom;text-align:center;">83</td> <td data-sheets-numberformat='{"1":2,"2":"0","3":1}' data-sheets-value='{"1":2,"2":"-"}' style="border-right:1px solid #000000;overflow:hidden;padding:0px 3px 0px 3px;vertical-align:bottom;text-align:center;">-</td> </tr> <tr style="height:20px;"> <td data-sheets-value='{"1":2,"2":"PC"}' style="border-left:1px solid #000000;overflow:hidden;padding:0px 3px 0px 3px;vertical-align:bottom;font-weight:bold;">PC</td> <td data-sheets-value='{"1":2,"2":"Single-walled"}' style="overflow:hidden;padding:0px 3px 0px 3px;vertical-align:bottom;font-weight:bold;">Single-walled</td> <td data-sheets-value='{"1":2,"2":"Opal (D)"}' style="border-right:1px solid #000000;overflow:hidden;padding:0px 3px 0px 3px;vertical-align:bottom;font-weight:bold;">Opal (D)</td> <td data-sheets-numberformat='{"1":2,"2":"0.00","3":1}' data-sheets-value='{"1":3,"3":5.17}' style="overflow:hidden;padding:0px 3px 0px 3px;vertical-align:bottom;text-align:center;">5.17</td> <td data-sheets-numberformat='{"1":2,"2":"0","3":1}' data-sheets-value='{"1":3,"3":58}' style="overflow:hidden;padding:0px 3px 0px 3px;vertical-align:bottom;text-align:center;">58</td> <td data-sheets-numberformat='{"1":2,"2":"0","3":1}' data-sheets-value='{"1":3,"3":60}' style="overflow:hidden;padding:0px 3px 0px 3px;vertical-align:bottom;text-align:center;">60</td> <td data-sheets-numberformat='{"1":2,"2":"0","3":1}' data-sheets-value='{"1":2,"2":"-"}' style="border-right:1px solid #000000;overflow:hidden;padding:0px 3px 0px 3px;vertical-align:bottom;text-align:center;">-</td> </tr> <tr style="height:20px;"> <td style="border-left:1px solid #000000;overflow:hidden;padding:0px 3px 0px 3px;vertical-align:bottom;font-weight:bold;"></td> <td data-sheets-value='{"1":2,"2":"Double-walled"}' style="overflow:hidden;padding:0px 3px 0px 3px;vertical-align:bottom;font-weight:bold;">Double-walled</td> <td data-sheets-value='{"1":2,"2":"Clear (A/H)"}' style="border-right:1px solid #000000;overflow:hidden;padding:0px 3px 0px 3px;vertical-align:bottom;font-weight:bold;">Clear (A/H)</td> <td data-sheets-numberformat='{"1":2,"2":"0.00","3":1}' data-sheets-value='{"1":3,"3":2.9}' style="overflow:hidden;padding:0px 3px 0px 3px;vertical-align:bottom;text-align:center;">2.90</td> <td data-sheets-numberformat='{"1":2,"2":"0","3":1}' data-sheets-value='{"1":3,"3":79}' style="overflow:hidden;padding:0px 3px 0px 3px;vertical-align:bottom;text-align:center;">79</td> <td data-sheets-numberformat='{"1":2,"2":"0","3":1}' data-sheets-value='{"1":3,"3":72}' style="overflow:hidden;padding:0px 3px 0px 3px;vertical-align:bottom;text-align:center;">72</td> <td data-sheets-numberformat='{"1":2,"2":"0","3":1}' data-sheets-value='{"1":3,"3":20}' style="border-right:1px solid #000000;overflow:hidden;padding:0px 3px 0px 3px;vertical-align:bottom;text-align:center;">20</td> </tr> <tr style="height:20px;"> <td style="border-left:1px solid #000000;overflow:hidden;padding:0px 3px 0px 3px;vertical-align:bottom;font-weight:bold;"></td> <td data-sheets-value='{"1":2,"2":"Double-walled"}' style="overflow:hidden;padding:0px 3px 0px 3px;vertical-align:bottom;font-weight:bold;">Double-walled</td> <td data-sheets-value='{"1":2,"2":"Clear (A/A)"}' style="border-right:1px solid #000000;overflow:hidden;padding:0px 3px 0px 3px;vertical-align:bottom;font-weight:bold;">Clear (A/A)</td> <td data-sheets-numberformat='{"1":2,"2":"0.00","3":1}' data-sheets-value='{"1":3,"3":2.9}' style="overflow:hidden;padding:0px 3px 0px 3px;vertical-align:bottom;text-align:center;">2.90</td> <td data-sheets-numberformat='{"1":2,"2":"0","3":1}' data-sheets-value='{"1":3,"3":77}' style="overflow:hidden;padding:0px 3px 0px 3px;vertical-align:bottom;text-align:center;">77</td> <td data-sheets-numberformat='{"1":2,"2":"0","3":1}' data-sheets-value='{"1":3,"3":69}' style="overflow:hidden;padding:0px 3px 0px 3px;vertical-align:bottom;text-align:center;">69</td> <td data-sheets-numberformat='{"1":2,"2":"0","3":1}' data-sheets-value='{"1":3,"3":20}' style="border-right:1px solid #000000;overflow:hidden;padding:0px 3px 0px 3px;vertical-align:bottom;text-align:center;">20</td> </tr> <tr style="height:20px;"> <td style="border-left:1px solid #000000;overflow:hidden;padding:0px 3px 0px 3px;vertical-align:bottom;font-weight:bold;"></td> <td data-sheets-value='{"1":2,"2":"Double-walled"}' style="overflow:hidden;padding:0px 3px 0px 3px;vertical-align:bottom;font-weight:bold;">Double-walled</td> <td data-sheets-value='{"1":2,"2":"Opal (A/O)"}' style="border-right:1px solid #000000;overflow:hidden;padding:0px 3px 0px 3px;vertical-align:bottom;font-weight:bold;">Opal (A/O)</td> <td data-sheets-numberformat='{"1":2,"2":"0.00","3":1}' data-sheets-value='{"1":3,"3":2.9}' style="overflow:hidden;padding:0px 3px 0px 3px;vertical-align:bottom;text-align:center;">2.90</td> <td data-sheets-numberformat='{"1":2,"2":"0","3":1}' data-sheets-value='{"1":3,"3":73}' style="overflow:hidden;padding:0px 3px 0px 3px;vertical-align:bottom;text-align:center;">73</td> <td data-sheets-numberformat='{"1":2,"2":"0","3":1}' data-sheets-value='{"1":3,"3":63}' style="overflow:hidden;padding:0px 3px 0px 3px;vertical-align:bottom;text-align:center;">63</td> <td data-sheets-numberformat='{"1":2,"2":"0","3":1}' data-sheets-value='{"1":3,"3":20}' style="border-right:1px solid #000000;overflow:hidden;padding:0px 3px 0px 3px;vertical-align:bottom;text-align:center;">20</td> </tr> <tr style="height:20px;"> <td style="border-left:1px solid #000000;overflow:hidden;padding:0px 3px 0px 3px;vertical-align:bottom;font-weight:bold;"></td> <td data-sheets-value='{"1":2,"2":"Double-walled"}' style="overflow:hidden;padding:0px 3px 0px 3px;vertical-align:bottom;font-weight:bold;">Double-walled</td> <td data-sheets-value='{"1":2,"2":"Opal (A/D)"}' style="border-right:1px solid #000000;overflow:hidden;padding:0px 3px 0px 3px;vertical-align:bottom;font-weight:bold;">Opal (A/D)</td> <td data-sheets-numberformat='{"1":2,"2":"0.00","3":1}' data-sheets-value='{"1":3,"3":2.9}' style="overflow:hidden;padding:0px 3px 0px 3px;vertical-align:bottom;text-align:center;">2.90</td> <td data-sheets-numberformat='{"1":2,"2":"0","3":1}' data-sheets-value='{"1":3,"3":51}' style="overflow:hidden;padding:0px 3px 0px 3px;vertical-align:bottom;text-align:center;">51</td> <td data-sheets-numberformat='{"1":2,"2":"0","3":1}' data-sheets-value='{"1":3,"3":50}' style="overflow:hidden;padding:0px 3px 0px 3px;vertical-align:bottom;text-align:center;">50</td> <td data-sheets-numberformat='{"1":2,"2":"0","3":1}' data-sheets-value='{"1":3,"3":20}' style="border-right:1px solid #000000;overflow:hidden;padding:0px 3px 0px 3px;vertical-align:bottom;text-align:center;">20</td> </tr> <tr style="height:20px;"> <td style="border-left:1px solid #000000;overflow:hidden;padding:0px 3px 0px 3px;vertical-align:bottom;font-weight:bold;"></td> <td data-sheets-value='{"1":2,"2":"Triple-walled"}' style="overflow:hidden;padding:0px 3px 0px 3px;vertical-align:bottom;font-weight:bold;">Triple-walled</td> <td data-sheets-value='{"1":2,"2":"Clear (A/H/H)"}' style="border-right:1px solid #000000;overflow:hidden;padding:0px 3px 0px 3px;vertical-align:bottom;font-weight:bold;">Clear (A/H/H)</td> <td data-sheets-numberformat='{"1":2,"2":"0.00","3":1}' data-sheets-value='{"1":3,"3":1.7}' style="overflow:hidden;padding:0px 3px 0px 3px;vertical-align:bottom;text-align:center;">1.70</td> <td data-sheets-numberformat='{"1":2,"2":"0","3":1}' data-sheets-value='{"1":3,"3":71}' style="overflow:hidden;padding:0px 3px 0px 3px;vertical-align:bottom;text-align:center;">71</td> <td data-sheets-numberformat='{"1":2,"2":"0","3":1}' data-sheets-value='{"1":3,"3":63}' style="overflow:hidden;padding:0px 3px 0px 3px;vertical-align:bottom;text-align:center;">63</td> <td data-sheets-numberformat='{"1":2,"2":"0","3":1}' data-sheets-value='{"1":3,"3":22}' style="border-right:1px solid #000000;overflow:hidden;padding:0px 3px 0px 3px;vertical-align:bottom;text-align:center;">22</td> </tr> <tr style="height:20px;"> <td style="border-left:1px solid #000000;overflow:hidden;padding:0px 3px 0px 3px;vertical-align:bottom;font-weight:bold;"></td> <td data-sheets-value='{"1":2,"2":"Triple-walled"}' style="overflow:hidden;padding:0px 3px 0px 3px;vertical-align:bottom;font-weight:bold;">Triple-walled</td> <td data-sheets-value='{"1":2,"2":"Opal (A/O/O)"}' style="border-right:1px solid #000000;overflow:hidden;padding:0px 3px 0px 3px;vertical-align:bottom;font-weight:bold;">Opal (A/O/O)</td> <td data-sheets-numberformat='{"1":2,"2":"0.00","3":1}' data-sheets-value='{"1":3,"3":1.7}' style="overflow:hidden;padding:0px 3px 0px 3px;vertical-align:bottom;text-align:center;">1.70</td> <td data-sheets-numberformat='{"1":2,"2":"0","3":1}' data-sheets-value='{"1":3,"3":61}' style="overflow:hidden;padding:0px 3px 0px 3px;vertical-align:bottom;text-align:center;">61</td> <td data-sheets-numberformat='{"1":2,"2":"0","3":1}' data-sheets-value='{"1":3,"3":48}' style="overflow:hidden;padding:0px 3px 0px 3px;vertical-align:bottom;text-align:center;">48</td> <td data-sheets-numberformat='{"1":2,"2":"0","3":1}' data-sheets-value='{"1":3,"3":22}' style="border-right:1px solid #000000;overflow:hidden;padding:0px 3px 0px 3px;vertical-align:bottom;text-align:center;">22</td> </tr> <tr style="height:20px;"> <td style="border-left:1px solid #000000;overflow:hidden;padding:0px 3px 0px 3px;vertical-align:bottom;font-weight:bold;"></td> <td data-sheets-value='{"1":2,"2":"Four-walled"}' style="overflow:hidden;padding:0px 3px 0px 3px;vertical-align:bottom;font-weight:bold;">Four-walled</td> <td data-sheets-value='{"1":2,"2":"Clear (A/H/H/H)"}' style="border-right:1px solid #000000;overflow:hidden;padding:0px 3px 0px 3px;vertical-align:bottom;font-weight:bold;">Clear (A/H/H/H)</td> <td data-sheets-numberformat='{"1":2,"2":"0.00","3":1}' data-sheets-value='{"1":3,"3":1.28}' style="overflow:hidden;padding:0px 3px 0px 3px;vertical-align:bottom;text-align:center;">1.28</td> <td data-sheets-numberformat='{"1":2,"2":"0","3":1}' data-sheets-value='{"1":3,"3":64}' style="overflow:hidden;padding:0px 3px 0px 3px;vertical-align:bottom;text-align:center;">64</td> <td data-sheets-numberformat='{"1":2,"2":"0","3":1}' data-sheets-value='{"1":3,"3":52}' style="overflow:hidden;padding:0px 3px 0px 3px;vertical-align:bottom;text-align:center;">52</td> <td data-sheets-numberformat='{"1":2,"2":"0","3":1}' data-sheets-value='{"1":3,"3":23}' style="border-right:1px solid #000000;overflow:hidden;padding:0px 3px 0px 3px;vertical-align:bottom;text-align:center;">23</td> </tr> <tr style="height:20px;"> <td style="border-bottom:1px solid #000000;border-left:1px solid #000000;overflow:hidden;padding:0px 3px 0px 3px;vertical-align:bottom;"></td> <td data-sheets-value='{"1":2,"2":"Four-walled"}' style="border-bottom:1px solid #000000;overflow:hidden;padding:0px 3px 0px 3px;vertical-align:bottom;font-weight:bold;">Four-walled</td> <td data-sheets-value='{"1":2,"2":"Opal (A/H/O/H)"}' style="border-right:1px solid #000000;border-bottom:1px solid #000000;overflow:hidden;padding:0px 3px 0px 3px;vertical-align:bottom;font-weight:bold;">Opal (A/H/O/H)</td> <td data-sheets-numberformat='{"1":2,"2":"0.00","3":1}' data-sheets-value='{"1":3,"3":1.28}' style="border-bottom:1px solid #000000;overflow:hidden;padding:0px 3px 0px 3px;vertical-align:bottom;text-align:center;">1.28</td> <td data-sheets-numberformat='{"1":2,"2":"0","3":1}' data-sheets-value='{"1":3,"3":59}' style="border-bottom:1px solid #000000;overflow:hidden;padding:0px 3px 0px 3px;vertical-align:bottom;text-align:center;">59</td> <td data-sheets-numberformat='{"1":2,"2":"0","3":1}' data-sheets-value='{"1":3,"3":46}' style="border-bottom:1px solid #000000;overflow:hidden;padding:0px 3px 0px 3px;vertical-align:bottom;text-align:center;">46</td> <td data-sheets-numberformat='{"1":2,"2":"0","3":1}' data-sheets-value='{"1":3,"3":23}' style="border-right:1px solid #000000;border-bottom:1px solid #000000;overflow:hidden;padding:0px 3px 0px 3px;vertical-align:bottom;text-align:center;">23</td> </tr> <tr style="height:20px;"> <td data-sheets-value='{"1":2,"2":"Polycarbonate"}' style="border-left:1px solid #000000;overflow:hidden;padding:0px 3px 0px 3px;vertical-align:bottom;font-weight:bold;">Polycarbonate</td> <td data-sheets-value='{"1":2,"2":"Single-walled"}' style="overflow:hidden;padding:0px 3px 0px 3px;vertical-align:bottom;font-weight:bold;">Single-walled</td> <td data-sheets-value='{"1":2,"2":"Heatstop Opal (T)"}' style="border-right:1px solid #000000;overflow:hidden;padding:0px 3px 0px 3px;vertical-align:bottom;font-weight:bold;">Heatstop Opal (T)</td> <td data-sheets-numberformat='{"1":2,"2":"0.00","3":1}' data-sheets-value='{"1":3,"3":5.17}' style="overflow:hidden;padding:0px 3px 0px 3px;vertical-align:bottom;text-align:center;">5.17</td> <td data-sheets-numberformat='{"1":2,"2":"0","3":1}' data-sheets-value='{"1":3,"3":49}' style="overflow:hidden;padding:0px 3px 0px 3px;vertical-align:bottom;text-align:center;">49</td> <td data-sheets-numberformat='{"1":2,"2":"0","3":1}' data-sheets-value='{"1":3,"3":59}' style="overflow:hidden;padding:0px 3px 0px 3px;vertical-align:bottom;text-align:center;">59</td> <td data-sheets-numberformat='{"1":2,"2":"0","3":1}' data-sheets-value='{"1":2,"2":"-"}' style="border-right:1px solid #000000;overflow:hidden;padding:0px 3px 0px 3px;vertical-align:bottom;text-align:center;">-</td> </tr> <tr style="height:20px;"> <td data-sheets-value='{"1":2,"2":"Heatstop PC"}' style="border-left:1px solid #000000;overflow:hidden;padding:0px 3px 0px 3px;vertical-align:bottom;font-weight:bold;">Heatstop PC</td> <td data-sheets-value='{"1":2,"2":"Double-walled"}' style="overflow:hidden;padding:0px 3px 0px 3px;vertical-align:bottom;font-weight:bold;">Double-walled</td> <td data-sheets-value='{"1":2,"2":"Clear (T/H)"}' style="border-right:1px solid #000000;overflow:hidden;padding:0px 3px 0px 3px;vertical-align:bottom;font-weight:bold;">Clear (T/H)</td> <td data-sheets-numberformat='{"1":2,"2":"0.00","3":1}' data-sheets-value='{"1":3,"3":2.9}' style="overflow:hidden;padding:0px 3px 0px 3px;vertical-align:bottom;text-align:center;">2.90</td> <td data-sheets-numberformat='{"1":2,"2":"0","3":1}' data-sheets-value='{"1":3,"3":44}' style="overflow:hidden;padding:0px 3px 0px 3px;vertical-align:bottom;text-align:center;">44</td> <td data-sheets-numberformat='{"1":2,"2":"0","3":1}' data-sheets-value='{"1":3,"3":51}' style="overflow:hidden;padding:0px 3px 0px 3px;vertical-align:bottom;text-align:center;">51</td> <td data-sheets-numberformat='{"1":2,"2":"0","3":1}' data-sheets-value='{"1":3,"3":20}' style="border-right:1px solid #000000;overflow:hidden;padding:0px 3px 0px 3px;vertical-align:bottom;text-align:center;">20</td> </tr> <tr style="height:20px;"> <td style="border-left:1px solid #000000;overflow:hidden;padding:0px 3px 0px 3px;vertical-align:bottom;font-weight:bold;"></td> <td data-sheets-value='{"1":2,"2":"Double-walled"}' style="overflow:hidden;padding:0px 3px 0px 3px;vertical-align:bottom;font-weight:bold;">Double-walled</td> <td data-sheets-value='{"1":2,"2":"Opal (T/O)"}' style="border-right:1px solid #000000;overflow:hidden;padding:0px 3px 0px 3px;vertical-align:bottom;font-weight:bold;">Opal (T/O)</td> <td data-sheets-numberformat='{"1":2,"2":"0.00","3":1}' data-sheets-value='{"1":3,"3":2.9}' style="overflow:hidden;padding:0px 3px 0px 3px;vertical-align:bottom;text-align:center;">2.90</td> <td data-sheets-numberformat='{"1":2,"2":"0","3":1}' data-sheets-value='{"1":3,"3":41}' style="overflow:hidden;padding:0px 3px 0px 3px;vertical-align:bottom;text-align:center;">41</td> <td data-sheets-numberformat='{"1":2,"2":"0","3":1}' data-sheets-value='{"1":3,"3":45}' style="overflow:hidden;padding:0px 3px 0px 3px;vertical-align:bottom;text-align:center;">45</td> <td data-sheets-numberformat='{"1":2,"2":"0","3":1}' data-sheets-value='{"1":3,"3":20}' style="border-right:1px solid #000000;overflow:hidden;padding:0px 3px 0px 3px;vertical-align:bottom;text-align:center;">20</td> </tr> <tr style="height:20px;"> <td style="border-left:1px solid #000000;overflow:hidden;padding:0px 3px 0px 3px;vertical-align:bottom;font-weight:bold;"></td> <td data-sheets-value='{"1":2,"2":"Triple-walled"}' style="overflow:hidden; | skylux-160-ce-met-koepel-en-metaalopstand-met-lm-motor-en-windvang-1000-x-2500-mm | 8586005610829 | 46872290394445
Smoke and heat exhaust (SHEV) | SHE system | Skylux | Skylux 160° CE with skylight and metal curb with double LM-actuator and spoiler 1000 x 2800 mm |  | 34770 | 5412970347705 | 7750.05 | Yes | 30-45 | 149.75 | 1000 x 2800 mm | 2800 | 1000 |  | metal curb M30 (30 cm high) | Rectangular | 5.17 W/m²K - 1.28 W/m²K | 87% - 32% | 90% - 32% | 20dB - 23dB | 160° CE (for industry) | skylight | with spoiler | E | Double actuator | Maximum four-walled skylight possible for this product | Ut-value LT-value g-value Rw-value EN 1873 : 2014 EN ISO 13468 EN 16153 EN 410 EN 410 EN ISO 140-3 Material Walls Shells (W/m²K) (%) (%) (dB) Acrylic Single-walled Clear (H) 5.17 90 87 - PMMA Single-walled Opal (O) 5.17 83 76 - Double-walled Clear (H/H) 2.90 81 75 20 Double-walled Opal (O/O) 2.90 69 58 20 Triple-walled Clear (H/H/H) 1.70 73 65 22 Triple-walled Opal (O/H/O) 1.70 62 51 22 Four-walled Clear (H/H/H/H) 1.28 64 54 23 Four-walled Opal (H/H/O/H) 1.28 59 48 23 Polycarbonate Single-walled Clear (A) 5.17 88 83 - PC Single-walled Opal (D) 5.17 58 60 - Double-walled Clear (A/H) 2.90 79 72 20 Double-walled Clear (A/A) 2.90 77 69 20 Double-walled Opal (A/O) 2.90 73 63 20 Double-walled Opal (A/D) 2.90 51 50 20 Triple-walled Clear (A/H/H) 1.70 71 63 22 Triple-walled Opal (A/O/O) 1.70 61 48 22 Four-walled Clear (A/H/H/H) 1.28 64 52 23 Four-walled Opal (A/H/O/H) 1.28 59 46 23 Polycarbonate Single-walled Heatstop Opal (T) 5.17 49 59 - Heatstop PC Double-walled Clear (T/H) 2.90 44 51 20 Double-walled Opal (T/O) 2.90 41 45 20 Triple-walled Clear (T/H/H) 1.70 40 <td data-sheets-numberformat='{"1":2,"2":"0","3":1}' data-sheets-value='{"1":3,"3":44}' style="overflow:hidden;paddin | https://skylux.eu/en/products/skylux-160-ce-met-koepel-en-metaalopstand-met-lm-motor-en-windvang-1000-x-2800-mm | https://skylux.eu/cdn/shop/files/Skylux-160deg-CE-met-koepel-en-metaalopstand-met-dubbele-LM-motor-en-windvang-1000-x-2800-mm-RWA-systeem.jpg?v=1702977531&width=1600 | https://skylux.eu/cdn/shop/files/e5a82811-1bb0-48e4-a776-cacb59c7c092_515a5262-6529-4f65-8b4b-f3e43e1e7969.jpg?v=1688550403&width=1600 | //skylux.eu/cdn/shop/files/E_MH_Mounting_instructions_Skylux_160_CE_LM.pdf?v=12406716259046007223 | //skylux.eu/cdn/shop/files/E_TD_Technical_File_Skylux_Skylux_160_CE_Electric.pdf?v=3667116872303399239 | <style type="text/css" id="isPasted"> <!--td { border: 1px solid #cccccc; } br { mso-data-placement: same-cell; } --> </style> <table border="1" cellpadding="0" cellspacing="0" dir="ltr" style="table-layout:fixed;font-size:10pt;font-family:Arial;border-collapse:collapse;border:none;"><tbody> <tr style="height:20px;"> <td style="overflow:hidden;padding:0px 3px 0px 3px;vertical-align:bottom;"></td> <td style="overflow:hidden;padding:0px 3px 0px 3px;vertical-align:bottom;"></td> <td style="overflow:hidden;padding:0px 3px 0px 3px;vertical-align:bottom;"></td> <td data-sheets-value='{"1":2,"2":"Ut-value"}' style="overflow:hidden;padding:0px 3px 0px 3px;vertical-align:bottom;font-weight:bold;text-align:center;">Ut-value</td> <td data-sheets-value='{"1":2,"2":"LT-value"}' style="overflow:hidden;padding:0px 3px 0px 3px;vertical-align:bottom;font-weight:bold;text-align:center;">LT-value</td> <td data-sheets-value='{"1":2,"2":"g-value"}' style="overflow:hidden;padding:0px 3px 0px 3px;vertical-align:bottom;font-weight:bold;text-align:center;">g-value</td> <td data-sheets-value='{"1":2,"2":"Rw-value "}' style="overflow:hidden;padding:0px 3px 0px 3px;vertical-align:bottom;font-weight:bold;text-align:center;">Rw-value </td> </tr> <tr style="height:20px;"> <td style="overflow:hidden;padding:0px 3px 0px 3px;vertical-align:bottom;"></td> <td style="overflow:hidden;padding:0px 3px 0px 3px;vertical-align:bottom;"></td> <td style="overflow:hidden;padding:0px 3px 0px 3px;vertical-align:bottom;"></td> <td data-sheets-numberformat='{"1":2,"2":"0.00","3":1}' data-sheets-value='{"1":2,"2":"EN 1873 : 2014"}' style="overflow:hidden;padding:0px 3px 0px 3px;vertical-align:bottom;text-align:center;">EN 1873 : 2014</td> <td data-sheets-numberformat='{"1":2,"2":"0","3":1}' data-sheets-value='{"1":2,"2":"EN ISO 13468 EN 16153 EN 410"}' style="overflow:hidden;padding:0px 3px 0px 3px;vertical-align:bottom;text-align:center;">EN ISO 13468 EN 16153 EN 410</td> <td data-sheets-numberformat='{"1":2,"2":"0","3":1}' data-sheets-value='{"1":2,"2":"EN 410"}' style="overflow:hidden;padding:0px 3px 0px 3px;vertical-align:bottom;text-align:center;">EN 410</td> <td data-sheets-value='{"1":2,"2":"EN ISO 140-3\t\t"}' style="overflow:hidden;padding:0px 3px 0px 3px;vertical-align:bottom;text-align:center;">EN ISO 140-3 </td> </tr> <tr style="height:20px;"> <td data-sheets-value='{"1":2,"2":"Material"}' style="border-bottom:1px solid #000000;overflow:hidden;padding:0px 3px 0px 3px;vertical-align:bottom;background-color:#000000;font-weight:bold;color:#ffffff;">Material</td> <td data-sheets-value='{"1":2,"2":"Walls"}' style="border-bottom:1px solid #000000;overflow:hidden;padding:0px 3px 0px 3px;vertical-align:bottom;background-color:#000000;font-weight:bold;color:#ffffff;">Walls</td> <td data-sheets-value='{"1":2,"2":"Shells"}' style="border-bottom:1px solid #000000;overflow:hidden;padding:0px 3px 0px 3px;vertical-align:bottom;background-color:#000000;font-weight:bold;color:#ffffff;">Shells</td> <td data-sheets-numberformat='{"1":2,"2":"0.00","3":1}' data-sheets-value='{"1":2,"2":"(W/m²K)\t"}' style="border-bottom:1px solid #000000;overflow:hidden;padding:0px 3px 0px 3px;vertical-align:bottom;background-color:#000000;font-weight:bold;color:#ffffff;text-align:center;">(W/m²K) </td> <td data-sheets-numberformat='{"1":2,"2":"0","3":1}' data-sheets-value='{"1":2,"2":"(%)"}' style="border-bottom:1px solid #000000;overflow:hidden;padding:0px 3px 0px 3px;vertical-align:bottom;background-color:#000000;font-weight:bold;color:#ffffff;text-align:center;">(%)</td> <td data-sheets-numberformat='{"1":2,"2":"0","3":1}' data-sheets-value='{"1":2,"2":"(%)"}' style="border-bottom:1px solid #000000;overflow:hidden;padding:0px 3px 0px 3px;vertical-align:bottom;background-color:#000000;font-weight:bold;color:#ffffff;text-align:center;">(%)</td> <td data-sheets-value='{"1":2,"2":"(dB)"}' style="border-bottom:1px solid #000000;overflow:hidden;padding:0px 3px 0px 3px;vertical-align:bottom;background-color:#000000;font-weight:bold;color:#ffffff;text-align:center;">(dB)</td> </tr> <tr style="height:20px;"> <td data-sheets-value='{"1":2,"2":"Acrylic"}' style="border-left:1px solid #000000;overflow:hidden;padding:0px 3px 0px 3px;vertical-align:bottom;font-weight:bold;">Acrylic</td> <td data-sheets-value='{"1":2,"2":"Single-walled"}' style="overflow:hidden;padding:0px 3px 0px 3px;vertical-align:bottom;font-weight:bold;">Single-walled</td> <td data-sheets-value='{"1":2,"2":"Clear (H)"}' style="border-right:1px solid #000000;overflow:hidden;padding:0px 3px 0px 3px;vertical-align:bottom;font-weight:bold;">Clear (H)</td> <td data-sheets-numberformat='{"1":2,"2":"0.00","3":1}' data-sheets-value='{"1":3,"3":5.17}' style="overflow:hidden;padding:0px 3px 0px 3px;vertical-align:bottom;text-align:center;">5.17</td> <td data-sheets-numberformat='{"1":2,"2":"0","3":1}' data-sheets-value='{"1":3,"3":90}' style="overflow:hidden;padding:0px 3px 0px 3px;vertical-align:bottom;text-align:center;">90</td> <td data-sheets-numberformat='{"1":2,"2":"0","3":1}' data-sheets-value='{"1":3,"3":87}' style="overflow:hidden;padding:0px 3px 0px 3px;vertical-align:bottom;text-align:center;">87</td> <td data-sheets-numberformat='{"1":2,"2":"0","3":1}' data-sheets-value='{"1":2,"2":"-"}' style="border-right:1px solid #000000;overflow:hidden;padding:0px 3px 0px 3px;vertical-align:bottom;text-align:center;">-</td> </tr> <tr style="height:20px;"> <td data-sheets-value='{"1":2,"2":"PMMA"}' style="border-left:1px solid #000000;overflow:hidden;padding:0px 3px 0px 3px;vertical-align:bottom;font-weight:bold;">PMMA</td> <td data-sheets-value='{"1":2,"2":"Single-walled"}' style="overflow:hidden;padding:0px 3px 0px 3px;vertical-align:bottom;font-weight:bold;">Single-walled</td> <td data-sheets-value='{"1":2,"2":"Opal (O)"}' style="border-right:1px solid #000000;overflow:hidden;padding:0px 3px 0px 3px;vertical-align:bottom;font-weight:bold;">Opal (O)</td> <td data-sheets-numberformat='{"1":2,"2":"0.00","3":1}' data-sheets-value='{"1":3,"3":5.17}' style="overflow:hidden;padding:0px 3px 0px 3px;vertical-align:bottom;text-align:center;">5.17</td> <td data-sheets-numberformat='{"1":2,"2":"0","3":1}' data-sheets-value='{"1":3,"3":83}' style="overflow:hidden;padding:0px 3px 0px 3px;vertical-align:bottom;text-align:center;">83</td> <td data-sheets-numberformat='{"1":2,"2":"0","3":1}' data-sheets-value='{"1":3,"3":76}' style="overflow:hidden;padding:0px 3px 0px 3px;vertical-align:bottom;text-align:center;">76</td> <td data-sheets-numberformat='{"1":2,"2":"0","3":1}' data-sheets-value='{"1":2,"2":"-"}' style="border-right:1px solid #000000;overflow:hidden;padding:0px 3px 0px 3px;vertical-align:bottom;text-align:center;">-</td> </tr> <tr style="height:20px;"> <td style="border-left:1px solid #000000;overflow:hidden;padding:0px 3px 0px 3px;vertical-align:bottom;font-weight:bold;"></td> <td data-sheets-value='{"1":2,"2":"Double-walled"}' style="overflow:hidden;padding:0px 3px 0px 3px;vertical-align:bottom;font-weight:bold;">Double-walled</td> <td data-sheets-value='{"1":2,"2":"Clear (H/H)"}' style="border-right:1px solid #000000;overflow:hidden;padding:0px 3px 0px 3px;vertical-align:bottom;font-weight:bold;">Clear (H/H)</td> <td data-sheets-numberformat='{"1":2,"2":"0.00","3":1}' data-sheets-value='{"1":3,"3":2.9}' style="overflow:hidden;padding:0px 3px 0px 3px;vertical-align:bottom;text-align:center;">2.90</td> <td data-sheets-numberformat='{"1":2,"2":"0","3":1}' data-sheets-value='{"1":3,"3":81}' style="overflow:hidden;padding:0px 3px 0px 3px;vertical-align:bottom;text-align:center;">81</td> <td data-sheets-numberformat='{"1":2,"2":"0","3":1}' data-sheets-value='{"1":3,"3":75}' style="overflow:hidden;padding:0px 3px 0px 3px;vertical-align:bottom;text-align:center;">75</td> <td data-sheets-numberformat='{"1":2,"2":"0","3":1}' data-sheets-value='{"1":3,"3":20}' style="border-right:1px solid #000000;overflow:hidden;padding:0px 3px 0px 3px;vertical-align:bottom;text-align:center;">20</td> </tr> <tr style="height:20px;"> <td style="border-left:1px solid #000000;overflow:hidden;padding:0px 3px 0px 3px;vertical-align:bottom;font-weight:bold;"></td> <td data-sheets-value='{"1":2,"2":"Double-walled"}' style="overflow:hidden;padding:0px 3px 0px 3px;vertical-align:bottom;font-weight:bold;">Double-walled</td> <td data-sheets-value='{"1":2,"2":"Opal (O/O)"}' style="border-right:1px solid #000000;overflow:hidden;padding:0px 3px 0px 3px;vertical-align:bottom;font-weight:bold;">Opal (O/O)</td> <td data-sheets-numberformat='{"1":2,"2":"0.00","3":1}' data-sheets-value='{"1":3,"3":2.9}' style="overflow:hidden;padding:0px 3px 0px 3px;vertical-align:bottom;text-align:center;">2.90</td> <td data-sheets-numberformat='{"1":2,"2":"0","3":1}' data-sheets-value='{"1":3,"3":69}' style="overflow:hidden;padding:0px 3px 0px 3px;vertical-align:bottom;text-align:center;">69</td> <td data-sheets-numberformat='{"1":2,"2":"0","3":1}' data-sheets-value='{"1":3,"3":58}' style="overflow:hidden;padding:0px 3px 0px 3px;vertical-align:bottom;text-align:center;">58</td> <td data-sheets-numberformat='{"1":2,"2":"0","3":1}' data-sheets-value='{"1":3,"3":20}' style="border-right:1px solid #000000;overflow:hidden;padding:0px 3px 0px 3px;vertical-align:bottom;text-align:center;">20</td> </tr> <tr style="height:20px;"> <td style="border-left:1px solid #000000;overflow:hidden;padding:0px 3px 0px 3px;vertical-align:bottom;font-weight:bold;"></td> <td data-sheets-value='{"1":2,"2":"Triple-walled"}' style="overflow:hidden;padding:0px 3px 0px 3px;vertical-align:bottom;font-weight:bold;">Triple-walled</td> <td data-sheets-value='{"1":2,"2":"Clear (H/H/H)"}' style="border-right:1px solid #000000;overflow:hidden;padding:0px 3px 0px 3px;vertical-align:bottom;font-weight:bold;">Clear (H/H/H)</td> <td data-sheets-numberformat='{"1":2,"2":"0.00","3":1}' data-sheets-value='{"1":3,"3":1.7}' style="overflow:hidden;padding:0px 3px 0px 3px;vertical-align:bottom;text-align:center;">1.70</td> <td data-sheets-numberformat='{"1":2,"2":"0","3":1}' data-sheets-value='{"1":3,"3":73}' style="overflow:hidden;padding:0px 3px 0px 3px;vertical-align:bottom;text-align:center;">73</td> <td data-sheets-numberformat='{"1":2,"2":"0","3":1}' data-sheets-value='{"1":3,"3":65}' style="overflow:hidden;padding:0px 3px 0px 3px;vertical-align:bottom;text-align:center;">65</td> <td data-sheets-numberformat='{"1":2,"2":"0","3":1}' data-sheets-value='{"1":3,"3":22}' style="border-right:1px solid #000000;overflow:hidden;padding:0px 3px 0px 3px;vertical-align:bottom;text-align:center;">22</td> </tr> <tr style="height:20px;"> <td style="border-left:1px solid #000000;overflow:hidden;padding:0px 3px 0px 3px;vertical-align:bottom;font-weight:bold;"></td> <td data-sheets-value='{"1":2,"2":"Triple-walled"}' style="overflow:hidden;padding:0px 3px 0px 3px;vertical-align:bottom;font-weight:bold;">Triple-walled</td> <td data-sheets-value='{"1":2,"2":"Opal (O/H/O)"}' style="border-right:1px solid #000000;overflow:hidden;padding:0px 3px 0px 3px;vertical-align:bottom;font-weight:bold;">Opal (O/H/O)</td> <td data-sheets-numberformat='{"1":2,"2":"0.00","3":1}' data-sheets-value='{"1":3,"3":1.7}' style="overflow:hidden;padding:0px 3px 0px 3px;vertical-align:bottom;text-align:center;">1.70</td> <td data-sheets-numberformat='{"1":2,"2":"0","3":1}' data-sheets-value='{"1":3,"3":62}' style="overflow:hidden;padding:0px 3px 0px 3px;vertical-align:bottom;text-align:center;">62</td> <td data-sheets-numberformat='{"1":2,"2":"0","3":1}' data-sheets-value='{"1":3,"3":51}' style="overflow:hidden;padding:0px 3px 0px 3px;vertical-align:bottom;text-align:center;">51</td> <td data-sheets-numberformat='{"1":2,"2":"0","3":1}' data-sheets-value='{"1":3,"3":22}' style="border-right:1px solid #000000;overflow:hidden;padding:0px 3px 0px 3px;vertical-align:bottom;text-align:center;">22</td> </tr> <tr style="height:20px;"> <td style="border-left:1px solid #000000;overflow:hidden;padding:0px 3px 0px 3px;vertical-align:bottom;font-weight:bold;"></td> <td data-sheets-value='{"1":2,"2":"Four-walled"}' style="overflow:hidden;padding:0px 3px 0px 3px;vertical-align:bottom;font-weight:bold;">Four-walled</td> <td data-sheets-value='{"1":2,"2":"Clear (H/H/H/H)"}' style="border-right:1px solid #000000;overflow:hidden;padding:0px 3px 0px 3px;vertical-align:bottom;font-weight:bold;">Clear (H/H/H/H)</td> <td data-sheets-numberformat='{"1":2,"2":"0.00","3":1}' data-sheets-value='{"1":3,"3":1.28}' style="overflow:hidden;padding:0px 3px 0px 3px;vertical-align:bottom;text-align:center;">1.28</td> <td data-sheets-numberformat='{"1":2,"2":"0","3":1}' data-sheets-value='{"1":3,"3":64}' style="overflow:hidden;padding:0px 3px 0px 3px;vertical-align:bottom;text-align:center;">64</td> <td data-sheets-numberformat='{"1":2,"2":"0","3":1}' data-sheets-value='{"1":3,"3":54}' style="overflow:hidden;padding:0px 3px 0px 3px;vertical-align:bottom;text-align:center;">54</td> <td data-sheets-numberformat='{"1":2,"2":"0","3":1}' data-sheets-value='{"1":3,"3":23}' style="border-right:1px solid #000000;overflow:hidden;padding:0px 3px 0px 3px;vertical-align:bottom;text-align:center;">23</td> </tr> <tr style="height:20px;"> <td style="border-bottom:1px solid #000000;border-left:1px solid #000000;overflow:hidden;padding:0px 3px 0px 3px;vertical-align:bottom;"></td> <td data-sheets-value='{"1":2,"2":"Four-walled"}' style="border-bottom:1px solid #000000;overflow:hidden;padding:0px 3px 0px 3px;vertical-align:bottom;font-weight:bold;">Four-walled</td> <td data-sheets-value='{"1":2,"2":"Opal (H/H/O/H)"}' style="border-right:1px solid #000000;border-bottom:1px solid #000000;overflow:hidden;padding:0px 3px 0px 3px;vertical-align:bottom;font-weight:bold;">Opal (H/H/O/H)</td> <td data-sheets-numberformat='{"1":2,"2":"0.00","3":1}' data-sheets-value='{"1":3,"3":1.28}' style="border-bottom:1px solid #000000;overflow:hidden;padding:0px 3px 0px 3px;vertical-align:bottom;text-align:center;">1.28</td> <td data-sheets-numberformat='{"1":2,"2":"0","3":1}' data-sheets-value='{"1":3,"3":59}' style="border-bottom:1px solid #000000;overflow:hidden;padding:0px 3px 0px 3px;vertical-align:bottom;text-align:center;">59</td> <td data-sheets-numberformat='{"1":2,"2":"0","3":1}' data-sheets-value='{"1":3,"3":48}' style="border-bottom:1px solid #000000;overflow:hidden;padding:0px 3px 0px 3px;vertical-align:bottom;text-align:center;">48</td> <td data-sheets-numberformat='{"1":2,"2":"0","3":1}' data-sheets-value='{"1":3,"3":23}' style="border-right:1px solid #000000;border-bottom:1px solid #000000;overflow:hidden;padding:0px 3px 0px 3px;vertical-align:bottom;text-align:center;">23</td> </tr> <tr style="height:20px;"> <td data-sheets-value='{"1":2,"2":"Polycarbonate "}' style="border-left:1px solid #000000;overflow:hidden;padding:0px 3px 0px 3px;vertical-align:bottom;font-weight:bold;">Polycarbonate </td> <td data-sheets-value='{"1":2,"2":"Single-walled"}' style="overflow:hidden;padding:0px 3px 0px 3px;vertical-align:bottom;font-weight:bold;">Single-walled</td> <td data-sheets-value='{"1":2,"2":"Clear (A)"}' style="border-right:1px solid #000000;overflow:hidden;padding:0px 3px 0px 3px;vertical-align:bottom;font-weight:bold;">Clear (A)</td> <td data-sheets-numberformat='{"1":2,"2":"0.00","3":1}' data-sheets-value='{"1":3,"3":5.17}' style="overflow:hidden;padding:0px 3px 0px 3px;vertical-align:bottom;text-align:center;">5.17</td> <td data-sheets-numberformat='{"1":2,"2":"0","3":1}' data-sheets-value='{"1":3,"3":88}' style="overflow:hidden;padding:0px 3px 0px 3px;vertical-align:bottom;text-align:center;">88</td> <td data-sheets-numberformat='{"1":2,"2":"0","3":1}' data-sheets-value='{"1":3,"3":83}' style="overflow:hidden;padding:0px 3px 0px 3px;vertical-align:bottom;text-align:center;">83</td> <td data-sheets-numberformat='{"1":2,"2":"0","3":1}' data-sheets-value='{"1":2,"2":"-"}' style="border-right:1px solid #000000;overflow:hidden;padding:0px 3px 0px 3px;vertical-align:bottom;text-align:center;">-</td> </tr> <tr style="height:20px;"> <td data-sheets-value='{"1":2,"2":"PC"}' style="border-left:1px solid #000000;overflow:hidden;padding:0px 3px 0px 3px;vertical-align:bottom;font-weight:bold;">PC</td> <td data-sheets-value='{"1":2,"2":"Single-walled"}' style="overflow:hidden;padding:0px 3px 0px 3px;vertical-align:bottom;font-weight:bold;">Single-walled</td> <td data-sheets-value='{"1":2,"2":"Opal (D)"}' style="border-right:1px solid #000000;overflow:hidden;padding:0px 3px 0px 3px;vertical-align:bottom;font-weight:bold;">Opal (D)</td> <td data-sheets-numberformat='{"1":2,"2":"0.00","3":1}' data-sheets-value='{"1":3,"3":5.17}' style="overflow:hidden;padding:0px 3px 0px 3px;vertical-align:bottom;text-align:center;">5.17</td> <td data-sheets-numberformat='{"1":2,"2":"0","3":1}' data-sheets-value='{"1":3,"3":58}' style="overflow:hidden;padding:0px 3px 0px 3px;vertical-align:bottom;text-align:center;">58</td> <td data-sheets-numberformat='{"1":2,"2":"0","3":1}' data-sheets-value='{"1":3,"3":60}' style="overflow:hidden;padding:0px 3px 0px 3px;vertical-align:bottom;text-align:center;">60</td> <td data-sheets-numberformat='{"1":2,"2":"0","3":1}' data-sheets-value='{"1":2,"2":"-"}' style="border-right:1px solid #000000;overflow:hidden;padding:0px 3px 0px 3px;vertical-align:bottom;text-align:center;">-</td> </tr> <tr style="height:20px;"> <td style="border-left:1px solid #000000;overflow:hidden;padding:0px 3px 0px 3px;vertical-align:bottom;font-weight:bold;"></td> <td data-sheets-value='{"1":2,"2":"Double-walled"}' style="overflow:hidden;padding:0px 3px 0px 3px;vertical-align:bottom;font-weight:bold;">Double-walled</td> <td data-sheets-value='{"1":2,"2":"Clear (A/H)"}' style="border-right:1px solid #000000;overflow:hidden;padding:0px 3px 0px 3px;vertical-align:bottom;font-weight:bold;">Clear (A/H)</td> <td data-sheets-numberformat='{"1":2,"2":"0.00","3":1}' data-sheets-value='{"1":3,"3":2.9}' style="overflow:hidden;padding:0px 3px 0px 3px;vertical-align:bottom;text-align:center;">2.90</td> <td data-sheets-numberformat='{"1":2,"2":"0","3":1}' data-sheets-value='{"1":3,"3":79}' style="overflow:hidden;padding:0px 3px 0px 3px;vertical-align:bottom;text-align:center;">79</td> <td data-sheets-numberformat='{"1":2,"2":"0","3":1}' data-sheets-value='{"1":3,"3":72}' style="overflow:hidden;padding:0px 3px 0px 3px;vertical-align:bottom;text-align:center;">72</td> <td data-sheets-numberformat='{"1":2,"2":"0","3":1}' data-sheets-value='{"1":3,"3":20}' style="border-right:1px solid #000000;overflow:hidden;padding:0px 3px 0px 3px;vertical-align:bottom;text-align:center;">20</td> </tr> <tr style="height:20px;"> <td style="border-left:1px solid #000000;overflow:hidden;padding:0px 3px 0px 3px;vertical-align:bottom;font-weight:bold;"></td> <td data-sheets-value='{"1":2,"2":"Double-walled"}' style="overflow:hidden;padding:0px 3px 0px 3px;vertical-align:bottom;font-weight:bold;">Double-walled</td> <td data-sheets-value='{"1":2,"2":"Clear (A/A)"}' style="border-right:1px solid #000000;overflow:hidden;padding:0px 3px 0px 3px;vertical-align:bottom;font-weight:bold;">Clear (A/A)</td> <td data-sheets-numberformat='{"1":2,"2":"0.00","3":1}' data-sheets-value='{"1":3,"3":2.9}' style="overflow:hidden;padding:0px 3px 0px 3px;vertical-align:bottom;text-align:center;">2.90</td> <td data-sheets-numberformat='{"1":2,"2":"0","3":1}' data-sheets-value='{"1":3,"3":77}' style="overflow:hidden;padding:0px 3px 0px 3px;vertical-align:bottom;text-align:center;">77</td> <td data-sheets-numberformat='{"1":2,"2":"0","3":1}' data-sheets-value='{"1":3,"3":69}' style="overflow:hidden;padding:0px 3px 0px 3px;vertical-align:bottom;text-align:center;">69</td> <td data-sheets-numberformat='{"1":2,"2":"0","3":1}' data-sheets-value='{"1":3,"3":20}' style="border-right:1px solid #000000;overflow:hidden;padding:0px 3px 0px 3px;vertical-align:bottom;text-align:center;">20</td> </tr> <tr style="height:20px;"> <td style="border-left:1px solid #000000;overflow:hidden;padding:0px 3px 0px 3px;vertical-align:bottom;font-weight:bold;"></td> <td data-sheets-value='{"1":2,"2":"Double-walled"}' style="overflow:hidden;padding:0px 3px 0px 3px;vertical-align:bottom;font-weight:bold;">Double-walled</td> <td data-sheets-value='{"1":2,"2":"Opal (A/O)"}' style="border-right:1px solid #000000;overflow:hidden;padding:0px 3px 0px 3px;vertical-align:bottom;font-weight:bold;">Opal (A/O)</td> <td data-sheets-numberformat='{"1":2,"2":"0.00","3":1}' data-sheets-value='{"1":3,"3":2.9}' style="overflow:hidden;padding:0px 3px 0px 3px;vertical-align:bottom;text-align:center;">2.90</td> <td data-sheets-numberformat='{"1":2,"2":"0","3":1}' data-sheets-value='{"1":3,"3":73}' style="overflow:hidden;padding:0px 3px 0px 3px;vertical-align:bottom;text-align:center;">73</td> <td data-sheets-numberformat='{"1":2,"2":"0","3":1}' data-sheets-value='{"1":3,"3":63}' style="overflow:hidden;padding:0px 3px 0px 3px;vertical-align:bottom;text-align:center;">63</td> <td data-sheets-numberformat='{"1":2,"2":"0","3":1}' data-sheets-value='{"1":3,"3":20}' style="border-right:1px solid #000000;overflow:hidden;padding:0px 3px 0px 3px;vertical-align:bottom;text-align:center;">20</td> </tr> <tr style="height:20px;"> <td style="border-left:1px solid #000000;overflow:hidden;padding:0px 3px 0px 3px;vertical-align:bottom;font-weight:bold;"></td> <td data-sheets-value='{"1":2,"2":"Double-walled"}' style="overflow:hidden;padding:0px 3px 0px 3px;vertical-align:bottom;font-weight:bold;">Double-walled</td> <td data-sheets-value='{"1":2,"2":"Opal (A/D)"}' style="border-right:1px solid #000000;overflow:hidden;padding:0px 3px 0px 3px;vertical-align:bottom;font-weight:bold;">Opal (A/D)</td> <td data-sheets-numberformat='{"1":2,"2":"0.00","3":1}' data-sheets-value='{"1":3,"3":2.9}' style="overflow:hidden;padding:0px 3px 0px 3px;vertical-align:bottom;text-align:center;">2.90</td> <td data-sheets-numberformat='{"1":2,"2":"0","3":1}' data-sheets-value='{"1":3,"3":51}' style="overflow:hidden;padding:0px 3px 0px 3px;vertical-align:bottom;text-align:center;">51</td> <td data-sheets-numberformat='{"1":2,"2":"0","3":1}' data-sheets-value='{"1":3,"3":50}' style="overflow:hidden;padding:0px 3px 0px 3px;vertical-align:bottom;text-align:center;">50</td> <td data-sheets-numberformat='{"1":2,"2":"0","3":1}' data-sheets-value='{"1":3,"3":20}' style="border-right:1px solid #000000;overflow:hidden;padding:0px 3px 0px 3px;vertical-align:bottom;text-align:center;">20</td> </tr> <tr style="height:20px;"> <td style="border-left:1px solid #000000;overflow:hidden;padding:0px 3px 0px 3px;vertical-align:bottom;font-weight:bold;"></td> <td data-sheets-value='{"1":2,"2":"Triple-walled"}' style="overflow:hidden;padding:0px 3px 0px 3px;vertical-align:bottom;font-weight:bold;">Triple-walled</td> <td data-sheets-value='{"1":2,"2":"Clear (A/H/H)"}' style="border-right:1px solid #000000;overflow:hidden;padding:0px 3px 0px 3px;vertical-align:bottom;font-weight:bold;">Clear (A/H/H)</td> <td data-sheets-numberformat='{"1":2,"2":"0.00","3":1}' data-sheets-value='{"1":3,"3":1.7}' style="overflow:hidden;padding:0px 3px 0px 3px;vertical-align:bottom;text-align:center;">1.70</td> <td data-sheets-numberformat='{"1":2,"2":"0","3":1}' data-sheets-value='{"1":3,"3":71}' style="overflow:hidden;padding:0px 3px 0px 3px;vertical-align:bottom;text-align:center;">71</td> <td data-sheets-numberformat='{"1":2,"2":"0","3":1}' data-sheets-value='{"1":3,"3":63}' style="overflow:hidden;padding:0px 3px 0px 3px;vertical-align:bottom;text-align:center;">63</td> <td data-sheets-numberformat='{"1":2,"2":"0","3":1}' data-sheets-value='{"1":3,"3":22}' style="border-right:1px solid #000000;overflow:hidden;padding:0px 3px 0px 3px;vertical-align:bottom;text-align:center;">22</td> </tr> <tr style="height:20px;"> <td style="border-left:1px solid #000000;overflow:hidden;padding:0px 3px 0px 3px;vertical-align:bottom;font-weight:bold;"></td> <td data-sheets-value='{"1":2,"2":"Triple-walled"}' style="overflow:hidden;padding:0px 3px 0px 3px;vertical-align:bottom;font-weight:bold;">Triple-walled</td> <td data-sheets-value='{"1":2,"2":"Opal (A/O/O)"}' style="border-right:1px solid #000000;overflow:hidden;padding:0px 3px 0px 3px;vertical-align:bottom;font-weight:bold;">Opal (A/O/O)</td> <td data-sheets-numberformat='{"1":2,"2":"0.00","3":1}' data-sheets-value='{"1":3,"3":1.7}' style="overflow:hidden;padding:0px 3px 0px 3px;vertical-align:bottom;text-align:center;">1.70</td> <td data-sheets-numberformat='{"1":2,"2":"0","3":1}' data-sheets-value='{"1":3,"3":61}' style="overflow:hidden;padding:0px 3px 0px 3px;vertical-align:bottom;text-align:center;">61</td> <td data-sheets-numberformat='{"1":2,"2":"0","3":1}' data-sheets-value='{"1":3,"3":48}' style="overflow:hidden;padding:0px 3px 0px 3px;vertical-align:bottom;text-align:center;">48</td> <td data-sheets-numberformat='{"1":2,"2":"0","3":1}' data-sheets-value='{"1":3,"3":22}' style="border-right:1px solid #000000;overflow:hidden;padding:0px 3px 0px 3px;vertical-align:bottom;text-align:center;">22</td> </tr> <tr style="height:20px;"> <td style="border-left:1px solid #000000;overflow:hidden;padding:0px 3px 0px 3px;vertical-align:bottom;font-weight:bold;"></td> <td data-sheets-value='{"1":2,"2":"Four-walled"}' style="overflow:hidden;padding:0px 3px 0px 3px;vertical-align:bottom;font-weight:bold;">Four-walled</td> <td data-sheets-value='{"1":2,"2":"Clear (A/H/H/H)"}' style="border-right:1px solid #000000;overflow:hidden;padding:0px 3px 0px 3px;vertical-align:bottom;font-weight:bold;">Clear (A/H/H/H)</td> <td data-sheets-numberformat='{"1":2,"2":"0.00","3":1}' data-sheets-value='{"1":3,"3":1.28}' style="overflow:hidden;padding:0px 3px 0px 3px;vertical-align:bottom;text-align:center;">1.28</td> <td data-sheets-numberformat='{"1":2,"2":"0","3":1}' data-sheets-value='{"1":3,"3":64}' style="overflow:hidden;padding:0px 3px 0px 3px;vertical-align:bottom;text-align:center;">64</td> <td data-sheets-numberformat='{"1":2,"2":"0","3":1}' data-sheets-value='{"1":3,"3":52}' style="overflow:hidden;padding:0px 3px 0px 3px;vertical-align:bottom;text-align:center;">52</td> <td data-sheets-numberformat='{"1":2,"2":"0","3":1}' data-sheets-value='{"1":3,"3":23}' style="border-right:1px solid #000000;overflow:hidden;padding:0px 3px 0px 3px;vertical-align:bottom;text-align:center;">23</td> </tr> <tr style="height:20px;"> <td style="border-bottom:1px solid #000000;border-left:1px solid #000000;overflow:hidden;padding:0px 3px 0px 3px;vertical-align:bottom;"></td> <td data-sheets-value='{"1":2,"2":"Four-walled"}' style="border-bottom:1px solid #000000;overflow:hidden;padding:0px 3px 0px 3px;vertical-align:bottom;font-weight:bold;">Four-walled</td> <td data-sheets-value='{"1":2,"2":"Opal (A/H/O/H)"}' style="border-right:1px solid #000000;border-bottom:1px solid #000000;overflow:hidden;padding:0px 3px 0px 3px;vertical-align:bottom;font-weight:bold;">Opal (A/H/O/H)</td> <td data-sheets-numberformat='{"1":2,"2":"0.00","3":1}' data-sheets-value='{"1":3,"3":1.28}' style="border-bottom:1px solid #000000;overflow:hidden;padding:0px 3px 0px 3px;vertical-align:bottom;text-align:center;">1.28</td> <td data-sheets-numberformat='{"1":2,"2":"0","3":1}' data-sheets-value='{"1":3,"3":59}' style="border-bottom:1px solid #000000;overflow:hidden;padding:0px 3px 0px 3px;vertical-align:bottom;text-align:center;">59</td> <td data-sheets-numberformat='{"1":2,"2":"0","3":1}' data-sheets-value='{"1":3,"3":46}' style="border-bottom:1px solid #000000;overflow:hidden;padding:0px 3px 0px 3px;vertical-align:bottom;text-align:center;">46</td> <td data-sheets-numberformat='{"1":2,"2":"0","3":1}' data-sheets-value='{"1":3,"3":23}' style="border-right:1px solid #000000;border-bottom:1px solid #000000;overflow:hidden;padding:0px 3px 0px 3px;vertical-align:bottom;text-align:center;">23</td> </tr> <tr style="height:20px;"> <td data-sheets-value='{"1":2,"2":"Polycarbonate"}' style="border-left:1px solid #000000;overflow:hidden;padding:0px 3px 0px 3px;vertical-align:bottom;font-weight:bold;">Polycarbonate</td> <td data-sheets-value='{"1":2,"2":"Single-walled"}' style="overflow:hidden;padding:0px 3px 0px 3px;vertical-align:bottom;font-weight:bold;">Single-walled</td> <td data-sheets-value='{"1":2,"2":"Heatstop Opal (T)"}' style="border-right:1px solid #000000;overflow:hidden;padding:0px 3px 0px 3px;vertical-align:bottom;font-weight:bold;">Heatstop Opal (T)</td> <td data-sheets-numberformat='{"1":2,"2":"0.00","3":1}' data-sheets-value='{"1":3,"3":5.17}' style="overflow:hidden;padding:0px 3px 0px 3px;vertical-align:bottom;text-align:center;">5.17</td> <td data-sheets-numberformat='{"1":2,"2":"0","3":1}' data-sheets-value='{"1":3,"3":49}' style="overflow:hidden;padding:0px 3px 0px 3px;vertical-align:bottom;text-align:center;">49</td> <td data-sheets-numberformat='{"1":2,"2":"0","3":1}' data-sheets-value='{"1":3,"3":59}' style="overflow:hidden;padding:0px 3px 0px 3px;vertical-align:bottom;text-align:center;">59</td> <td data-sheets-numberformat='{"1":2,"2":"0","3":1}' data-sheets-value='{"1":2,"2":"-"}' style="border-right:1px solid #000000;overflow:hidden;padding:0px 3px 0px 3px;vertical-align:bottom;text-align:center;">-</td> </tr> <tr style="height:20px;"> <td data-sheets-value='{"1":2,"2":"Heatstop PC"}' style="border-left:1px solid #000000;overflow:hidden;padding:0px 3px 0px 3px;vertical-align:bottom;font-weight:bold;">Heatstop PC</td> <td data-sheets-value='{"1":2,"2":"Double-walled"}' style="overflow:hidden;padding:0px 3px 0px 3px;vertical-align:bottom;font-weight:bold;">Double-walled</td> <td data-sheets-value='{"1":2,"2":"Clear (T/H)"}' style="border-right:1px solid #000000;overflow:hidden;padding:0px 3px 0px 3px;vertical-align:bottom;font-weight:bold;">Clear (T/H)</td> <td data-sheets-numberformat='{"1":2,"2":"0.00","3":1}' data-sheets-value='{"1":3,"3":2.9}' style="overflow:hidden;padding:0px 3px 0px 3px;vertical-align:bottom;text-align:center;">2.90</td> <td data-sheets-numberformat='{"1":2,"2":"0","3":1}' data-sheets-value='{"1":3,"3":44}' style="overflow:hidden;padding:0px 3px 0px 3px;vertical-align:bottom;text-align:center;">44</td> <td data-sheets-numberformat='{"1":2,"2":"0","3":1}' data-sheets-value='{"1":3,"3":51}' style="overflow:hidden;padding:0px 3px 0px 3px;vertical-align:bottom;text-align:center;">51</td> <td data-sheets-numberformat='{"1":2,"2":"0","3":1}' data-sheets-value='{"1":3,"3":20}' style="border-right:1px solid #000000;overflow:hidden;padding:0px 3px 0px 3px;vertical-align:bottom;text-align:center;">20</td> </tr> <tr style="height:20px;"> <td style="border-left:1px solid #000000;overflow:hidden;padding:0px 3px 0px 3px;vertical-align:bottom;font-weight:bold;"></td> <td data-sheets-value='{"1":2,"2":"Double-walled"}' style="overflow:hidden;padding:0px 3px 0px 3px;vertical-align:bottom;font-weight:bold;">Double-walled</td> <td data-sheets-value='{"1":2,"2":"Opal (T/O)"}' style="border-right:1px solid #000000;overflow:hidden;padding:0px 3px 0px 3px;vertical-align:bottom;font-weight:bold;">Opal (T/O)</td> <td data-sheets-numberformat='{"1":2,"2":"0.00","3":1}' data-sheets-value='{"1":3,"3":2.9}' style="overflow:hidden;padding:0px 3px 0px 3px;vertical-align:bottom;text-align:center;">2.90</td> <td data-sheets-numberformat='{"1":2,"2":"0","3":1}' data-sheets-value='{"1":3,"3":41}' style="overflow:hidden;padding:0px 3px 0px 3px;vertical-align:bottom;text-align:center;">41</td> <td data-sheets-numberformat='{"1":2,"2":"0","3":1}' data-sheets-value='{"1":3,"3":45}' style="overflow:hidden;padding:0px 3px 0px 3px;vertical-align:bottom;text-align:center;">45</td> <td data-sheets-numberformat='{"1":2,"2":"0","3":1}' data-sheets-value='{"1":3,"3":20}' style="border-right:1px solid #000000;overflow:hidden;padding:0px 3px 0px 3px;vertical-align:bottom;text-align:center;">20</td> </tr> <tr style="height:20px;"> <td style="border-left:1px solid #000000;overflow:hidden;padding:0px 3px 0px 3px;vertical-align:bottom;font-weight:bold;"></td> <td data-sheets-value='{"1":2,"2":"Triple-walled"}' style="overflow:hidden; | skylux-160-ce-met-koepel-en-metaalopstand-met-lm-motor-en-windvang-1000-x-2800-mm | 8586005676365 | 46872290492749
Smoke and heat exhaust (SHEV) | SHE system | Skylux | Skylux 160° CE with skylight and metal curb with double LM-actuator and spoiler 1200 x 2400 mm |  | 50987 | 5412970509875 | 7716.2 | Yes | 30-45 | 157.05 | 1200 x 2400 mm | 2400 | 1200 |  | metal curb M30 (30 cm high) | Rectangular | 5.17 W/m²K - 1.28 W/m²K | 87% - 32% | 90% - 32% | 20dB - 23dB | 160° CE (for industry) | skylight | with spoiler | E | Double actuator | Maximum four-walled skylight possible for this product | Ut-value LT-value g-value Rw-value EN 1873 : 2014 EN ISO 13468 EN 16153 EN 410 EN 410 EN ISO 140-3 Material Walls Shells (W/m²K) (%) (%) (dB) Acrylic Single-walled Clear (H) 5.17 90 87 - PMMA Single-walled Opal (O) 5.17 83 76 - Double-walled Clear (H/H) 2.90 81 75 20 Double-walled Opal (O/O) 2.90 69 58 20 Triple-walled Clear (H/H/H) 1.70 73 65 22 Triple-walled Opal (O/H/O) 1.70 62 51 22 Four-walled Clear (H/H/H/H) 1.28 64 54 23 Four-walled Opal (H/H/O/H) 1.28 59 48 23 Polycarbonate Single-walled Clear (A) 5.17 88 83 - PC Single-walled Opal (D) 5.17 58 60 - Double-walled Clear (A/H) 2.90 79 72 20 Double-walled Clear (A/A) 2.90 77 69 20 Double-walled Opal (A/O) 2.90 73 63 20 Double-walled Opal (A/D) 2.90 51 50 20 Triple-walled Clear (A/H/H) 1.70 71 63 22 Triple-walled Opal (A/O/O) 1.70 61 48 22 Four-walled Clear (A/H/H/H) 1.28 64 52 23 Four-walled Opal (A/H/O/H) 1.28 59 46 23 Polycarbonate Single-walled Heatstop Opal (T) 5.17 49 59 - Heatstop PC Double-walled Clear (T/H) 2.90 44 51 20 Double-walled Opal (T/O) 2.90 41 45 20 Triple-walled Clear (T/H/H) 1.70 40 <td data-sheets-numberformat='{"1":2,"2":"0","3":1}' data-sheets-value='{"1":3,"3":44}' style="overflow:hidden;paddin | https://skylux.eu/en/products/skylux-160-ce-met-koepel-en-metaalopstand-met-lm-motor-en-windvang-1200-x-2400-mm | https://skylux.eu/cdn/shop/files/Skylux-160deg-CE-met-koepel-en-metaalopstand-met-dubbele-LM-motor-en-windvang-1200-x-2400-mm-RWA-systeem.jpg?v=1702977599&width=1600 | https://skylux.eu/cdn/shop/files/e5a82811-1bb0-48e4-a776-cacb59c7c092_c616805c-a634-4baf-80f1-ac7571c68736.jpg?v=1688550418&width=1600 | //skylux.eu/cdn/shop/files/E_MH_Mounting_instructions_Skylux_160_CE_LM.pdf?v=12406716259046007223 | //skylux.eu/cdn/shop/files/E_TD_Technical_File_Skylux_Skylux_160_CE_Electric.pdf?v=3667116872303399239 | <style type="text/css" id="isPasted"> <!--td { border: 1px solid #cccccc; } br { mso-data-placement: same-cell; } --> </style> <table border="1" cellpadding="0" cellspacing="0" dir="ltr" style="table-layout:fixed;font-size:10pt;font-family:Arial;border-collapse:collapse;border:none;"><tbody> <tr style="height:20px;"> <td style="overflow:hidden;padding:0px 3px 0px 3px;vertical-align:bottom;"></td> <td style="overflow:hidden;padding:0px 3px 0px 3px;vertical-align:bottom;"></td> <td style="overflow:hidden;padding:0px 3px 0px 3px;vertical-align:bottom;"></td> <td data-sheets-value='{"1":2,"2":"Ut-value"}' style="overflow:hidden;padding:0px 3px 0px 3px;vertical-align:bottom;font-weight:bold;text-align:center;">Ut-value</td> <td data-sheets-value='{"1":2,"2":"LT-value"}' style="overflow:hidden;padding:0px 3px 0px 3px;vertical-align:bottom;font-weight:bold;text-align:center;">LT-value</td> <td data-sheets-value='{"1":2,"2":"g-value"}' style="overflow:hidden;padding:0px 3px 0px 3px;vertical-align:bottom;font-weight:bold;text-align:center;">g-value</td> <td data-sheets-value='{"1":2,"2":"Rw-value "}' style="overflow:hidden;padding:0px 3px 0px 3px;vertical-align:bottom;font-weight:bold;text-align:center;">Rw-value </td> </tr> <tr style="height:20px;"> <td style="overflow:hidden;padding:0px 3px 0px 3px;vertical-align:bottom;"></td> <td style="overflow:hidden;padding:0px 3px 0px 3px;vertical-align:bottom;"></td> <td style="overflow:hidden;padding:0px 3px 0px 3px;vertical-align:bottom;"></td> <td data-sheets-numberformat='{"1":2,"2":"0.00","3":1}' data-sheets-value='{"1":2,"2":"EN 1873 : 2014"}' style="overflow:hidden;padding:0px 3px 0px 3px;vertical-align:bottom;text-align:center;">EN 1873 : 2014</td> <td data-sheets-numberformat='{"1":2,"2":"0","3":1}' data-sheets-value='{"1":2,"2":"EN ISO 13468 EN 16153 EN 410"}' style="overflow:hidden;padding:0px 3px 0px 3px;vertical-align:bottom;text-align:center;">EN ISO 13468 EN 16153 EN 410</td> <td data-sheets-numberformat='{"1":2,"2":"0","3":1}' data-sheets-value='{"1":2,"2":"EN 410"}' style="overflow:hidden;padding:0px 3px 0px 3px;vertical-align:bottom;text-align:center;">EN 410</td> <td data-sheets-value='{"1":2,"2":"EN ISO 140-3\t\t"}' style="overflow:hidden;padding:0px 3px 0px 3px;vertical-align:bottom;text-align:center;">EN ISO 140-3 </td> </tr> <tr style="height:20px;"> <td data-sheets-value='{"1":2,"2":"Material"}' style="border-bottom:1px solid #000000;overflow:hidden;padding:0px 3px 0px 3px;vertical-align:bottom;background-color:#000000;font-weight:bold;color:#ffffff;">Material</td> <td data-sheets-value='{"1":2,"2":"Walls"}' style="border-bottom:1px solid #000000;overflow:hidden;padding:0px 3px 0px 3px;vertical-align:bottom;background-color:#000000;font-weight:bold;color:#ffffff;">Walls</td> <td data-sheets-value='{"1":2,"2":"Shells"}' style="border-bottom:1px solid #000000;overflow:hidden;padding:0px 3px 0px 3px;vertical-align:bottom;background-color:#000000;font-weight:bold;color:#ffffff;">Shells</td> <td data-sheets-numberformat='{"1":2,"2":"0.00","3":1}' data-sheets-value='{"1":2,"2":"(W/m²K)\t"}' style="border-bottom:1px solid #000000;overflow:hidden;padding:0px 3px 0px 3px;vertical-align:bottom;background-color:#000000;font-weight:bold;color:#ffffff;text-align:center;">(W/m²K) </td> <td data-sheets-numberformat='{"1":2,"2":"0","3":1}' data-sheets-value='{"1":2,"2":"(%)"}' style="border-bottom:1px solid #000000;overflow:hidden;padding:0px 3px 0px 3px;vertical-align:bottom;background-color:#000000;font-weight:bold;color:#ffffff;text-align:center;">(%)</td> <td data-sheets-numberformat='{"1":2,"2":"0","3":1}' data-sheets-value='{"1":2,"2":"(%)"}' style="border-bottom:1px solid #000000;overflow:hidden;padding:0px 3px 0px 3px;vertical-align:bottom;background-color:#000000;font-weight:bold;color:#ffffff;text-align:center;">(%)</td> <td data-sheets-value='{"1":2,"2":"(dB)"}' style="border-bottom:1px solid #000000;overflow:hidden;padding:0px 3px 0px 3px;vertical-align:bottom;background-color:#000000;font-weight:bold;color:#ffffff;text-align:center;">(dB)</td> </tr> <tr style="height:20px;"> <td data-sheets-value='{"1":2,"2":"Acrylic"}' style="border-left:1px solid #000000;overflow:hidden;padding:0px 3px 0px 3px;vertical-align:bottom;font-weight:bold;">Acrylic</td> <td data-sheets-value='{"1":2,"2":"Single-walled"}' style="overflow:hidden;padding:0px 3px 0px 3px;vertical-align:bottom;font-weight:bold;">Single-walled</td> <td data-sheets-value='{"1":2,"2":"Clear (H)"}' style="border-right:1px solid #000000;overflow:hidden;padding:0px 3px 0px 3px;vertical-align:bottom;font-weight:bold;">Clear (H)</td> <td data-sheets-numberformat='{"1":2,"2":"0.00","3":1}' data-sheets-value='{"1":3,"3":5.17}' style="overflow:hidden;padding:0px 3px 0px 3px;vertical-align:bottom;text-align:center;">5.17</td> <td data-sheets-numberformat='{"1":2,"2":"0","3":1}' data-sheets-value='{"1":3,"3":90}' style="overflow:hidden;padding:0px 3px 0px 3px;vertical-align:bottom;text-align:center;">90</td> <td data-sheets-numberformat='{"1":2,"2":"0","3":1}' data-sheets-value='{"1":3,"3":87}' style="overflow:hidden;padding:0px 3px 0px 3px;vertical-align:bottom;text-align:center;">87</td> <td data-sheets-numberformat='{"1":2,"2":"0","3":1}' data-sheets-value='{"1":2,"2":"-"}' style="border-right:1px solid #000000;overflow:hidden;padding:0px 3px 0px 3px;vertical-align:bottom;text-align:center;">-</td> </tr> <tr style="height:20px;"> <td data-sheets-value='{"1":2,"2":"PMMA"}' style="border-left:1px solid #000000;overflow:hidden;padding:0px 3px 0px 3px;vertical-align:bottom;font-weight:bold;">PMMA</td> <td data-sheets-value='{"1":2,"2":"Single-walled"}' style="overflow:hidden;padding:0px 3px 0px 3px;vertical-align:bottom;font-weight:bold;">Single-walled</td> <td data-sheets-value='{"1":2,"2":"Opal (O)"}' style="border-right:1px solid #000000;overflow:hidden;padding:0px 3px 0px 3px;vertical-align:bottom;font-weight:bold;">Opal (O)</td> <td data-sheets-numberformat='{"1":2,"2":"0.00","3":1}' data-sheets-value='{"1":3,"3":5.17}' style="overflow:hidden;padding:0px 3px 0px 3px;vertical-align:bottom;text-align:center;">5.17</td> <td data-sheets-numberformat='{"1":2,"2":"0","3":1}' data-sheets-value='{"1":3,"3":83}' style="overflow:hidden;padding:0px 3px 0px 3px;vertical-align:bottom;text-align:center;">83</td> <td data-sheets-numberformat='{"1":2,"2":"0","3":1}' data-sheets-value='{"1":3,"3":76}' style="overflow:hidden;padding:0px 3px 0px 3px;vertical-align:bottom;text-align:center;">76</td> <td data-sheets-numberformat='{"1":2,"2":"0","3":1}' data-sheets-value='{"1":2,"2":"-"}' style="border-right:1px solid #000000;overflow:hidden;padding:0px 3px 0px 3px;vertical-align:bottom;text-align:center;">-</td> </tr> <tr style="height:20px;"> <td style="border-left:1px solid #000000;overflow:hidden;padding:0px 3px 0px 3px;vertical-align:bottom;font-weight:bold;"></td> <td data-sheets-value='{"1":2,"2":"Double-walled"}' style="overflow:hidden;padding:0px 3px 0px 3px;vertical-align:bottom;font-weight:bold;">Double-walled</td> <td data-sheets-value='{"1":2,"2":"Clear (H/H)"}' style="border-right:1px solid #000000;overflow:hidden;padding:0px 3px 0px 3px;vertical-align:bottom;font-weight:bold;">Clear (H/H)</td> <td data-sheets-numberformat='{"1":2,"2":"0.00","3":1}' data-sheets-value='{"1":3,"3":2.9}' style="overflow:hidden;padding:0px 3px 0px 3px;vertical-align:bottom;text-align:center;">2.90</td> <td data-sheets-numberformat='{"1":2,"2":"0","3":1}' data-sheets-value='{"1":3,"3":81}' style="overflow:hidden;padding:0px 3px 0px 3px;vertical-align:bottom;text-align:center;">81</td> <td data-sheets-numberformat='{"1":2,"2":"0","3":1}' data-sheets-value='{"1":3,"3":75}' style="overflow:hidden;padding:0px 3px 0px 3px;vertical-align:bottom;text-align:center;">75</td> <td data-sheets-numberformat='{"1":2,"2":"0","3":1}' data-sheets-value='{"1":3,"3":20}' style="border-right:1px solid #000000;overflow:hidden;padding:0px 3px 0px 3px;vertical-align:bottom;text-align:center;">20</td> </tr> <tr style="height:20px;"> <td style="border-left:1px solid #000000;overflow:hidden;padding:0px 3px 0px 3px;vertical-align:bottom;font-weight:bold;"></td> <td data-sheets-value='{"1":2,"2":"Double-walled"}' style="overflow:hidden;padding:0px 3px 0px 3px;vertical-align:bottom;font-weight:bold;">Double-walled</td> <td data-sheets-value='{"1":2,"2":"Opal (O/O)"}' style="border-right:1px solid #000000;overflow:hidden;padding:0px 3px 0px 3px;vertical-align:bottom;font-weight:bold;">Opal (O/O)</td> <td data-sheets-numberformat='{"1":2,"2":"0.00","3":1}' data-sheets-value='{"1":3,"3":2.9}' style="overflow:hidden;padding:0px 3px 0px 3px;vertical-align:bottom;text-align:center;">2.90</td> <td data-sheets-numberformat='{"1":2,"2":"0","3":1}' data-sheets-value='{"1":3,"3":69}' style="overflow:hidden;padding:0px 3px 0px 3px;vertical-align:bottom;text-align:center;">69</td> <td data-sheets-numberformat='{"1":2,"2":"0","3":1}' data-sheets-value='{"1":3,"3":58}' style="overflow:hidden;padding:0px 3px 0px 3px;vertical-align:bottom;text-align:center;">58</td> <td data-sheets-numberformat='{"1":2,"2":"0","3":1}' data-sheets-value='{"1":3,"3":20}' style="border-right:1px solid #000000;overflow:hidden;padding:0px 3px 0px 3px;vertical-align:bottom;text-align:center;">20</td> </tr> <tr style="height:20px;"> <td style="border-left:1px solid #000000;overflow:hidden;padding:0px 3px 0px 3px;vertical-align:bottom;font-weight:bold;"></td> <td data-sheets-value='{"1":2,"2":"Triple-walled"}' style="overflow:hidden;padding:0px 3px 0px 3px;vertical-align:bottom;font-weight:bold;">Triple-walled</td> <td data-sheets-value='{"1":2,"2":"Clear (H/H/H)"}' style="border-right:1px solid #000000;overflow:hidden;padding:0px 3px 0px 3px;vertical-align:bottom;font-weight:bold;">Clear (H/H/H)</td> <td data-sheets-numberformat='{"1":2,"2":"0.00","3":1}' data-sheets-value='{"1":3,"3":1.7}' style="overflow:hidden;padding:0px 3px 0px 3px;vertical-align:bottom;text-align:center;">1.70</td> <td data-sheets-numberformat='{"1":2,"2":"0","3":1}' data-sheets-value='{"1":3,"3":73}' style="overflow:hidden;padding:0px 3px 0px 3px;vertical-align:bottom;text-align:center;">73</td> <td data-sheets-numberformat='{"1":2,"2":"0","3":1}' data-sheets-value='{"1":3,"3":65}' style="overflow:hidden;padding:0px 3px 0px 3px;vertical-align:bottom;text-align:center;">65</td> <td data-sheets-numberformat='{"1":2,"2":"0","3":1}' data-sheets-value='{"1":3,"3":22}' style="border-right:1px solid #000000;overflow:hidden;padding:0px 3px 0px 3px;vertical-align:bottom;text-align:center;">22</td> </tr> <tr style="height:20px;"> <td style="border-left:1px solid #000000;overflow:hidden;padding:0px 3px 0px 3px;vertical-align:bottom;font-weight:bold;"></td> <td data-sheets-value='{"1":2,"2":"Triple-walled"}' style="overflow:hidden;padding:0px 3px 0px 3px;vertical-align:bottom;font-weight:bold;">Triple-walled</td> <td data-sheets-value='{"1":2,"2":"Opal (O/H/O)"}' style="border-right:1px solid #000000;overflow:hidden;padding:0px 3px 0px 3px;vertical-align:bottom;font-weight:bold;">Opal (O/H/O)</td> <td data-sheets-numberformat='{"1":2,"2":"0.00","3":1}' data-sheets-value='{"1":3,"3":1.7}' style="overflow:hidden;padding:0px 3px 0px 3px;vertical-align:bottom;text-align:center;">1.70</td> <td data-sheets-numberformat='{"1":2,"2":"0","3":1}' data-sheets-value='{"1":3,"3":62}' style="overflow:hidden;padding:0px 3px 0px 3px;vertical-align:bottom;text-align:center;">62</td> <td data-sheets-numberformat='{"1":2,"2":"0","3":1}' data-sheets-value='{"1":3,"3":51}' style="overflow:hidden;padding:0px 3px 0px 3px;vertical-align:bottom;text-align:center;">51</td> <td data-sheets-numberformat='{"1":2,"2":"0","3":1}' data-sheets-value='{"1":3,"3":22}' style="border-right:1px solid #000000;overflow:hidden;padding:0px 3px 0px 3px;vertical-align:bottom;text-align:center;">22</td> </tr> <tr style="height:20px;"> <td style="border-left:1px solid #000000;overflow:hidden;padding:0px 3px 0px 3px;vertical-align:bottom;font-weight:bold;"></td> <td data-sheets-value='{"1":2,"2":"Four-walled"}' style="overflow:hidden;padding:0px 3px 0px 3px;vertical-align:bottom;font-weight:bold;">Four-walled</td> <td data-sheets-value='{"1":2,"2":"Clear (H/H/H/H)"}' style="border-right:1px solid #000000;overflow:hidden;padding:0px 3px 0px 3px;vertical-align:bottom;font-weight:bold;">Clear (H/H/H/H)</td> <td data-sheets-numberformat='{"1":2,"2":"0.00","3":1}' data-sheets-value='{"1":3,"3":1.28}' style="overflow:hidden;padding:0px 3px 0px 3px;vertical-align:bottom;text-align:center;">1.28</td> <td data-sheets-numberformat='{"1":2,"2":"0","3":1}' data-sheets-value='{"1":3,"3":64}' style="overflow:hidden;padding:0px 3px 0px 3px;vertical-align:bottom;text-align:center;">64</td> <td data-sheets-numberformat='{"1":2,"2":"0","3":1}' data-sheets-value='{"1":3,"3":54}' style="overflow:hidden;padding:0px 3px 0px 3px;vertical-align:bottom;text-align:center;">54</td> <td data-sheets-numberformat='{"1":2,"2":"0","3":1}' data-sheets-value='{"1":3,"3":23}' style="border-right:1px solid #000000;overflow:hidden;padding:0px 3px 0px 3px;vertical-align:bottom;text-align:center;">23</td> </tr> <tr style="height:20px;"> <td style="border-bottom:1px solid #000000;border-left:1px solid #000000;overflow:hidden;padding:0px 3px 0px 3px;vertical-align:bottom;"></td> <td data-sheets-value='{"1":2,"2":"Four-walled"}' style="border-bottom:1px solid #000000;overflow:hidden;padding:0px 3px 0px 3px;vertical-align:bottom;font-weight:bold;">Four-walled</td> <td data-sheets-value='{"1":2,"2":"Opal (H/H/O/H)"}' style="border-right:1px solid #000000;border-bottom:1px solid #000000;overflow:hidden;padding:0px 3px 0px 3px;vertical-align:bottom;font-weight:bold;">Opal (H/H/O/H)</td> <td data-sheets-numberformat='{"1":2,"2":"0.00","3":1}' data-sheets-value='{"1":3,"3":1.28}' style="border-bottom:1px solid #000000;overflow:hidden;padding:0px 3px 0px 3px;vertical-align:bottom;text-align:center;">1.28</td> <td data-sheets-numberformat='{"1":2,"2":"0","3":1}' data-sheets-value='{"1":3,"3":59}' style="border-bottom:1px solid #000000;overflow:hidden;padding:0px 3px 0px 3px;vertical-align:bottom;text-align:center;">59</td> <td data-sheets-numberformat='{"1":2,"2":"0","3":1}' data-sheets-value='{"1":3,"3":48}' style="border-bottom:1px solid #000000;overflow:hidden;padding:0px 3px 0px 3px;vertical-align:bottom;text-align:center;">48</td> <td data-sheets-numberformat='{"1":2,"2":"0","3":1}' data-sheets-value='{"1":3,"3":23}' style="border-right:1px solid #000000;border-bottom:1px solid #000000;overflow:hidden;padding:0px 3px 0px 3px;vertical-align:bottom;text-align:center;">23</td> </tr> <tr style="height:20px;"> <td data-sheets-value='{"1":2,"2":"Polycarbonate "}' style="border-left:1px solid #000000;overflow:hidden;padding:0px 3px 0px 3px;vertical-align:bottom;font-weight:bold;">Polycarbonate </td> <td data-sheets-value='{"1":2,"2":"Single-walled"}' style="overflow:hidden;padding:0px 3px 0px 3px;vertical-align:bottom;font-weight:bold;">Single-walled</td> <td data-sheets-value='{"1":2,"2":"Clear (A)"}' style="border-right:1px solid #000000;overflow:hidden;padding:0px 3px 0px 3px;vertical-align:bottom;font-weight:bold;">Clear (A)</td> <td data-sheets-numberformat='{"1":2,"2":"0.00","3":1}' data-sheets-value='{"1":3,"3":5.17}' style="overflow:hidden;padding:0px 3px 0px 3px;vertical-align:bottom;text-align:center;">5.17</td> <td data-sheets-numberformat='{"1":2,"2":"0","3":1}' data-sheets-value='{"1":3,"3":88}' style="overflow:hidden;padding:0px 3px 0px 3px;vertical-align:bottom;text-align:center;">88</td> <td data-sheets-numberformat='{"1":2,"2":"0","3":1}' data-sheets-value='{"1":3,"3":83}' style="overflow:hidden;padding:0px 3px 0px 3px;vertical-align:bottom;text-align:center;">83</td> <td data-sheets-numberformat='{"1":2,"2":"0","3":1}' data-sheets-value='{"1":2,"2":"-"}' style="border-right:1px solid #000000;overflow:hidden;padding:0px 3px 0px 3px;vertical-align:bottom;text-align:center;">-</td> </tr> <tr style="height:20px;"> <td data-sheets-value='{"1":2,"2":"PC"}' style="border-left:1px solid #000000;overflow:hidden;padding:0px 3px 0px 3px;vertical-align:bottom;font-weight:bold;">PC</td> <td data-sheets-value='{"1":2,"2":"Single-walled"}' style="overflow:hidden;padding:0px 3px 0px 3px;vertical-align:bottom;font-weight:bold;">Single-walled</td> <td data-sheets-value='{"1":2,"2":"Opal (D)"}' style="border-right:1px solid #000000;overflow:hidden;padding:0px 3px 0px 3px;vertical-align:bottom;font-weight:bold;">Opal (D)</td> <td data-sheets-numberformat='{"1":2,"2":"0.00","3":1}' data-sheets-value='{"1":3,"3":5.17}' style="overflow:hidden;padding:0px 3px 0px 3px;vertical-align:bottom;text-align:center;">5.17</td> <td data-sheets-numberformat='{"1":2,"2":"0","3":1}' data-sheets-value='{"1":3,"3":58}' style="overflow:hidden;padding:0px 3px 0px 3px;vertical-align:bottom;text-align:center;">58</td> <td data-sheets-numberformat='{"1":2,"2":"0","3":1}' data-sheets-value='{"1":3,"3":60}' style="overflow:hidden;padding:0px 3px 0px 3px;vertical-align:bottom;text-align:center;">60</td> <td data-sheets-numberformat='{"1":2,"2":"0","3":1}' data-sheets-value='{"1":2,"2":"-"}' style="border-right:1px solid #000000;overflow:hidden;padding:0px 3px 0px 3px;vertical-align:bottom;text-align:center;">-</td> </tr> <tr style="height:20px;"> <td style="border-left:1px solid #000000;overflow:hidden;padding:0px 3px 0px 3px;vertical-align:bottom;font-weight:bold;"></td> <td data-sheets-value='{"1":2,"2":"Double-walled"}' style="overflow:hidden;padding:0px 3px 0px 3px;vertical-align:bottom;font-weight:bold;">Double-walled</td> <td data-sheets-value='{"1":2,"2":"Clear (A/H)"}' style="border-right:1px solid #000000;overflow:hidden;padding:0px 3px 0px 3px;vertical-align:bottom;font-weight:bold;">Clear (A/H)</td> <td data-sheets-numberformat='{"1":2,"2":"0.00","3":1}' data-sheets-value='{"1":3,"3":2.9}' style="overflow:hidden;padding:0px 3px 0px 3px;vertical-align:bottom;text-align:center;">2.90</td> <td data-sheets-numberformat='{"1":2,"2":"0","3":1}' data-sheets-value='{"1":3,"3":79}' style="overflow:hidden;padding:0px 3px 0px 3px;vertical-align:bottom;text-align:center;">79</td> <td data-sheets-numberformat='{"1":2,"2":"0","3":1}' data-sheets-value='{"1":3,"3":72}' style="overflow:hidden;padding:0px 3px 0px 3px;vertical-align:bottom;text-align:center;">72</td> <td data-sheets-numberformat='{"1":2,"2":"0","3":1}' data-sheets-value='{"1":3,"3":20}' style="border-right:1px solid #000000;overflow:hidden;padding:0px 3px 0px 3px;vertical-align:bottom;text-align:center;">20</td> </tr> <tr style="height:20px;"> <td style="border-left:1px solid #000000;overflow:hidden;padding:0px 3px 0px 3px;vertical-align:bottom;font-weight:bold;"></td> <td data-sheets-value='{"1":2,"2":"Double-walled"}' style="overflow:hidden;padding:0px 3px 0px 3px;vertical-align:bottom;font-weight:bold;">Double-walled</td> <td data-sheets-value='{"1":2,"2":"Clear (A/A)"}' style="border-right:1px solid #000000;overflow:hidden;padding:0px 3px 0px 3px;vertical-align:bottom;font-weight:bold;">Clear (A/A)</td> <td data-sheets-numberformat='{"1":2,"2":"0.00","3":1}' data-sheets-value='{"1":3,"3":2.9}' style="overflow:hidden;padding:0px 3px 0px 3px;vertical-align:bottom;text-align:center;">2.90</td> <td data-sheets-numberformat='{"1":2,"2":"0","3":1}' data-sheets-value='{"1":3,"3":77}' style="overflow:hidden;padding:0px 3px 0px 3px;vertical-align:bottom;text-align:center;">77</td> <td data-sheets-numberformat='{"1":2,"2":"0","3":1}' data-sheets-value='{"1":3,"3":69}' style="overflow:hidden;padding:0px 3px 0px 3px;vertical-align:bottom;text-align:center;">69</td> <td data-sheets-numberformat='{"1":2,"2":"0","3":1}' data-sheets-value='{"1":3,"3":20}' style="border-right:1px solid #000000;overflow:hidden;padding:0px 3px 0px 3px;vertical-align:bottom;text-align:center;">20</td> </tr> <tr style="height:20px;"> <td style="border-left:1px solid #000000;overflow:hidden;padding:0px 3px 0px 3px;vertical-align:bottom;font-weight:bold;"></td> <td data-sheets-value='{"1":2,"2":"Double-walled"}' style="overflow:hidden;padding:0px 3px 0px 3px;vertical-align:bottom;font-weight:bold;">Double-walled</td> <td data-sheets-value='{"1":2,"2":"Opal (A/O)"}' style="border-right:1px solid #000000;overflow:hidden;padding:0px 3px 0px 3px;vertical-align:bottom;font-weight:bold;">Opal (A/O)</td> <td data-sheets-numberformat='{"1":2,"2":"0.00","3":1}' data-sheets-value='{"1":3,"3":2.9}' style="overflow:hidden;padding:0px 3px 0px 3px;vertical-align:bottom;text-align:center;">2.90</td> <td data-sheets-numberformat='{"1":2,"2":"0","3":1}' data-sheets-value='{"1":3,"3":73}' style="overflow:hidden;padding:0px 3px 0px 3px;vertical-align:bottom;text-align:center;">73</td> <td data-sheets-numberformat='{"1":2,"2":"0","3":1}' data-sheets-value='{"1":3,"3":63}' style="overflow:hidden;padding:0px 3px 0px 3px;vertical-align:bottom;text-align:center;">63</td> <td data-sheets-numberformat='{"1":2,"2":"0","3":1}' data-sheets-value='{"1":3,"3":20}' style="border-right:1px solid #000000;overflow:hidden;padding:0px 3px 0px 3px;vertical-align:bottom;text-align:center;">20</td> </tr> <tr style="height:20px;"> <td style="border-left:1px solid #000000;overflow:hidden;padding:0px 3px 0px 3px;vertical-align:bottom;font-weight:bold;"></td> <td data-sheets-value='{"1":2,"2":"Double-walled"}' style="overflow:hidden;padding:0px 3px 0px 3px;vertical-align:bottom;font-weight:bold;">Double-walled</td> <td data-sheets-value='{"1":2,"2":"Opal (A/D)"}' style="border-right:1px solid #000000;overflow:hidden;padding:0px 3px 0px 3px;vertical-align:bottom;font-weight:bold;">Opal (A/D)</td> <td data-sheets-numberformat='{"1":2,"2":"0.00","3":1}' data-sheets-value='{"1":3,"3":2.9}' style="overflow:hidden;padding:0px 3px 0px 3px;vertical-align:bottom;text-align:center;">2.90</td> <td data-sheets-numberformat='{"1":2,"2":"0","3":1}' data-sheets-value='{"1":3,"3":51}' style="overflow:hidden;padding:0px 3px 0px 3px;vertical-align:bottom;text-align:center;">51</td> <td data-sheets-numberformat='{"1":2,"2":"0","3":1}' data-sheets-value='{"1":3,"3":50}' style="overflow:hidden;padding:0px 3px 0px 3px;vertical-align:bottom;text-align:center;">50</td> <td data-sheets-numberformat='{"1":2,"2":"0","3":1}' data-sheets-value='{"1":3,"3":20}' style="border-right:1px solid #000000;overflow:hidden;padding:0px 3px 0px 3px;vertical-align:bottom;text-align:center;">20</td> </tr> <tr style="height:20px;"> <td style="border-left:1px solid #000000;overflow:hidden;padding:0px 3px 0px 3px;vertical-align:bottom;font-weight:bold;"></td> <td data-sheets-value='{"1":2,"2":"Triple-walled"}' style="overflow:hidden;padding:0px 3px 0px 3px;vertical-align:bottom;font-weight:bold;">Triple-walled</td> <td data-sheets-value='{"1":2,"2":"Clear (A/H/H)"}' style="border-right:1px solid #000000;overflow:hidden;padding:0px 3px 0px 3px;vertical-align:bottom;font-weight:bold;">Clear (A/H/H)</td> <td data-sheets-numberformat='{"1":2,"2":"0.00","3":1}' data-sheets-value='{"1":3,"3":1.7}' style="overflow:hidden;padding:0px 3px 0px 3px;vertical-align:bottom;text-align:center;">1.70</td> <td data-sheets-numberformat='{"1":2,"2":"0","3":1}' data-sheets-value='{"1":3,"3":71}' style="overflow:hidden;padding:0px 3px 0px 3px;vertical-align:bottom;text-align:center;">71</td> <td data-sheets-numberformat='{"1":2,"2":"0","3":1}' data-sheets-value='{"1":3,"3":63}' style="overflow:hidden;padding:0px 3px 0px 3px;vertical-align:bottom;text-align:center;">63</td> <td data-sheets-numberformat='{"1":2,"2":"0","3":1}' data-sheets-value='{"1":3,"3":22}' style="border-right:1px solid #000000;overflow:hidden;padding:0px 3px 0px 3px;vertical-align:bottom;text-align:center;">22</td> </tr> <tr style="height:20px;"> <td style="border-left:1px solid #000000;overflow:hidden;padding:0px 3px 0px 3px;vertical-align:bottom;font-weight:bold;"></td> <td data-sheets-value='{"1":2,"2":"Triple-walled"}' style="overflow:hidden;padding:0px 3px 0px 3px;vertical-align:bottom;font-weight:bold;">Triple-walled</td> <td data-sheets-value='{"1":2,"2":"Opal (A/O/O)"}' style="border-right:1px solid #000000;overflow:hidden;padding:0px 3px 0px 3px;vertical-align:bottom;font-weight:bold;">Opal (A/O/O)</td> <td data-sheets-numberformat='{"1":2,"2":"0.00","3":1}' data-sheets-value='{"1":3,"3":1.7}' style="overflow:hidden;padding:0px 3px 0px 3px;vertical-align:bottom;text-align:center;">1.70</td> <td data-sheets-numberformat='{"1":2,"2":"0","3":1}' data-sheets-value='{"1":3,"3":61}' style="overflow:hidden;padding:0px 3px 0px 3px;vertical-align:bottom;text-align:center;">61</td> <td data-sheets-numberformat='{"1":2,"2":"0","3":1}' data-sheets-value='{"1":3,"3":48}' style="overflow:hidden;padding:0px 3px 0px 3px;vertical-align:bottom;text-align:center;">48</td> <td data-sheets-numberformat='{"1":2,"2":"0","3":1}' data-sheets-value='{"1":3,"3":22}' style="border-right:1px solid #000000;overflow:hidden;padding:0px 3px 0px 3px;vertical-align:bottom;text-align:center;">22</td> </tr> <tr style="height:20px;"> <td style="border-left:1px solid #000000;overflow:hidden;padding:0px 3px 0px 3px;vertical-align:bottom;font-weight:bold;"></td> <td data-sheets-value='{"1":2,"2":"Four-walled"}' style="overflow:hidden;padding:0px 3px 0px 3px;vertical-align:bottom;font-weight:bold;">Four-walled</td> <td data-sheets-value='{"1":2,"2":"Clear (A/H/H/H)"}' style="border-right:1px solid #000000;overflow:hidden;padding:0px 3px 0px 3px;vertical-align:bottom;font-weight:bold;">Clear (A/H/H/H)</td> <td data-sheets-numberformat='{"1":2,"2":"0.00","3":1}' data-sheets-value='{"1":3,"3":1.28}' style="overflow:hidden;padding:0px 3px 0px 3px;vertical-align:bottom;text-align:center;">1.28</td> <td data-sheets-numberformat='{"1":2,"2":"0","3":1}' data-sheets-value='{"1":3,"3":64}' style="overflow:hidden;padding:0px 3px 0px 3px;vertical-align:bottom;text-align:center;">64</td> <td data-sheets-numberformat='{"1":2,"2":"0","3":1}' data-sheets-value='{"1":3,"3":52}' style="overflow:hidden;padding:0px 3px 0px 3px;vertical-align:bottom;text-align:center;">52</td> <td data-sheets-numberformat='{"1":2,"2":"0","3":1}' data-sheets-value='{"1":3,"3":23}' style="border-right:1px solid #000000;overflow:hidden;padding:0px 3px 0px 3px;vertical-align:bottom;text-align:center;">23</td> </tr> <tr style="height:20px;"> <td style="border-bottom:1px solid #000000;border-left:1px solid #000000;overflow:hidden;padding:0px 3px 0px 3px;vertical-align:bottom;"></td> <td data-sheets-value='{"1":2,"2":"Four-walled"}' style="border-bottom:1px solid #000000;overflow:hidden;padding:0px 3px 0px 3px;vertical-align:bottom;font-weight:bold;">Four-walled</td> <td data-sheets-value='{"1":2,"2":"Opal (A/H/O/H)"}' style="border-right:1px solid #000000;border-bottom:1px solid #000000;overflow:hidden;padding:0px 3px 0px 3px;vertical-align:bottom;font-weight:bold;">Opal (A/H/O/H)</td> <td data-sheets-numberformat='{"1":2,"2":"0.00","3":1}' data-sheets-value='{"1":3,"3":1.28}' style="border-bottom:1px solid #000000;overflow:hidden;padding:0px 3px 0px 3px;vertical-align:bottom;text-align:center;">1.28</td> <td data-sheets-numberformat='{"1":2,"2":"0","3":1}' data-sheets-value='{"1":3,"3":59}' style="border-bottom:1px solid #000000;overflow:hidden;padding:0px 3px 0px 3px;vertical-align:bottom;text-align:center;">59</td> <td data-sheets-numberformat='{"1":2,"2":"0","3":1}' data-sheets-value='{"1":3,"3":46}' style="border-bottom:1px solid #000000;overflow:hidden;padding:0px 3px 0px 3px;vertical-align:bottom;text-align:center;">46</td> <td data-sheets-numberformat='{"1":2,"2":"0","3":1}' data-sheets-value='{"1":3,"3":23}' style="border-right:1px solid #000000;border-bottom:1px solid #000000;overflow:hidden;padding:0px 3px 0px 3px;vertical-align:bottom;text-align:center;">23</td> </tr> <tr style="height:20px;"> <td data-sheets-value='{"1":2,"2":"Polycarbonate"}' style="border-left:1px solid #000000;overflow:hidden;padding:0px 3px 0px 3px;vertical-align:bottom;font-weight:bold;">Polycarbonate</td> <td data-sheets-value='{"1":2,"2":"Single-walled"}' style="overflow:hidden;padding:0px 3px 0px 3px;vertical-align:bottom;font-weight:bold;">Single-walled</td> <td data-sheets-value='{"1":2,"2":"Heatstop Opal (T)"}' style="border-right:1px solid #000000;overflow:hidden;padding:0px 3px 0px 3px;vertical-align:bottom;font-weight:bold;">Heatstop Opal (T)</td> <td data-sheets-numberformat='{"1":2,"2":"0.00","3":1}' data-sheets-value='{"1":3,"3":5.17}' style="overflow:hidden;padding:0px 3px 0px 3px;vertical-align:bottom;text-align:center;">5.17</td> <td data-sheets-numberformat='{"1":2,"2":"0","3":1}' data-sheets-value='{"1":3,"3":49}' style="overflow:hidden;padding:0px 3px 0px 3px;vertical-align:bottom;text-align:center;">49</td> <td data-sheets-numberformat='{"1":2,"2":"0","3":1}' data-sheets-value='{"1":3,"3":59}' style="overflow:hidden;padding:0px 3px 0px 3px;vertical-align:bottom;text-align:center;">59</td> <td data-sheets-numberformat='{"1":2,"2":"0","3":1}' data-sheets-value='{"1":2,"2":"-"}' style="border-right:1px solid #000000;overflow:hidden;padding:0px 3px 0px 3px;vertical-align:bottom;text-align:center;">-</td> </tr> <tr style="height:20px;"> <td data-sheets-value='{"1":2,"2":"Heatstop PC"}' style="border-left:1px solid #000000;overflow:hidden;padding:0px 3px 0px 3px;vertical-align:bottom;font-weight:bold;">Heatstop PC</td> <td data-sheets-value='{"1":2,"2":"Double-walled"}' style="overflow:hidden;padding:0px 3px 0px 3px;vertical-align:bottom;font-weight:bold;">Double-walled</td> <td data-sheets-value='{"1":2,"2":"Clear (T/H)"}' style="border-right:1px solid #000000;overflow:hidden;padding:0px 3px 0px 3px;vertical-align:bottom;font-weight:bold;">Clear (T/H)</td> <td data-sheets-numberformat='{"1":2,"2":"0.00","3":1}' data-sheets-value='{"1":3,"3":2.9}' style="overflow:hidden;padding:0px 3px 0px 3px;vertical-align:bottom;text-align:center;">2.90</td> <td data-sheets-numberformat='{"1":2,"2":"0","3":1}' data-sheets-value='{"1":3,"3":44}' style="overflow:hidden;padding:0px 3px 0px 3px;vertical-align:bottom;text-align:center;">44</td> <td data-sheets-numberformat='{"1":2,"2":"0","3":1}' data-sheets-value='{"1":3,"3":51}' style="overflow:hidden;padding:0px 3px 0px 3px;vertical-align:bottom;text-align:center;">51</td> <td data-sheets-numberformat='{"1":2,"2":"0","3":1}' data-sheets-value='{"1":3,"3":20}' style="border-right:1px solid #000000;overflow:hidden;padding:0px 3px 0px 3px;vertical-align:bottom;text-align:center;">20</td> </tr> <tr style="height:20px;"> <td style="border-left:1px solid #000000;overflow:hidden;padding:0px 3px 0px 3px;vertical-align:bottom;font-weight:bold;"></td> <td data-sheets-value='{"1":2,"2":"Double-walled"}' style="overflow:hidden;padding:0px 3px 0px 3px;vertical-align:bottom;font-weight:bold;">Double-walled</td> <td data-sheets-value='{"1":2,"2":"Opal (T/O)"}' style="border-right:1px solid #000000;overflow:hidden;padding:0px 3px 0px 3px;vertical-align:bottom;font-weight:bold;">Opal (T/O)</td> <td data-sheets-numberformat='{"1":2,"2":"0.00","3":1}' data-sheets-value='{"1":3,"3":2.9}' style="overflow:hidden;padding:0px 3px 0px 3px;vertical-align:bottom;text-align:center;">2.90</td> <td data-sheets-numberformat='{"1":2,"2":"0","3":1}' data-sheets-value='{"1":3,"3":41}' style="overflow:hidden;padding:0px 3px 0px 3px;vertical-align:bottom;text-align:center;">41</td> <td data-sheets-numberformat='{"1":2,"2":"0","3":1}' data-sheets-value='{"1":3,"3":45}' style="overflow:hidden;padding:0px 3px 0px 3px;vertical-align:bottom;text-align:center;">45</td> <td data-sheets-numberformat='{"1":2,"2":"0","3":1}' data-sheets-value='{"1":3,"3":20}' style="border-right:1px solid #000000;overflow:hidden;padding:0px 3px 0px 3px;vertical-align:bottom;text-align:center;">20</td> </tr> <tr style="height:20px;"> <td style="border-left:1px solid #000000;overflow:hidden;padding:0px 3px 0px 3px;vertical-align:bottom;font-weight:bold;"></td> <td data-sheets-value='{"1":2,"2":"Triple-walled"}' style="overflow:hidden; | skylux-160-ce-met-koepel-en-metaalopstand-met-lm-motor-en-windvang-1200-x-2400-mm | 8586006495565 | 46872294424909
Smoke and heat exhaust (SHEV) | SHE system | Skylux | Skylux 160° CE with skylight and metal curb with double LM-actuator and spoiler 1300 x 2500 mm |  | 35868 | 5412970358688 | 7765.8 | Yes | 30-45 | 161.11 | 1300 x 2500 mm | 2500 | 1300 |  | metal curb M30 (30 cm high) | Rectangular | 5.17 W/m²K - 1.28 W/m²K | 87% - 32% | 90% - 32% | 20dB - 23dB | 160° CE (for industry) | skylight | with spoiler | E | Double actuator | Maximum four-walled skylight possible for this product | Ut-value LT-value g-value Rw-value EN 1873 : 2014 EN ISO 13468 EN 16153 EN 410 EN 410 EN ISO 140-3 Material Walls Shells (W/m²K) (%) (%) (dB) Acrylic Single-walled Clear (H) 5.17 90 87 - PMMA Single-walled Opal (O) 5.17 83 76 - Double-walled Clear (H/H) 2.90 81 75 20 Double-walled Opal (O/O) 2.90 69 58 20 Triple-walled Clear (H/H/H) 1.70 73 65 22 Triple-walled Opal (O/H/O) 1.70 62 51 22 Four-walled Clear (H/H/H/H) 1.28 64 54 23 Four-walled Opal (H/H/O/H) 1.28 59 48 23 Polycarbonate Single-walled Clear (A) 5.17 88 83 - PC Single-walled Opal (D) 5.17 58 60 - Double-walled Clear (A/H) 2.90 79 72 20 Double-walled Clear (A/A) 2.90 77 69 20 Double-walled Opal (A/O) 2.90 73 63 20 Double-walled Opal (A/D) 2.90 51 50 20 Triple-walled Clear (A/H/H) 1.70 71 63 22 Triple-walled Opal (A/O/O) 1.70 61 48 22 Four-walled Clear (A/H/H/H) 1.28 64 52 23 Four-walled Opal (A/H/O/H) 1.28 59 46 23 Polycarbonate Single-walled Heatstop Opal (T) 5.17 49 59 - Heatstop PC Double-walled Clear (T/H) 2.90 44 51 20 Double-walled Opal (T/O) 2.90 41 45 20 Triple-walled Clear (T/H/H) 1.70 40 <td data-sheets-numberformat='{"1":2,"2":"0","3":1}' data-sheets-value='{"1":3,"3":44}' style="overflow:hidden;paddin | https://skylux.eu/en/products/skylux-160-ce-met-koepel-en-metaalopstand-met-lm-motor-en-windvang-1300-x-2500-mm | https://skylux.eu/cdn/shop/files/Skylux-160deg-CE-met-koepel-en-metaalopstand-met-dubbele-LM-motor-en-windvang-1300-x-2500-mm-RWA-systeem.jpg?v=1702977638&width=1600 | https://skylux.eu/cdn/shop/files/e5a82811-1bb0-48e4-a776-cacb59c7c092_e5b21980-de99-4bed-85d5-d7d886d48957.jpg?v=1688550426&width=1600 | //skylux.eu/cdn/shop/files/E_MH_Mounting_instructions_Skylux_160_CE_LM.pdf?v=12406716259046007223 | //skylux.eu/cdn/shop/files/E_TD_Technical_File_Skylux_Skylux_160_CE_Electric.pdf?v=3667116872303399239 | <style type="text/css" id="isPasted"> <!--td { border: 1px solid #cccccc; } br { mso-data-placement: same-cell; } --> </style> <table border="1" cellpadding="0" cellspacing="0" dir="ltr" style="table-layout:fixed;font-size:10pt;font-family:Arial;border-collapse:collapse;border:none;"><tbody> <tr style="height:20px;"> <td style="overflow:hidden;padding:0px 3px 0px 3px;vertical-align:bottom;"></td> <td style="overflow:hidden;padding:0px 3px 0px 3px;vertical-align:bottom;"></td> <td style="overflow:hidden;padding:0px 3px 0px 3px;vertical-align:bottom;"></td> <td data-sheets-value='{"1":2,"2":"Ut-value"}' style="overflow:hidden;padding:0px 3px 0px 3px;vertical-align:bottom;font-weight:bold;text-align:center;">Ut-value</td> <td data-sheets-value='{"1":2,"2":"LT-value"}' style="overflow:hidden;padding:0px 3px 0px 3px;vertical-align:bottom;font-weight:bold;text-align:center;">LT-value</td> <td data-sheets-value='{"1":2,"2":"g-value"}' style="overflow:hidden;padding:0px 3px 0px 3px;vertical-align:bottom;font-weight:bold;text-align:center;">g-value</td> <td data-sheets-value='{"1":2,"2":"Rw-value "}' style="overflow:hidden;padding:0px 3px 0px 3px;vertical-align:bottom;font-weight:bold;text-align:center;">Rw-value </td> </tr> <tr style="height:20px;"> <td style="overflow:hidden;padding:0px 3px 0px 3px;vertical-align:bottom;"></td> <td style="overflow:hidden;padding:0px 3px 0px 3px;vertical-align:bottom;"></td> <td style="overflow:hidden;padding:0px 3px 0px 3px;vertical-align:bottom;"></td> <td data-sheets-numberformat='{"1":2,"2":"0.00","3":1}' data-sheets-value='{"1":2,"2":"EN 1873 : 2014"}' style="overflow:hidden;padding:0px 3px 0px 3px;vertical-align:bottom;text-align:center;">EN 1873 : 2014</td> <td data-sheets-numberformat='{"1":2,"2":"0","3":1}' data-sheets-value='{"1":2,"2":"EN ISO 13468 EN 16153 EN 410"}' style="overflow:hidden;padding:0px 3px 0px 3px;vertical-align:bottom;text-align:center;">EN ISO 13468 EN 16153 EN 410</td> <td data-sheets-numberformat='{"1":2,"2":"0","3":1}' data-sheets-value='{"1":2,"2":"EN 410"}' style="overflow:hidden;padding:0px 3px 0px 3px;vertical-align:bottom;text-align:center;">EN 410</td> <td data-sheets-value='{"1":2,"2":"EN ISO 140-3\t\t"}' style="overflow:hidden;padding:0px 3px 0px 3px;vertical-align:bottom;text-align:center;">EN ISO 140-3 </td> </tr> <tr style="height:20px;"> <td data-sheets-value='{"1":2,"2":"Material"}' style="border-bottom:1px solid #000000;overflow:hidden;padding:0px 3px 0px 3px;vertical-align:bottom;background-color:#000000;font-weight:bold;color:#ffffff;">Material</td> <td data-sheets-value='{"1":2,"2":"Walls"}' style="border-bottom:1px solid #000000;overflow:hidden;padding:0px 3px 0px 3px;vertical-align:bottom;background-color:#000000;font-weight:bold;color:#ffffff;">Walls</td> <td data-sheets-value='{"1":2,"2":"Shells"}' style="border-bottom:1px solid #000000;overflow:hidden;padding:0px 3px 0px 3px;vertical-align:bottom;background-color:#000000;font-weight:bold;color:#ffffff;">Shells</td> <td data-sheets-numberformat='{"1":2,"2":"0.00","3":1}' data-sheets-value='{"1":2,"2":"(W/m²K)\t"}' style="border-bottom:1px solid #000000;overflow:hidden;padding:0px 3px 0px 3px;vertical-align:bottom;background-color:#000000;font-weight:bold;color:#ffffff;text-align:center;">(W/m²K) </td> <td data-sheets-numberformat='{"1":2,"2":"0","3":1}' data-sheets-value='{"1":2,"2":"(%)"}' style="border-bottom:1px solid #000000;overflow:hidden;padding:0px 3px 0px 3px;vertical-align:bottom;background-color:#000000;font-weight:bold;color:#ffffff;text-align:center;">(%)</td> <td data-sheets-numberformat='{"1":2,"2":"0","3":1}' data-sheets-value='{"1":2,"2":"(%)"}' style="border-bottom:1px solid #000000;overflow:hidden;padding:0px 3px 0px 3px;vertical-align:bottom;background-color:#000000;font-weight:bold;color:#ffffff;text-align:center;">(%)</td> <td data-sheets-value='{"1":2,"2":"(dB)"}' style="border-bottom:1px solid #000000;overflow:hidden;padding:0px 3px 0px 3px;vertical-align:bottom;background-color:#000000;font-weight:bold;color:#ffffff;text-align:center;">(dB)</td> </tr> <tr style="height:20px;"> <td data-sheets-value='{"1":2,"2":"Acrylic"}' style="border-left:1px solid #000000;overflow:hidden;padding:0px 3px 0px 3px;vertical-align:bottom;font-weight:bold;">Acrylic</td> <td data-sheets-value='{"1":2,"2":"Single-walled"}' style="overflow:hidden;padding:0px 3px 0px 3px;vertical-align:bottom;font-weight:bold;">Single-walled</td> <td data-sheets-value='{"1":2,"2":"Clear (H)"}' style="border-right:1px solid #000000;overflow:hidden;padding:0px 3px 0px 3px;vertical-align:bottom;font-weight:bold;">Clear (H)</td> <td data-sheets-numberformat='{"1":2,"2":"0.00","3":1}' data-sheets-value='{"1":3,"3":5.17}' style="overflow:hidden;padding:0px 3px 0px 3px;vertical-align:bottom;text-align:center;">5.17</td> <td data-sheets-numberformat='{"1":2,"2":"0","3":1}' data-sheets-value='{"1":3,"3":90}' style="overflow:hidden;padding:0px 3px 0px 3px;vertical-align:bottom;text-align:center;">90</td> <td data-sheets-numberformat='{"1":2,"2":"0","3":1}' data-sheets-value='{"1":3,"3":87}' style="overflow:hidden;padding:0px 3px 0px 3px;vertical-align:bottom;text-align:center;">87</td> <td data-sheets-numberformat='{"1":2,"2":"0","3":1}' data-sheets-value='{"1":2,"2":"-"}' style="border-right:1px solid #000000;overflow:hidden;padding:0px 3px 0px 3px;vertical-align:bottom;text-align:center;">-</td> </tr> <tr style="height:20px;"> <td data-sheets-value='{"1":2,"2":"PMMA"}' style="border-left:1px solid #000000;overflow:hidden;padding:0px 3px 0px 3px;vertical-align:bottom;font-weight:bold;">PMMA</td> <td data-sheets-value='{"1":2,"2":"Single-walled"}' style="overflow:hidden;padding:0px 3px 0px 3px;vertical-align:bottom;font-weight:bold;">Single-walled</td> <td data-sheets-value='{"1":2,"2":"Opal (O)"}' style="border-right:1px solid #000000;overflow:hidden;padding:0px 3px 0px 3px;vertical-align:bottom;font-weight:bold;">Opal (O)</td> <td data-sheets-numberformat='{"1":2,"2":"0.00","3":1}' data-sheets-value='{"1":3,"3":5.17}' style="overflow:hidden;padding:0px 3px 0px 3px;vertical-align:bottom;text-align:center;">5.17</td> <td data-sheets-numberformat='{"1":2,"2":"0","3":1}' data-sheets-value='{"1":3,"3":83}' style="overflow:hidden;padding:0px 3px 0px 3px;vertical-align:bottom;text-align:center;">83</td> <td data-sheets-numberformat='{"1":2,"2":"0","3":1}' data-sheets-value='{"1":3,"3":76}' style="overflow:hidden;padding:0px 3px 0px 3px;vertical-align:bottom;text-align:center;">76</td> <td data-sheets-numberformat='{"1":2,"2":"0","3":1}' data-sheets-value='{"1":2,"2":"-"}' style="border-right:1px solid #000000;overflow:hidden;padding:0px 3px 0px 3px;vertical-align:bottom;text-align:center;">-</td> </tr> <tr style="height:20px;"> <td style="border-left:1px solid #000000;overflow:hidden;padding:0px 3px 0px 3px;vertical-align:bottom;font-weight:bold;"></td> <td data-sheets-value='{"1":2,"2":"Double-walled"}' style="overflow:hidden;padding:0px 3px 0px 3px;vertical-align:bottom;font-weight:bold;">Double-walled</td> <td data-sheets-value='{"1":2,"2":"Clear (H/H)"}' style="border-right:1px solid #000000;overflow:hidden;padding:0px 3px 0px 3px;vertical-align:bottom;font-weight:bold;">Clear (H/H)</td> <td data-sheets-numberformat='{"1":2,"2":"0.00","3":1}' data-sheets-value='{"1":3,"3":2.9}' style="overflow:hidden;padding:0px 3px 0px 3px;vertical-align:bottom;text-align:center;">2.90</td> <td data-sheets-numberformat='{"1":2,"2":"0","3":1}' data-sheets-value='{"1":3,"3":81}' style="overflow:hidden;padding:0px 3px 0px 3px;vertical-align:bottom;text-align:center;">81</td> <td data-sheets-numberformat='{"1":2,"2":"0","3":1}' data-sheets-value='{"1":3,"3":75}' style="overflow:hidden;padding:0px 3px 0px 3px;vertical-align:bottom;text-align:center;">75</td> <td data-sheets-numberformat='{"1":2,"2":"0","3":1}' data-sheets-value='{"1":3,"3":20}' style="border-right:1px solid #000000;overflow:hidden;padding:0px 3px 0px 3px;vertical-align:bottom;text-align:center;">20</td> </tr> <tr style="height:20px;"> <td style="border-left:1px solid #000000;overflow:hidden;padding:0px 3px 0px 3px;vertical-align:bottom;font-weight:bold;"></td> <td data-sheets-value='{"1":2,"2":"Double-walled"}' style="overflow:hidden;padding:0px 3px 0px 3px;vertical-align:bottom;font-weight:bold;">Double-walled</td> <td data-sheets-value='{"1":2,"2":"Opal (O/O)"}' style="border-right:1px solid #000000;overflow:hidden;padding:0px 3px 0px 3px;vertical-align:bottom;font-weight:bold;">Opal (O/O)</td> <td data-sheets-numberformat='{"1":2,"2":"0.00","3":1}' data-sheets-value='{"1":3,"3":2.9}' style="overflow:hidden;padding:0px 3px 0px 3px;vertical-align:bottom;text-align:center;">2.90</td> <td data-sheets-numberformat='{"1":2,"2":"0","3":1}' data-sheets-value='{"1":3,"3":69}' style="overflow:hidden;padding:0px 3px 0px 3px;vertical-align:bottom;text-align:center;">69</td> <td data-sheets-numberformat='{"1":2,"2":"0","3":1}' data-sheets-value='{"1":3,"3":58}' style="overflow:hidden;padding:0px 3px 0px 3px;vertical-align:bottom;text-align:center;">58</td> <td data-sheets-numberformat='{"1":2,"2":"0","3":1}' data-sheets-value='{"1":3,"3":20}' style="border-right:1px solid #000000;overflow:hidden;padding:0px 3px 0px 3px;vertical-align:bottom;text-align:center;">20</td> </tr> <tr style="height:20px;"> <td style="border-left:1px solid #000000;overflow:hidden;padding:0px 3px 0px 3px;vertical-align:bottom;font-weight:bold;"></td> <td data-sheets-value='{"1":2,"2":"Triple-walled"}' style="overflow:hidden;padding:0px 3px 0px 3px;vertical-align:bottom;font-weight:bold;">Triple-walled</td> <td data-sheets-value='{"1":2,"2":"Clear (H/H/H)"}' style="border-right:1px solid #000000;overflow:hidden;padding:0px 3px 0px 3px;vertical-align:bottom;font-weight:bold;">Clear (H/H/H)</td> <td data-sheets-numberformat='{"1":2,"2":"0.00","3":1}' data-sheets-value='{"1":3,"3":1.7}' style="overflow:hidden;padding:0px 3px 0px 3px;vertical-align:bottom;text-align:center;">1.70</td> <td data-sheets-numberformat='{"1":2,"2":"0","3":1}' data-sheets-value='{"1":3,"3":73}' style="overflow:hidden;padding:0px 3px 0px 3px;vertical-align:bottom;text-align:center;">73</td> <td data-sheets-numberformat='{"1":2,"2":"0","3":1}' data-sheets-value='{"1":3,"3":65}' style="overflow:hidden;padding:0px 3px 0px 3px;vertical-align:bottom;text-align:center;">65</td> <td data-sheets-numberformat='{"1":2,"2":"0","3":1}' data-sheets-value='{"1":3,"3":22}' style="border-right:1px solid #000000;overflow:hidden;padding:0px 3px 0px 3px;vertical-align:bottom;text-align:center;">22</td> </tr> <tr style="height:20px;"> <td style="border-left:1px solid #000000;overflow:hidden;padding:0px 3px 0px 3px;vertical-align:bottom;font-weight:bold;"></td> <td data-sheets-value='{"1":2,"2":"Triple-walled"}' style="overflow:hidden;padding:0px 3px 0px 3px;vertical-align:bottom;font-weight:bold;">Triple-walled</td> <td data-sheets-value='{"1":2,"2":"Opal (O/H/O)"}' style="border-right:1px solid #000000;overflow:hidden;padding:0px 3px 0px 3px;vertical-align:bottom;font-weight:bold;">Opal (O/H/O)</td> <td data-sheets-numberformat='{"1":2,"2":"0.00","3":1}' data-sheets-value='{"1":3,"3":1.7}' style="overflow:hidden;padding:0px 3px 0px 3px;vertical-align:bottom;text-align:center;">1.70</td> <td data-sheets-numberformat='{"1":2,"2":"0","3":1}' data-sheets-value='{"1":3,"3":62}' style="overflow:hidden;padding:0px 3px 0px 3px;vertical-align:bottom;text-align:center;">62</td> <td data-sheets-numberformat='{"1":2,"2":"0","3":1}' data-sheets-value='{"1":3,"3":51}' style="overflow:hidden;padding:0px 3px 0px 3px;vertical-align:bottom;text-align:center;">51</td> <td data-sheets-numberformat='{"1":2,"2":"0","3":1}' data-sheets-value='{"1":3,"3":22}' style="border-right:1px solid #000000;overflow:hidden;padding:0px 3px 0px 3px;vertical-align:bottom;text-align:center;">22</td> </tr> <tr style="height:20px;"> <td style="border-left:1px solid #000000;overflow:hidden;padding:0px 3px 0px 3px;vertical-align:bottom;font-weight:bold;"></td> <td data-sheets-value='{"1":2,"2":"Four-walled"}' style="overflow:hidden;padding:0px 3px 0px 3px;vertical-align:bottom;font-weight:bold;">Four-walled</td> <td data-sheets-value='{"1":2,"2":"Clear (H/H/H/H)"}' style="border-right:1px solid #000000;overflow:hidden;padding:0px 3px 0px 3px;vertical-align:bottom;font-weight:bold;">Clear (H/H/H/H)</td> <td data-sheets-numberformat='{"1":2,"2":"0.00","3":1}' data-sheets-value='{"1":3,"3":1.28}' style="overflow:hidden;padding:0px 3px 0px 3px;vertical-align:bottom;text-align:center;">1.28</td> <td data-sheets-numberformat='{"1":2,"2":"0","3":1}' data-sheets-value='{"1":3,"3":64}' style="overflow:hidden;padding:0px 3px 0px 3px;vertical-align:bottom;text-align:center;">64</td> <td data-sheets-numberformat='{"1":2,"2":"0","3":1}' data-sheets-value='{"1":3,"3":54}' style="overflow:hidden;padding:0px 3px 0px 3px;vertical-align:bottom;text-align:center;">54</td> <td data-sheets-numberformat='{"1":2,"2":"0","3":1}' data-sheets-value='{"1":3,"3":23}' style="border-right:1px solid #000000;overflow:hidden;padding:0px 3px 0px 3px;vertical-align:bottom;text-align:center;">23</td> </tr> <tr style="height:20px;"> <td style="border-bottom:1px solid #000000;border-left:1px solid #000000;overflow:hidden;padding:0px 3px 0px 3px;vertical-align:bottom;"></td> <td data-sheets-value='{"1":2,"2":"Four-walled"}' style="border-bottom:1px solid #000000;overflow:hidden;padding:0px 3px 0px 3px;vertical-align:bottom;font-weight:bold;">Four-walled</td> <td data-sheets-value='{"1":2,"2":"Opal (H/H/O/H)"}' style="border-right:1px solid #000000;border-bottom:1px solid #000000;overflow:hidden;padding:0px 3px 0px 3px;vertical-align:bottom;font-weight:bold;">Opal (H/H/O/H)</td> <td data-sheets-numberformat='{"1":2,"2":"0.00","3":1}' data-sheets-value='{"1":3,"3":1.28}' style="border-bottom:1px solid #000000;overflow:hidden;padding:0px 3px 0px 3px;vertical-align:bottom;text-align:center;">1.28</td> <td data-sheets-numberformat='{"1":2,"2":"0","3":1}' data-sheets-value='{"1":3,"3":59}' style="border-bottom:1px solid #000000;overflow:hidden;padding:0px 3px 0px 3px;vertical-align:bottom;text-align:center;">59</td> <td data-sheets-numberformat='{"1":2,"2":"0","3":1}' data-sheets-value='{"1":3,"3":48}' style="border-bottom:1px solid #000000;overflow:hidden;padding:0px 3px 0px 3px;vertical-align:bottom;text-align:center;">48</td> <td data-sheets-numberformat='{"1":2,"2":"0","3":1}' data-sheets-value='{"1":3,"3":23}' style="border-right:1px solid #000000;border-bottom:1px solid #000000;overflow:hidden;padding:0px 3px 0px 3px;vertical-align:bottom;text-align:center;">23</td> </tr> <tr style="height:20px;"> <td data-sheets-value='{"1":2,"2":"Polycarbonate "}' style="border-left:1px solid #000000;overflow:hidden;padding:0px 3px 0px 3px;vertical-align:bottom;font-weight:bold;">Polycarbonate </td> <td data-sheets-value='{"1":2,"2":"Single-walled"}' style="overflow:hidden;padding:0px 3px 0px 3px;vertical-align:bottom;font-weight:bold;">Single-walled</td> <td data-sheets-value='{"1":2,"2":"Clear (A)"}' style="border-right:1px solid #000000;overflow:hidden;padding:0px 3px 0px 3px;vertical-align:bottom;font-weight:bold;">Clear (A)</td> <td data-sheets-numberformat='{"1":2,"2":"0.00","3":1}' data-sheets-value='{"1":3,"3":5.17}' style="overflow:hidden;padding:0px 3px 0px 3px;vertical-align:bottom;text-align:center;">5.17</td> <td data-sheets-numberformat='{"1":2,"2":"0","3":1}' data-sheets-value='{"1":3,"3":88}' style="overflow:hidden;padding:0px 3px 0px 3px;vertical-align:bottom;text-align:center;">88</td> <td data-sheets-numberformat='{"1":2,"2":"0","3":1}' data-sheets-value='{"1":3,"3":83}' style="overflow:hidden;padding:0px 3px 0px 3px;vertical-align:bottom;text-align:center;">83</td> <td data-sheets-numberformat='{"1":2,"2":"0","3":1}' data-sheets-value='{"1":2,"2":"-"}' style="border-right:1px solid #000000;overflow:hidden;padding:0px 3px 0px 3px;vertical-align:bottom;text-align:center;">-</td> </tr> <tr style="height:20px;"> <td data-sheets-value='{"1":2,"2":"PC"}' style="border-left:1px solid #000000;overflow:hidden;padding:0px 3px 0px 3px;vertical-align:bottom;font-weight:bold;">PC</td> <td data-sheets-value='{"1":2,"2":"Single-walled"}' style="overflow:hidden;padding:0px 3px 0px 3px;vertical-align:bottom;font-weight:bold;">Single-walled</td> <td data-sheets-value='{"1":2,"2":"Opal (D)"}' style="border-right:1px solid #000000;overflow:hidden;padding:0px 3px 0px 3px;vertical-align:bottom;font-weight:bold;">Opal (D)</td> <td data-sheets-numberformat='{"1":2,"2":"0.00","3":1}' data-sheets-value='{"1":3,"3":5.17}' style="overflow:hidden;padding:0px 3px 0px 3px;vertical-align:bottom;text-align:center;">5.17</td> <td data-sheets-numberformat='{"1":2,"2":"0","3":1}' data-sheets-value='{"1":3,"3":58}' style="overflow:hidden;padding:0px 3px 0px 3px;vertical-align:bottom;text-align:center;">58</td> <td data-sheets-numberformat='{"1":2,"2":"0","3":1}' data-sheets-value='{"1":3,"3":60}' style="overflow:hidden;padding:0px 3px 0px 3px;vertical-align:bottom;text-align:center;">60</td> <td data-sheets-numberformat='{"1":2,"2":"0","3":1}' data-sheets-value='{"1":2,"2":"-"}' style="border-right:1px solid #000000;overflow:hidden;padding:0px 3px 0px 3px;vertical-align:bottom;text-align:center;">-</td> </tr> <tr style="height:20px;"> <td style="border-left:1px solid #000000;overflow:hidden;padding:0px 3px 0px 3px;vertical-align:bottom;font-weight:bold;"></td> <td data-sheets-value='{"1":2,"2":"Double-walled"}' style="overflow:hidden;padding:0px 3px 0px 3px;vertical-align:bottom;font-weight:bold;">Double-walled</td> <td data-sheets-value='{"1":2,"2":"Clear (A/H)"}' style="border-right:1px solid #000000;overflow:hidden;padding:0px 3px 0px 3px;vertical-align:bottom;font-weight:bold;">Clear (A/H)</td> <td data-sheets-numberformat='{"1":2,"2":"0.00","3":1}' data-sheets-value='{"1":3,"3":2.9}' style="overflow:hidden;padding:0px 3px 0px 3px;vertical-align:bottom;text-align:center;">2.90</td> <td data-sheets-numberformat='{"1":2,"2":"0","3":1}' data-sheets-value='{"1":3,"3":79}' style="overflow:hidden;padding:0px 3px 0px 3px;vertical-align:bottom;text-align:center;">79</td> <td data-sheets-numberformat='{"1":2,"2":"0","3":1}' data-sheets-value='{"1":3,"3":72}' style="overflow:hidden;padding:0px 3px 0px 3px;vertical-align:bottom;text-align:center;">72</td> <td data-sheets-numberformat='{"1":2,"2":"0","3":1}' data-sheets-value='{"1":3,"3":20}' style="border-right:1px solid #000000;overflow:hidden;padding:0px 3px 0px 3px;vertical-align:bottom;text-align:center;">20</td> </tr> <tr style="height:20px;"> <td style="border-left:1px solid #000000;overflow:hidden;padding:0px 3px 0px 3px;vertical-align:bottom;font-weight:bold;"></td> <td data-sheets-value='{"1":2,"2":"Double-walled"}' style="overflow:hidden;padding:0px 3px 0px 3px;vertical-align:bottom;font-weight:bold;">Double-walled</td> <td data-sheets-value='{"1":2,"2":"Clear (A/A)"}' style="border-right:1px solid #000000;overflow:hidden;padding:0px 3px 0px 3px;vertical-align:bottom;font-weight:bold;">Clear (A/A)</td> <td data-sheets-numberformat='{"1":2,"2":"0.00","3":1}' data-sheets-value='{"1":3,"3":2.9}' style="overflow:hidden;padding:0px 3px 0px 3px;vertical-align:bottom;text-align:center;">2.90</td> <td data-sheets-numberformat='{"1":2,"2":"0","3":1}' data-sheets-value='{"1":3,"3":77}' style="overflow:hidden;padding:0px 3px 0px 3px;vertical-align:bottom;text-align:center;">77</td> <td data-sheets-numberformat='{"1":2,"2":"0","3":1}' data-sheets-value='{"1":3,"3":69}' style="overflow:hidden;padding:0px 3px 0px 3px;vertical-align:bottom;text-align:center;">69</td> <td data-sheets-numberformat='{"1":2,"2":"0","3":1}' data-sheets-value='{"1":3,"3":20}' style="border-right:1px solid #000000;overflow:hidden;padding:0px 3px 0px 3px;vertical-align:bottom;text-align:center;">20</td> </tr> <tr style="height:20px;"> <td style="border-left:1px solid #000000;overflow:hidden;padding:0px 3px 0px 3px;vertical-align:bottom;font-weight:bold;"></td> <td data-sheets-value='{"1":2,"2":"Double-walled"}' style="overflow:hidden;padding:0px 3px 0px 3px;vertical-align:bottom;font-weight:bold;">Double-walled</td> <td data-sheets-value='{"1":2,"2":"Opal (A/O)"}' style="border-right:1px solid #000000;overflow:hidden;padding:0px 3px 0px 3px;vertical-align:bottom;font-weight:bold;">Opal (A/O)</td> <td data-sheets-numberformat='{"1":2,"2":"0.00","3":1}' data-sheets-value='{"1":3,"3":2.9}' style="overflow:hidden;padding:0px 3px 0px 3px;vertical-align:bottom;text-align:center;">2.90</td> <td data-sheets-numberformat='{"1":2,"2":"0","3":1}' data-sheets-value='{"1":3,"3":73}' style="overflow:hidden;padding:0px 3px 0px 3px;vertical-align:bottom;text-align:center;">73</td> <td data-sheets-numberformat='{"1":2,"2":"0","3":1}' data-sheets-value='{"1":3,"3":63}' style="overflow:hidden;padding:0px 3px 0px 3px;vertical-align:bottom;text-align:center;">63</td> <td data-sheets-numberformat='{"1":2,"2":"0","3":1}' data-sheets-value='{"1":3,"3":20}' style="border-right:1px solid #000000;overflow:hidden;padding:0px 3px 0px 3px;vertical-align:bottom;text-align:center;">20</td> </tr> <tr style="height:20px;"> <td style="border-left:1px solid #000000;overflow:hidden;padding:0px 3px 0px 3px;vertical-align:bottom;font-weight:bold;"></td> <td data-sheets-value='{"1":2,"2":"Double-walled"}' style="overflow:hidden;padding:0px 3px 0px 3px;vertical-align:bottom;font-weight:bold;">Double-walled</td> <td data-sheets-value='{"1":2,"2":"Opal (A/D)"}' style="border-right:1px solid #000000;overflow:hidden;padding:0px 3px 0px 3px;vertical-align:bottom;font-weight:bold;">Opal (A/D)</td> <td data-sheets-numberformat='{"1":2,"2":"0.00","3":1}' data-sheets-value='{"1":3,"3":2.9}' style="overflow:hidden;padding:0px 3px 0px 3px;vertical-align:bottom;text-align:center;">2.90</td> <td data-sheets-numberformat='{"1":2,"2":"0","3":1}' data-sheets-value='{"1":3,"3":51}' style="overflow:hidden;padding:0px 3px 0px 3px;vertical-align:bottom;text-align:center;">51</td> <td data-sheets-numberformat='{"1":2,"2":"0","3":1}' data-sheets-value='{"1":3,"3":50}' style="overflow:hidden;padding:0px 3px 0px 3px;vertical-align:bottom;text-align:center;">50</td> <td data-sheets-numberformat='{"1":2,"2":"0","3":1}' data-sheets-value='{"1":3,"3":20}' style="border-right:1px solid #000000;overflow:hidden;padding:0px 3px 0px 3px;vertical-align:bottom;text-align:center;">20</td> </tr> <tr style="height:20px;"> <td style="border-left:1px solid #000000;overflow:hidden;padding:0px 3px 0px 3px;vertical-align:bottom;font-weight:bold;"></td> <td data-sheets-value='{"1":2,"2":"Triple-walled"}' style="overflow:hidden;padding:0px 3px 0px 3px;vertical-align:bottom;font-weight:bold;">Triple-walled</td> <td data-sheets-value='{"1":2,"2":"Clear (A/H/H)"}' style="border-right:1px solid #000000;overflow:hidden;padding:0px 3px 0px 3px;vertical-align:bottom;font-weight:bold;">Clear (A/H/H)</td> <td data-sheets-numberformat='{"1":2,"2":"0.00","3":1}' data-sheets-value='{"1":3,"3":1.7}' style="overflow:hidden;padding:0px 3px 0px 3px;vertical-align:bottom;text-align:center;">1.70</td> <td data-sheets-numberformat='{"1":2,"2":"0","3":1}' data-sheets-value='{"1":3,"3":71}' style="overflow:hidden;padding:0px 3px 0px 3px;vertical-align:bottom;text-align:center;">71</td> <td data-sheets-numberformat='{"1":2,"2":"0","3":1}' data-sheets-value='{"1":3,"3":63}' style="overflow:hidden;padding:0px 3px 0px 3px;vertical-align:bottom;text-align:center;">63</td> <td data-sheets-numberformat='{"1":2,"2":"0","3":1}' data-sheets-value='{"1":3,"3":22}' style="border-right:1px solid #000000;overflow:hidden;padding:0px 3px 0px 3px;vertical-align:bottom;text-align:center;">22</td> </tr> <tr style="height:20px;"> <td style="border-left:1px solid #000000;overflow:hidden;padding:0px 3px 0px 3px;vertical-align:bottom;font-weight:bold;"></td> <td data-sheets-value='{"1":2,"2":"Triple-walled"}' style="overflow:hidden;padding:0px 3px 0px 3px;vertical-align:bottom;font-weight:bold;">Triple-walled</td> <td data-sheets-value='{"1":2,"2":"Opal (A/O/O)"}' style="border-right:1px solid #000000;overflow:hidden;padding:0px 3px 0px 3px;vertical-align:bottom;font-weight:bold;">Opal (A/O/O)</td> <td data-sheets-numberformat='{"1":2,"2":"0.00","3":1}' data-sheets-value='{"1":3,"3":1.7}' style="overflow:hidden;padding:0px 3px 0px 3px;vertical-align:bottom;text-align:center;">1.70</td> <td data-sheets-numberformat='{"1":2,"2":"0","3":1}' data-sheets-value='{"1":3,"3":61}' style="overflow:hidden;padding:0px 3px 0px 3px;vertical-align:bottom;text-align:center;">61</td> <td data-sheets-numberformat='{"1":2,"2":"0","3":1}' data-sheets-value='{"1":3,"3":48}' style="overflow:hidden;padding:0px 3px 0px 3px;vertical-align:bottom;text-align:center;">48</td> <td data-sheets-numberformat='{"1":2,"2":"0","3":1}' data-sheets-value='{"1":3,"3":22}' style="border-right:1px solid #000000;overflow:hidden;padding:0px 3px 0px 3px;vertical-align:bottom;text-align:center;">22</td> </tr> <tr style="height:20px;"> <td style="border-left:1px solid #000000;overflow:hidden;padding:0px 3px 0px 3px;vertical-align:bottom;font-weight:bold;"></td> <td data-sheets-value='{"1":2,"2":"Four-walled"}' style="overflow:hidden;padding:0px 3px 0px 3px;vertical-align:bottom;font-weight:bold;">Four-walled</td> <td data-sheets-value='{"1":2,"2":"Clear (A/H/H/H)"}' style="border-right:1px solid #000000;overflow:hidden;padding:0px 3px 0px 3px;vertical-align:bottom;font-weight:bold;">Clear (A/H/H/H)</td> <td data-sheets-numberformat='{"1":2,"2":"0.00","3":1}' data-sheets-value='{"1":3,"3":1.28}' style="overflow:hidden;padding:0px 3px 0px 3px;vertical-align:bottom;text-align:center;">1.28</td> <td data-sheets-numberformat='{"1":2,"2":"0","3":1}' data-sheets-value='{"1":3,"3":64}' style="overflow:hidden;padding:0px 3px 0px 3px;vertical-align:bottom;text-align:center;">64</td> <td data-sheets-numberformat='{"1":2,"2":"0","3":1}' data-sheets-value='{"1":3,"3":52}' style="overflow:hidden;padding:0px 3px 0px 3px;vertical-align:bottom;text-align:center;">52</td> <td data-sheets-numberformat='{"1":2,"2":"0","3":1}' data-sheets-value='{"1":3,"3":23}' style="border-right:1px solid #000000;overflow:hidden;padding:0px 3px 0px 3px;vertical-align:bottom;text-align:center;">23</td> </tr> <tr style="height:20px;"> <td style="border-bottom:1px solid #000000;border-left:1px solid #000000;overflow:hidden;padding:0px 3px 0px 3px;vertical-align:bottom;"></td> <td data-sheets-value='{"1":2,"2":"Four-walled"}' style="border-bottom:1px solid #000000;overflow:hidden;padding:0px 3px 0px 3px;vertical-align:bottom;font-weight:bold;">Four-walled</td> <td data-sheets-value='{"1":2,"2":"Opal (A/H/O/H)"}' style="border-right:1px solid #000000;border-bottom:1px solid #000000;overflow:hidden;padding:0px 3px 0px 3px;vertical-align:bottom;font-weight:bold;">Opal (A/H/O/H)</td> <td data-sheets-numberformat='{"1":2,"2":"0.00","3":1}' data-sheets-value='{"1":3,"3":1.28}' style="border-bottom:1px solid #000000;overflow:hidden;padding:0px 3px 0px 3px;vertical-align:bottom;text-align:center;">1.28</td> <td data-sheets-numberformat='{"1":2,"2":"0","3":1}' data-sheets-value='{"1":3,"3":59}' style="border-bottom:1px solid #000000;overflow:hidden;padding:0px 3px 0px 3px;vertical-align:bottom;text-align:center;">59</td> <td data-sheets-numberformat='{"1":2,"2":"0","3":1}' data-sheets-value='{"1":3,"3":46}' style="border-bottom:1px solid #000000;overflow:hidden;padding:0px 3px 0px 3px;vertical-align:bottom;text-align:center;">46</td> <td data-sheets-numberformat='{"1":2,"2":"0","3":1}' data-sheets-value='{"1":3,"3":23}' style="border-right:1px solid #000000;border-bottom:1px solid #000000;overflow:hidden;padding:0px 3px 0px 3px;vertical-align:bottom;text-align:center;">23</td> </tr> <tr style="height:20px;"> <td data-sheets-value='{"1":2,"2":"Polycarbonate"}' style="border-left:1px solid #000000;overflow:hidden;padding:0px 3px 0px 3px;vertical-align:bottom;font-weight:bold;">Polycarbonate</td> <td data-sheets-value='{"1":2,"2":"Single-walled"}' style="overflow:hidden;padding:0px 3px 0px 3px;vertical-align:bottom;font-weight:bold;">Single-walled</td> <td data-sheets-value='{"1":2,"2":"Heatstop Opal (T)"}' style="border-right:1px solid #000000;overflow:hidden;padding:0px 3px 0px 3px;vertical-align:bottom;font-weight:bold;">Heatstop Opal (T)</td> <td data-sheets-numberformat='{"1":2,"2":"0.00","3":1}' data-sheets-value='{"1":3,"3":5.17}' style="overflow:hidden;padding:0px 3px 0px 3px;vertical-align:bottom;text-align:center;">5.17</td> <td data-sheets-numberformat='{"1":2,"2":"0","3":1}' data-sheets-value='{"1":3,"3":49}' style="overflow:hidden;padding:0px 3px 0px 3px;vertical-align:bottom;text-align:center;">49</td> <td data-sheets-numberformat='{"1":2,"2":"0","3":1}' data-sheets-value='{"1":3,"3":59}' style="overflow:hidden;padding:0px 3px 0px 3px;vertical-align:bottom;text-align:center;">59</td> <td data-sheets-numberformat='{"1":2,"2":"0","3":1}' data-sheets-value='{"1":2,"2":"-"}' style="border-right:1px solid #000000;overflow:hidden;padding:0px 3px 0px 3px;vertical-align:bottom;text-align:center;">-</td> </tr> <tr style="height:20px;"> <td data-sheets-value='{"1":2,"2":"Heatstop PC"}' style="border-left:1px solid #000000;overflow:hidden;padding:0px 3px 0px 3px;vertical-align:bottom;font-weight:bold;">Heatstop PC</td> <td data-sheets-value='{"1":2,"2":"Double-walled"}' style="overflow:hidden;padding:0px 3px 0px 3px;vertical-align:bottom;font-weight:bold;">Double-walled</td> <td data-sheets-value='{"1":2,"2":"Clear (T/H)"}' style="border-right:1px solid #000000;overflow:hidden;padding:0px 3px 0px 3px;vertical-align:bottom;font-weight:bold;">Clear (T/H)</td> <td data-sheets-numberformat='{"1":2,"2":"0.00","3":1}' data-sheets-value='{"1":3,"3":2.9}' style="overflow:hidden;padding:0px 3px 0px 3px;vertical-align:bottom;text-align:center;">2.90</td> <td data-sheets-numberformat='{"1":2,"2":"0","3":1}' data-sheets-value='{"1":3,"3":44}' style="overflow:hidden;padding:0px 3px 0px 3px;vertical-align:bottom;text-align:center;">44</td> <td data-sheets-numberformat='{"1":2,"2":"0","3":1}' data-sheets-value='{"1":3,"3":51}' style="overflow:hidden;padding:0px 3px 0px 3px;vertical-align:bottom;text-align:center;">51</td> <td data-sheets-numberformat='{"1":2,"2":"0","3":1}' data-sheets-value='{"1":3,"3":20}' style="border-right:1px solid #000000;overflow:hidden;padding:0px 3px 0px 3px;vertical-align:bottom;text-align:center;">20</td> </tr> <tr style="height:20px;"> <td style="border-left:1px solid #000000;overflow:hidden;padding:0px 3px 0px 3px;vertical-align:bottom;font-weight:bold;"></td> <td data-sheets-value='{"1":2,"2":"Double-walled"}' style="overflow:hidden;padding:0px 3px 0px 3px;vertical-align:bottom;font-weight:bold;">Double-walled</td> <td data-sheets-value='{"1":2,"2":"Opal (T/O)"}' style="border-right:1px solid #000000;overflow:hidden;padding:0px 3px 0px 3px;vertical-align:bottom;font-weight:bold;">Opal (T/O)</td> <td data-sheets-numberformat='{"1":2,"2":"0.00","3":1}' data-sheets-value='{"1":3,"3":2.9}' style="overflow:hidden;padding:0px 3px 0px 3px;vertical-align:bottom;text-align:center;">2.90</td> <td data-sheets-numberformat='{"1":2,"2":"0","3":1}' data-sheets-value='{"1":3,"3":41}' style="overflow:hidden;padding:0px 3px 0px 3px;vertical-align:bottom;text-align:center;">41</td> <td data-sheets-numberformat='{"1":2,"2":"0","3":1}' data-sheets-value='{"1":3,"3":45}' style="overflow:hidden;padding:0px 3px 0px 3px;vertical-align:bottom;text-align:center;">45</td> <td data-sheets-numberformat='{"1":2,"2":"0","3":1}' data-sheets-value='{"1":3,"3":20}' style="border-right:1px solid #000000;overflow:hidden;padding:0px 3px 0px 3px;vertical-align:bottom;text-align:center;">20</td> </tr> <tr style="height:20px;"> <td style="border-left:1px solid #000000;overflow:hidden;padding:0px 3px 0px 3px;vertical-align:bottom;font-weight:bold;"></td> <td data-sheets-value='{"1":2,"2":"Triple-walled"}' style="overflow:hidden; | skylux-160-ce-met-koepel-en-metaalopstand-met-lm-motor-en-windvang-1300-x-2500-mm | 8586006921549 | 46872295407949
Smoke and heat exhaust (SHEV) | SHE system | Skylux | Skylux 160° CE with skylight and metal curb with double LM-actuator and spoiler 1300 x 2800 mm |  | 50988 | 5412970509882 | 8070.7 | Yes | 30-45 | 170.33 | 1300 x 2800 mm | 2800 | 1300 |  | metal curb M30 (30 cm high) | Rectangular | 5.17 W/m²K - 1.28 W/m²K | 87% - 32% | 90% - 32% | 20dB - 23dB | 160° CE (for industry) | skylight | with spoiler | E | Double actuator | Maximum four-walled skylight possible for this product | Ut-value LT-value g-value Rw-value EN 1873 : 2014 EN ISO 13468 EN 16153 EN 410 EN 410 EN ISO 140-3 Material Walls Shells (W/m²K) (%) (%) (dB) Acrylic Single-walled Clear (H) 5.17 90 87 - PMMA Single-walled Opal (O) 5.17 83 76 - Double-walled Clear (H/H) 2.90 81 75 20 Double-walled Opal (O/O) 2.90 69 58 20 Triple-walled Clear (H/H/H) 1.70 73 65 22 Triple-walled Opal (O/H/O) 1.70 62 51 22 Four-walled Clear (H/H/H/H) 1.28 64 54 23 Four-walled Opal (H/H/O/H) 1.28 59 48 23 Polycarbonate Single-walled Clear (A) 5.17 88 83 - PC Single-walled Opal (D) 5.17 58 60 - Double-walled Clear (A/H) 2.90 79 72 20 Double-walled Clear (A/A) 2.90 77 69 20 Double-walled Opal (A/O) 2.90 73 63 20 Double-walled Opal (A/D) 2.90 51 50 20 Triple-walled Clear (A/H/H) 1.70 71 63 22 Triple-walled Opal (A/O/O) 1.70 61 48 22 Four-walled Clear (A/H/H/H) 1.28 64 52 23 Four-walled Opal (A/H/O/H) 1.28 59 46 23 Polycarbonate Single-walled Heatstop Opal (T) 5.17 49 59 - Heatstop PC Double-walled Clear (T/H) 2.90 44 51 20 Double-walled Opal (T/O) 2.90 41 45 20 Triple-walled Clear (T/H/H) 1.70 40 <td data-sheets-numberformat='{"1":2,"2":"0","3":1}' data-sheets-value='{"1":3,"3":44}' style="overflow:hidden;paddin | https://skylux.eu/en/products/skylux-160-ce-met-koepel-en-metaalopstand-met-lm-motor-en-windvang-1300-x-2800-mm | https://skylux.eu/cdn/shop/files/Skylux-160deg-CE-met-koepel-en-metaalopstand-met-dubbele-LM-motor-en-windvang-1300-x-2800-mm-RWA-systeem.jpg?v=1702977643&width=1600 | https://skylux.eu/cdn/shop/files/e5a82811-1bb0-48e4-a776-cacb59c7c092_b8cbfe62-5979-470b-b113-850c98e8adde.jpg?v=1688550428&width=1600 | //skylux.eu/cdn/shop/files/E_MH_Mounting_instructions_Skylux_160_CE_LM.pdf?v=12406716259046007223 | //skylux.eu/cdn/shop/files/E_TD_Technical_File_Skylux_Skylux_160_CE_Electric.pdf?v=3667116872303399239 | <style type="text/css" id="isPasted"> <!--td { border: 1px solid #cccccc; } br { mso-data-placement: same-cell; } --> </style> <table border="1" cellpadding="0" cellspacing="0" dir="ltr" style="table-layout:fixed;font-size:10pt;font-family:Arial;border-collapse:collapse;border:none;"><tbody> <tr style="height:20px;"> <td style="overflow:hidden;padding:0px 3px 0px 3px;vertical-align:bottom;"></td> <td style="overflow:hidden;padding:0px 3px 0px 3px;vertical-align:bottom;"></td> <td style="overflow:hidden;padding:0px 3px 0px 3px;vertical-align:bottom;"></td> <td data-sheets-value='{"1":2,"2":"Ut-value"}' style="overflow:hidden;padding:0px 3px 0px 3px;vertical-align:bottom;font-weight:bold;text-align:center;">Ut-value</td> <td data-sheets-value='{"1":2,"2":"LT-value"}' style="overflow:hidden;padding:0px 3px 0px 3px;vertical-align:bottom;font-weight:bold;text-align:center;">LT-value</td> <td data-sheets-value='{"1":2,"2":"g-value"}' style="overflow:hidden;padding:0px 3px 0px 3px;vertical-align:bottom;font-weight:bold;text-align:center;">g-value</td> <td data-sheets-value='{"1":2,"2":"Rw-value "}' style="overflow:hidden;padding:0px 3px 0px 3px;vertical-align:bottom;font-weight:bold;text-align:center;">Rw-value </td> </tr> <tr style="height:20px;"> <td style="overflow:hidden;padding:0px 3px 0px 3px;vertical-align:bottom;"></td> <td style="overflow:hidden;padding:0px 3px 0px 3px;vertical-align:bottom;"></td> <td style="overflow:hidden;padding:0px 3px 0px 3px;vertical-align:bottom;"></td> <td data-sheets-numberformat='{"1":2,"2":"0.00","3":1}' data-sheets-value='{"1":2,"2":"EN 1873 : 2014"}' style="overflow:hidden;padding:0px 3px 0px 3px;vertical-align:bottom;text-align:center;">EN 1873 : 2014</td> <td data-sheets-numberformat='{"1":2,"2":"0","3":1}' data-sheets-value='{"1":2,"2":"EN ISO 13468 EN 16153 EN 410"}' style="overflow:hidden;padding:0px 3px 0px 3px;vertical-align:bottom;text-align:center;">EN ISO 13468 EN 16153 EN 410</td> <td data-sheets-numberformat='{"1":2,"2":"0","3":1}' data-sheets-value='{"1":2,"2":"EN 410"}' style="overflow:hidden;padding:0px 3px 0px 3px;vertical-align:bottom;text-align:center;">EN 410</td> <td data-sheets-value='{"1":2,"2":"EN ISO 140-3\t\t"}' style="overflow:hidden;padding:0px 3px 0px 3px;vertical-align:bottom;text-align:center;">EN ISO 140-3 </td> </tr> <tr style="height:20px;"> <td data-sheets-value='{"1":2,"2":"Material"}' style="border-bottom:1px solid #000000;overflow:hidden;padding:0px 3px 0px 3px;vertical-align:bottom;background-color:#000000;font-weight:bold;color:#ffffff;">Material</td> <td data-sheets-value='{"1":2,"2":"Walls"}' style="border-bottom:1px solid #000000;overflow:hidden;padding:0px 3px 0px 3px;vertical-align:bottom;background-color:#000000;font-weight:bold;color:#ffffff;">Walls</td> <td data-sheets-value='{"1":2,"2":"Shells"}' style="border-bottom:1px solid #000000;overflow:hidden;padding:0px 3px 0px 3px;vertical-align:bottom;background-color:#000000;font-weight:bold;color:#ffffff;">Shells</td> <td data-sheets-numberformat='{"1":2,"2":"0.00","3":1}' data-sheets-value='{"1":2,"2":"(W/m²K)\t"}' style="border-bottom:1px solid #000000;overflow:hidden;padding:0px 3px 0px 3px;vertical-align:bottom;background-color:#000000;font-weight:bold;color:#ffffff;text-align:center;">(W/m²K) </td> <td data-sheets-numberformat='{"1":2,"2":"0","3":1}' data-sheets-value='{"1":2,"2":"(%)"}' style="border-bottom:1px solid #000000;overflow:hidden;padding:0px 3px 0px 3px;vertical-align:bottom;background-color:#000000;font-weight:bold;color:#ffffff;text-align:center;">(%)</td> <td data-sheets-numberformat='{"1":2,"2":"0","3":1}' data-sheets-value='{"1":2,"2":"(%)"}' style="border-bottom:1px solid #000000;overflow:hidden;padding:0px 3px 0px 3px;vertical-align:bottom;background-color:#000000;font-weight:bold;color:#ffffff;text-align:center;">(%)</td> <td data-sheets-value='{"1":2,"2":"(dB)"}' style="border-bottom:1px solid #000000;overflow:hidden;padding:0px 3px 0px 3px;vertical-align:bottom;background-color:#000000;font-weight:bold;color:#ffffff;text-align:center;">(dB)</td> </tr> <tr style="height:20px;"> <td data-sheets-value='{"1":2,"2":"Acrylic"}' style="border-left:1px solid #000000;overflow:hidden;padding:0px 3px 0px 3px;vertical-align:bottom;font-weight:bold;">Acrylic</td> <td data-sheets-value='{"1":2,"2":"Single-walled"}' style="overflow:hidden;padding:0px 3px 0px 3px;vertical-align:bottom;font-weight:bold;">Single-walled</td> <td data-sheets-value='{"1":2,"2":"Clear (H)"}' style="border-right:1px solid #000000;overflow:hidden;padding:0px 3px 0px 3px;vertical-align:bottom;font-weight:bold;">Clear (H)</td> <td data-sheets-numberformat='{"1":2,"2":"0.00","3":1}' data-sheets-value='{"1":3,"3":5.17}' style="overflow:hidden;padding:0px 3px 0px 3px;vertical-align:bottom;text-align:center;">5.17</td> <td data-sheets-numberformat='{"1":2,"2":"0","3":1}' data-sheets-value='{"1":3,"3":90}' style="overflow:hidden;padding:0px 3px 0px 3px;vertical-align:bottom;text-align:center;">90</td> <td data-sheets-numberformat='{"1":2,"2":"0","3":1}' data-sheets-value='{"1":3,"3":87}' style="overflow:hidden;padding:0px 3px 0px 3px;vertical-align:bottom;text-align:center;">87</td> <td data-sheets-numberformat='{"1":2,"2":"0","3":1}' data-sheets-value='{"1":2,"2":"-"}' style="border-right:1px solid #000000;overflow:hidden;padding:0px 3px 0px 3px;vertical-align:bottom;text-align:center;">-</td> </tr> <tr style="height:20px;"> <td data-sheets-value='{"1":2,"2":"PMMA"}' style="border-left:1px solid #000000;overflow:hidden;padding:0px 3px 0px 3px;vertical-align:bottom;font-weight:bold;">PMMA</td> <td data-sheets-value='{"1":2,"2":"Single-walled"}' style="overflow:hidden;padding:0px 3px 0px 3px;vertical-align:bottom;font-weight:bold;">Single-walled</td> <td data-sheets-value='{"1":2,"2":"Opal (O)"}' style="border-right:1px solid #000000;overflow:hidden;padding:0px 3px 0px 3px;vertical-align:bottom;font-weight:bold;">Opal (O)</td> <td data-sheets-numberformat='{"1":2,"2":"0.00","3":1}' data-sheets-value='{"1":3,"3":5.17}' style="overflow:hidden;padding:0px 3px 0px 3px;vertical-align:bottom;text-align:center;">5.17</td> <td data-sheets-numberformat='{"1":2,"2":"0","3":1}' data-sheets-value='{"1":3,"3":83}' style="overflow:hidden;padding:0px 3px 0px 3px;vertical-align:bottom;text-align:center;">83</td> <td data-sheets-numberformat='{"1":2,"2":"0","3":1}' data-sheets-value='{"1":3,"3":76}' style="overflow:hidden;padding:0px 3px 0px 3px;vertical-align:bottom;text-align:center;">76</td> <td data-sheets-numberformat='{"1":2,"2":"0","3":1}' data-sheets-value='{"1":2,"2":"-"}' style="border-right:1px solid #000000;overflow:hidden;padding:0px 3px 0px 3px;vertical-align:bottom;text-align:center;">-</td> </tr> <tr style="height:20px;"> <td style="border-left:1px solid #000000;overflow:hidden;padding:0px 3px 0px 3px;vertical-align:bottom;font-weight:bold;"></td> <td data-sheets-value='{"1":2,"2":"Double-walled"}' style="overflow:hidden;padding:0px 3px 0px 3px;vertical-align:bottom;font-weight:bold;">Double-walled</td> <td data-sheets-value='{"1":2,"2":"Clear (H/H)"}' style="border-right:1px solid #000000;overflow:hidden;padding:0px 3px 0px 3px;vertical-align:bottom;font-weight:bold;">Clear (H/H)</td> <td data-sheets-numberformat='{"1":2,"2":"0.00","3":1}' data-sheets-value='{"1":3,"3":2.9}' style="overflow:hidden;padding:0px 3px 0px 3px;vertical-align:bottom;text-align:center;">2.90</td> <td data-sheets-numberformat='{"1":2,"2":"0","3":1}' data-sheets-value='{"1":3,"3":81}' style="overflow:hidden;padding:0px 3px 0px 3px;vertical-align:bottom;text-align:center;">81</td> <td data-sheets-numberformat='{"1":2,"2":"0","3":1}' data-sheets-value='{"1":3,"3":75}' style="overflow:hidden;padding:0px 3px 0px 3px;vertical-align:bottom;text-align:center;">75</td> <td data-sheets-numberformat='{"1":2,"2":"0","3":1}' data-sheets-value='{"1":3,"3":20}' style="border-right:1px solid #000000;overflow:hidden;padding:0px 3px 0px 3px;vertical-align:bottom;text-align:center;">20</td> </tr> <tr style="height:20px;"> <td style="border-left:1px solid #000000;overflow:hidden;padding:0px 3px 0px 3px;vertical-align:bottom;font-weight:bold;"></td> <td data-sheets-value='{"1":2,"2":"Double-walled"}' style="overflow:hidden;padding:0px 3px 0px 3px;vertical-align:bottom;font-weight:bold;">Double-walled</td> <td data-sheets-value='{"1":2,"2":"Opal (O/O)"}' style="border-right:1px solid #000000;overflow:hidden;padding:0px 3px 0px 3px;vertical-align:bottom;font-weight:bold;">Opal (O/O)</td> <td data-sheets-numberformat='{"1":2,"2":"0.00","3":1}' data-sheets-value='{"1":3,"3":2.9}' style="overflow:hidden;padding:0px 3px 0px 3px;vertical-align:bottom;text-align:center;">2.90</td> <td data-sheets-numberformat='{"1":2,"2":"0","3":1}' data-sheets-value='{"1":3,"3":69}' style="overflow:hidden;padding:0px 3px 0px 3px;vertical-align:bottom;text-align:center;">69</td> <td data-sheets-numberformat='{"1":2,"2":"0","3":1}' data-sheets-value='{"1":3,"3":58}' style="overflow:hidden;padding:0px 3px 0px 3px;vertical-align:bottom;text-align:center;">58</td> <td data-sheets-numberformat='{"1":2,"2":"0","3":1}' data-sheets-value='{"1":3,"3":20}' style="border-right:1px solid #000000;overflow:hidden;padding:0px 3px 0px 3px;vertical-align:bottom;text-align:center;">20</td> </tr> <tr style="height:20px;"> <td style="border-left:1px solid #000000;overflow:hidden;padding:0px 3px 0px 3px;vertical-align:bottom;font-weight:bold;"></td> <td data-sheets-value='{"1":2,"2":"Triple-walled"}' style="overflow:hidden;padding:0px 3px 0px 3px;vertical-align:bottom;font-weight:bold;">Triple-walled</td> <td data-sheets-value='{"1":2,"2":"Clear (H/H/H)"}' style="border-right:1px solid #000000;overflow:hidden;padding:0px 3px 0px 3px;vertical-align:bottom;font-weight:bold;">Clear (H/H/H)</td> <td data-sheets-numberformat='{"1":2,"2":"0.00","3":1}' data-sheets-value='{"1":3,"3":1.7}' style="overflow:hidden;padding:0px 3px 0px 3px;vertical-align:bottom;text-align:center;">1.70</td> <td data-sheets-numberformat='{"1":2,"2":"0","3":1}' data-sheets-value='{"1":3,"3":73}' style="overflow:hidden;padding:0px 3px 0px 3px;vertical-align:bottom;text-align:center;">73</td> <td data-sheets-numberformat='{"1":2,"2":"0","3":1}' data-sheets-value='{"1":3,"3":65}' style="overflow:hidden;padding:0px 3px 0px 3px;vertical-align:bottom;text-align:center;">65</td> <td data-sheets-numberformat='{"1":2,"2":"0","3":1}' data-sheets-value='{"1":3,"3":22}' style="border-right:1px solid #000000;overflow:hidden;padding:0px 3px 0px 3px;vertical-align:bottom;text-align:center;">22</td> </tr> <tr style="height:20px;"> <td style="border-left:1px solid #000000;overflow:hidden;padding:0px 3px 0px 3px;vertical-align:bottom;font-weight:bold;"></td> <td data-sheets-value='{"1":2,"2":"Triple-walled"}' style="overflow:hidden;padding:0px 3px 0px 3px;vertical-align:bottom;font-weight:bold;">Triple-walled</td> <td data-sheets-value='{"1":2,"2":"Opal (O/H/O)"}' style="border-right:1px solid #000000;overflow:hidden;padding:0px 3px 0px 3px;vertical-align:bottom;font-weight:bold;">Opal (O/H/O)</td> <td data-sheets-numberformat='{"1":2,"2":"0.00","3":1}' data-sheets-value='{"1":3,"3":1.7}' style="overflow:hidden;padding:0px 3px 0px 3px;vertical-align:bottom;text-align:center;">1.70</td> <td data-sheets-numberformat='{"1":2,"2":"0","3":1}' data-sheets-value='{"1":3,"3":62}' style="overflow:hidden;padding:0px 3px 0px 3px;vertical-align:bottom;text-align:center;">62</td> <td data-sheets-numberformat='{"1":2,"2":"0","3":1}' data-sheets-value='{"1":3,"3":51}' style="overflow:hidden;padding:0px 3px 0px 3px;vertical-align:bottom;text-align:center;">51</td> <td data-sheets-numberformat='{"1":2,"2":"0","3":1}' data-sheets-value='{"1":3,"3":22}' style="border-right:1px solid #000000;overflow:hidden;padding:0px 3px 0px 3px;vertical-align:bottom;text-align:center;">22</td> </tr> <tr style="height:20px;"> <td style="border-left:1px solid #000000;overflow:hidden;padding:0px 3px 0px 3px;vertical-align:bottom;font-weight:bold;"></td> <td data-sheets-value='{"1":2,"2":"Four-walled"}' style="overflow:hidden;padding:0px 3px 0px 3px;vertical-align:bottom;font-weight:bold;">Four-walled</td> <td data-sheets-value='{"1":2,"2":"Clear (H/H/H/H)"}' style="border-right:1px solid #000000;overflow:hidden;padding:0px 3px 0px 3px;vertical-align:bottom;font-weight:bold;">Clear (H/H/H/H)</td> <td data-sheets-numberformat='{"1":2,"2":"0.00","3":1}' data-sheets-value='{"1":3,"3":1.28}' style="overflow:hidden;padding:0px 3px 0px 3px;vertical-align:bottom;text-align:center;">1.28</td> <td data-sheets-numberformat='{"1":2,"2":"0","3":1}' data-sheets-value='{"1":3,"3":64}' style="overflow:hidden;padding:0px 3px 0px 3px;vertical-align:bottom;text-align:center;">64</td> <td data-sheets-numberformat='{"1":2,"2":"0","3":1}' data-sheets-value='{"1":3,"3":54}' style="overflow:hidden;padding:0px 3px 0px 3px;vertical-align:bottom;text-align:center;">54</td> <td data-sheets-numberformat='{"1":2,"2":"0","3":1}' data-sheets-value='{"1":3,"3":23}' style="border-right:1px solid #000000;overflow:hidden;padding:0px 3px 0px 3px;vertical-align:bottom;text-align:center;">23</td> </tr> <tr style="height:20px;"> <td style="border-bottom:1px solid #000000;border-left:1px solid #000000;overflow:hidden;padding:0px 3px 0px 3px;vertical-align:bottom;"></td> <td data-sheets-value='{"1":2,"2":"Four-walled"}' style="border-bottom:1px solid #000000;overflow:hidden;padding:0px 3px 0px 3px;vertical-align:bottom;font-weight:bold;">Four-walled</td> <td data-sheets-value='{"1":2,"2":"Opal (H/H/O/H)"}' style="border-right:1px solid #000000;border-bottom:1px solid #000000;overflow:hidden;padding:0px 3px 0px 3px;vertical-align:bottom;font-weight:bold;">Opal (H/H/O/H)</td> <td data-sheets-numberformat='{"1":2,"2":"0.00","3":1}' data-sheets-value='{"1":3,"3":1.28}' style="border-bottom:1px solid #000000;overflow:hidden;padding:0px 3px 0px 3px;vertical-align:bottom;text-align:center;">1.28</td> <td data-sheets-numberformat='{"1":2,"2":"0","3":1}' data-sheets-value='{"1":3,"3":59}' style="border-bottom:1px solid #000000;overflow:hidden;padding:0px 3px 0px 3px;vertical-align:bottom;text-align:center;">59</td> <td data-sheets-numberformat='{"1":2,"2":"0","3":1}' data-sheets-value='{"1":3,"3":48}' style="border-bottom:1px solid #000000;overflow:hidden;padding:0px 3px 0px 3px;vertical-align:bottom;text-align:center;">48</td> <td data-sheets-numberformat='{"1":2,"2":"0","3":1}' data-sheets-value='{"1":3,"3":23}' style="border-right:1px solid #000000;border-bottom:1px solid #000000;overflow:hidden;padding:0px 3px 0px 3px;vertical-align:bottom;text-align:center;">23</td> </tr> <tr style="height:20px;"> <td data-sheets-value='{"1":2,"2":"Polycarbonate "}' style="border-left:1px solid #000000;overflow:hidden;padding:0px 3px 0px 3px;vertical-align:bottom;font-weight:bold;">Polycarbonate </td> <td data-sheets-value='{"1":2,"2":"Single-walled"}' style="overflow:hidden;padding:0px 3px 0px 3px;vertical-align:bottom;font-weight:bold;">Single-walled</td> <td data-sheets-value='{"1":2,"2":"Clear (A)"}' style="border-right:1px solid #000000;overflow:hidden;padding:0px 3px 0px 3px;vertical-align:bottom;font-weight:bold;">Clear (A)</td> <td data-sheets-numberformat='{"1":2,"2":"0.00","3":1}' data-sheets-value='{"1":3,"3":5.17}' style="overflow:hidden;padding:0px 3px 0px 3px;vertical-align:bottom;text-align:center;">5.17</td> <td data-sheets-numberformat='{"1":2,"2":"0","3":1}' data-sheets-value='{"1":3,"3":88}' style="overflow:hidden;padding:0px 3px 0px 3px;vertical-align:bottom;text-align:center;">88</td> <td data-sheets-numberformat='{"1":2,"2":"0","3":1}' data-sheets-value='{"1":3,"3":83}' style="overflow:hidden;padding:0px 3px 0px 3px;vertical-align:bottom;text-align:center;">83</td> <td data-sheets-numberformat='{"1":2,"2":"0","3":1}' data-sheets-value='{"1":2,"2":"-"}' style="border-right:1px solid #000000;overflow:hidden;padding:0px 3px 0px 3px;vertical-align:bottom;text-align:center;">-</td> </tr> <tr style="height:20px;"> <td data-sheets-value='{"1":2,"2":"PC"}' style="border-left:1px solid #000000;overflow:hidden;padding:0px 3px 0px 3px;vertical-align:bottom;font-weight:bold;">PC</td> <td data-sheets-value='{"1":2,"2":"Single-walled"}' style="overflow:hidden;padding:0px 3px 0px 3px;vertical-align:bottom;font-weight:bold;">Single-walled</td> <td data-sheets-value='{"1":2,"2":"Opal (D)"}' style="border-right:1px solid #000000;overflow:hidden;padding:0px 3px 0px 3px;vertical-align:bottom;font-weight:bold;">Opal (D)</td> <td data-sheets-numberformat='{"1":2,"2":"0.00","3":1}' data-sheets-value='{"1":3,"3":5.17}' style="overflow:hidden;padding:0px 3px 0px 3px;vertical-align:bottom;text-align:center;">5.17</td> <td data-sheets-numberformat='{"1":2,"2":"0","3":1}' data-sheets-value='{"1":3,"3":58}' style="overflow:hidden;padding:0px 3px 0px 3px;vertical-align:bottom;text-align:center;">58</td> <td data-sheets-numberformat='{"1":2,"2":"0","3":1}' data-sheets-value='{"1":3,"3":60}' style="overflow:hidden;padding:0px 3px 0px 3px;vertical-align:bottom;text-align:center;">60</td> <td data-sheets-numberformat='{"1":2,"2":"0","3":1}' data-sheets-value='{"1":2,"2":"-"}' style="border-right:1px solid #000000;overflow:hidden;padding:0px 3px 0px 3px;vertical-align:bottom;text-align:center;">-</td> </tr> <tr style="height:20px;"> <td style="border-left:1px solid #000000;overflow:hidden;padding:0px 3px 0px 3px;vertical-align:bottom;font-weight:bold;"></td> <td data-sheets-value='{"1":2,"2":"Double-walled"}' style="overflow:hidden;padding:0px 3px 0px 3px;vertical-align:bottom;font-weight:bold;">Double-walled</td> <td data-sheets-value='{"1":2,"2":"Clear (A/H)"}' style="border-right:1px solid #000000;overflow:hidden;padding:0px 3px 0px 3px;vertical-align:bottom;font-weight:bold;">Clear (A/H)</td> <td data-sheets-numberformat='{"1":2,"2":"0.00","3":1}' data-sheets-value='{"1":3,"3":2.9}' style="overflow:hidden;padding:0px 3px 0px 3px;vertical-align:bottom;text-align:center;">2.90</td> <td data-sheets-numberformat='{"1":2,"2":"0","3":1}' data-sheets-value='{"1":3,"3":79}' style="overflow:hidden;padding:0px 3px 0px 3px;vertical-align:bottom;text-align:center;">79</td> <td data-sheets-numberformat='{"1":2,"2":"0","3":1}' data-sheets-value='{"1":3,"3":72}' style="overflow:hidden;padding:0px 3px 0px 3px;vertical-align:bottom;text-align:center;">72</td> <td data-sheets-numberformat='{"1":2,"2":"0","3":1}' data-sheets-value='{"1":3,"3":20}' style="border-right:1px solid #000000;overflow:hidden;padding:0px 3px 0px 3px;vertical-align:bottom;text-align:center;">20</td> </tr> <tr style="height:20px;"> <td style="border-left:1px solid #000000;overflow:hidden;padding:0px 3px 0px 3px;vertical-align:bottom;font-weight:bold;"></td> <td data-sheets-value='{"1":2,"2":"Double-walled"}' style="overflow:hidden;padding:0px 3px 0px 3px;vertical-align:bottom;font-weight:bold;">Double-walled</td> <td data-sheets-value='{"1":2,"2":"Clear (A/A)"}' style="border-right:1px solid #000000;overflow:hidden;padding:0px 3px 0px 3px;vertical-align:bottom;font-weight:bold;">Clear (A/A)</td> <td data-sheets-numberformat='{"1":2,"2":"0.00","3":1}' data-sheets-value='{"1":3,"3":2.9}' style="overflow:hidden;padding:0px 3px 0px 3px;vertical-align:bottom;text-align:center;">2.90</td> <td data-sheets-numberformat='{"1":2,"2":"0","3":1}' data-sheets-value='{"1":3,"3":77}' style="overflow:hidden;padding:0px 3px 0px 3px;vertical-align:bottom;text-align:center;">77</td> <td data-sheets-numberformat='{"1":2,"2":"0","3":1}' data-sheets-value='{"1":3,"3":69}' style="overflow:hidden;padding:0px 3px 0px 3px;vertical-align:bottom;text-align:center;">69</td> <td data-sheets-numberformat='{"1":2,"2":"0","3":1}' data-sheets-value='{"1":3,"3":20}' style="border-right:1px solid #000000;overflow:hidden;padding:0px 3px 0px 3px;vertical-align:bottom;text-align:center;">20</td> </tr> <tr style="height:20px;"> <td style="border-left:1px solid #000000;overflow:hidden;padding:0px 3px 0px 3px;vertical-align:bottom;font-weight:bold;"></td> <td data-sheets-value='{"1":2,"2":"Double-walled"}' style="overflow:hidden;padding:0px 3px 0px 3px;vertical-align:bottom;font-weight:bold;">Double-walled</td> <td data-sheets-value='{"1":2,"2":"Opal (A/O)"}' style="border-right:1px solid #000000;overflow:hidden;padding:0px 3px 0px 3px;vertical-align:bottom;font-weight:bold;">Opal (A/O)</td> <td data-sheets-numberformat='{"1":2,"2":"0.00","3":1}' data-sheets-value='{"1":3,"3":2.9}' style="overflow:hidden;padding:0px 3px 0px 3px;vertical-align:bottom;text-align:center;">2.90</td> <td data-sheets-numberformat='{"1":2,"2":"0","3":1}' data-sheets-value='{"1":3,"3":73}' style="overflow:hidden;padding:0px 3px 0px 3px;vertical-align:bottom;text-align:center;">73</td> <td data-sheets-numberformat='{"1":2,"2":"0","3":1}' data-sheets-value='{"1":3,"3":63}' style="overflow:hidden;padding:0px 3px 0px 3px;vertical-align:bottom;text-align:center;">63</td> <td data-sheets-numberformat='{"1":2,"2":"0","3":1}' data-sheets-value='{"1":3,"3":20}' style="border-right:1px solid #000000;overflow:hidden;padding:0px 3px 0px 3px;vertical-align:bottom;text-align:center;">20</td> </tr> <tr style="height:20px;"> <td style="border-left:1px solid #000000;overflow:hidden;padding:0px 3px 0px 3px;vertical-align:bottom;font-weight:bold;"></td> <td data-sheets-value='{"1":2,"2":"Double-walled"}' style="overflow:hidden;padding:0px 3px 0px 3px;vertical-align:bottom;font-weight:bold;">Double-walled</td> <td data-sheets-value='{"1":2,"2":"Opal (A/D)"}' style="border-right:1px solid #000000;overflow:hidden;padding:0px 3px 0px 3px;vertical-align:bottom;font-weight:bold;">Opal (A/D)</td> <td data-sheets-numberformat='{"1":2,"2":"0.00","3":1}' data-sheets-value='{"1":3,"3":2.9}' style="overflow:hidden;padding:0px 3px 0px 3px;vertical-align:bottom;text-align:center;">2.90</td> <td data-sheets-numberformat='{"1":2,"2":"0","3":1}' data-sheets-value='{"1":3,"3":51}' style="overflow:hidden;padding:0px 3px 0px 3px;vertical-align:bottom;text-align:center;">51</td> <td data-sheets-numberformat='{"1":2,"2":"0","3":1}' data-sheets-value='{"1":3,"3":50}' style="overflow:hidden;padding:0px 3px 0px 3px;vertical-align:bottom;text-align:center;">50</td> <td data-sheets-numberformat='{"1":2,"2":"0","3":1}' data-sheets-value='{"1":3,"3":20}' style="border-right:1px solid #000000;overflow:hidden;padding:0px 3px 0px 3px;vertical-align:bottom;text-align:center;">20</td> </tr> <tr style="height:20px;"> <td style="border-left:1px solid #000000;overflow:hidden;padding:0px 3px 0px 3px;vertical-align:bottom;font-weight:bold;"></td> <td data-sheets-value='{"1":2,"2":"Triple-walled"}' style="overflow:hidden;padding:0px 3px 0px 3px;vertical-align:bottom;font-weight:bold;">Triple-walled</td> <td data-sheets-value='{"1":2,"2":"Clear (A/H/H)"}' style="border-right:1px solid #000000;overflow:hidden;padding:0px 3px 0px 3px;vertical-align:bottom;font-weight:bold;">Clear (A/H/H)</td> <td data-sheets-numberformat='{"1":2,"2":"0.00","3":1}' data-sheets-value='{"1":3,"3":1.7}' style="overflow:hidden;padding:0px 3px 0px 3px;vertical-align:bottom;text-align:center;">1.70</td> <td data-sheets-numberformat='{"1":2,"2":"0","3":1}' data-sheets-value='{"1":3,"3":71}' style="overflow:hidden;padding:0px 3px 0px 3px;vertical-align:bottom;text-align:center;">71</td> <td data-sheets-numberformat='{"1":2,"2":"0","3":1}' data-sheets-value='{"1":3,"3":63}' style="overflow:hidden;padding:0px 3px 0px 3px;vertical-align:bottom;text-align:center;">63</td> <td data-sheets-numberformat='{"1":2,"2":"0","3":1}' data-sheets-value='{"1":3,"3":22}' style="border-right:1px solid #000000;overflow:hidden;padding:0px 3px 0px 3px;vertical-align:bottom;text-align:center;">22</td> </tr> <tr style="height:20px;"> <td style="border-left:1px solid #000000;overflow:hidden;padding:0px 3px 0px 3px;vertical-align:bottom;font-weight:bold;"></td> <td data-sheets-value='{"1":2,"2":"Triple-walled"}' style="overflow:hidden;padding:0px 3px 0px 3px;vertical-align:bottom;font-weight:bold;">Triple-walled</td> <td data-sheets-value='{"1":2,"2":"Opal (A/O/O)"}' style="border-right:1px solid #000000;overflow:hidden;padding:0px 3px 0px 3px;vertical-align:bottom;font-weight:bold;">Opal (A/O/O)</td> <td data-sheets-numberformat='{"1":2,"2":"0.00","3":1}' data-sheets-value='{"1":3,"3":1.7}' style="overflow:hidden;padding:0px 3px 0px 3px;vertical-align:bottom;text-align:center;">1.70</td> <td data-sheets-numberformat='{"1":2,"2":"0","3":1}' data-sheets-value='{"1":3,"3":61}' style="overflow:hidden;padding:0px 3px 0px 3px;vertical-align:bottom;text-align:center;">61</td> <td data-sheets-numberformat='{"1":2,"2":"0","3":1}' data-sheets-value='{"1":3,"3":48}' style="overflow:hidden;padding:0px 3px 0px 3px;vertical-align:bottom;text-align:center;">48</td> <td data-sheets-numberformat='{"1":2,"2":"0","3":1}' data-sheets-value='{"1":3,"3":22}' style="border-right:1px solid #000000;overflow:hidden;padding:0px 3px 0px 3px;vertical-align:bottom;text-align:center;">22</td> </tr> <tr style="height:20px;"> <td style="border-left:1px solid #000000;overflow:hidden;padding:0px 3px 0px 3px;vertical-align:bottom;font-weight:bold;"></td> <td data-sheets-value='{"1":2,"2":"Four-walled"}' style="overflow:hidden;padding:0px 3px 0px 3px;vertical-align:bottom;font-weight:bold;">Four-walled</td> <td data-sheets-value='{"1":2,"2":"Clear (A/H/H/H)"}' style="border-right:1px solid #000000;overflow:hidden;padding:0px 3px 0px 3px;vertical-align:bottom;font-weight:bold;">Clear (A/H/H/H)</td> <td data-sheets-numberformat='{"1":2,"2":"0.00","3":1}' data-sheets-value='{"1":3,"3":1.28}' style="overflow:hidden;padding:0px 3px 0px 3px;vertical-align:bottom;text-align:center;">1.28</td> <td data-sheets-numberformat='{"1":2,"2":"0","3":1}' data-sheets-value='{"1":3,"3":64}' style="overflow:hidden;padding:0px 3px 0px 3px;vertical-align:bottom;text-align:center;">64</td> <td data-sheets-numberformat='{"1":2,"2":"0","3":1}' data-sheets-value='{"1":3,"3":52}' style="overflow:hidden;padding:0px 3px 0px 3px;vertical-align:bottom;text-align:center;">52</td> <td data-sheets-numberformat='{"1":2,"2":"0","3":1}' data-sheets-value='{"1":3,"3":23}' style="border-right:1px solid #000000;overflow:hidden;padding:0px 3px 0px 3px;vertical-align:bottom;text-align:center;">23</td> </tr> <tr style="height:20px;"> <td style="border-bottom:1px solid #000000;border-left:1px solid #000000;overflow:hidden;padding:0px 3px 0px 3px;vertical-align:bottom;"></td> <td data-sheets-value='{"1":2,"2":"Four-walled"}' style="border-bottom:1px solid #000000;overflow:hidden;padding:0px 3px 0px 3px;vertical-align:bottom;font-weight:bold;">Four-walled</td> <td data-sheets-value='{"1":2,"2":"Opal (A/H/O/H)"}' style="border-right:1px solid #000000;border-bottom:1px solid #000000;overflow:hidden;padding:0px 3px 0px 3px;vertical-align:bottom;font-weight:bold;">Opal (A/H/O/H)</td> <td data-sheets-numberformat='{"1":2,"2":"0.00","3":1}' data-sheets-value='{"1":3,"3":1.28}' style="border-bottom:1px solid #000000;overflow:hidden;padding:0px 3px 0px 3px;vertical-align:bottom;text-align:center;">1.28</td> <td data-sheets-numberformat='{"1":2,"2":"0","3":1}' data-sheets-value='{"1":3,"3":59}' style="border-bottom:1px solid #000000;overflow:hidden;padding:0px 3px 0px 3px;vertical-align:bottom;text-align:center;">59</td> <td data-sheets-numberformat='{"1":2,"2":"0","3":1}' data-sheets-value='{"1":3,"3":46}' style="border-bottom:1px solid #000000;overflow:hidden;padding:0px 3px 0px 3px;vertical-align:bottom;text-align:center;">46</td> <td data-sheets-numberformat='{"1":2,"2":"0","3":1}' data-sheets-value='{"1":3,"3":23}' style="border-right:1px solid #000000;border-bottom:1px solid #000000;overflow:hidden;padding:0px 3px 0px 3px;vertical-align:bottom;text-align:center;">23</td> </tr> <tr style="height:20px;"> <td data-sheets-value='{"1":2,"2":"Polycarbonate"}' style="border-left:1px solid #000000;overflow:hidden;padding:0px 3px 0px 3px;vertical-align:bottom;font-weight:bold;">Polycarbonate</td> <td data-sheets-value='{"1":2,"2":"Single-walled"}' style="overflow:hidden;padding:0px 3px 0px 3px;vertical-align:bottom;font-weight:bold;">Single-walled</td> <td data-sheets-value='{"1":2,"2":"Heatstop Opal (T)"}' style="border-right:1px solid #000000;overflow:hidden;padding:0px 3px 0px 3px;vertical-align:bottom;font-weight:bold;">Heatstop Opal (T)</td> <td data-sheets-numberformat='{"1":2,"2":"0.00","3":1}' data-sheets-value='{"1":3,"3":5.17}' style="overflow:hidden;padding:0px 3px 0px 3px;vertical-align:bottom;text-align:center;">5.17</td> <td data-sheets-numberformat='{"1":2,"2":"0","3":1}' data-sheets-value='{"1":3,"3":49}' style="overflow:hidden;padding:0px 3px 0px 3px;vertical-align:bottom;text-align:center;">49</td> <td data-sheets-numberformat='{"1":2,"2":"0","3":1}' data-sheets-value='{"1":3,"3":59}' style="overflow:hidden;padding:0px 3px 0px 3px;vertical-align:bottom;text-align:center;">59</td> <td data-sheets-numberformat='{"1":2,"2":"0","3":1}' data-sheets-value='{"1":2,"2":"-"}' style="border-right:1px solid #000000;overflow:hidden;padding:0px 3px 0px 3px;vertical-align:bottom;text-align:center;">-</td> </tr> <tr style="height:20px;"> <td data-sheets-value='{"1":2,"2":"Heatstop PC"}' style="border-left:1px solid #000000;overflow:hidden;padding:0px 3px 0px 3px;vertical-align:bottom;font-weight:bold;">Heatstop PC</td> <td data-sheets-value='{"1":2,"2":"Double-walled"}' style="overflow:hidden;padding:0px 3px 0px 3px;vertical-align:bottom;font-weight:bold;">Double-walled</td> <td data-sheets-value='{"1":2,"2":"Clear (T/H)"}' style="border-right:1px solid #000000;overflow:hidden;padding:0px 3px 0px 3px;vertical-align:bottom;font-weight:bold;">Clear (T/H)</td> <td data-sheets-numberformat='{"1":2,"2":"0.00","3":1}' data-sheets-value='{"1":3,"3":2.9}' style="overflow:hidden;padding:0px 3px 0px 3px;vertical-align:bottom;text-align:center;">2.90</td> <td data-sheets-numberformat='{"1":2,"2":"0","3":1}' data-sheets-value='{"1":3,"3":44}' style="overflow:hidden;padding:0px 3px 0px 3px;vertical-align:bottom;text-align:center;">44</td> <td data-sheets-numberformat='{"1":2,"2":"0","3":1}' data-sheets-value='{"1":3,"3":51}' style="overflow:hidden;padding:0px 3px 0px 3px;vertical-align:bottom;text-align:center;">51</td> <td data-sheets-numberformat='{"1":2,"2":"0","3":1}' data-sheets-value='{"1":3,"3":20}' style="border-right:1px solid #000000;overflow:hidden;padding:0px 3px 0px 3px;vertical-align:bottom;text-align:center;">20</td> </tr> <tr style="height:20px;"> <td style="border-left:1px solid #000000;overflow:hidden;padding:0px 3px 0px 3px;vertical-align:bottom;font-weight:bold;"></td> <td data-sheets-value='{"1":2,"2":"Double-walled"}' style="overflow:hidden;padding:0px 3px 0px 3px;vertical-align:bottom;font-weight:bold;">Double-walled</td> <td data-sheets-value='{"1":2,"2":"Opal (T/O)"}' style="border-right:1px solid #000000;overflow:hidden;padding:0px 3px 0px 3px;vertical-align:bottom;font-weight:bold;">Opal (T/O)</td> <td data-sheets-numberformat='{"1":2,"2":"0.00","3":1}' data-sheets-value='{"1":3,"3":2.9}' style="overflow:hidden;padding:0px 3px 0px 3px;vertical-align:bottom;text-align:center;">2.90</td> <td data-sheets-numberformat='{"1":2,"2":"0","3":1}' data-sheets-value='{"1":3,"3":41}' style="overflow:hidden;padding:0px 3px 0px 3px;vertical-align:bottom;text-align:center;">41</td> <td data-sheets-numberformat='{"1":2,"2":"0","3":1}' data-sheets-value='{"1":3,"3":45}' style="overflow:hidden;padding:0px 3px 0px 3px;vertical-align:bottom;text-align:center;">45</td> <td data-sheets-numberformat='{"1":2,"2":"0","3":1}' data-sheets-value='{"1":3,"3":20}' style="border-right:1px solid #000000;overflow:hidden;padding:0px 3px 0px 3px;vertical-align:bottom;text-align:center;">20</td> </tr> <tr style="height:20px;"> <td style="border-left:1px solid #000000;overflow:hidden;padding:0px 3px 0px 3px;vertical-align:bottom;font-weight:bold;"></td> <td data-sheets-value='{"1":2,"2":"Triple-walled"}' style="overflow:hidden; | skylux-160-ce-met-koepel-en-metaalopstand-met-lm-motor-en-windvang-1300-x-2800-mm | 8586006987085 | 46872295571789
Smoke and heat exhaust (SHEV) | SHE system | Skylux | Skylux 160° CE with skylight and metal curb with double LM-actuator and spoiler 1600 x 2000 mm |  | 50991 | 5412970509912 | 8160.25 | Yes | 30-45 | 161.06 | 1600 x 2000 mm | 2000 | 1600 |  | metal curb M30 (30 cm high) | Rectangular | 5.17 W/m²K - 1.28 W/m²K | 87% - 32% | 90% - 32% | 20dB - 23dB | 160° CE (for industry) | skylight | with spoiler | E | Double actuator | Maximum four-walled skylight possible for this product | Ut-value LT-value g-value Rw-value EN 1873 : 2014 EN ISO 13468 EN 16153 EN 410 EN 410 EN ISO 140-3 Material Walls Shells (W/m²K) (%) (%) (dB) Acrylic Single-walled Clear (H) 5.17 90 87 - PMMA Single-walled Opal (O) 5.17 83 76 - Double-walled Clear (H/H) 2.90 81 75 20 Double-walled Opal (O/O) 2.90 69 58 20 Triple-walled Clear (H/H/H) 1.70 73 65 22 Triple-walled Opal (O/H/O) 1.70 62 51 22 Four-walled Clear (H/H/H/H) 1.28 64 54 23 Four-walled Opal (H/H/O/H) 1.28 59 48 23 Polycarbonate Single-walled Clear (A) 5.17 88 83 - PC Single-walled Opal (D) 5.17 58 60 - Double-walled Clear (A/H) 2.90 79 72 20 Double-walled Clear (A/A) 2.90 77 69 20 Double-walled Opal (A/O) 2.90 73 63 20 Double-walled Opal (A/D) 2.90 51 50 20 Triple-walled Clear (A/H/H) 1.70 71 63 22 Triple-walled Opal (A/O/O) 1.70 61 48 22 Four-walled Clear (A/H/H/H) 1.28 64 52 23 Four-walled Opal (A/H/O/H) 1.28 59 46 23 Polycarbonate Single-walled Heatstop Opal (T) 5.17 49 59 - Heatstop PC Double-walled Clear (T/H) 2.90 44 51 20 Double-walled Opal (T/O) 2.90 41 45 20 Triple-walled Clear (T/H/H) 1.70 40 <td data-sheets-numberformat='{"1":2,"2":"0","3":1}' data-sheets-value='{"1":3,"3":44}' style="overflow:hidden;paddin | https://skylux.eu/en/products/skylux-160-ce-met-koepel-en-metaalopstand-met-lm-motor-en-windvang-1600-x-2000-mm | https://skylux.eu/cdn/shop/files/Skylux-160deg-CE-met-koepel-en-metaalopstand-met-dubbele-LM-motor-en-windvang-1600-x-2000-mm-RWA-systeem.jpg?v=1702977669&width=1600 | https://skylux.eu/cdn/shop/files/e5a82811-1bb0-48e4-a776-cacb59c7c092_3f7aa6df-d872-4845-84a6-7d724dbf160c.jpg?v=1688550434&width=1600 | //skylux.eu/cdn/shop/files/E_MH_Mounting_instructions_Skylux_160_CE_LM.pdf?v=12406716259046007223 | //skylux.eu/cdn/shop/files/E_TD_Technical_File_Skylux_Skylux_160_CE_Electric.pdf?v=3667116872303399239 | <style type="text/css" id="isPasted"> <!--td { border: 1px solid #cccccc; } br { mso-data-placement: same-cell; } --> </style> <table border="1" cellpadding="0" cellspacing="0" dir="ltr" style="table-layout:fixed;font-size:10pt;font-family:Arial;border-collapse:collapse;border:none;"><tbody> <tr style="height:20px;"> <td style="overflow:hidden;padding:0px 3px 0px 3px;vertical-align:bottom;"></td> <td style="overflow:hidden;padding:0px 3px 0px 3px;vertical-align:bottom;"></td> <td style="overflow:hidden;padding:0px 3px 0px 3px;vertical-align:bottom;"></td> <td data-sheets-value='{"1":2,"2":"Ut-value"}' style="overflow:hidden;padding:0px 3px 0px 3px;vertical-align:bottom;font-weight:bold;text-align:center;">Ut-value</td> <td data-sheets-value='{"1":2,"2":"LT-value"}' style="overflow:hidden;padding:0px 3px 0px 3px;vertical-align:bottom;font-weight:bold;text-align:center;">LT-value</td> <td data-sheets-value='{"1":2,"2":"g-value"}' style="overflow:hidden;padding:0px 3px 0px 3px;vertical-align:bottom;font-weight:bold;text-align:center;">g-value</td> <td data-sheets-value='{"1":2,"2":"Rw-value "}' style="overflow:hidden;padding:0px 3px 0px 3px;vertical-align:bottom;font-weight:bold;text-align:center;">Rw-value </td> </tr> <tr style="height:20px;"> <td style="overflow:hidden;padding:0px 3px 0px 3px;vertical-align:bottom;"></td> <td style="overflow:hidden;padding:0px 3px 0px 3px;vertical-align:bottom;"></td> <td style="overflow:hidden;padding:0px 3px 0px 3px;vertical-align:bottom;"></td> <td data-sheets-numberformat='{"1":2,"2":"0.00","3":1}' data-sheets-value='{"1":2,"2":"EN 1873 : 2014"}' style="overflow:hidden;padding:0px 3px 0px 3px;vertical-align:bottom;text-align:center;">EN 1873 : 2014</td> <td data-sheets-numberformat='{"1":2,"2":"0","3":1}' data-sheets-value='{"1":2,"2":"EN ISO 13468 EN 16153 EN 410"}' style="overflow:hidden;padding:0px 3px 0px 3px;vertical-align:bottom;text-align:center;">EN ISO 13468 EN 16153 EN 410</td> <td data-sheets-numberformat='{"1":2,"2":"0","3":1}' data-sheets-value='{"1":2,"2":"EN 410"}' style="overflow:hidden;padding:0px 3px 0px 3px;vertical-align:bottom;text-align:center;">EN 410</td> <td data-sheets-value='{"1":2,"2":"EN ISO 140-3\t\t"}' style="overflow:hidden;padding:0px 3px 0px 3px;vertical-align:bottom;text-align:center;">EN ISO 140-3 </td> </tr> <tr style="height:20px;"> <td data-sheets-value='{"1":2,"2":"Material"}' style="border-bottom:1px solid #000000;overflow:hidden;padding:0px 3px 0px 3px;vertical-align:bottom;background-color:#000000;font-weight:bold;color:#ffffff;">Material</td> <td data-sheets-value='{"1":2,"2":"Walls"}' style="border-bottom:1px solid #000000;overflow:hidden;padding:0px 3px 0px 3px;vertical-align:bottom;background-color:#000000;font-weight:bold;color:#ffffff;">Walls</td> <td data-sheets-value='{"1":2,"2":"Shells"}' style="border-bottom:1px solid #000000;overflow:hidden;padding:0px 3px 0px 3px;vertical-align:bottom;background-color:#000000;font-weight:bold;color:#ffffff;">Shells</td> <td data-sheets-numberformat='{"1":2,"2":"0.00","3":1}' data-sheets-value='{"1":2,"2":"(W/m²K)\t"}' style="border-bottom:1px solid #000000;overflow:hidden;padding:0px 3px 0px 3px;vertical-align:bottom;background-color:#000000;font-weight:bold;color:#ffffff;text-align:center;">(W/m²K) </td> <td data-sheets-numberformat='{"1":2,"2":"0","3":1}' data-sheets-value='{"1":2,"2":"(%)"}' style="border-bottom:1px solid #000000;overflow:hidden;padding:0px 3px 0px 3px;vertical-align:bottom;background-color:#000000;font-weight:bold;color:#ffffff;text-align:center;">(%)</td> <td data-sheets-numberformat='{"1":2,"2":"0","3":1}' data-sheets-value='{"1":2,"2":"(%)"}' style="border-bottom:1px solid #000000;overflow:hidden;padding:0px 3px 0px 3px;vertical-align:bottom;background-color:#000000;font-weight:bold;color:#ffffff;text-align:center;">(%)</td> <td data-sheets-value='{"1":2,"2":"(dB)"}' style="border-bottom:1px solid #000000;overflow:hidden;padding:0px 3px 0px 3px;vertical-align:bottom;background-color:#000000;font-weight:bold;color:#ffffff;text-align:center;">(dB)</td> </tr> <tr style="height:20px;"> <td data-sheets-value='{"1":2,"2":"Acrylic"}' style="border-left:1px solid #000000;overflow:hidden;padding:0px 3px 0px 3px;vertical-align:bottom;font-weight:bold;">Acrylic</td> <td data-sheets-value='{"1":2,"2":"Single-walled"}' style="overflow:hidden;padding:0px 3px 0px 3px;vertical-align:bottom;font-weight:bold;">Single-walled</td> <td data-sheets-value='{"1":2,"2":"Clear (H)"}' style="border-right:1px solid #000000;overflow:hidden;padding:0px 3px 0px 3px;vertical-align:bottom;font-weight:bold;">Clear (H)</td> <td data-sheets-numberformat='{"1":2,"2":"0.00","3":1}' data-sheets-value='{"1":3,"3":5.17}' style="overflow:hidden;padding:0px 3px 0px 3px;vertical-align:bottom;text-align:center;">5.17</td> <td data-sheets-numberformat='{"1":2,"2":"0","3":1}' data-sheets-value='{"1":3,"3":90}' style="overflow:hidden;padding:0px 3px 0px 3px;vertical-align:bottom;text-align:center;">90</td> <td data-sheets-numberformat='{"1":2,"2":"0","3":1}' data-sheets-value='{"1":3,"3":87}' style="overflow:hidden;padding:0px 3px 0px 3px;vertical-align:bottom;text-align:center;">87</td> <td data-sheets-numberformat='{"1":2,"2":"0","3":1}' data-sheets-value='{"1":2,"2":"-"}' style="border-right:1px solid #000000;overflow:hidden;padding:0px 3px 0px 3px;vertical-align:bottom;text-align:center;">-</td> </tr> <tr style="height:20px;"> <td data-sheets-value='{"1":2,"2":"PMMA"}' style="border-left:1px solid #000000;overflow:hidden;padding:0px 3px 0px 3px;vertical-align:bottom;font-weight:bold;">PMMA</td> <td data-sheets-value='{"1":2,"2":"Single-walled"}' style="overflow:hidden;padding:0px 3px 0px 3px;vertical-align:bottom;font-weight:bold;">Single-walled</td> <td data-sheets-value='{"1":2,"2":"Opal (O)"}' style="border-right:1px solid #000000;overflow:hidden;padding:0px 3px 0px 3px;vertical-align:bottom;font-weight:bold;">Opal (O)</td> <td data-sheets-numberformat='{"1":2,"2":"0.00","3":1}' data-sheets-value='{"1":3,"3":5.17}' style="overflow:hidden;padding:0px 3px 0px 3px;vertical-align:bottom;text-align:center;">5.17</td> <td data-sheets-numberformat='{"1":2,"2":"0","3":1}' data-sheets-value='{"1":3,"3":83}' style="overflow:hidden;padding:0px 3px 0px 3px;vertical-align:bottom;text-align:center;">83</td> <td data-sheets-numberformat='{"1":2,"2":"0","3":1}' data-sheets-value='{"1":3,"3":76}' style="overflow:hidden;padding:0px 3px 0px 3px;vertical-align:bottom;text-align:center;">76</td> <td data-sheets-numberformat='{"1":2,"2":"0","3":1}' data-sheets-value='{"1":2,"2":"-"}' style="border-right:1px solid #000000;overflow:hidden;padding:0px 3px 0px 3px;vertical-align:bottom;text-align:center;">-</td> </tr> <tr style="height:20px;"> <td style="border-left:1px solid #000000;overflow:hidden;padding:0px 3px 0px 3px;vertical-align:bottom;font-weight:bold;"></td> <td data-sheets-value='{"1":2,"2":"Double-walled"}' style="overflow:hidden;padding:0px 3px 0px 3px;vertical-align:bottom;font-weight:bold;">Double-walled</td> <td data-sheets-value='{"1":2,"2":"Clear (H/H)"}' style="border-right:1px solid #000000;overflow:hidden;padding:0px 3px 0px 3px;vertical-align:bottom;font-weight:bold;">Clear (H/H)</td> <td data-sheets-numberformat='{"1":2,"2":"0.00","3":1}' data-sheets-value='{"1":3,"3":2.9}' style="overflow:hidden;padding:0px 3px 0px 3px;vertical-align:bottom;text-align:center;">2.90</td> <td data-sheets-numberformat='{"1":2,"2":"0","3":1}' data-sheets-value='{"1":3,"3":81}' style="overflow:hidden;padding:0px 3px 0px 3px;vertical-align:bottom;text-align:center;">81</td> <td data-sheets-numberformat='{"1":2,"2":"0","3":1}' data-sheets-value='{"1":3,"3":75}' style="overflow:hidden;padding:0px 3px 0px 3px;vertical-align:bottom;text-align:center;">75</td> <td data-sheets-numberformat='{"1":2,"2":"0","3":1}' data-sheets-value='{"1":3,"3":20}' style="border-right:1px solid #000000;overflow:hidden;padding:0px 3px 0px 3px;vertical-align:bottom;text-align:center;">20</td> </tr> <tr style="height:20px;"> <td style="border-left:1px solid #000000;overflow:hidden;padding:0px 3px 0px 3px;vertical-align:bottom;font-weight:bold;"></td> <td data-sheets-value='{"1":2,"2":"Double-walled"}' style="overflow:hidden;padding:0px 3px 0px 3px;vertical-align:bottom;font-weight:bold;">Double-walled</td> <td data-sheets-value='{"1":2,"2":"Opal (O/O)"}' style="border-right:1px solid #000000;overflow:hidden;padding:0px 3px 0px 3px;vertical-align:bottom;font-weight:bold;">Opal (O/O)</td> <td data-sheets-numberformat='{"1":2,"2":"0.00","3":1}' data-sheets-value='{"1":3,"3":2.9}' style="overflow:hidden;padding:0px 3px 0px 3px;vertical-align:bottom;text-align:center;">2.90</td> <td data-sheets-numberformat='{"1":2,"2":"0","3":1}' data-sheets-value='{"1":3,"3":69}' style="overflow:hidden;padding:0px 3px 0px 3px;vertical-align:bottom;text-align:center;">69</td> <td data-sheets-numberformat='{"1":2,"2":"0","3":1}' data-sheets-value='{"1":3,"3":58}' style="overflow:hidden;padding:0px 3px 0px 3px;vertical-align:bottom;text-align:center;">58</td> <td data-sheets-numberformat='{"1":2,"2":"0","3":1}' data-sheets-value='{"1":3,"3":20}' style="border-right:1px solid #000000;overflow:hidden;padding:0px 3px 0px 3px;vertical-align:bottom;text-align:center;">20</td> </tr> <tr style="height:20px;"> <td style="border-left:1px solid #000000;overflow:hidden;padding:0px 3px 0px 3px;vertical-align:bottom;font-weight:bold;"></td> <td data-sheets-value='{"1":2,"2":"Triple-walled"}' style="overflow:hidden;padding:0px 3px 0px 3px;vertical-align:bottom;font-weight:bold;">Triple-walled</td> <td data-sheets-value='{"1":2,"2":"Clear (H/H/H)"}' style="border-right:1px solid #000000;overflow:hidden;padding:0px 3px 0px 3px;vertical-align:bottom;font-weight:bold;">Clear (H/H/H)</td> <td data-sheets-numberformat='{"1":2,"2":"0.00","3":1}' data-sheets-value='{"1":3,"3":1.7}' style="overflow:hidden;padding:0px 3px 0px 3px;vertical-align:bottom;text-align:center;">1.70</td> <td data-sheets-numberformat='{"1":2,"2":"0","3":1}' data-sheets-value='{"1":3,"3":73}' style="overflow:hidden;padding:0px 3px 0px 3px;vertical-align:bottom;text-align:center;">73</td> <td data-sheets-numberformat='{"1":2,"2":"0","3":1}' data-sheets-value='{"1":3,"3":65}' style="overflow:hidden;padding:0px 3px 0px 3px;vertical-align:bottom;text-align:center;">65</td> <td data-sheets-numberformat='{"1":2,"2":"0","3":1}' data-sheets-value='{"1":3,"3":22}' style="border-right:1px solid #000000;overflow:hidden;padding:0px 3px 0px 3px;vertical-align:bottom;text-align:center;">22</td> </tr> <tr style="height:20px;"> <td style="border-left:1px solid #000000;overflow:hidden;padding:0px 3px 0px 3px;vertical-align:bottom;font-weight:bold;"></td> <td data-sheets-value='{"1":2,"2":"Triple-walled"}' style="overflow:hidden;padding:0px 3px 0px 3px;vertical-align:bottom;font-weight:bold;">Triple-walled</td> <td data-sheets-value='{"1":2,"2":"Opal (O/H/O)"}' style="border-right:1px solid #000000;overflow:hidden;padding:0px 3px 0px 3px;vertical-align:bottom;font-weight:bold;">Opal (O/H/O)</td> <td data-sheets-numberformat='{"1":2,"2":"0.00","3":1}' data-sheets-value='{"1":3,"3":1.7}' style="overflow:hidden;padding:0px 3px 0px 3px;vertical-align:bottom;text-align:center;">1.70</td> <td data-sheets-numberformat='{"1":2,"2":"0","3":1}' data-sheets-value='{"1":3,"3":62}' style="overflow:hidden;padding:0px 3px 0px 3px;vertical-align:bottom;text-align:center;">62</td> <td data-sheets-numberformat='{"1":2,"2":"0","3":1}' data-sheets-value='{"1":3,"3":51}' style="overflow:hidden;padding:0px 3px 0px 3px;vertical-align:bottom;text-align:center;">51</td> <td data-sheets-numberformat='{"1":2,"2":"0","3":1}' data-sheets-value='{"1":3,"3":22}' style="border-right:1px solid #000000;overflow:hidden;padding:0px 3px 0px 3px;vertical-align:bottom;text-align:center;">22</td> </tr> <tr style="height:20px;"> <td style="border-left:1px solid #000000;overflow:hidden;padding:0px 3px 0px 3px;vertical-align:bottom;font-weight:bold;"></td> <td data-sheets-value='{"1":2,"2":"Four-walled"}' style="overflow:hidden;padding:0px 3px 0px 3px;vertical-align:bottom;font-weight:bold;">Four-walled</td> <td data-sheets-value='{"1":2,"2":"Clear (H/H/H/H)"}' style="border-right:1px solid #000000;overflow:hidden;padding:0px 3px 0px 3px;vertical-align:bottom;font-weight:bold;">Clear (H/H/H/H)</td> <td data-sheets-numberformat='{"1":2,"2":"0.00","3":1}' data-sheets-value='{"1":3,"3":1.28}' style="overflow:hidden;padding:0px 3px 0px 3px;vertical-align:bottom;text-align:center;">1.28</td> <td data-sheets-numberformat='{"1":2,"2":"0","3":1}' data-sheets-value='{"1":3,"3":64}' style="overflow:hidden;padding:0px 3px 0px 3px;vertical-align:bottom;text-align:center;">64</td> <td data-sheets-numberformat='{"1":2,"2":"0","3":1}' data-sheets-value='{"1":3,"3":54}' style="overflow:hidden;padding:0px 3px 0px 3px;vertical-align:bottom;text-align:center;">54</td> <td data-sheets-numberformat='{"1":2,"2":"0","3":1}' data-sheets-value='{"1":3,"3":23}' style="border-right:1px solid #000000;overflow:hidden;padding:0px 3px 0px 3px;vertical-align:bottom;text-align:center;">23</td> </tr> <tr style="height:20px;"> <td style="border-bottom:1px solid #000000;border-left:1px solid #000000;overflow:hidden;padding:0px 3px 0px 3px;vertical-align:bottom;"></td> <td data-sheets-value='{"1":2,"2":"Four-walled"}' style="border-bottom:1px solid #000000;overflow:hidden;padding:0px 3px 0px 3px;vertical-align:bottom;font-weight:bold;">Four-walled</td> <td data-sheets-value='{"1":2,"2":"Opal (H/H/O/H)"}' style="border-right:1px solid #000000;border-bottom:1px solid #000000;overflow:hidden;padding:0px 3px 0px 3px;vertical-align:bottom;font-weight:bold;">Opal (H/H/O/H)</td> <td data-sheets-numberformat='{"1":2,"2":"0.00","3":1}' data-sheets-value='{"1":3,"3":1.28}' style="border-bottom:1px solid #000000;overflow:hidden;padding:0px 3px 0px 3px;vertical-align:bottom;text-align:center;">1.28</td> <td data-sheets-numberformat='{"1":2,"2":"0","3":1}' data-sheets-value='{"1":3,"3":59}' style="border-bottom:1px solid #000000;overflow:hidden;padding:0px 3px 0px 3px;vertical-align:bottom;text-align:center;">59</td> <td data-sheets-numberformat='{"1":2,"2":"0","3":1}' data-sheets-value='{"1":3,"3":48}' style="border-bottom:1px solid #000000;overflow:hidden;padding:0px 3px 0px 3px;vertical-align:bottom;text-align:center;">48</td> <td data-sheets-numberformat='{"1":2,"2":"0","3":1}' data-sheets-value='{"1":3,"3":23}' style="border-right:1px solid #000000;border-bottom:1px solid #000000;overflow:hidden;padding:0px 3px 0px 3px;vertical-align:bottom;text-align:center;">23</td> </tr> <tr style="height:20px;"> <td data-sheets-value='{"1":2,"2":"Polycarbonate "}' style="border-left:1px solid #000000;overflow:hidden;padding:0px 3px 0px 3px;vertical-align:bottom;font-weight:bold;">Polycarbonate </td> <td data-sheets-value='{"1":2,"2":"Single-walled"}' style="overflow:hidden;padding:0px 3px 0px 3px;vertical-align:bottom;font-weight:bold;">Single-walled</td> <td data-sheets-value='{"1":2,"2":"Clear (A)"}' style="border-right:1px solid #000000;overflow:hidden;padding:0px 3px 0px 3px;vertical-align:bottom;font-weight:bold;">Clear (A)</td> <td data-sheets-numberformat='{"1":2,"2":"0.00","3":1}' data-sheets-value='{"1":3,"3":5.17}' style="overflow:hidden;padding:0px 3px 0px 3px;vertical-align:bottom;text-align:center;">5.17</td> <td data-sheets-numberformat='{"1":2,"2":"0","3":1}' data-sheets-value='{"1":3,"3":88}' style="overflow:hidden;padding:0px 3px 0px 3px;vertical-align:bottom;text-align:center;">88</td> <td data-sheets-numberformat='{"1":2,"2":"0","3":1}' data-sheets-value='{"1":3,"3":83}' style="overflow:hidden;padding:0px 3px 0px 3px;vertical-align:bottom;text-align:center;">83</td> <td data-sheets-numberformat='{"1":2,"2":"0","3":1}' data-sheets-value='{"1":2,"2":"-"}' style="border-right:1px solid #000000;overflow:hidden;padding:0px 3px 0px 3px;vertical-align:bottom;text-align:center;">-</td> </tr> <tr style="height:20px;"> <td data-sheets-value='{"1":2,"2":"PC"}' style="border-left:1px solid #000000;overflow:hidden;padding:0px 3px 0px 3px;vertical-align:bottom;font-weight:bold;">PC</td> <td data-sheets-value='{"1":2,"2":"Single-walled"}' style="overflow:hidden;padding:0px 3px 0px 3px;vertical-align:bottom;font-weight:bold;">Single-walled</td> <td data-sheets-value='{"1":2,"2":"Opal (D)"}' style="border-right:1px solid #000000;overflow:hidden;padding:0px 3px 0px 3px;vertical-align:bottom;font-weight:bold;">Opal (D)</td> <td data-sheets-numberformat='{"1":2,"2":"0.00","3":1}' data-sheets-value='{"1":3,"3":5.17}' style="overflow:hidden;padding:0px 3px 0px 3px;vertical-align:bottom;text-align:center;">5.17</td> <td data-sheets-numberformat='{"1":2,"2":"0","3":1}' data-sheets-value='{"1":3,"3":58}' style="overflow:hidden;padding:0px 3px 0px 3px;vertical-align:bottom;text-align:center;">58</td> <td data-sheets-numberformat='{"1":2,"2":"0","3":1}' data-sheets-value='{"1":3,"3":60}' style="overflow:hidden;padding:0px 3px 0px 3px;vertical-align:bottom;text-align:center;">60</td> <td data-sheets-numberformat='{"1":2,"2":"0","3":1}' data-sheets-value='{"1":2,"2":"-"}' style="border-right:1px solid #000000;overflow:hidden;padding:0px 3px 0px 3px;vertical-align:bottom;text-align:center;">-</td> </tr> <tr style="height:20px;"> <td style="border-left:1px solid #000000;overflow:hidden;padding:0px 3px 0px 3px;vertical-align:bottom;font-weight:bold;"></td> <td data-sheets-value='{"1":2,"2":"Double-walled"}' style="overflow:hidden;padding:0px 3px 0px 3px;vertical-align:bottom;font-weight:bold;">Double-walled</td> <td data-sheets-value='{"1":2,"2":"Clear (A/H)"}' style="border-right:1px solid #000000;overflow:hidden;padding:0px 3px 0px 3px;vertical-align:bottom;font-weight:bold;">Clear (A/H)</td> <td data-sheets-numberformat='{"1":2,"2":"0.00","3":1}' data-sheets-value='{"1":3,"3":2.9}' style="overflow:hidden;padding:0px 3px 0px 3px;vertical-align:bottom;text-align:center;">2.90</td> <td data-sheets-numberformat='{"1":2,"2":"0","3":1}' data-sheets-value='{"1":3,"3":79}' style="overflow:hidden;padding:0px 3px 0px 3px;vertical-align:bottom;text-align:center;">79</td> <td data-sheets-numberformat='{"1":2,"2":"0","3":1}' data-sheets-value='{"1":3,"3":72}' style="overflow:hidden;padding:0px 3px 0px 3px;vertical-align:bottom;text-align:center;">72</td> <td data-sheets-numberformat='{"1":2,"2":"0","3":1}' data-sheets-value='{"1":3,"3":20}' style="border-right:1px solid #000000;overflow:hidden;padding:0px 3px 0px 3px;vertical-align:bottom;text-align:center;">20</td> </tr> <tr style="height:20px;"> <td style="border-left:1px solid #000000;overflow:hidden;padding:0px 3px 0px 3px;vertical-align:bottom;font-weight:bold;"></td> <td data-sheets-value='{"1":2,"2":"Double-walled"}' style="overflow:hidden;padding:0px 3px 0px 3px;vertical-align:bottom;font-weight:bold;">Double-walled</td> <td data-sheets-value='{"1":2,"2":"Clear (A/A)"}' style="border-right:1px solid #000000;overflow:hidden;padding:0px 3px 0px 3px;vertical-align:bottom;font-weight:bold;">Clear (A/A)</td> <td data-sheets-numberformat='{"1":2,"2":"0.00","3":1}' data-sheets-value='{"1":3,"3":2.9}' style="overflow:hidden;padding:0px 3px 0px 3px;vertical-align:bottom;text-align:center;">2.90</td> <td data-sheets-numberformat='{"1":2,"2":"0","3":1}' data-sheets-value='{"1":3,"3":77}' style="overflow:hidden;padding:0px 3px 0px 3px;vertical-align:bottom;text-align:center;">77</td> <td data-sheets-numberformat='{"1":2,"2":"0","3":1}' data-sheets-value='{"1":3,"3":69}' style="overflow:hidden;padding:0px 3px 0px 3px;vertical-align:bottom;text-align:center;">69</td> <td data-sheets-numberformat='{"1":2,"2":"0","3":1}' data-sheets-value='{"1":3,"3":20}' style="border-right:1px solid #000000;overflow:hidden;padding:0px 3px 0px 3px;vertical-align:bottom;text-align:center;">20</td> </tr> <tr style="height:20px;"> <td style="border-left:1px solid #000000;overflow:hidden;padding:0px 3px 0px 3px;vertical-align:bottom;font-weight:bold;"></td> <td data-sheets-value='{"1":2,"2":"Double-walled"}' style="overflow:hidden;padding:0px 3px 0px 3px;vertical-align:bottom;font-weight:bold;">Double-walled</td> <td data-sheets-value='{"1":2,"2":"Opal (A/O)"}' style="border-right:1px solid #000000;overflow:hidden;padding:0px 3px 0px 3px;vertical-align:bottom;font-weight:bold;">Opal (A/O)</td> <td data-sheets-numberformat='{"1":2,"2":"0.00","3":1}' data-sheets-value='{"1":3,"3":2.9}' style="overflow:hidden;padding:0px 3px 0px 3px;vertical-align:bottom;text-align:center;">2.90</td> <td data-sheets-numberformat='{"1":2,"2":"0","3":1}' data-sheets-value='{"1":3,"3":73}' style="overflow:hidden;padding:0px 3px 0px 3px;vertical-align:bottom;text-align:center;">73</td> <td data-sheets-numberformat='{"1":2,"2":"0","3":1}' data-sheets-value='{"1":3,"3":63}' style="overflow:hidden;padding:0px 3px 0px 3px;vertical-align:bottom;text-align:center;">63</td> <td data-sheets-numberformat='{"1":2,"2":"0","3":1}' data-sheets-value='{"1":3,"3":20}' style="border-right:1px solid #000000;overflow:hidden;padding:0px 3px 0px 3px;vertical-align:bottom;text-align:center;">20</td> </tr> <tr style="height:20px;"> <td style="border-left:1px solid #000000;overflow:hidden;padding:0px 3px 0px 3px;vertical-align:bottom;font-weight:bold;"></td> <td data-sheets-value='{"1":2,"2":"Double-walled"}' style="overflow:hidden;padding:0px 3px 0px 3px;vertical-align:bottom;font-weight:bold;">Double-walled</td> <td data-sheets-value='{"1":2,"2":"Opal (A/D)"}' style="border-right:1px solid #000000;overflow:hidden;padding:0px 3px 0px 3px;vertical-align:bottom;font-weight:bold;">Opal (A/D)</td> <td data-sheets-numberformat='{"1":2,"2":"0.00","3":1}' data-sheets-value='{"1":3,"3":2.9}' style="overflow:hidden;padding:0px 3px 0px 3px;vertical-align:bottom;text-align:center;">2.90</td> <td data-sheets-numberformat='{"1":2,"2":"0","3":1}' data-sheets-value='{"1":3,"3":51}' style="overflow:hidden;padding:0px 3px 0px 3px;vertical-align:bottom;text-align:center;">51</td> <td data-sheets-numberformat='{"1":2,"2":"0","3":1}' data-sheets-value='{"1":3,"3":50}' style="overflow:hidden;padding:0px 3px 0px 3px;vertical-align:bottom;text-align:center;">50</td> <td data-sheets-numberformat='{"1":2,"2":"0","3":1}' data-sheets-value='{"1":3,"3":20}' style="border-right:1px solid #000000;overflow:hidden;padding:0px 3px 0px 3px;vertical-align:bottom;text-align:center;">20</td> </tr> <tr style="height:20px;"> <td style="border-left:1px solid #000000;overflow:hidden;padding:0px 3px 0px 3px;vertical-align:bottom;font-weight:bold;"></td> <td data-sheets-value='{"1":2,"2":"Triple-walled"}' style="overflow:hidden;padding:0px 3px 0px 3px;vertical-align:bottom;font-weight:bold;">Triple-walled</td> <td data-sheets-value='{"1":2,"2":"Clear (A/H/H)"}' style="border-right:1px solid #000000;overflow:hidden;padding:0px 3px 0px 3px;vertical-align:bottom;font-weight:bold;">Clear (A/H/H)</td> <td data-sheets-numberformat='{"1":2,"2":"0.00","3":1}' data-sheets-value='{"1":3,"3":1.7}' style="overflow:hidden;padding:0px 3px 0px 3px;vertical-align:bottom;text-align:center;">1.70</td> <td data-sheets-numberformat='{"1":2,"2":"0","3":1}' data-sheets-value='{"1":3,"3":71}' style="overflow:hidden;padding:0px 3px 0px 3px;vertical-align:bottom;text-align:center;">71</td> <td data-sheets-numberformat='{"1":2,"2":"0","3":1}' data-sheets-value='{"1":3,"3":63}' style="overflow:hidden;padding:0px 3px 0px 3px;vertical-align:bottom;text-align:center;">63</td> <td data-sheets-numberformat='{"1":2,"2":"0","3":1}' data-sheets-value='{"1":3,"3":22}' style="border-right:1px solid #000000;overflow:hidden;padding:0px 3px 0px 3px;vertical-align:bottom;text-align:center;">22</td> </tr> <tr style="height:20px;"> <td style="border-left:1px solid #000000;overflow:hidden;padding:0px 3px 0px 3px;vertical-align:bottom;font-weight:bold;"></td> <td data-sheets-value='{"1":2,"2":"Triple-walled"}' style="overflow:hidden;padding:0px 3px 0px 3px;vertical-align:bottom;font-weight:bold;">Triple-walled</td> <td data-sheets-value='{"1":2,"2":"Opal (A/O/O)"}' style="border-right:1px solid #000000;overflow:hidden;padding:0px 3px 0px 3px;vertical-align:bottom;font-weight:bold;">Opal (A/O/O)</td> <td data-sheets-numberformat='{"1":2,"2":"0.00","3":1}' data-sheets-value='{"1":3,"3":1.7}' style="overflow:hidden;padding:0px 3px 0px 3px;vertical-align:bottom;text-align:center;">1.70</td> <td data-sheets-numberformat='{"1":2,"2":"0","3":1}' data-sheets-value='{"1":3,"3":61}' style="overflow:hidden;padding:0px 3px 0px 3px;vertical-align:bottom;text-align:center;">61</td> <td data-sheets-numberformat='{"1":2,"2":"0","3":1}' data-sheets-value='{"1":3,"3":48}' style="overflow:hidden;padding:0px 3px 0px 3px;vertical-align:bottom;text-align:center;">48</td> <td data-sheets-numberformat='{"1":2,"2":"0","3":1}' data-sheets-value='{"1":3,"3":22}' style="border-right:1px solid #000000;overflow:hidden;padding:0px 3px 0px 3px;vertical-align:bottom;text-align:center;">22</td> </tr> <tr style="height:20px;"> <td style="border-left:1px solid #000000;overflow:hidden;padding:0px 3px 0px 3px;vertical-align:bottom;font-weight:bold;"></td> <td data-sheets-value='{"1":2,"2":"Four-walled"}' style="overflow:hidden;padding:0px 3px 0px 3px;vertical-align:bottom;font-weight:bold;">Four-walled</td> <td data-sheets-value='{"1":2,"2":"Clear (A/H/H/H)"}' style="border-right:1px solid #000000;overflow:hidden;padding:0px 3px 0px 3px;vertical-align:bottom;font-weight:bold;">Clear (A/H/H/H)</td> <td data-sheets-numberformat='{"1":2,"2":"0.00","3":1}' data-sheets-value='{"1":3,"3":1.28}' style="overflow:hidden;padding:0px 3px 0px 3px;vertical-align:bottom;text-align:center;">1.28</td> <td data-sheets-numberformat='{"1":2,"2":"0","3":1}' data-sheets-value='{"1":3,"3":64}' style="overflow:hidden;padding:0px 3px 0px 3px;vertical-align:bottom;text-align:center;">64</td> <td data-sheets-numberformat='{"1":2,"2":"0","3":1}' data-sheets-value='{"1":3,"3":52}' style="overflow:hidden;padding:0px 3px 0px 3px;vertical-align:bottom;text-align:center;">52</td> <td data-sheets-numberformat='{"1":2,"2":"0","3":1}' data-sheets-value='{"1":3,"3":23}' style="border-right:1px solid #000000;overflow:hidden;padding:0px 3px 0px 3px;vertical-align:bottom;text-align:center;">23</td> </tr> <tr style="height:20px;"> <td style="border-bottom:1px solid #000000;border-left:1px solid #000000;overflow:hidden;padding:0px 3px 0px 3px;vertical-align:bottom;"></td> <td data-sheets-value='{"1":2,"2":"Four-walled"}' style="border-bottom:1px solid #000000;overflow:hidden;padding:0px 3px 0px 3px;vertical-align:bottom;font-weight:bold;">Four-walled</td> <td data-sheets-value='{"1":2,"2":"Opal (A/H/O/H)"}' style="border-right:1px solid #000000;border-bottom:1px solid #000000;overflow:hidden;padding:0px 3px 0px 3px;vertical-align:bottom;font-weight:bold;">Opal (A/H/O/H)</td> <td data-sheets-numberformat='{"1":2,"2":"0.00","3":1}' data-sheets-value='{"1":3,"3":1.28}' style="border-bottom:1px solid #000000;overflow:hidden;padding:0px 3px 0px 3px;vertical-align:bottom;text-align:center;">1.28</td> <td data-sheets-numberformat='{"1":2,"2":"0","3":1}' data-sheets-value='{"1":3,"3":59}' style="border-bottom:1px solid #000000;overflow:hidden;padding:0px 3px 0px 3px;vertical-align:bottom;text-align:center;">59</td> <td data-sheets-numberformat='{"1":2,"2":"0","3":1}' data-sheets-value='{"1":3,"3":46}' style="border-bottom:1px solid #000000;overflow:hidden;padding:0px 3px 0px 3px;vertical-align:bottom;text-align:center;">46</td> <td data-sheets-numberformat='{"1":2,"2":"0","3":1}' data-sheets-value='{"1":3,"3":23}' style="border-right:1px solid #000000;border-bottom:1px solid #000000;overflow:hidden;padding:0px 3px 0px 3px;vertical-align:bottom;text-align:center;">23</td> </tr> <tr style="height:20px;"> <td data-sheets-value='{"1":2,"2":"Polycarbonate"}' style="border-left:1px solid #000000;overflow:hidden;padding:0px 3px 0px 3px;vertical-align:bottom;font-weight:bold;">Polycarbonate</td> <td data-sheets-value='{"1":2,"2":"Single-walled"}' style="overflow:hidden;padding:0px 3px 0px 3px;vertical-align:bottom;font-weight:bold;">Single-walled</td> <td data-sheets-value='{"1":2,"2":"Heatstop Opal (T)"}' style="border-right:1px solid #000000;overflow:hidden;padding:0px 3px 0px 3px;vertical-align:bottom;font-weight:bold;">Heatstop Opal (T)</td> <td data-sheets-numberformat='{"1":2,"2":"0.00","3":1}' data-sheets-value='{"1":3,"3":5.17}' style="overflow:hidden;padding:0px 3px 0px 3px;vertical-align:bottom;text-align:center;">5.17</td> <td data-sheets-numberformat='{"1":2,"2":"0","3":1}' data-sheets-value='{"1":3,"3":49}' style="overflow:hidden;padding:0px 3px 0px 3px;vertical-align:bottom;text-align:center;">49</td> <td data-sheets-numberformat='{"1":2,"2":"0","3":1}' data-sheets-value='{"1":3,"3":59}' style="overflow:hidden;padding:0px 3px 0px 3px;vertical-align:bottom;text-align:center;">59</td> <td data-sheets-numberformat='{"1":2,"2":"0","3":1}' data-sheets-value='{"1":2,"2":"-"}' style="border-right:1px solid #000000;overflow:hidden;padding:0px 3px 0px 3px;vertical-align:bottom;text-align:center;">-</td> </tr> <tr style="height:20px;"> <td data-sheets-value='{"1":2,"2":"Heatstop PC"}' style="border-left:1px solid #000000;overflow:hidden;padding:0px 3px 0px 3px;vertical-align:bottom;font-weight:bold;">Heatstop PC</td> <td data-sheets-value='{"1":2,"2":"Double-walled"}' style="overflow:hidden;padding:0px 3px 0px 3px;vertical-align:bottom;font-weight:bold;">Double-walled</td> <td data-sheets-value='{"1":2,"2":"Clear (T/H)"}' style="border-right:1px solid #000000;overflow:hidden;padding:0px 3px 0px 3px;vertical-align:bottom;font-weight:bold;">Clear (T/H)</td> <td data-sheets-numberformat='{"1":2,"2":"0.00","3":1}' data-sheets-value='{"1":3,"3":2.9}' style="overflow:hidden;padding:0px 3px 0px 3px;vertical-align:bottom;text-align:center;">2.90</td> <td data-sheets-numberformat='{"1":2,"2":"0","3":1}' data-sheets-value='{"1":3,"3":44}' style="overflow:hidden;padding:0px 3px 0px 3px;vertical-align:bottom;text-align:center;">44</td> <td data-sheets-numberformat='{"1":2,"2":"0","3":1}' data-sheets-value='{"1":3,"3":51}' style="overflow:hidden;padding:0px 3px 0px 3px;vertical-align:bottom;text-align:center;">51</td> <td data-sheets-numberformat='{"1":2,"2":"0","3":1}' data-sheets-value='{"1":3,"3":20}' style="border-right:1px solid #000000;overflow:hidden;padding:0px 3px 0px 3px;vertical-align:bottom;text-align:center;">20</td> </tr> <tr style="height:20px;"> <td style="border-left:1px solid #000000;overflow:hidden;padding:0px 3px 0px 3px;vertical-align:bottom;font-weight:bold;"></td> <td data-sheets-value='{"1":2,"2":"Double-walled"}' style="overflow:hidden;padding:0px 3px 0px 3px;vertical-align:bottom;font-weight:bold;">Double-walled</td> <td data-sheets-value='{"1":2,"2":"Opal (T/O)"}' style="border-right:1px solid #000000;overflow:hidden;padding:0px 3px 0px 3px;vertical-align:bottom;font-weight:bold;">Opal (T/O)</td> <td data-sheets-numberformat='{"1":2,"2":"0.00","3":1}' data-sheets-value='{"1":3,"3":2.9}' style="overflow:hidden;padding:0px 3px 0px 3px;vertical-align:bottom;text-align:center;">2.90</td> <td data-sheets-numberformat='{"1":2,"2":"0","3":1}' data-sheets-value='{"1":3,"3":41}' style="overflow:hidden;padding:0px 3px 0px 3px;vertical-align:bottom;text-align:center;">41</td> <td data-sheets-numberformat='{"1":2,"2":"0","3":1}' data-sheets-value='{"1":3,"3":45}' style="overflow:hidden;padding:0px 3px 0px 3px;vertical-align:bottom;text-align:center;">45</td> <td data-sheets-numberformat='{"1":2,"2":"0","3":1}' data-sheets-value='{"1":3,"3":20}' style="border-right:1px solid #000000;overflow:hidden;padding:0px 3px 0px 3px;vertical-align:bottom;text-align:center;">20</td> </tr> <tr style="height:20px;"> <td style="border-left:1px solid #000000;overflow:hidden;padding:0px 3px 0px 3px;vertical-align:bottom;font-weight:bold;"></td> <td data-sheets-value='{"1":2,"2":"Triple-walled"}' style="overflow:hidden; | skylux-160-ce-met-koepel-en-metaalopstand-met-lm-motor-en-windvang-1600-x-2000-mm | 8586007314765 | 46872296423757
Smoke and heat exhaust (SHEV) | SHE system | Skylux | Skylux 160° CE with skylight and metal curb with double LM-actuator and spoiler 1600 x 2200 mm |  | 50992 | 5412970509929 | 8340.55 | Yes | 30-45 | 167.97 | 1600 x 2200 mm | 2200 | 1600 |  | metal curb M30 (30 cm high) | Rectangular | 5.17 W/m²K - 1.28 W/m²K | 87% - 32% | 90% - 32% | 20dB - 23dB | 160° CE (for industry) | skylight | with spoiler | E | Double actuator | Maximum four-walled skylight possible for this product | Ut-value LT-value g-value Rw-value EN 1873 : 2014 EN ISO 13468 EN 16153 EN 410 EN 410 EN ISO 140-3 Material Walls Shells (W/m²K) (%) (%) (dB) Acrylic Single-walled Clear (H) 5.17 90 87 - PMMA Single-walled Opal (O) 5.17 83 76 - Double-walled Clear (H/H) 2.90 81 75 20 Double-walled Opal (O/O) 2.90 69 58 20 Triple-walled Clear (H/H/H) 1.70 73 65 22 Triple-walled Opal (O/H/O) 1.70 62 51 22 Four-walled Clear (H/H/H/H) 1.28 64 54 23 Four-walled Opal (H/H/O/H) 1.28 59 48 23 Polycarbonate Single-walled Clear (A) 5.17 88 83 - PC Single-walled Opal (D) 5.17 58 60 - Double-walled Clear (A/H) 2.90 79 72 20 Double-walled Clear (A/A) 2.90 77 69 20 Double-walled Opal (A/O) 2.90 73 63 20 Double-walled Opal (A/D) 2.90 51 50 20 Triple-walled Clear (A/H/H) 1.70 71 63 22 Triple-walled Opal (A/O/O) 1.70 61 48 22 Four-walled Clear (A/H/H/H) 1.28 64 52 23 Four-walled Opal (A/H/O/H) 1.28 59 46 23 Polycarbonate Single-walled Heatstop Opal (T) 5.17 49 59 - Heatstop PC Double-walled Clear (T/H) 2.90 44 51 20 Double-walled Opal (T/O) 2.90 41 45 20 Triple-walled Clear (T/H/H) 1.70 40 <td data-sheets-numberformat='{"1":2,"2":"0","3":1}' data-sheets-value='{"1":3,"3":44}' style="overflow:hidden;paddin | https://skylux.eu/en/products/skylux-160-ce-met-koepel-en-metaalopstand-met-lm-motor-en-windvang-1600-x-2200-mm | https://skylux.eu/cdn/shop/files/Skylux-160deg-CE-met-koepel-en-metaalopstand-met-dubbele-LM-motor-en-windvang-1600-x-2200-mm-RWA-systeem.jpg?v=1702977674&width=1600 | https://skylux.eu/cdn/shop/files/e5a82811-1bb0-48e4-a776-cacb59c7c092_736c1e14-3689-47b4-b131-0f80d1b49fd2.jpg?v=1688550436&width=1600 | //skylux.eu/cdn/shop/files/E_MH_Mounting_instructions_Skylux_160_CE_LM.pdf?v=12406716259046007223 | //skylux.eu/cdn/shop/files/E_TD_Technical_File_Skylux_Skylux_160_CE_Electric.pdf?v=3667116872303399239 | <style type="text/css" id="isPasted"> <!--td { border: 1px solid #cccccc; } br { mso-data-placement: same-cell; } --> </style> <table border="1" cellpadding="0" cellspacing="0" dir="ltr" style="table-layout:fixed;font-size:10pt;font-family:Arial;border-collapse:collapse;border:none;"><tbody> <tr style="height:20px;"> <td style="overflow:hidden;padding:0px 3px 0px 3px;vertical-align:bottom;"></td> <td style="overflow:hidden;padding:0px 3px 0px 3px;vertical-align:bottom;"></td> <td style="overflow:hidden;padding:0px 3px 0px 3px;vertical-align:bottom;"></td> <td data-sheets-value='{"1":2,"2":"Ut-value"}' style="overflow:hidden;padding:0px 3px 0px 3px;vertical-align:bottom;font-weight:bold;text-align:center;">Ut-value</td> <td data-sheets-value='{"1":2,"2":"LT-value"}' style="overflow:hidden;padding:0px 3px 0px 3px;vertical-align:bottom;font-weight:bold;text-align:center;">LT-value</td> <td data-sheets-value='{"1":2,"2":"g-value"}' style="overflow:hidden;padding:0px 3px 0px 3px;vertical-align:bottom;font-weight:bold;text-align:center;">g-value</td> <td data-sheets-value='{"1":2,"2":"Rw-value "}' style="overflow:hidden;padding:0px 3px 0px 3px;vertical-align:bottom;font-weight:bold;text-align:center;">Rw-value </td> </tr> <tr style="height:20px;"> <td style="overflow:hidden;padding:0px 3px 0px 3px;vertical-align:bottom;"></td> <td style="overflow:hidden;padding:0px 3px 0px 3px;vertical-align:bottom;"></td> <td style="overflow:hidden;padding:0px 3px 0px 3px;vertical-align:bottom;"></td> <td data-sheets-numberformat='{"1":2,"2":"0.00","3":1}' data-sheets-value='{"1":2,"2":"EN 1873 : 2014"}' style="overflow:hidden;padding:0px 3px 0px 3px;vertical-align:bottom;text-align:center;">EN 1873 : 2014</td> <td data-sheets-numberformat='{"1":2,"2":"0","3":1}' data-sheets-value='{"1":2,"2":"EN ISO 13468 EN 16153 EN 410"}' style="overflow:hidden;padding:0px 3px 0px 3px;vertical-align:bottom;text-align:center;">EN ISO 13468 EN 16153 EN 410</td> <td data-sheets-numberformat='{"1":2,"2":"0","3":1}' data-sheets-value='{"1":2,"2":"EN 410"}' style="overflow:hidden;padding:0px 3px 0px 3px;vertical-align:bottom;text-align:center;">EN 410</td> <td data-sheets-value='{"1":2,"2":"EN ISO 140-3\t\t"}' style="overflow:hidden;padding:0px 3px 0px 3px;vertical-align:bottom;text-align:center;">EN ISO 140-3 </td> </tr> <tr style="height:20px;"> <td data-sheets-value='{"1":2,"2":"Material"}' style="border-bottom:1px solid #000000;overflow:hidden;padding:0px 3px 0px 3px;vertical-align:bottom;background-color:#000000;font-weight:bold;color:#ffffff;">Material</td> <td data-sheets-value='{"1":2,"2":"Walls"}' style="border-bottom:1px solid #000000;overflow:hidden;padding:0px 3px 0px 3px;vertical-align:bottom;background-color:#000000;font-weight:bold;color:#ffffff;">Walls</td> <td data-sheets-value='{"1":2,"2":"Shells"}' style="border-bottom:1px solid #000000;overflow:hidden;padding:0px 3px 0px 3px;vertical-align:bottom;background-color:#000000;font-weight:bold;color:#ffffff;">Shells</td> <td data-sheets-numberformat='{"1":2,"2":"0.00","3":1}' data-sheets-value='{"1":2,"2":"(W/m²K)\t"}' style="border-bottom:1px solid #000000;overflow:hidden;padding:0px 3px 0px 3px;vertical-align:bottom;background-color:#000000;font-weight:bold;color:#ffffff;text-align:center;">(W/m²K) </td> <td data-sheets-numberformat='{"1":2,"2":"0","3":1}' data-sheets-value='{"1":2,"2":"(%)"}' style="border-bottom:1px solid #000000;overflow:hidden;padding:0px 3px 0px 3px;vertical-align:bottom;background-color:#000000;font-weight:bold;color:#ffffff;text-align:center;">(%)</td> <td data-sheets-numberformat='{"1":2,"2":"0","3":1}' data-sheets-value='{"1":2,"2":"(%)"}' style="border-bottom:1px solid #000000;overflow:hidden;padding:0px 3px 0px 3px;vertical-align:bottom;background-color:#000000;font-weight:bold;color:#ffffff;text-align:center;">(%)</td> <td data-sheets-value='{"1":2,"2":"(dB)"}' style="border-bottom:1px solid #000000;overflow:hidden;padding:0px 3px 0px 3px;vertical-align:bottom;background-color:#000000;font-weight:bold;color:#ffffff;text-align:center;">(dB)</td> </tr> <tr style="height:20px;"> <td data-sheets-value='{"1":2,"2":"Acrylic"}' style="border-left:1px solid #000000;overflow:hidden;padding:0px 3px 0px 3px;vertical-align:bottom;font-weight:bold;">Acrylic</td> <td data-sheets-value='{"1":2,"2":"Single-walled"}' style="overflow:hidden;padding:0px 3px 0px 3px;vertical-align:bottom;font-weight:bold;">Single-walled</td> <td data-sheets-value='{"1":2,"2":"Clear (H)"}' style="border-right:1px solid #000000;overflow:hidden;padding:0px 3px 0px 3px;vertical-align:bottom;font-weight:bold;">Clear (H)</td> <td data-sheets-numberformat='{"1":2,"2":"0.00","3":1}' data-sheets-value='{"1":3,"3":5.17}' style="overflow:hidden;padding:0px 3px 0px 3px;vertical-align:bottom;text-align:center;">5.17</td> <td data-sheets-numberformat='{"1":2,"2":"0","3":1}' data-sheets-value='{"1":3,"3":90}' style="overflow:hidden;padding:0px 3px 0px 3px;vertical-align:bottom;text-align:center;">90</td> <td data-sheets-numberformat='{"1":2,"2":"0","3":1}' data-sheets-value='{"1":3,"3":87}' style="overflow:hidden;padding:0px 3px 0px 3px;vertical-align:bottom;text-align:center;">87</td> <td data-sheets-numberformat='{"1":2,"2":"0","3":1}' data-sheets-value='{"1":2,"2":"-"}' style="border-right:1px solid #000000;overflow:hidden;padding:0px 3px 0px 3px;vertical-align:bottom;text-align:center;">-</td> </tr> <tr style="height:20px;"> <td data-sheets-value='{"1":2,"2":"PMMA"}' style="border-left:1px solid #000000;overflow:hidden;padding:0px 3px 0px 3px;vertical-align:bottom;font-weight:bold;">PMMA</td> <td data-sheets-value='{"1":2,"2":"Single-walled"}' style="overflow:hidden;padding:0px 3px 0px 3px;vertical-align:bottom;font-weight:bold;">Single-walled</td> <td data-sheets-value='{"1":2,"2":"Opal (O)"}' style="border-right:1px solid #000000;overflow:hidden;padding:0px 3px 0px 3px;vertical-align:bottom;font-weight:bold;">Opal (O)</td> <td data-sheets-numberformat='{"1":2,"2":"0.00","3":1}' data-sheets-value='{"1":3,"3":5.17}' style="overflow:hidden;padding:0px 3px 0px 3px;vertical-align:bottom;text-align:center;">5.17</td> <td data-sheets-numberformat='{"1":2,"2":"0","3":1}' data-sheets-value='{"1":3,"3":83}' style="overflow:hidden;padding:0px 3px 0px 3px;vertical-align:bottom;text-align:center;">83</td> <td data-sheets-numberformat='{"1":2,"2":"0","3":1}' data-sheets-value='{"1":3,"3":76}' style="overflow:hidden;padding:0px 3px 0px 3px;vertical-align:bottom;text-align:center;">76</td> <td data-sheets-numberformat='{"1":2,"2":"0","3":1}' data-sheets-value='{"1":2,"2":"-"}' style="border-right:1px solid #000000;overflow:hidden;padding:0px 3px 0px 3px;vertical-align:bottom;text-align:center;">-</td> </tr> <tr style="height:20px;"> <td style="border-left:1px solid #000000;overflow:hidden;padding:0px 3px 0px 3px;vertical-align:bottom;font-weight:bold;"></td> <td data-sheets-value='{"1":2,"2":"Double-walled"}' style="overflow:hidden;padding:0px 3px 0px 3px;vertical-align:bottom;font-weight:bold;">Double-walled</td> <td data-sheets-value='{"1":2,"2":"Clear (H/H)"}' style="border-right:1px solid #000000;overflow:hidden;padding:0px 3px 0px 3px;vertical-align:bottom;font-weight:bold;">Clear (H/H)</td> <td data-sheets-numberformat='{"1":2,"2":"0.00","3":1}' data-sheets-value='{"1":3,"3":2.9}' style="overflow:hidden;padding:0px 3px 0px 3px;vertical-align:bottom;text-align:center;">2.90</td> <td data-sheets-numberformat='{"1":2,"2":"0","3":1}' data-sheets-value='{"1":3,"3":81}' style="overflow:hidden;padding:0px 3px 0px 3px;vertical-align:bottom;text-align:center;">81</td> <td data-sheets-numberformat='{"1":2,"2":"0","3":1}' data-sheets-value='{"1":3,"3":75}' style="overflow:hidden;padding:0px 3px 0px 3px;vertical-align:bottom;text-align:center;">75</td> <td data-sheets-numberformat='{"1":2,"2":"0","3":1}' data-sheets-value='{"1":3,"3":20}' style="border-right:1px solid #000000;overflow:hidden;padding:0px 3px 0px 3px;vertical-align:bottom;text-align:center;">20</td> </tr> <tr style="height:20px;"> <td style="border-left:1px solid #000000;overflow:hidden;padding:0px 3px 0px 3px;vertical-align:bottom;font-weight:bold;"></td> <td data-sheets-value='{"1":2,"2":"Double-walled"}' style="overflow:hidden;padding:0px 3px 0px 3px;vertical-align:bottom;font-weight:bold;">Double-walled</td> <td data-sheets-value='{"1":2,"2":"Opal (O/O)"}' style="border-right:1px solid #000000;overflow:hidden;padding:0px 3px 0px 3px;vertical-align:bottom;font-weight:bold;">Opal (O/O)</td> <td data-sheets-numberformat='{"1":2,"2":"0.00","3":1}' data-sheets-value='{"1":3,"3":2.9}' style="overflow:hidden;padding:0px 3px 0px 3px;vertical-align:bottom;text-align:center;">2.90</td> <td data-sheets-numberformat='{"1":2,"2":"0","3":1}' data-sheets-value='{"1":3,"3":69}' style="overflow:hidden;padding:0px 3px 0px 3px;vertical-align:bottom;text-align:center;">69</td> <td data-sheets-numberformat='{"1":2,"2":"0","3":1}' data-sheets-value='{"1":3,"3":58}' style="overflow:hidden;padding:0px 3px 0px 3px;vertical-align:bottom;text-align:center;">58</td> <td data-sheets-numberformat='{"1":2,"2":"0","3":1}' data-sheets-value='{"1":3,"3":20}' style="border-right:1px solid #000000;overflow:hidden;padding:0px 3px 0px 3px;vertical-align:bottom;text-align:center;">20</td> </tr> <tr style="height:20px;"> <td style="border-left:1px solid #000000;overflow:hidden;padding:0px 3px 0px 3px;vertical-align:bottom;font-weight:bold;"></td> <td data-sheets-value='{"1":2,"2":"Triple-walled"}' style="overflow:hidden;padding:0px 3px 0px 3px;vertical-align:bottom;font-weight:bold;">Triple-walled</td> <td data-sheets-value='{"1":2,"2":"Clear (H/H/H)"}' style="border-right:1px solid #000000;overflow:hidden;padding:0px 3px 0px 3px;vertical-align:bottom;font-weight:bold;">Clear (H/H/H)</td> <td data-sheets-numberformat='{"1":2,"2":"0.00","3":1}' data-sheets-value='{"1":3,"3":1.7}' style="overflow:hidden;padding:0px 3px 0px 3px;vertical-align:bottom;text-align:center;">1.70</td> <td data-sheets-numberformat='{"1":2,"2":"0","3":1}' data-sheets-value='{"1":3,"3":73}' style="overflow:hidden;padding:0px 3px 0px 3px;vertical-align:bottom;text-align:center;">73</td> <td data-sheets-numberformat='{"1":2,"2":"0","3":1}' data-sheets-value='{"1":3,"3":65}' style="overflow:hidden;padding:0px 3px 0px 3px;vertical-align:bottom;text-align:center;">65</td> <td data-sheets-numberformat='{"1":2,"2":"0","3":1}' data-sheets-value='{"1":3,"3":22}' style="border-right:1px solid #000000;overflow:hidden;padding:0px 3px 0px 3px;vertical-align:bottom;text-align:center;">22</td> </tr> <tr style="height:20px;"> <td style="border-left:1px solid #000000;overflow:hidden;padding:0px 3px 0px 3px;vertical-align:bottom;font-weight:bold;"></td> <td data-sheets-value='{"1":2,"2":"Triple-walled"}' style="overflow:hidden;padding:0px 3px 0px 3px;vertical-align:bottom;font-weight:bold;">Triple-walled</td> <td data-sheets-value='{"1":2,"2":"Opal (O/H/O)"}' style="border-right:1px solid #000000;overflow:hidden;padding:0px 3px 0px 3px;vertical-align:bottom;font-weight:bold;">Opal (O/H/O)</td> <td data-sheets-numberformat='{"1":2,"2":"0.00","3":1}' data-sheets-value='{"1":3,"3":1.7}' style="overflow:hidden;padding:0px 3px 0px 3px;vertical-align:bottom;text-align:center;">1.70</td> <td data-sheets-numberformat='{"1":2,"2":"0","3":1}' data-sheets-value='{"1":3,"3":62}' style="overflow:hidden;padding:0px 3px 0px 3px;vertical-align:bottom;text-align:center;">62</td> <td data-sheets-numberformat='{"1":2,"2":"0","3":1}' data-sheets-value='{"1":3,"3":51}' style="overflow:hidden;padding:0px 3px 0px 3px;vertical-align:bottom;text-align:center;">51</td> <td data-sheets-numberformat='{"1":2,"2":"0","3":1}' data-sheets-value='{"1":3,"3":22}' style="border-right:1px solid #000000;overflow:hidden;padding:0px 3px 0px 3px;vertical-align:bottom;text-align:center;">22</td> </tr> <tr style="height:20px;"> <td style="border-left:1px solid #000000;overflow:hidden;padding:0px 3px 0px 3px;vertical-align:bottom;font-weight:bold;"></td> <td data-sheets-value='{"1":2,"2":"Four-walled"}' style="overflow:hidden;padding:0px 3px 0px 3px;vertical-align:bottom;font-weight:bold;">Four-walled</td> <td data-sheets-value='{"1":2,"2":"Clear (H/H/H/H)"}' style="border-right:1px solid #000000;overflow:hidden;padding:0px 3px 0px 3px;vertical-align:bottom;font-weight:bold;">Clear (H/H/H/H)</td> <td data-sheets-numberformat='{"1":2,"2":"0.00","3":1}' data-sheets-value='{"1":3,"3":1.28}' style="overflow:hidden;padding:0px 3px 0px 3px;vertical-align:bottom;text-align:center;">1.28</td> <td data-sheets-numberformat='{"1":2,"2":"0","3":1}' data-sheets-value='{"1":3,"3":64}' style="overflow:hidden;padding:0px 3px 0px 3px;vertical-align:bottom;text-align:center;">64</td> <td data-sheets-numberformat='{"1":2,"2":"0","3":1}' data-sheets-value='{"1":3,"3":54}' style="overflow:hidden;padding:0px 3px 0px 3px;vertical-align:bottom;text-align:center;">54</td> <td data-sheets-numberformat='{"1":2,"2":"0","3":1}' data-sheets-value='{"1":3,"3":23}' style="border-right:1px solid #000000;overflow:hidden;padding:0px 3px 0px 3px;vertical-align:bottom;text-align:center;">23</td> </tr> <tr style="height:20px;"> <td style="border-bottom:1px solid #000000;border-left:1px solid #000000;overflow:hidden;padding:0px 3px 0px 3px;vertical-align:bottom;"></td> <td data-sheets-value='{"1":2,"2":"Four-walled"}' style="border-bottom:1px solid #000000;overflow:hidden;padding:0px 3px 0px 3px;vertical-align:bottom;font-weight:bold;">Four-walled</td> <td data-sheets-value='{"1":2,"2":"Opal (H/H/O/H)"}' style="border-right:1px solid #000000;border-bottom:1px solid #000000;overflow:hidden;padding:0px 3px 0px 3px;vertical-align:bottom;font-weight:bold;">Opal (H/H/O/H)</td> <td data-sheets-numberformat='{"1":2,"2":"0.00","3":1}' data-sheets-value='{"1":3,"3":1.28}' style="border-bottom:1px solid #000000;overflow:hidden;padding:0px 3px 0px 3px;vertical-align:bottom;text-align:center;">1.28</td> <td data-sheets-numberformat='{"1":2,"2":"0","3":1}' data-sheets-value='{"1":3,"3":59}' style="border-bottom:1px solid #000000;overflow:hidden;padding:0px 3px 0px 3px;vertical-align:bottom;text-align:center;">59</td> <td data-sheets-numberformat='{"1":2,"2":"0","3":1}' data-sheets-value='{"1":3,"3":48}' style="border-bottom:1px solid #000000;overflow:hidden;padding:0px 3px 0px 3px;vertical-align:bottom;text-align:center;">48</td> <td data-sheets-numberformat='{"1":2,"2":"0","3":1}' data-sheets-value='{"1":3,"3":23}' style="border-right:1px solid #000000;border-bottom:1px solid #000000;overflow:hidden;padding:0px 3px 0px 3px;vertical-align:bottom;text-align:center;">23</td> </tr> <tr style="height:20px;"> <td data-sheets-value='{"1":2,"2":"Polycarbonate "}' style="border-left:1px solid #000000;overflow:hidden;padding:0px 3px 0px 3px;vertical-align:bottom;font-weight:bold;">Polycarbonate </td> <td data-sheets-value='{"1":2,"2":"Single-walled"}' style="overflow:hidden;padding:0px 3px 0px 3px;vertical-align:bottom;font-weight:bold;">Single-walled</td> <td data-sheets-value='{"1":2,"2":"Clear (A)"}' style="border-right:1px solid #000000;overflow:hidden;padding:0px 3px 0px 3px;vertical-align:bottom;font-weight:bold;">Clear (A)</td> <td data-sheets-numberformat='{"1":2,"2":"0.00","3":1}' data-sheets-value='{"1":3,"3":5.17}' style="overflow:hidden;padding:0px 3px 0px 3px;vertical-align:bottom;text-align:center;">5.17</td> <td data-sheets-numberformat='{"1":2,"2":"0","3":1}' data-sheets-value='{"1":3,"3":88}' style="overflow:hidden;padding:0px 3px 0px 3px;vertical-align:bottom;text-align:center;">88</td> <td data-sheets-numberformat='{"1":2,"2":"0","3":1}' data-sheets-value='{"1":3,"3":83}' style="overflow:hidden;padding:0px 3px 0px 3px;vertical-align:bottom;text-align:center;">83</td> <td data-sheets-numberformat='{"1":2,"2":"0","3":1}' data-sheets-value='{"1":2,"2":"-"}' style="border-right:1px solid #000000;overflow:hidden;padding:0px 3px 0px 3px;vertical-align:bottom;text-align:center;">-</td> </tr> <tr style="height:20px;"> <td data-sheets-value='{"1":2,"2":"PC"}' style="border-left:1px solid #000000;overflow:hidden;padding:0px 3px 0px 3px;vertical-align:bottom;font-weight:bold;">PC</td> <td data-sheets-value='{"1":2,"2":"Single-walled"}' style="overflow:hidden;padding:0px 3px 0px 3px;vertical-align:bottom;font-weight:bold;">Single-walled</td> <td data-sheets-value='{"1":2,"2":"Opal (D)"}' style="border-right:1px solid #000000;overflow:hidden;padding:0px 3px 0px 3px;vertical-align:bottom;font-weight:bold;">Opal (D)</td> <td data-sheets-numberformat='{"1":2,"2":"0.00","3":1}' data-sheets-value='{"1":3,"3":5.17}' style="overflow:hidden;padding:0px 3px 0px 3px;vertical-align:bottom;text-align:center;">5.17</td> <td data-sheets-numberformat='{"1":2,"2":"0","3":1}' data-sheets-value='{"1":3,"3":58}' style="overflow:hidden;padding:0px 3px 0px 3px;vertical-align:bottom;text-align:center;">58</td> <td data-sheets-numberformat='{"1":2,"2":"0","3":1}' data-sheets-value='{"1":3,"3":60}' style="overflow:hidden;padding:0px 3px 0px 3px;vertical-align:bottom;text-align:center;">60</td> <td data-sheets-numberformat='{"1":2,"2":"0","3":1}' data-sheets-value='{"1":2,"2":"-"}' style="border-right:1px solid #000000;overflow:hidden;padding:0px 3px 0px 3px;vertical-align:bottom;text-align:center;">-</td> </tr> <tr style="height:20px;"> <td style="border-left:1px solid #000000;overflow:hidden;padding:0px 3px 0px 3px;vertical-align:bottom;font-weight:bold;"></td> <td data-sheets-value='{"1":2,"2":"Double-walled"}' style="overflow:hidden;padding:0px 3px 0px 3px;vertical-align:bottom;font-weight:bold;">Double-walled</td> <td data-sheets-value='{"1":2,"2":"Clear (A/H)"}' style="border-right:1px solid #000000;overflow:hidden;padding:0px 3px 0px 3px;vertical-align:bottom;font-weight:bold;">Clear (A/H)</td> <td data-sheets-numberformat='{"1":2,"2":"0.00","3":1}' data-sheets-value='{"1":3,"3":2.9}' style="overflow:hidden;padding:0px 3px 0px 3px;vertical-align:bottom;text-align:center;">2.90</td> <td data-sheets-numberformat='{"1":2,"2":"0","3":1}' data-sheets-value='{"1":3,"3":79}' style="overflow:hidden;padding:0px 3px 0px 3px;vertical-align:bottom;text-align:center;">79</td> <td data-sheets-numberformat='{"1":2,"2":"0","3":1}' data-sheets-value='{"1":3,"3":72}' style="overflow:hidden;padding:0px 3px 0px 3px;vertical-align:bottom;text-align:center;">72</td> <td data-sheets-numberformat='{"1":2,"2":"0","3":1}' data-sheets-value='{"1":3,"3":20}' style="border-right:1px solid #000000;overflow:hidden;padding:0px 3px 0px 3px;vertical-align:bottom;text-align:center;">20</td> </tr> <tr style="height:20px;"> <td style="border-left:1px solid #000000;overflow:hidden;padding:0px 3px 0px 3px;vertical-align:bottom;font-weight:bold;"></td> <td data-sheets-value='{"1":2,"2":"Double-walled"}' style="overflow:hidden;padding:0px 3px 0px 3px;vertical-align:bottom;font-weight:bold;">Double-walled</td> <td data-sheets-value='{"1":2,"2":"Clear (A/A)"}' style="border-right:1px solid #000000;overflow:hidden;padding:0px 3px 0px 3px;vertical-align:bottom;font-weight:bold;">Clear (A/A)</td> <td data-sheets-numberformat='{"1":2,"2":"0.00","3":1}' data-sheets-value='{"1":3,"3":2.9}' style="overflow:hidden;padding:0px 3px 0px 3px;vertical-align:bottom;text-align:center;">2.90</td> <td data-sheets-numberformat='{"1":2,"2":"0","3":1}' data-sheets-value='{"1":3,"3":77}' style="overflow:hidden;padding:0px 3px 0px 3px;vertical-align:bottom;text-align:center;">77</td> <td data-sheets-numberformat='{"1":2,"2":"0","3":1}' data-sheets-value='{"1":3,"3":69}' style="overflow:hidden;padding:0px 3px 0px 3px;vertical-align:bottom;text-align:center;">69</td> <td data-sheets-numberformat='{"1":2,"2":"0","3":1}' data-sheets-value='{"1":3,"3":20}' style="border-right:1px solid #000000;overflow:hidden;padding:0px 3px 0px 3px;vertical-align:bottom;text-align:center;">20</td> </tr> <tr style="height:20px;"> <td style="border-left:1px solid #000000;overflow:hidden;padding:0px 3px 0px 3px;vertical-align:bottom;font-weight:bold;"></td> <td data-sheets-value='{"1":2,"2":"Double-walled"}' style="overflow:hidden;padding:0px 3px 0px 3px;vertical-align:bottom;font-weight:bold;">Double-walled</td> <td data-sheets-value='{"1":2,"2":"Opal (A/O)"}' style="border-right:1px solid #000000;overflow:hidden;padding:0px 3px 0px 3px;vertical-align:bottom;font-weight:bold;">Opal (A/O)</td> <td data-sheets-numberformat='{"1":2,"2":"0.00","3":1}' data-sheets-value='{"1":3,"3":2.9}' style="overflow:hidden;padding:0px 3px 0px 3px;vertical-align:bottom;text-align:center;">2.90</td> <td data-sheets-numberformat='{"1":2,"2":"0","3":1}' data-sheets-value='{"1":3,"3":73}' style="overflow:hidden;padding:0px 3px 0px 3px;vertical-align:bottom;text-align:center;">73</td> <td data-sheets-numberformat='{"1":2,"2":"0","3":1}' data-sheets-value='{"1":3,"3":63}' style="overflow:hidden;padding:0px 3px 0px 3px;vertical-align:bottom;text-align:center;">63</td> <td data-sheets-numberformat='{"1":2,"2":"0","3":1}' data-sheets-value='{"1":3,"3":20}' style="border-right:1px solid #000000;overflow:hidden;padding:0px 3px 0px 3px;vertical-align:bottom;text-align:center;">20</td> </tr> <tr style="height:20px;"> <td style="border-left:1px solid #000000;overflow:hidden;padding:0px 3px 0px 3px;vertical-align:bottom;font-weight:bold;"></td> <td data-sheets-value='{"1":2,"2":"Double-walled"}' style="overflow:hidden;padding:0px 3px 0px 3px;vertical-align:bottom;font-weight:bold;">Double-walled</td> <td data-sheets-value='{"1":2,"2":"Opal (A/D)"}' style="border-right:1px solid #000000;overflow:hidden;padding:0px 3px 0px 3px;vertical-align:bottom;font-weight:bold;">Opal (A/D)</td> <td data-sheets-numberformat='{"1":2,"2":"0.00","3":1}' data-sheets-value='{"1":3,"3":2.9}' style="overflow:hidden;padding:0px 3px 0px 3px;vertical-align:bottom;text-align:center;">2.90</td> <td data-sheets-numberformat='{"1":2,"2":"0","3":1}' data-sheets-value='{"1":3,"3":51}' style="overflow:hidden;padding:0px 3px 0px 3px;vertical-align:bottom;text-align:center;">51</td> <td data-sheets-numberformat='{"1":2,"2":"0","3":1}' data-sheets-value='{"1":3,"3":50}' style="overflow:hidden;padding:0px 3px 0px 3px;vertical-align:bottom;text-align:center;">50</td> <td data-sheets-numberformat='{"1":2,"2":"0","3":1}' data-sheets-value='{"1":3,"3":20}' style="border-right:1px solid #000000;overflow:hidden;padding:0px 3px 0px 3px;vertical-align:bottom;text-align:center;">20</td> </tr> <tr style="height:20px;"> <td style="border-left:1px solid #000000;overflow:hidden;padding:0px 3px 0px 3px;vertical-align:bottom;font-weight:bold;"></td> <td data-sheets-value='{"1":2,"2":"Triple-walled"}' style="overflow:hidden;padding:0px 3px 0px 3px;vertical-align:bottom;font-weight:bold;">Triple-walled</td> <td data-sheets-value='{"1":2,"2":"Clear (A/H/H)"}' style="border-right:1px solid #000000;overflow:hidden;padding:0px 3px 0px 3px;vertical-align:bottom;font-weight:bold;">Clear (A/H/H)</td> <td data-sheets-numberformat='{"1":2,"2":"0.00","3":1}' data-sheets-value='{"1":3,"3":1.7}' style="overflow:hidden;padding:0px 3px 0px 3px;vertical-align:bottom;text-align:center;">1.70</td> <td data-sheets-numberformat='{"1":2,"2":"0","3":1}' data-sheets-value='{"1":3,"3":71}' style="overflow:hidden;padding:0px 3px 0px 3px;vertical-align:bottom;text-align:center;">71</td> <td data-sheets-numberformat='{"1":2,"2":"0","3":1}' data-sheets-value='{"1":3,"3":63}' style="overflow:hidden;padding:0px 3px 0px 3px;vertical-align:bottom;text-align:center;">63</td> <td data-sheets-numberformat='{"1":2,"2":"0","3":1}' data-sheets-value='{"1":3,"3":22}' style="border-right:1px solid #000000;overflow:hidden;padding:0px 3px 0px 3px;vertical-align:bottom;text-align:center;">22</td> </tr> <tr style="height:20px;"> <td style="border-left:1px solid #000000;overflow:hidden;padding:0px 3px 0px 3px;vertical-align:bottom;font-weight:bold;"></td> <td data-sheets-value='{"1":2,"2":"Triple-walled"}' style="overflow:hidden;padding:0px 3px 0px 3px;vertical-align:bottom;font-weight:bold;">Triple-walled</td> <td data-sheets-value='{"1":2,"2":"Opal (A/O/O)"}' style="border-right:1px solid #000000;overflow:hidden;padding:0px 3px 0px 3px;vertical-align:bottom;font-weight:bold;">Opal (A/O/O)</td> <td data-sheets-numberformat='{"1":2,"2":"0.00","3":1}' data-sheets-value='{"1":3,"3":1.7}' style="overflow:hidden;padding:0px 3px 0px 3px;vertical-align:bottom;text-align:center;">1.70</td> <td data-sheets-numberformat='{"1":2,"2":"0","3":1}' data-sheets-value='{"1":3,"3":61}' style="overflow:hidden;padding:0px 3px 0px 3px;vertical-align:bottom;text-align:center;">61</td> <td data-sheets-numberformat='{"1":2,"2":"0","3":1}' data-sheets-value='{"1":3,"3":48}' style="overflow:hidden;padding:0px 3px 0px 3px;vertical-align:bottom;text-align:center;">48</td> <td data-sheets-numberformat='{"1":2,"2":"0","3":1}' data-sheets-value='{"1":3,"3":22}' style="border-right:1px solid #000000;overflow:hidden;padding:0px 3px 0px 3px;vertical-align:bottom;text-align:center;">22</td> </tr> <tr style="height:20px;"> <td style="border-left:1px solid #000000;overflow:hidden;padding:0px 3px 0px 3px;vertical-align:bottom;font-weight:bold;"></td> <td data-sheets-value='{"1":2,"2":"Four-walled"}' style="overflow:hidden;padding:0px 3px 0px 3px;vertical-align:bottom;font-weight:bold;">Four-walled</td> <td data-sheets-value='{"1":2,"2":"Clear (A/H/H/H)"}' style="border-right:1px solid #000000;overflow:hidden;padding:0px 3px 0px 3px;vertical-align:bottom;font-weight:bold;">Clear (A/H/H/H)</td> <td data-sheets-numberformat='{"1":2,"2":"0.00","3":1}' data-sheets-value='{"1":3,"3":1.28}' style="overflow:hidden;padding:0px 3px 0px 3px;vertical-align:bottom;text-align:center;">1.28</td> <td data-sheets-numberformat='{"1":2,"2":"0","3":1}' data-sheets-value='{"1":3,"3":64}' style="overflow:hidden;padding:0px 3px 0px 3px;vertical-align:bottom;text-align:center;">64</td> <td data-sheets-numberformat='{"1":2,"2":"0","3":1}' data-sheets-value='{"1":3,"3":52}' style="overflow:hidden;padding:0px 3px 0px 3px;vertical-align:bottom;text-align:center;">52</td> <td data-sheets-numberformat='{"1":2,"2":"0","3":1}' data-sheets-value='{"1":3,"3":23}' style="border-right:1px solid #000000;overflow:hidden;padding:0px 3px 0px 3px;vertical-align:bottom;text-align:center;">23</td> </tr> <tr style="height:20px;"> <td style="border-bottom:1px solid #000000;border-left:1px solid #000000;overflow:hidden;padding:0px 3px 0px 3px;vertical-align:bottom;"></td> <td data-sheets-value='{"1":2,"2":"Four-walled"}' style="border-bottom:1px solid #000000;overflow:hidden;padding:0px 3px 0px 3px;vertical-align:bottom;font-weight:bold;">Four-walled</td> <td data-sheets-value='{"1":2,"2":"Opal (A/H/O/H)"}' style="border-right:1px solid #000000;border-bottom:1px solid #000000;overflow:hidden;padding:0px 3px 0px 3px;vertical-align:bottom;font-weight:bold;">Opal (A/H/O/H)</td> <td data-sheets-numberformat='{"1":2,"2":"0.00","3":1}' data-sheets-value='{"1":3,"3":1.28}' style="border-bottom:1px solid #000000;overflow:hidden;padding:0px 3px 0px 3px;vertical-align:bottom;text-align:center;">1.28</td> <td data-sheets-numberformat='{"1":2,"2":"0","3":1}' data-sheets-value='{"1":3,"3":59}' style="border-bottom:1px solid #000000;overflow:hidden;padding:0px 3px 0px 3px;vertical-align:bottom;text-align:center;">59</td> <td data-sheets-numberformat='{"1":2,"2":"0","3":1}' data-sheets-value='{"1":3,"3":46}' style="border-bottom:1px solid #000000;overflow:hidden;padding:0px 3px 0px 3px;vertical-align:bottom;text-align:center;">46</td> <td data-sheets-numberformat='{"1":2,"2":"0","3":1}' data-sheets-value='{"1":3,"3":23}' style="border-right:1px solid #000000;border-bottom:1px solid #000000;overflow:hidden;padding:0px 3px 0px 3px;vertical-align:bottom;text-align:center;">23</td> </tr> <tr style="height:20px;"> <td data-sheets-value='{"1":2,"2":"Polycarbonate"}' style="border-left:1px solid #000000;overflow:hidden;padding:0px 3px 0px 3px;vertical-align:bottom;font-weight:bold;">Polycarbonate</td> <td data-sheets-value='{"1":2,"2":"Single-walled"}' style="overflow:hidden;padding:0px 3px 0px 3px;vertical-align:bottom;font-weight:bold;">Single-walled</td> <td data-sheets-value='{"1":2,"2":"Heatstop Opal (T)"}' style="border-right:1px solid #000000;overflow:hidden;padding:0px 3px 0px 3px;vertical-align:bottom;font-weight:bold;">Heatstop Opal (T)</td> <td data-sheets-numberformat='{"1":2,"2":"0.00","3":1}' data-sheets-value='{"1":3,"3":5.17}' style="overflow:hidden;padding:0px 3px 0px 3px;vertical-align:bottom;text-align:center;">5.17</td> <td data-sheets-numberformat='{"1":2,"2":"0","3":1}' data-sheets-value='{"1":3,"3":49}' style="overflow:hidden;padding:0px 3px 0px 3px;vertical-align:bottom;text-align:center;">49</td> <td data-sheets-numberformat='{"1":2,"2":"0","3":1}' data-sheets-value='{"1":3,"3":59}' style="overflow:hidden;padding:0px 3px 0px 3px;vertical-align:bottom;text-align:center;">59</td> <td data-sheets-numberformat='{"1":2,"2":"0","3":1}' data-sheets-value='{"1":2,"2":"-"}' style="border-right:1px solid #000000;overflow:hidden;padding:0px 3px 0px 3px;vertical-align:bottom;text-align:center;">-</td> </tr> <tr style="height:20px;"> <td data-sheets-value='{"1":2,"2":"Heatstop PC"}' style="border-left:1px solid #000000;overflow:hidden;padding:0px 3px 0px 3px;vertical-align:bottom;font-weight:bold;">Heatstop PC</td> <td data-sheets-value='{"1":2,"2":"Double-walled"}' style="overflow:hidden;padding:0px 3px 0px 3px;vertical-align:bottom;font-weight:bold;">Double-walled</td> <td data-sheets-value='{"1":2,"2":"Clear (T/H)"}' style="border-right:1px solid #000000;overflow:hidden;padding:0px 3px 0px 3px;vertical-align:bottom;font-weight:bold;">Clear (T/H)</td> <td data-sheets-numberformat='{"1":2,"2":"0.00","3":1}' data-sheets-value='{"1":3,"3":2.9}' style="overflow:hidden;padding:0px 3px 0px 3px;vertical-align:bottom;text-align:center;">2.90</td> <td data-sheets-numberformat='{"1":2,"2":"0","3":1}' data-sheets-value='{"1":3,"3":44}' style="overflow:hidden;padding:0px 3px 0px 3px;vertical-align:bottom;text-align:center;">44</td> <td data-sheets-numberformat='{"1":2,"2":"0","3":1}' data-sheets-value='{"1":3,"3":51}' style="overflow:hidden;padding:0px 3px 0px 3px;vertical-align:bottom;text-align:center;">51</td> <td data-sheets-numberformat='{"1":2,"2":"0","3":1}' data-sheets-value='{"1":3,"3":20}' style="border-right:1px solid #000000;overflow:hidden;padding:0px 3px 0px 3px;vertical-align:bottom;text-align:center;">20</td> </tr> <tr style="height:20px;"> <td style="border-left:1px solid #000000;overflow:hidden;padding:0px 3px 0px 3px;vertical-align:bottom;font-weight:bold;"></td> <td data-sheets-value='{"1":2,"2":"Double-walled"}' style="overflow:hidden;padding:0px 3px 0px 3px;vertical-align:bottom;font-weight:bold;">Double-walled</td> <td data-sheets-value='{"1":2,"2":"Opal (T/O)"}' style="border-right:1px solid #000000;overflow:hidden;padding:0px 3px 0px 3px;vertical-align:bottom;font-weight:bold;">Opal (T/O)</td> <td data-sheets-numberformat='{"1":2,"2":"0.00","3":1}' data-sheets-value='{"1":3,"3":2.9}' style="overflow:hidden;padding:0px 3px 0px 3px;vertical-align:bottom;text-align:center;">2.90</td> <td data-sheets-numberformat='{"1":2,"2":"0","3":1}' data-sheets-value='{"1":3,"3":41}' style="overflow:hidden;padding:0px 3px 0px 3px;vertical-align:bottom;text-align:center;">41</td> <td data-sheets-numberformat='{"1":2,"2":"0","3":1}' data-sheets-value='{"1":3,"3":45}' style="overflow:hidden;padding:0px 3px 0px 3px;vertical-align:bottom;text-align:center;">45</td> <td data-sheets-numberformat='{"1":2,"2":"0","3":1}' data-sheets-value='{"1":3,"3":20}' style="border-right:1px solid #000000;overflow:hidden;padding:0px 3px 0px 3px;vertical-align:bottom;text-align:center;">20</td> </tr> <tr style="height:20px;"> <td style="border-left:1px solid #000000;overflow:hidden;padding:0px 3px 0px 3px;vertical-align:bottom;font-weight:bold;"></td> <td data-sheets-value='{"1":2,"2":"Triple-walled"}' style="overflow:hidden; | skylux-160-ce-met-koepel-en-metaalopstand-met-lm-motor-en-windvang-1600-x-2200-mm | 8586007380301 | 46872296620365
Smoke and heat exhaust (SHEV) | SHE system | Skylux | Skylux 160° CE with skylight and metal curb with double LM-actuator and spoiler 1600 x 2300 mm |  | 50993 | 5412970509936 | 8509.95 | Yes | 30-45 | 170.48 | 1600 x 2300 mm | 2300 | 1600 |  | metal curb M30 (30 cm high) | Rectangular | 5.17 W/m²K - 1.28 W/m²K | 87% - 32% | 90% - 32% | 20dB - 23dB | 160° CE (for industry) | skylight | with spoiler | E | Double actuator | Maximum four-walled skylight possible for this product | Ut-value LT-value g-value Rw-value EN 1873 : 2014 EN ISO 13468 EN 16153 EN 410 EN 410 EN ISO 140-3 Material Walls Shells (W/m²K) (%) (%) (dB) Acrylic Single-walled Clear (H) 5.17 90 87 - PMMA Single-walled Opal (O) 5.17 83 76 - Double-walled Clear (H/H) 2.90 81 75 20 Double-walled Opal (O/O) 2.90 69 58 20 Triple-walled Clear (H/H/H) 1.70 73 65 22 Triple-walled Opal (O/H/O) 1.70 62 51 22 Four-walled Clear (H/H/H/H) 1.28 64 54 23 Four-walled Opal (H/H/O/H) 1.28 59 48 23 Polycarbonate Single-walled Clear (A) 5.17 88 83 - PC Single-walled Opal (D) 5.17 58 60 - Double-walled Clear (A/H) 2.90 79 72 20 Double-walled Clear (A/A) 2.90 77 69 20 Double-walled Opal (A/O) 2.90 73 63 20 Double-walled Opal (A/D) 2.90 51 50 20 Triple-walled Clear (A/H/H) 1.70 71 63 22 Triple-walled Opal (A/O/O) 1.70 61 48 22 Four-walled Clear (A/H/H/H) 1.28 64 52 23 Four-walled Opal (A/H/O/H) 1.28 59 46 23 Polycarbonate Single-walled Heatstop Opal (T) 5.17 49 59 - Heatstop PC Double-walled Clear (T/H) 2.90 44 51 20 Double-walled Opal (T/O) 2.90 41 45 20 Triple-walled Clear (T/H/H) 1.70 40 <td data-sheets-numberformat='{"1":2,"2":"0","3":1}' data-sheets-value='{"1":3,"3":44}' style="overflow:hidden;paddin | https://skylux.eu/en/products/skylux-160-ce-met-koepel-en-metaalopstand-met-lm-motor-en-windvang-1600-x-2300-mm | https://skylux.eu/cdn/shop/files/Skylux-160deg-CE-met-koepel-en-metaalopstand-met-dubbele-LM-motor-en-windvang-1600-x-2300-mm-RWA-systeem.jpg?v=1702977680&width=1600 | https://skylux.eu/cdn/shop/files/e5a82811-1bb0-48e4-a776-cacb59c7c092_bcf85b27-eec2-4ff7-b1f5-f26628fd6d80.jpg?v=1688550438&width=1600 | //skylux.eu/cdn/shop/files/E_MH_Mounting_instructions_Skylux_160_CE_LM.pdf?v=12406716259046007223 | //skylux.eu/cdn/shop/files/E_TD_Technical_File_Skylux_Skylux_160_CE_Electric.pdf?v=3667116872303399239 | <style type="text/css" id="isPasted"> <!--td { border: 1px solid #cccccc; } br { mso-data-placement: same-cell; } --> </style> <table border="1" cellpadding="0" cellspacing="0" dir="ltr" style="table-layout:fixed;font-size:10pt;font-family:Arial;border-collapse:collapse;border:none;"><tbody> <tr style="height:20px;"> <td style="overflow:hidden;padding:0px 3px 0px 3px;vertical-align:bottom;"></td> <td style="overflow:hidden;padding:0px 3px 0px 3px;vertical-align:bottom;"></td> <td style="overflow:hidden;padding:0px 3px 0px 3px;vertical-align:bottom;"></td> <td data-sheets-value='{"1":2,"2":"Ut-value"}' style="overflow:hidden;padding:0px 3px 0px 3px;vertical-align:bottom;font-weight:bold;text-align:center;">Ut-value</td> <td data-sheets-value='{"1":2,"2":"LT-value"}' style="overflow:hidden;padding:0px 3px 0px 3px;vertical-align:bottom;font-weight:bold;text-align:center;">LT-value</td> <td data-sheets-value='{"1":2,"2":"g-value"}' style="overflow:hidden;padding:0px 3px 0px 3px;vertical-align:bottom;font-weight:bold;text-align:center;">g-value</td> <td data-sheets-value='{"1":2,"2":"Rw-value "}' style="overflow:hidden;padding:0px 3px 0px 3px;vertical-align:bottom;font-weight:bold;text-align:center;">Rw-value </td> </tr> <tr style="height:20px;"> <td style="overflow:hidden;padding:0px 3px 0px 3px;vertical-align:bottom;"></td> <td style="overflow:hidden;padding:0px 3px 0px 3px;vertical-align:bottom;"></td> <td style="overflow:hidden;padding:0px 3px 0px 3px;vertical-align:bottom;"></td> <td data-sheets-numberformat='{"1":2,"2":"0.00","3":1}' data-sheets-value='{"1":2,"2":"EN 1873 : 2014"}' style="overflow:hidden;padding:0px 3px 0px 3px;vertical-align:bottom;text-align:center;">EN 1873 : 2014</td> <td data-sheets-numberformat='{"1":2,"2":"0","3":1}' data-sheets-value='{"1":2,"2":"EN ISO 13468 EN 16153 EN 410"}' style="overflow:hidden;padding:0px 3px 0px 3px;vertical-align:bottom;text-align:center;">EN ISO 13468 EN 16153 EN 410</td> <td data-sheets-numberformat='{"1":2,"2":"0","3":1}' data-sheets-value='{"1":2,"2":"EN 410"}' style="overflow:hidden;padding:0px 3px 0px 3px;vertical-align:bottom;text-align:center;">EN 410</td> <td data-sheets-value='{"1":2,"2":"EN ISO 140-3\t\t"}' style="overflow:hidden;padding:0px 3px 0px 3px;vertical-align:bottom;text-align:center;">EN ISO 140-3 </td> </tr> <tr style="height:20px;"> <td data-sheets-value='{"1":2,"2":"Material"}' style="border-bottom:1px solid #000000;overflow:hidden;padding:0px 3px 0px 3px;vertical-align:bottom;background-color:#000000;font-weight:bold;color:#ffffff;">Material</td> <td data-sheets-value='{"1":2,"2":"Walls"}' style="border-bottom:1px solid #000000;overflow:hidden;padding:0px 3px 0px 3px;vertical-align:bottom;background-color:#000000;font-weight:bold;color:#ffffff;">Walls</td> <td data-sheets-value='{"1":2,"2":"Shells"}' style="border-bottom:1px solid #000000;overflow:hidden;padding:0px 3px 0px 3px;vertical-align:bottom;background-color:#000000;font-weight:bold;color:#ffffff;">Shells</td> <td data-sheets-numberformat='{"1":2,"2":"0.00","3":1}' data-sheets-value='{"1":2,"2":"(W/m²K)\t"}' style="border-bottom:1px solid #000000;overflow:hidden;padding:0px 3px 0px 3px;vertical-align:bottom;background-color:#000000;font-weight:bold;color:#ffffff;text-align:center;">(W/m²K) </td> <td data-sheets-numberformat='{"1":2,"2":"0","3":1}' data-sheets-value='{"1":2,"2":"(%)"}' style="border-bottom:1px solid #000000;overflow:hidden;padding:0px 3px 0px 3px;vertical-align:bottom;background-color:#000000;font-weight:bold;color:#ffffff;text-align:center;">(%)</td> <td data-sheets-numberformat='{"1":2,"2":"0","3":1}' data-sheets-value='{"1":2,"2":"(%)"}' style="border-bottom:1px solid #000000;overflow:hidden;padding:0px 3px 0px 3px;vertical-align:bottom;background-color:#000000;font-weight:bold;color:#ffffff;text-align:center;">(%)</td> <td data-sheets-value='{"1":2,"2":"(dB)"}' style="border-bottom:1px solid #000000;overflow:hidden;padding:0px 3px 0px 3px;vertical-align:bottom;background-color:#000000;font-weight:bold;color:#ffffff;text-align:center;">(dB)</td> </tr> <tr style="height:20px;"> <td data-sheets-value='{"1":2,"2":"Acrylic"}' style="border-left:1px solid #000000;overflow:hidden;padding:0px 3px 0px 3px;vertical-align:bottom;font-weight:bold;">Acrylic</td> <td data-sheets-value='{"1":2,"2":"Single-walled"}' style="overflow:hidden;padding:0px 3px 0px 3px;vertical-align:bottom;font-weight:bold;">Single-walled</td> <td data-sheets-value='{"1":2,"2":"Clear (H)"}' style="border-right:1px solid #000000;overflow:hidden;padding:0px 3px 0px 3px;vertical-align:bottom;font-weight:bold;">Clear (H)</td> <td data-sheets-numberformat='{"1":2,"2":"0.00","3":1}' data-sheets-value='{"1":3,"3":5.17}' style="overflow:hidden;padding:0px 3px 0px 3px;vertical-align:bottom;text-align:center;">5.17</td> <td data-sheets-numberformat='{"1":2,"2":"0","3":1}' data-sheets-value='{"1":3,"3":90}' style="overflow:hidden;padding:0px 3px 0px 3px;vertical-align:bottom;text-align:center;">90</td> <td data-sheets-numberformat='{"1":2,"2":"0","3":1}' data-sheets-value='{"1":3,"3":87}' style="overflow:hidden;padding:0px 3px 0px 3px;vertical-align:bottom;text-align:center;">87</td> <td data-sheets-numberformat='{"1":2,"2":"0","3":1}' data-sheets-value='{"1":2,"2":"-"}' style="border-right:1px solid #000000;overflow:hidden;padding:0px 3px 0px 3px;vertical-align:bottom;text-align:center;">-</td> </tr> <tr style="height:20px;"> <td data-sheets-value='{"1":2,"2":"PMMA"}' style="border-left:1px solid #000000;overflow:hidden;padding:0px 3px 0px 3px;vertical-align:bottom;font-weight:bold;">PMMA</td> <td data-sheets-value='{"1":2,"2":"Single-walled"}' style="overflow:hidden;padding:0px 3px 0px 3px;vertical-align:bottom;font-weight:bold;">Single-walled</td> <td data-sheets-value='{"1":2,"2":"Opal (O)"}' style="border-right:1px solid #000000;overflow:hidden;padding:0px 3px 0px 3px;vertical-align:bottom;font-weight:bold;">Opal (O)</td> <td data-sheets-numberformat='{"1":2,"2":"0.00","3":1}' data-sheets-value='{"1":3,"3":5.17}' style="overflow:hidden;padding:0px 3px 0px 3px;vertical-align:bottom;text-align:center;">5.17</td> <td data-sheets-numberformat='{"1":2,"2":"0","3":1}' data-sheets-value='{"1":3,"3":83}' style="overflow:hidden;padding:0px 3px 0px 3px;vertical-align:bottom;text-align:center;">83</td> <td data-sheets-numberformat='{"1":2,"2":"0","3":1}' data-sheets-value='{"1":3,"3":76}' style="overflow:hidden;padding:0px 3px 0px 3px;vertical-align:bottom;text-align:center;">76</td> <td data-sheets-numberformat='{"1":2,"2":"0","3":1}' data-sheets-value='{"1":2,"2":"-"}' style="border-right:1px solid #000000;overflow:hidden;padding:0px 3px 0px 3px;vertical-align:bottom;text-align:center;">-</td> </tr> <tr style="height:20px;"> <td style="border-left:1px solid #000000;overflow:hidden;padding:0px 3px 0px 3px;vertical-align:bottom;font-weight:bold;"></td> <td data-sheets-value='{"1":2,"2":"Double-walled"}' style="overflow:hidden;padding:0px 3px 0px 3px;vertical-align:bottom;font-weight:bold;">Double-walled</td> <td data-sheets-value='{"1":2,"2":"Clear (H/H)"}' style="border-right:1px solid #000000;overflow:hidden;padding:0px 3px 0px 3px;vertical-align:bottom;font-weight:bold;">Clear (H/H)</td> <td data-sheets-numberformat='{"1":2,"2":"0.00","3":1}' data-sheets-value='{"1":3,"3":2.9}' style="overflow:hidden;padding:0px 3px 0px 3px;vertical-align:bottom;text-align:center;">2.90</td> <td data-sheets-numberformat='{"1":2,"2":"0","3":1}' data-sheets-value='{"1":3,"3":81}' style="overflow:hidden;padding:0px 3px 0px 3px;vertical-align:bottom;text-align:center;">81</td> <td data-sheets-numberformat='{"1":2,"2":"0","3":1}' data-sheets-value='{"1":3,"3":75}' style="overflow:hidden;padding:0px 3px 0px 3px;vertical-align:bottom;text-align:center;">75</td> <td data-sheets-numberformat='{"1":2,"2":"0","3":1}' data-sheets-value='{"1":3,"3":20}' style="border-right:1px solid #000000;overflow:hidden;padding:0px 3px 0px 3px;vertical-align:bottom;text-align:center;">20</td> </tr> <tr style="height:20px;"> <td style="border-left:1px solid #000000;overflow:hidden;padding:0px 3px 0px 3px;vertical-align:bottom;font-weight:bold;"></td> <td data-sheets-value='{"1":2,"2":"Double-walled"}' style="overflow:hidden;padding:0px 3px 0px 3px;vertical-align:bottom;font-weight:bold;">Double-walled</td> <td data-sheets-value='{"1":2,"2":"Opal (O/O)"}' style="border-right:1px solid #000000;overflow:hidden;padding:0px 3px 0px 3px;vertical-align:bottom;font-weight:bold;">Opal (O/O)</td> <td data-sheets-numberformat='{"1":2,"2":"0.00","3":1}' data-sheets-value='{"1":3,"3":2.9}' style="overflow:hidden;padding:0px 3px 0px 3px;vertical-align:bottom;text-align:center;">2.90</td> <td data-sheets-numberformat='{"1":2,"2":"0","3":1}' data-sheets-value='{"1":3,"3":69}' style="overflow:hidden;padding:0px 3px 0px 3px;vertical-align:bottom;text-align:center;">69</td> <td data-sheets-numberformat='{"1":2,"2":"0","3":1}' data-sheets-value='{"1":3,"3":58}' style="overflow:hidden;padding:0px 3px 0px 3px;vertical-align:bottom;text-align:center;">58</td> <td data-sheets-numberformat='{"1":2,"2":"0","3":1}' data-sheets-value='{"1":3,"3":20}' style="border-right:1px solid #000000;overflow:hidden;padding:0px 3px 0px 3px;vertical-align:bottom;text-align:center;">20</td> </tr> <tr style="height:20px;"> <td style="border-left:1px solid #000000;overflow:hidden;padding:0px 3px 0px 3px;vertical-align:bottom;font-weight:bold;"></td> <td data-sheets-value='{"1":2,"2":"Triple-walled"}' style="overflow:hidden;padding:0px 3px 0px 3px;vertical-align:bottom;font-weight:bold;">Triple-walled</td> <td data-sheets-value='{"1":2,"2":"Clear (H/H/H)"}' style="border-right:1px solid #000000;overflow:hidden;padding:0px 3px 0px 3px;vertical-align:bottom;font-weight:bold;">Clear (H/H/H)</td> <td data-sheets-numberformat='{"1":2,"2":"0.00","3":1}' data-sheets-value='{"1":3,"3":1.7}' style="overflow:hidden;padding:0px 3px 0px 3px;vertical-align:bottom;text-align:center;">1.70</td> <td data-sheets-numberformat='{"1":2,"2":"0","3":1}' data-sheets-value='{"1":3,"3":73}' style="overflow:hidden;padding:0px 3px 0px 3px;vertical-align:bottom;text-align:center;">73</td> <td data-sheets-numberformat='{"1":2,"2":"0","3":1}' data-sheets-value='{"1":3,"3":65}' style="overflow:hidden;padding:0px 3px 0px 3px;vertical-align:bottom;text-align:center;">65</td> <td data-sheets-numberformat='{"1":2,"2":"0","3":1}' data-sheets-value='{"1":3,"3":22}' style="border-right:1px solid #000000;overflow:hidden;padding:0px 3px 0px 3px;vertical-align:bottom;text-align:center;">22</td> </tr> <tr style="height:20px;"> <td style="border-left:1px solid #000000;overflow:hidden;padding:0px 3px 0px 3px;vertical-align:bottom;font-weight:bold;"></td> <td data-sheets-value='{"1":2,"2":"Triple-walled"}' style="overflow:hidden;padding:0px 3px 0px 3px;vertical-align:bottom;font-weight:bold;">Triple-walled</td> <td data-sheets-value='{"1":2,"2":"Opal (O/H/O)"}' style="border-right:1px solid #000000;overflow:hidden;padding:0px 3px 0px 3px;vertical-align:bottom;font-weight:bold;">Opal (O/H/O)</td> <td data-sheets-numberformat='{"1":2,"2":"0.00","3":1}' data-sheets-value='{"1":3,"3":1.7}' style="overflow:hidden;padding:0px 3px 0px 3px;vertical-align:bottom;text-align:center;">1.70</td> <td data-sheets-numberformat='{"1":2,"2":"0","3":1}' data-sheets-value='{"1":3,"3":62}' style="overflow:hidden;padding:0px 3px 0px 3px;vertical-align:bottom;text-align:center;">62</td> <td data-sheets-numberformat='{"1":2,"2":"0","3":1}' data-sheets-value='{"1":3,"3":51}' style="overflow:hidden;padding:0px 3px 0px 3px;vertical-align:bottom;text-align:center;">51</td> <td data-sheets-numberformat='{"1":2,"2":"0","3":1}' data-sheets-value='{"1":3,"3":22}' style="border-right:1px solid #000000;overflow:hidden;padding:0px 3px 0px 3px;vertical-align:bottom;text-align:center;">22</td> </tr> <tr style="height:20px;"> <td style="border-left:1px solid #000000;overflow:hidden;padding:0px 3px 0px 3px;vertical-align:bottom;font-weight:bold;"></td> <td data-sheets-value='{"1":2,"2":"Four-walled"}' style="overflow:hidden;padding:0px 3px 0px 3px;vertical-align:bottom;font-weight:bold;">Four-walled</td> <td data-sheets-value='{"1":2,"2":"Clear (H/H/H/H)"}' style="border-right:1px solid #000000;overflow:hidden;padding:0px 3px 0px 3px;vertical-align:bottom;font-weight:bold;">Clear (H/H/H/H)</td> <td data-sheets-numberformat='{"1":2,"2":"0.00","3":1}' data-sheets-value='{"1":3,"3":1.28}' style="overflow:hidden;padding:0px 3px 0px 3px;vertical-align:bottom;text-align:center;">1.28</td> <td data-sheets-numberformat='{"1":2,"2":"0","3":1}' data-sheets-value='{"1":3,"3":64}' style="overflow:hidden;padding:0px 3px 0px 3px;vertical-align:bottom;text-align:center;">64</td> <td data-sheets-numberformat='{"1":2,"2":"0","3":1}' data-sheets-value='{"1":3,"3":54}' style="overflow:hidden;padding:0px 3px 0px 3px;vertical-align:bottom;text-align:center;">54</td> <td data-sheets-numberformat='{"1":2,"2":"0","3":1}' data-sheets-value='{"1":3,"3":23}' style="border-right:1px solid #000000;overflow:hidden;padding:0px 3px 0px 3px;vertical-align:bottom;text-align:center;">23</td> </tr> <tr style="height:20px;"> <td style="border-bottom:1px solid #000000;border-left:1px solid #000000;overflow:hidden;padding:0px 3px 0px 3px;vertical-align:bottom;"></td> <td data-sheets-value='{"1":2,"2":"Four-walled"}' style="border-bottom:1px solid #000000;overflow:hidden;padding:0px 3px 0px 3px;vertical-align:bottom;font-weight:bold;">Four-walled</td> <td data-sheets-value='{"1":2,"2":"Opal (H/H/O/H)"}' style="border-right:1px solid #000000;border-bottom:1px solid #000000;overflow:hidden;padding:0px 3px 0px 3px;vertical-align:bottom;font-weight:bold;">Opal (H/H/O/H)</td> <td data-sheets-numberformat='{"1":2,"2":"0.00","3":1}' data-sheets-value='{"1":3,"3":1.28}' style="border-bottom:1px solid #000000;overflow:hidden;padding:0px 3px 0px 3px;vertical-align:bottom;text-align:center;">1.28</td> <td data-sheets-numberformat='{"1":2,"2":"0","3":1}' data-sheets-value='{"1":3,"3":59}' style="border-bottom:1px solid #000000;overflow:hidden;padding:0px 3px 0px 3px;vertical-align:bottom;text-align:center;">59</td> <td data-sheets-numberformat='{"1":2,"2":"0","3":1}' data-sheets-value='{"1":3,"3":48}' style="border-bottom:1px solid #000000;overflow:hidden;padding:0px 3px 0px 3px;vertical-align:bottom;text-align:center;">48</td> <td data-sheets-numberformat='{"1":2,"2":"0","3":1}' data-sheets-value='{"1":3,"3":23}' style="border-right:1px solid #000000;border-bottom:1px solid #000000;overflow:hidden;padding:0px 3px 0px 3px;vertical-align:bottom;text-align:center;">23</td> </tr> <tr style="height:20px;"> <td data-sheets-value='{"1":2,"2":"Polycarbonate "}' style="border-left:1px solid #000000;overflow:hidden;padding:0px 3px 0px 3px;vertical-align:bottom;font-weight:bold;">Polycarbonate </td> <td data-sheets-value='{"1":2,"2":"Single-walled"}' style="overflow:hidden;padding:0px 3px 0px 3px;vertical-align:bottom;font-weight:bold;">Single-walled</td> <td data-sheets-value='{"1":2,"2":"Clear (A)"}' style="border-right:1px solid #000000;overflow:hidden;padding:0px 3px 0px 3px;vertical-align:bottom;font-weight:bold;">Clear (A)</td> <td data-sheets-numberformat='{"1":2,"2":"0.00","3":1}' data-sheets-value='{"1":3,"3":5.17}' style="overflow:hidden;padding:0px 3px 0px 3px;vertical-align:bottom;text-align:center;">5.17</td> <td data-sheets-numberformat='{"1":2,"2":"0","3":1}' data-sheets-value='{"1":3,"3":88}' style="overflow:hidden;padding:0px 3px 0px 3px;vertical-align:bottom;text-align:center;">88</td> <td data-sheets-numberformat='{"1":2,"2":"0","3":1}' data-sheets-value='{"1":3,"3":83}' style="overflow:hidden;padding:0px 3px 0px 3px;vertical-align:bottom;text-align:center;">83</td> <td data-sheets-numberformat='{"1":2,"2":"0","3":1}' data-sheets-value='{"1":2,"2":"-"}' style="border-right:1px solid #000000;overflow:hidden;padding:0px 3px 0px 3px;vertical-align:bottom;text-align:center;">-</td> </tr> <tr style="height:20px;"> <td data-sheets-value='{"1":2,"2":"PC"}' style="border-left:1px solid #000000;overflow:hidden;padding:0px 3px 0px 3px;vertical-align:bottom;font-weight:bold;">PC</td> <td data-sheets-value='{"1":2,"2":"Single-walled"}' style="overflow:hidden;padding:0px 3px 0px 3px;vertical-align:bottom;font-weight:bold;">Single-walled</td> <td data-sheets-value='{"1":2,"2":"Opal (D)"}' style="border-right:1px solid #000000;overflow:hidden;padding:0px 3px 0px 3px;vertical-align:bottom;font-weight:bold;">Opal (D)</td> <td data-sheets-numberformat='{"1":2,"2":"0.00","3":1}' data-sheets-value='{"1":3,"3":5.17}' style="overflow:hidden;padding:0px 3px 0px 3px;vertical-align:bottom;text-align:center;">5.17</td> <td data-sheets-numberformat='{"1":2,"2":"0","3":1}' data-sheets-value='{"1":3,"3":58}' style="overflow:hidden;padding:0px 3px 0px 3px;vertical-align:bottom;text-align:center;">58</td> <td data-sheets-numberformat='{"1":2,"2":"0","3":1}' data-sheets-value='{"1":3,"3":60}' style="overflow:hidden;padding:0px 3px 0px 3px;vertical-align:bottom;text-align:center;">60</td> <td data-sheets-numberformat='{"1":2,"2":"0","3":1}' data-sheets-value='{"1":2,"2":"-"}' style="border-right:1px solid #000000;overflow:hidden;padding:0px 3px 0px 3px;vertical-align:bottom;text-align:center;">-</td> </tr> <tr style="height:20px;"> <td style="border-left:1px solid #000000;overflow:hidden;padding:0px 3px 0px 3px;vertical-align:bottom;font-weight:bold;"></td> <td data-sheets-value='{"1":2,"2":"Double-walled"}' style="overflow:hidden;padding:0px 3px 0px 3px;vertical-align:bottom;font-weight:bold;">Double-walled</td> <td data-sheets-value='{"1":2,"2":"Clear (A/H)"}' style="border-right:1px solid #000000;overflow:hidden;padding:0px 3px 0px 3px;vertical-align:bottom;font-weight:bold;">Clear (A/H)</td> <td data-sheets-numberformat='{"1":2,"2":"0.00","3":1}' data-sheets-value='{"1":3,"3":2.9}' style="overflow:hidden;padding:0px 3px 0px 3px;vertical-align:bottom;text-align:center;">2.90</td> <td data-sheets-numberformat='{"1":2,"2":"0","3":1}' data-sheets-value='{"1":3,"3":79}' style="overflow:hidden;padding:0px 3px 0px 3px;vertical-align:bottom;text-align:center;">79</td> <td data-sheets-numberformat='{"1":2,"2":"0","3":1}' data-sheets-value='{"1":3,"3":72}' style="overflow:hidden;padding:0px 3px 0px 3px;vertical-align:bottom;text-align:center;">72</td> <td data-sheets-numberformat='{"1":2,"2":"0","3":1}' data-sheets-value='{"1":3,"3":20}' style="border-right:1px solid #000000;overflow:hidden;padding:0px 3px 0px 3px;vertical-align:bottom;text-align:center;">20</td> </tr> <tr style="height:20px;"> <td style="border-left:1px solid #000000;overflow:hidden;padding:0px 3px 0px 3px;vertical-align:bottom;font-weight:bold;"></td> <td data-sheets-value='{"1":2,"2":"Double-walled"}' style="overflow:hidden;padding:0px 3px 0px 3px;vertical-align:bottom;font-weight:bold;">Double-walled</td> <td data-sheets-value='{"1":2,"2":"Clear (A/A)"}' style="border-right:1px solid #000000;overflow:hidden;padding:0px 3px 0px 3px;vertical-align:bottom;font-weight:bold;">Clear (A/A)</td> <td data-sheets-numberformat='{"1":2,"2":"0.00","3":1}' data-sheets-value='{"1":3,"3":2.9}' style="overflow:hidden;padding:0px 3px 0px 3px;vertical-align:bottom;text-align:center;">2.90</td> <td data-sheets-numberformat='{"1":2,"2":"0","3":1}' data-sheets-value='{"1":3,"3":77}' style="overflow:hidden;padding:0px 3px 0px 3px;vertical-align:bottom;text-align:center;">77</td> <td data-sheets-numberformat='{"1":2,"2":"0","3":1}' data-sheets-value='{"1":3,"3":69}' style="overflow:hidden;padding:0px 3px 0px 3px;vertical-align:bottom;text-align:center;">69</td> <td data-sheets-numberformat='{"1":2,"2":"0","3":1}' data-sheets-value='{"1":3,"3":20}' style="border-right:1px solid #000000;overflow:hidden;padding:0px 3px 0px 3px;vertical-align:bottom;text-align:center;">20</td> </tr> <tr style="height:20px;"> <td style="border-left:1px solid #000000;overflow:hidden;padding:0px 3px 0px 3px;vertical-align:bottom;font-weight:bold;"></td> <td data-sheets-value='{"1":2,"2":"Double-walled"}' style="overflow:hidden;padding:0px 3px 0px 3px;vertical-align:bottom;font-weight:bold;">Double-walled</td> <td data-sheets-value='{"1":2,"2":"Opal (A/O)"}' style="border-right:1px solid #000000;overflow:hidden;padding:0px 3px 0px 3px;vertical-align:bottom;font-weight:bold;">Opal (A/O)</td> <td data-sheets-numberformat='{"1":2,"2":"0.00","3":1}' data-sheets-value='{"1":3,"3":2.9}' style="overflow:hidden;padding:0px 3px 0px 3px;vertical-align:bottom;text-align:center;">2.90</td> <td data-sheets-numberformat='{"1":2,"2":"0","3":1}' data-sheets-value='{"1":3,"3":73}' style="overflow:hidden;padding:0px 3px 0px 3px;vertical-align:bottom;text-align:center;">73</td> <td data-sheets-numberformat='{"1":2,"2":"0","3":1}' data-sheets-value='{"1":3,"3":63}' style="overflow:hidden;padding:0px 3px 0px 3px;vertical-align:bottom;text-align:center;">63</td> <td data-sheets-numberformat='{"1":2,"2":"0","3":1}' data-sheets-value='{"1":3,"3":20}' style="border-right:1px solid #000000;overflow:hidden;padding:0px 3px 0px 3px;vertical-align:bottom;text-align:center;">20</td> </tr> <tr style="height:20px;"> <td style="border-left:1px solid #000000;overflow:hidden;padding:0px 3px 0px 3px;vertical-align:bottom;font-weight:bold;"></td> <td data-sheets-value='{"1":2,"2":"Double-walled"}' style="overflow:hidden;padding:0px 3px 0px 3px;vertical-align:bottom;font-weight:bold;">Double-walled</td> <td data-sheets-value='{"1":2,"2":"Opal (A/D)"}' style="border-right:1px solid #000000;overflow:hidden;padding:0px 3px 0px 3px;vertical-align:bottom;font-weight:bold;">Opal (A/D)</td> <td data-sheets-numberformat='{"1":2,"2":"0.00","3":1}' data-sheets-value='{"1":3,"3":2.9}' style="overflow:hidden;padding:0px 3px 0px 3px;vertical-align:bottom;text-align:center;">2.90</td> <td data-sheets-numberformat='{"1":2,"2":"0","3":1}' data-sheets-value='{"1":3,"3":51}' style="overflow:hidden;padding:0px 3px 0px 3px;vertical-align:bottom;text-align:center;">51</td> <td data-sheets-numberformat='{"1":2,"2":"0","3":1}' data-sheets-value='{"1":3,"3":50}' style="overflow:hidden;padding:0px 3px 0px 3px;vertical-align:bottom;text-align:center;">50</td> <td data-sheets-numberformat='{"1":2,"2":"0","3":1}' data-sheets-value='{"1":3,"3":20}' style="border-right:1px solid #000000;overflow:hidden;padding:0px 3px 0px 3px;vertical-align:bottom;text-align:center;">20</td> </tr> <tr style="height:20px;"> <td style="border-left:1px solid #000000;overflow:hidden;padding:0px 3px 0px 3px;vertical-align:bottom;font-weight:bold;"></td> <td data-sheets-value='{"1":2,"2":"Triple-walled"}' style="overflow:hidden;padding:0px 3px 0px 3px;vertical-align:bottom;font-weight:bold;">Triple-walled</td> <td data-sheets-value='{"1":2,"2":"Clear (A/H/H)"}' style="border-right:1px solid #000000;overflow:hidden;padding:0px 3px 0px 3px;vertical-align:bottom;font-weight:bold;">Clear (A/H/H)</td> <td data-sheets-numberformat='{"1":2,"2":"0.00","3":1}' data-sheets-value='{"1":3,"3":1.7}' style="overflow:hidden;padding:0px 3px 0px 3px;vertical-align:bottom;text-align:center;">1.70</td> <td data-sheets-numberformat='{"1":2,"2":"0","3":1}' data-sheets-value='{"1":3,"3":71}' style="overflow:hidden;padding:0px 3px 0px 3px;vertical-align:bottom;text-align:center;">71</td> <td data-sheets-numberformat='{"1":2,"2":"0","3":1}' data-sheets-value='{"1":3,"3":63}' style="overflow:hidden;padding:0px 3px 0px 3px;vertical-align:bottom;text-align:center;">63</td> <td data-sheets-numberformat='{"1":2,"2":"0","3":1}' data-sheets-value='{"1":3,"3":22}' style="border-right:1px solid #000000;overflow:hidden;padding:0px 3px 0px 3px;vertical-align:bottom;text-align:center;">22</td> </tr> <tr style="height:20px;"> <td style="border-left:1px solid #000000;overflow:hidden;padding:0px 3px 0px 3px;vertical-align:bottom;font-weight:bold;"></td> <td data-sheets-value='{"1":2,"2":"Triple-walled"}' style="overflow:hidden;padding:0px 3px 0px 3px;vertical-align:bottom;font-weight:bold;">Triple-walled</td> <td data-sheets-value='{"1":2,"2":"Opal (A/O/O)"}' style="border-right:1px solid #000000;overflow:hidden;padding:0px 3px 0px 3px;vertical-align:bottom;font-weight:bold;">Opal (A/O/O)</td> <td data-sheets-numberformat='{"1":2,"2":"0.00","3":1}' data-sheets-value='{"1":3,"3":1.7}' style="overflow:hidden;padding:0px 3px 0px 3px;vertical-align:bottom;text-align:center;">1.70</td> <td data-sheets-numberformat='{"1":2,"2":"0","3":1}' data-sheets-value='{"1":3,"3":61}' style="overflow:hidden;padding:0px 3px 0px 3px;vertical-align:bottom;text-align:center;">61</td> <td data-sheets-numberformat='{"1":2,"2":"0","3":1}' data-sheets-value='{"1":3,"3":48}' style="overflow:hidden;padding:0px 3px 0px 3px;vertical-align:bottom;text-align:center;">48</td> <td data-sheets-numberformat='{"1":2,"2":"0","3":1}' data-sheets-value='{"1":3,"3":22}' style="border-right:1px solid #000000;overflow:hidden;padding:0px 3px 0px 3px;vertical-align:bottom;text-align:center;">22</td> </tr> <tr style="height:20px;"> <td style="border-left:1px solid #000000;overflow:hidden;padding:0px 3px 0px 3px;vertical-align:bottom;font-weight:bold;"></td> <td data-sheets-value='{"1":2,"2":"Four-walled"}' style="overflow:hidden;padding:0px 3px 0px 3px;vertical-align:bottom;font-weight:bold;">Four-walled</td> <td data-sheets-value='{"1":2,"2":"Clear (A/H/H/H)"}' style="border-right:1px solid #000000;overflow:hidden;padding:0px 3px 0px 3px;vertical-align:bottom;font-weight:bold;">Clear (A/H/H/H)</td> <td data-sheets-numberformat='{"1":2,"2":"0.00","3":1}' data-sheets-value='{"1":3,"3":1.28}' style="overflow:hidden;padding:0px 3px 0px 3px;vertical-align:bottom;text-align:center;">1.28</td> <td data-sheets-numberformat='{"1":2,"2":"0","3":1}' data-sheets-value='{"1":3,"3":64}' style="overflow:hidden;padding:0px 3px 0px 3px;vertical-align:bottom;text-align:center;">64</td> <td data-sheets-numberformat='{"1":2,"2":"0","3":1}' data-sheets-value='{"1":3,"3":52}' style="overflow:hidden;padding:0px 3px 0px 3px;vertical-align:bottom;text-align:center;">52</td> <td data-sheets-numberformat='{"1":2,"2":"0","3":1}' data-sheets-value='{"1":3,"3":23}' style="border-right:1px solid #000000;overflow:hidden;padding:0px 3px 0px 3px;vertical-align:bottom;text-align:center;">23</td> </tr> <tr style="height:20px;"> <td style="border-bottom:1px solid #000000;border-left:1px solid #000000;overflow:hidden;padding:0px 3px 0px 3px;vertical-align:bottom;"></td> <td data-sheets-value='{"1":2,"2":"Four-walled"}' style="border-bottom:1px solid #000000;overflow:hidden;padding:0px 3px 0px 3px;vertical-align:bottom;font-weight:bold;">Four-walled</td> <td data-sheets-value='{"1":2,"2":"Opal (A/H/O/H)"}' style="border-right:1px solid #000000;border-bottom:1px solid #000000;overflow:hidden;padding:0px 3px 0px 3px;vertical-align:bottom;font-weight:bold;">Opal (A/H/O/H)</td> <td data-sheets-numberformat='{"1":2,"2":"0.00","3":1}' data-sheets-value='{"1":3,"3":1.28}' style="border-bottom:1px solid #000000;overflow:hidden;padding:0px 3px 0px 3px;vertical-align:bottom;text-align:center;">1.28</td> <td data-sheets-numberformat='{"1":2,"2":"0","3":1}' data-sheets-value='{"1":3,"3":59}' style="border-bottom:1px solid #000000;overflow:hidden;padding:0px 3px 0px 3px;vertical-align:bottom;text-align:center;">59</td> <td data-sheets-numberformat='{"1":2,"2":"0","3":1}' data-sheets-value='{"1":3,"3":46}' style="border-bottom:1px solid #000000;overflow:hidden;padding:0px 3px 0px 3px;vertical-align:bottom;text-align:center;">46</td> <td data-sheets-numberformat='{"1":2,"2":"0","3":1}' data-sheets-value='{"1":3,"3":23}' style="border-right:1px solid #000000;border-bottom:1px solid #000000;overflow:hidden;padding:0px 3px 0px 3px;vertical-align:bottom;text-align:center;">23</td> </tr> <tr style="height:20px;"> <td data-sheets-value='{"1":2,"2":"Polycarbonate"}' style="border-left:1px solid #000000;overflow:hidden;padding:0px 3px 0px 3px;vertical-align:bottom;font-weight:bold;">Polycarbonate</td> <td data-sheets-value='{"1":2,"2":"Single-walled"}' style="overflow:hidden;padding:0px 3px 0px 3px;vertical-align:bottom;font-weight:bold;">Single-walled</td> <td data-sheets-value='{"1":2,"2":"Heatstop Opal (T)"}' style="border-right:1px solid #000000;overflow:hidden;padding:0px 3px 0px 3px;vertical-align:bottom;font-weight:bold;">Heatstop Opal (T)</td> <td data-sheets-numberformat='{"1":2,"2":"0.00","3":1}' data-sheets-value='{"1":3,"3":5.17}' style="overflow:hidden;padding:0px 3px 0px 3px;vertical-align:bottom;text-align:center;">5.17</td> <td data-sheets-numberformat='{"1":2,"2":"0","3":1}' data-sheets-value='{"1":3,"3":49}' style="overflow:hidden;padding:0px 3px 0px 3px;vertical-align:bottom;text-align:center;">49</td> <td data-sheets-numberformat='{"1":2,"2":"0","3":1}' data-sheets-value='{"1":3,"3":59}' style="overflow:hidden;padding:0px 3px 0px 3px;vertical-align:bottom;text-align:center;">59</td> <td data-sheets-numberformat='{"1":2,"2":"0","3":1}' data-sheets-value='{"1":2,"2":"-"}' style="border-right:1px solid #000000;overflow:hidden;padding:0px 3px 0px 3px;vertical-align:bottom;text-align:center;">-</td> </tr> <tr style="height:20px;"> <td data-sheets-value='{"1":2,"2":"Heatstop PC"}' style="border-left:1px solid #000000;overflow:hidden;padding:0px 3px 0px 3px;vertical-align:bottom;font-weight:bold;">Heatstop PC</td> <td data-sheets-value='{"1":2,"2":"Double-walled"}' style="overflow:hidden;padding:0px 3px 0px 3px;vertical-align:bottom;font-weight:bold;">Double-walled</td> <td data-sheets-value='{"1":2,"2":"Clear (T/H)"}' style="border-right:1px solid #000000;overflow:hidden;padding:0px 3px 0px 3px;vertical-align:bottom;font-weight:bold;">Clear (T/H)</td> <td data-sheets-numberformat='{"1":2,"2":"0.00","3":1}' data-sheets-value='{"1":3,"3":2.9}' style="overflow:hidden;padding:0px 3px 0px 3px;vertical-align:bottom;text-align:center;">2.90</td> <td data-sheets-numberformat='{"1":2,"2":"0","3":1}' data-sheets-value='{"1":3,"3":44}' style="overflow:hidden;padding:0px 3px 0px 3px;vertical-align:bottom;text-align:center;">44</td> <td data-sheets-numberformat='{"1":2,"2":"0","3":1}' data-sheets-value='{"1":3,"3":51}' style="overflow:hidden;padding:0px 3px 0px 3px;vertical-align:bottom;text-align:center;">51</td> <td data-sheets-numberformat='{"1":2,"2":"0","3":1}' data-sheets-value='{"1":3,"3":20}' style="border-right:1px solid #000000;overflow:hidden;padding:0px 3px 0px 3px;vertical-align:bottom;text-align:center;">20</td> </tr> <tr style="height:20px;"> <td style="border-left:1px solid #000000;overflow:hidden;padding:0px 3px 0px 3px;vertical-align:bottom;font-weight:bold;"></td> <td data-sheets-value='{"1":2,"2":"Double-walled"}' style="overflow:hidden;padding:0px 3px 0px 3px;vertical-align:bottom;font-weight:bold;">Double-walled</td> <td data-sheets-value='{"1":2,"2":"Opal (T/O)"}' style="border-right:1px solid #000000;overflow:hidden;padding:0px 3px 0px 3px;vertical-align:bottom;font-weight:bold;">Opal (T/O)</td> <td data-sheets-numberformat='{"1":2,"2":"0.00","3":1}' data-sheets-value='{"1":3,"3":2.9}' style="overflow:hidden;padding:0px 3px 0px 3px;vertical-align:bottom;text-align:center;">2.90</td> <td data-sheets-numberformat='{"1":2,"2":"0","3":1}' data-sheets-value='{"1":3,"3":41}' style="overflow:hidden;padding:0px 3px 0px 3px;vertical-align:bottom;text-align:center;">41</td> <td data-sheets-numberformat='{"1":2,"2":"0","3":1}' data-sheets-value='{"1":3,"3":45}' style="overflow:hidden;padding:0px 3px 0px 3px;vertical-align:bottom;text-align:center;">45</td> <td data-sheets-numberformat='{"1":2,"2":"0","3":1}' data-sheets-value='{"1":3,"3":20}' style="border-right:1px solid #000000;overflow:hidden;padding:0px 3px 0px 3px;vertical-align:bottom;text-align:center;">20</td> </tr> <tr style="height:20px;"> <td style="border-left:1px solid #000000;overflow:hidden;padding:0px 3px 0px 3px;vertical-align:bottom;font-weight:bold;"></td> <td data-sheets-value='{"1":2,"2":"Triple-walled"}' style="overflow:hidden; | skylux-160-ce-met-koepel-en-metaalopstand-met-lm-motor-en-windvang-1600-x-2300-mm | 8586007478605 | 46872297210189
Smoke and heat exhaust (SHEV) | SHE system | Skylux | Skylux 160° CE with skylight and metal curb with double LM-actuator and spoiler 1600 x 2500 mm |  | 33939 | 5412970339397 | 8881.4 | Yes | 30-45 | 178.95 | 1600 x 2500 mm | 2500 | 1600 |  | metal curb M30 (30 cm high) | Rectangular | 5.17 W/m²K - 1.28 W/m²K | 87% - 32% | 90% - 32% | 20dB - 23dB | 160° CE (for industry) | skylight | with spoiler | E | Double actuator | Maximum four-walled skylight possible for this product | Ut-value LT-value g-value Rw-value EN 1873 : 2014 EN ISO 13468 EN 16153 EN 410 EN 410 EN ISO 140-3 Material Walls Shells (W/m²K) (%) (%) (dB) Acrylic Single-walled Clear (H) 5.17 90 87 - PMMA Single-walled Opal (O) 5.17 83 76 - Double-walled Clear (H/H) 2.90 81 75 20 Double-walled Opal (O/O) 2.90 69 58 20 Triple-walled Clear (H/H/H) 1.70 73 65 22 Triple-walled Opal (O/H/O) 1.70 62 51 22 Four-walled Clear (H/H/H/H) 1.28 64 54 23 Four-walled Opal (H/H/O/H) 1.28 59 48 23 Polycarbonate Single-walled Clear (A) 5.17 88 83 - PC Single-walled Opal (D) 5.17 58 60 - Double-walled Clear (A/H) 2.90 79 72 20 Double-walled Clear (A/A) 2.90 77 69 20 Double-walled Opal (A/O) 2.90 73 63 20 Double-walled Opal (A/D) 2.90 51 50 20 Triple-walled Clear (A/H/H) 1.70 71 63 22 Triple-walled Opal (A/O/O) 1.70 61 48 22 Four-walled Clear (A/H/H/H) 1.28 64 52 23 Four-walled Opal (A/H/O/H) 1.28 59 46 23 Polycarbonate Single-walled Heatstop Opal (T) 5.17 49 59 - Heatstop PC Double-walled Clear (T/H) 2.90 44 51 20 Double-walled Opal (T/O) 2.90 41 45 20 Triple-walled Clear (T/H/H) 1.70 40 <td data-sheets-numberformat='{"1":2,"2":"0","3":1}' data-sheets-value='{"1":3,"3":44}' style="overflow:hidden;paddin | https://skylux.eu/en/products/skylux-160-ce-met-koepel-en-metaalopstand-met-lm-motor-en-windvang-1600-x-2500-mm | https://skylux.eu/cdn/shop/files/Skylux-160deg-CE-met-koepel-en-metaalopstand-met-dubbele-LM-motor-en-windvang-1600-x-2500-mm-RWA-systeem.jpg?v=1702977685&width=1600 | https://skylux.eu/cdn/shop/files/e5a82811-1bb0-48e4-a776-cacb59c7c092_771f9fcc-1bd5-491f-bbc7-9abdf61413b9.jpg?v=1688550440&width=1600 | //skylux.eu/cdn/shop/files/E_MH_Mounting_instructions_Skylux_160_CE_LM.pdf?v=12406716259046007223 | //skylux.eu/cdn/shop/files/E_TD_Technical_File_Skylux_Skylux_160_CE_Electric.pdf?v=3667116872303399239 | <style type="text/css" id="isPasted"> <!--td { border: 1px solid #cccccc; } br { mso-data-placement: same-cell; } --> </style> <table border="1" cellpadding="0" cellspacing="0" dir="ltr" style="table-layout:fixed;font-size:10pt;font-family:Arial;border-collapse:collapse;border:none;"><tbody> <tr style="height:20px;"> <td style="overflow:hidden;padding:0px 3px 0px 3px;vertical-align:bottom;"></td> <td style="overflow:hidden;padding:0px 3px 0px 3px;vertical-align:bottom;"></td> <td style="overflow:hidden;padding:0px 3px 0px 3px;vertical-align:bottom;"></td> <td data-sheets-value='{"1":2,"2":"Ut-value"}' style="overflow:hidden;padding:0px 3px 0px 3px;vertical-align:bottom;font-weight:bold;text-align:center;">Ut-value</td> <td data-sheets-value='{"1":2,"2":"LT-value"}' style="overflow:hidden;padding:0px 3px 0px 3px;vertical-align:bottom;font-weight:bold;text-align:center;">LT-value</td> <td data-sheets-value='{"1":2,"2":"g-value"}' style="overflow:hidden;padding:0px 3px 0px 3px;vertical-align:bottom;font-weight:bold;text-align:center;">g-value</td> <td data-sheets-value='{"1":2,"2":"Rw-value "}' style="overflow:hidden;padding:0px 3px 0px 3px;vertical-align:bottom;font-weight:bold;text-align:center;">Rw-value </td> </tr> <tr style="height:20px;"> <td style="overflow:hidden;padding:0px 3px 0px 3px;vertical-align:bottom;"></td> <td style="overflow:hidden;padding:0px 3px 0px 3px;vertical-align:bottom;"></td> <td style="overflow:hidden;padding:0px 3px 0px 3px;vertical-align:bottom;"></td> <td data-sheets-numberformat='{"1":2,"2":"0.00","3":1}' data-sheets-value='{"1":2,"2":"EN 1873 : 2014"}' style="overflow:hidden;padding:0px 3px 0px 3px;vertical-align:bottom;text-align:center;">EN 1873 : 2014</td> <td data-sheets-numberformat='{"1":2,"2":"0","3":1}' data-sheets-value='{"1":2,"2":"EN ISO 13468 EN 16153 EN 410"}' style="overflow:hidden;padding:0px 3px 0px 3px;vertical-align:bottom;text-align:center;">EN ISO 13468 EN 16153 EN 410</td> <td data-sheets-numberformat='{"1":2,"2":"0","3":1}' data-sheets-value='{"1":2,"2":"EN 410"}' style="overflow:hidden;padding:0px 3px 0px 3px;vertical-align:bottom;text-align:center;">EN 410</td> <td data-sheets-value='{"1":2,"2":"EN ISO 140-3\t\t"}' style="overflow:hidden;padding:0px 3px 0px 3px;vertical-align:bottom;text-align:center;">EN ISO 140-3 </td> </tr> <tr style="height:20px;"> <td data-sheets-value='{"1":2,"2":"Material"}' style="border-bottom:1px solid #000000;overflow:hidden;padding:0px 3px 0px 3px;vertical-align:bottom;background-color:#000000;font-weight:bold;color:#ffffff;">Material</td> <td data-sheets-value='{"1":2,"2":"Walls"}' style="border-bottom:1px solid #000000;overflow:hidden;padding:0px 3px 0px 3px;vertical-align:bottom;background-color:#000000;font-weight:bold;color:#ffffff;">Walls</td> <td data-sheets-value='{"1":2,"2":"Shells"}' style="border-bottom:1px solid #000000;overflow:hidden;padding:0px 3px 0px 3px;vertical-align:bottom;background-color:#000000;font-weight:bold;color:#ffffff;">Shells</td> <td data-sheets-numberformat='{"1":2,"2":"0.00","3":1}' data-sheets-value='{"1":2,"2":"(W/m²K)\t"}' style="border-bottom:1px solid #000000;overflow:hidden;padding:0px 3px 0px 3px;vertical-align:bottom;background-color:#000000;font-weight:bold;color:#ffffff;text-align:center;">(W/m²K) </td> <td data-sheets-numberformat='{"1":2,"2":"0","3":1}' data-sheets-value='{"1":2,"2":"(%)"}' style="border-bottom:1px solid #000000;overflow:hidden;padding:0px 3px 0px 3px;vertical-align:bottom;background-color:#000000;font-weight:bold;color:#ffffff;text-align:center;">(%)</td> <td data-sheets-numberformat='{"1":2,"2":"0","3":1}' data-sheets-value='{"1":2,"2":"(%)"}' style="border-bottom:1px solid #000000;overflow:hidden;padding:0px 3px 0px 3px;vertical-align:bottom;background-color:#000000;font-weight:bold;color:#ffffff;text-align:center;">(%)</td> <td data-sheets-value='{"1":2,"2":"(dB)"}' style="border-bottom:1px solid #000000;overflow:hidden;padding:0px 3px 0px 3px;vertical-align:bottom;background-color:#000000;font-weight:bold;color:#ffffff;text-align:center;">(dB)</td> </tr> <tr style="height:20px;"> <td data-sheets-value='{"1":2,"2":"Acrylic"}' style="border-left:1px solid #000000;overflow:hidden;padding:0px 3px 0px 3px;vertical-align:bottom;font-weight:bold;">Acrylic</td> <td data-sheets-value='{"1":2,"2":"Single-walled"}' style="overflow:hidden;padding:0px 3px 0px 3px;vertical-align:bottom;font-weight:bold;">Single-walled</td> <td data-sheets-value='{"1":2,"2":"Clear (H)"}' style="border-right:1px solid #000000;overflow:hidden;padding:0px 3px 0px 3px;vertical-align:bottom;font-weight:bold;">Clear (H)</td> <td data-sheets-numberformat='{"1":2,"2":"0.00","3":1}' data-sheets-value='{"1":3,"3":5.17}' style="overflow:hidden;padding:0px 3px 0px 3px;vertical-align:bottom;text-align:center;">5.17</td> <td data-sheets-numberformat='{"1":2,"2":"0","3":1}' data-sheets-value='{"1":3,"3":90}' style="overflow:hidden;padding:0px 3px 0px 3px;vertical-align:bottom;text-align:center;">90</td> <td data-sheets-numberformat='{"1":2,"2":"0","3":1}' data-sheets-value='{"1":3,"3":87}' style="overflow:hidden;padding:0px 3px 0px 3px;vertical-align:bottom;text-align:center;">87</td> <td data-sheets-numberformat='{"1":2,"2":"0","3":1}' data-sheets-value='{"1":2,"2":"-"}' style="border-right:1px solid #000000;overflow:hidden;padding:0px 3px 0px 3px;vertical-align:bottom;text-align:center;">-</td> </tr> <tr style="height:20px;"> <td data-sheets-value='{"1":2,"2":"PMMA"}' style="border-left:1px solid #000000;overflow:hidden;padding:0px 3px 0px 3px;vertical-align:bottom;font-weight:bold;">PMMA</td> <td data-sheets-value='{"1":2,"2":"Single-walled"}' style="overflow:hidden;padding:0px 3px 0px 3px;vertical-align:bottom;font-weight:bold;">Single-walled</td> <td data-sheets-value='{"1":2,"2":"Opal (O)"}' style="border-right:1px solid #000000;overflow:hidden;padding:0px 3px 0px 3px;vertical-align:bottom;font-weight:bold;">Opal (O)</td> <td data-sheets-numberformat='{"1":2,"2":"0.00","3":1}' data-sheets-value='{"1":3,"3":5.17}' style="overflow:hidden;padding:0px 3px 0px 3px;vertical-align:bottom;text-align:center;">5.17</td> <td data-sheets-numberformat='{"1":2,"2":"0","3":1}' data-sheets-value='{"1":3,"3":83}' style="overflow:hidden;padding:0px 3px 0px 3px;vertical-align:bottom;text-align:center;">83</td> <td data-sheets-numberformat='{"1":2,"2":"0","3":1}' data-sheets-value='{"1":3,"3":76}' style="overflow:hidden;padding:0px 3px 0px 3px;vertical-align:bottom;text-align:center;">76</td> <td data-sheets-numberformat='{"1":2,"2":"0","3":1}' data-sheets-value='{"1":2,"2":"-"}' style="border-right:1px solid #000000;overflow:hidden;padding:0px 3px 0px 3px;vertical-align:bottom;text-align:center;">-</td> </tr> <tr style="height:20px;"> <td style="border-left:1px solid #000000;overflow:hidden;padding:0px 3px 0px 3px;vertical-align:bottom;font-weight:bold;"></td> <td data-sheets-value='{"1":2,"2":"Double-walled"}' style="overflow:hidden;padding:0px 3px 0px 3px;vertical-align:bottom;font-weight:bold;">Double-walled</td> <td data-sheets-value='{"1":2,"2":"Clear (H/H)"}' style="border-right:1px solid #000000;overflow:hidden;padding:0px 3px 0px 3px;vertical-align:bottom;font-weight:bold;">Clear (H/H)</td> <td data-sheets-numberformat='{"1":2,"2":"0.00","3":1}' data-sheets-value='{"1":3,"3":2.9}' style="overflow:hidden;padding:0px 3px 0px 3px;vertical-align:bottom;text-align:center;">2.90</td> <td data-sheets-numberformat='{"1":2,"2":"0","3":1}' data-sheets-value='{"1":3,"3":81}' style="overflow:hidden;padding:0px 3px 0px 3px;vertical-align:bottom;text-align:center;">81</td> <td data-sheets-numberformat='{"1":2,"2":"0","3":1}' data-sheets-value='{"1":3,"3":75}' style="overflow:hidden;padding:0px 3px 0px 3px;vertical-align:bottom;text-align:center;">75</td> <td data-sheets-numberformat='{"1":2,"2":"0","3":1}' data-sheets-value='{"1":3,"3":20}' style="border-right:1px solid #000000;overflow:hidden;padding:0px 3px 0px 3px;vertical-align:bottom;text-align:center;">20</td> </tr> <tr style="height:20px;"> <td style="border-left:1px solid #000000;overflow:hidden;padding:0px 3px 0px 3px;vertical-align:bottom;font-weight:bold;"></td> <td data-sheets-value='{"1":2,"2":"Double-walled"}' style="overflow:hidden;padding:0px 3px 0px 3px;vertical-align:bottom;font-weight:bold;">Double-walled</td> <td data-sheets-value='{"1":2,"2":"Opal (O/O)"}' style="border-right:1px solid #000000;overflow:hidden;padding:0px 3px 0px 3px;vertical-align:bottom;font-weight:bold;">Opal (O/O)</td> <td data-sheets-numberformat='{"1":2,"2":"0.00","3":1}' data-sheets-value='{"1":3,"3":2.9}' style="overflow:hidden;padding:0px 3px 0px 3px;vertical-align:bottom;text-align:center;">2.90</td> <td data-sheets-numberformat='{"1":2,"2":"0","3":1}' data-sheets-value='{"1":3,"3":69}' style="overflow:hidden;padding:0px 3px 0px 3px;vertical-align:bottom;text-align:center;">69</td> <td data-sheets-numberformat='{"1":2,"2":"0","3":1}' data-sheets-value='{"1":3,"3":58}' style="overflow:hidden;padding:0px 3px 0px 3px;vertical-align:bottom;text-align:center;">58</td> <td data-sheets-numberformat='{"1":2,"2":"0","3":1}' data-sheets-value='{"1":3,"3":20}' style="border-right:1px solid #000000;overflow:hidden;padding:0px 3px 0px 3px;vertical-align:bottom;text-align:center;">20</td> </tr> <tr style="height:20px;"> <td style="border-left:1px solid #000000;overflow:hidden;padding:0px 3px 0px 3px;vertical-align:bottom;font-weight:bold;"></td> <td data-sheets-value='{"1":2,"2":"Triple-walled"}' style="overflow:hidden;padding:0px 3px 0px 3px;vertical-align:bottom;font-weight:bold;">Triple-walled</td> <td data-sheets-value='{"1":2,"2":"Clear (H/H/H)"}' style="border-right:1px solid #000000;overflow:hidden;padding:0px 3px 0px 3px;vertical-align:bottom;font-weight:bold;">Clear (H/H/H)</td> <td data-sheets-numberformat='{"1":2,"2":"0.00","3":1}' data-sheets-value='{"1":3,"3":1.7}' style="overflow:hidden;padding:0px 3px 0px 3px;vertical-align:bottom;text-align:center;">1.70</td> <td data-sheets-numberformat='{"1":2,"2":"0","3":1}' data-sheets-value='{"1":3,"3":73}' style="overflow:hidden;padding:0px 3px 0px 3px;vertical-align:bottom;text-align:center;">73</td> <td data-sheets-numberformat='{"1":2,"2":"0","3":1}' data-sheets-value='{"1":3,"3":65}' style="overflow:hidden;padding:0px 3px 0px 3px;vertical-align:bottom;text-align:center;">65</td> <td data-sheets-numberformat='{"1":2,"2":"0","3":1}' data-sheets-value='{"1":3,"3":22}' style="border-right:1px solid #000000;overflow:hidden;padding:0px 3px 0px 3px;vertical-align:bottom;text-align:center;">22</td> </tr> <tr style="height:20px;"> <td style="border-left:1px solid #000000;overflow:hidden;padding:0px 3px 0px 3px;vertical-align:bottom;font-weight:bold;"></td> <td data-sheets-value='{"1":2,"2":"Triple-walled"}' style="overflow:hidden;padding:0px 3px 0px 3px;vertical-align:bottom;font-weight:bold;">Triple-walled</td> <td data-sheets-value='{"1":2,"2":"Opal (O/H/O)"}' style="border-right:1px solid #000000;overflow:hidden;padding:0px 3px 0px 3px;vertical-align:bottom;font-weight:bold;">Opal (O/H/O)</td> <td data-sheets-numberformat='{"1":2,"2":"0.00","3":1}' data-sheets-value='{"1":3,"3":1.7}' style="overflow:hidden;padding:0px 3px 0px 3px;vertical-align:bottom;text-align:center;">1.70</td> <td data-sheets-numberformat='{"1":2,"2":"0","3":1}' data-sheets-value='{"1":3,"3":62}' style="overflow:hidden;padding:0px 3px 0px 3px;vertical-align:bottom;text-align:center;">62</td> <td data-sheets-numberformat='{"1":2,"2":"0","3":1}' data-sheets-value='{"1":3,"3":51}' style="overflow:hidden;padding:0px 3px 0px 3px;vertical-align:bottom;text-align:center;">51</td> <td data-sheets-numberformat='{"1":2,"2":"0","3":1}' data-sheets-value='{"1":3,"3":22}' style="border-right:1px solid #000000;overflow:hidden;padding:0px 3px 0px 3px;vertical-align:bottom;text-align:center;">22</td> </tr> <tr style="height:20px;"> <td style="border-left:1px solid #000000;overflow:hidden;padding:0px 3px 0px 3px;vertical-align:bottom;font-weight:bold;"></td> <td data-sheets-value='{"1":2,"2":"Four-walled"}' style="overflow:hidden;padding:0px 3px 0px 3px;vertical-align:bottom;font-weight:bold;">Four-walled</td> <td data-sheets-value='{"1":2,"2":"Clear (H/H/H/H)"}' style="border-right:1px solid #000000;overflow:hidden;padding:0px 3px 0px 3px;vertical-align:bottom;font-weight:bold;">Clear (H/H/H/H)</td> <td data-sheets-numberformat='{"1":2,"2":"0.00","3":1}' data-sheets-value='{"1":3,"3":1.28}' style="overflow:hidden;padding:0px 3px 0px 3px;vertical-align:bottom;text-align:center;">1.28</td> <td data-sheets-numberformat='{"1":2,"2":"0","3":1}' data-sheets-value='{"1":3,"3":64}' style="overflow:hidden;padding:0px 3px 0px 3px;vertical-align:bottom;text-align:center;">64</td> <td data-sheets-numberformat='{"1":2,"2":"0","3":1}' data-sheets-value='{"1":3,"3":54}' style="overflow:hidden;padding:0px 3px 0px 3px;vertical-align:bottom;text-align:center;">54</td> <td data-sheets-numberformat='{"1":2,"2":"0","3":1}' data-sheets-value='{"1":3,"3":23}' style="border-right:1px solid #000000;overflow:hidden;padding:0px 3px 0px 3px;vertical-align:bottom;text-align:center;">23</td> </tr> <tr style="height:20px;"> <td style="border-bottom:1px solid #000000;border-left:1px solid #000000;overflow:hidden;padding:0px 3px 0px 3px;vertical-align:bottom;"></td> <td data-sheets-value='{"1":2,"2":"Four-walled"}' style="border-bottom:1px solid #000000;overflow:hidden;padding:0px 3px 0px 3px;vertical-align:bottom;font-weight:bold;">Four-walled</td> <td data-sheets-value='{"1":2,"2":"Opal (H/H/O/H)"}' style="border-right:1px solid #000000;border-bottom:1px solid #000000;overflow:hidden;padding:0px 3px 0px 3px;vertical-align:bottom;font-weight:bold;">Opal (H/H/O/H)</td> <td data-sheets-numberformat='{"1":2,"2":"0.00","3":1}' data-sheets-value='{"1":3,"3":1.28}' style="border-bottom:1px solid #000000;overflow:hidden;padding:0px 3px 0px 3px;vertical-align:bottom;text-align:center;">1.28</td> <td data-sheets-numberformat='{"1":2,"2":"0","3":1}' data-sheets-value='{"1":3,"3":59}' style="border-bottom:1px solid #000000;overflow:hidden;padding:0px 3px 0px 3px;vertical-align:bottom;text-align:center;">59</td> <td data-sheets-numberformat='{"1":2,"2":"0","3":1}' data-sheets-value='{"1":3,"3":48}' style="border-bottom:1px solid #000000;overflow:hidden;padding:0px 3px 0px 3px;vertical-align:bottom;text-align:center;">48</td> <td data-sheets-numberformat='{"1":2,"2":"0","3":1}' data-sheets-value='{"1":3,"3":23}' style="border-right:1px solid #000000;border-bottom:1px solid #000000;overflow:hidden;padding:0px 3px 0px 3px;vertical-align:bottom;text-align:center;">23</td> </tr> <tr style="height:20px;"> <td data-sheets-value='{"1":2,"2":"Polycarbonate "}' style="border-left:1px solid #000000;overflow:hidden;padding:0px 3px 0px 3px;vertical-align:bottom;font-weight:bold;">Polycarbonate </td> <td data-sheets-value='{"1":2,"2":"Single-walled"}' style="overflow:hidden;padding:0px 3px 0px 3px;vertical-align:bottom;font-weight:bold;">Single-walled</td> <td data-sheets-value='{"1":2,"2":"Clear (A)"}' style="border-right:1px solid #000000;overflow:hidden;padding:0px 3px 0px 3px;vertical-align:bottom;font-weight:bold;">Clear (A)</td> <td data-sheets-numberformat='{"1":2,"2":"0.00","3":1}' data-sheets-value='{"1":3,"3":5.17}' style="overflow:hidden;padding:0px 3px 0px 3px;vertical-align:bottom;text-align:center;">5.17</td> <td data-sheets-numberformat='{"1":2,"2":"0","3":1}' data-sheets-value='{"1":3,"3":88}' style="overflow:hidden;padding:0px 3px 0px 3px;vertical-align:bottom;text-align:center;">88</td> <td data-sheets-numberformat='{"1":2,"2":"0","3":1}' data-sheets-value='{"1":3,"3":83}' style="overflow:hidden;padding:0px 3px 0px 3px;vertical-align:bottom;text-align:center;">83</td> <td data-sheets-numberformat='{"1":2,"2":"0","3":1}' data-sheets-value='{"1":2,"2":"-"}' style="border-right:1px solid #000000;overflow:hidden;padding:0px 3px 0px 3px;vertical-align:bottom;text-align:center;">-</td> </tr> <tr style="height:20px;"> <td data-sheets-value='{"1":2,"2":"PC"}' style="border-left:1px solid #000000;overflow:hidden;padding:0px 3px 0px 3px;vertical-align:bottom;font-weight:bold;">PC</td> <td data-sheets-value='{"1":2,"2":"Single-walled"}' style="overflow:hidden;padding:0px 3px 0px 3px;vertical-align:bottom;font-weight:bold;">Single-walled</td> <td data-sheets-value='{"1":2,"2":"Opal (D)"}' style="border-right:1px solid #000000;overflow:hidden;padding:0px 3px 0px 3px;vertical-align:bottom;font-weight:bold;">Opal (D)</td> <td data-sheets-numberformat='{"1":2,"2":"0.00","3":1}' data-sheets-value='{"1":3,"3":5.17}' style="overflow:hidden;padding:0px 3px 0px 3px;vertical-align:bottom;text-align:center;">5.17</td> <td data-sheets-numberformat='{"1":2,"2":"0","3":1}' data-sheets-value='{"1":3,"3":58}' style="overflow:hidden;padding:0px 3px 0px 3px;vertical-align:bottom;text-align:center;">58</td> <td data-sheets-numberformat='{"1":2,"2":"0","3":1}' data-sheets-value='{"1":3,"3":60}' style="overflow:hidden;padding:0px 3px 0px 3px;vertical-align:bottom;text-align:center;">60</td> <td data-sheets-numberformat='{"1":2,"2":"0","3":1}' data-sheets-value='{"1":2,"2":"-"}' style="border-right:1px solid #000000;overflow:hidden;padding:0px 3px 0px 3px;vertical-align:bottom;text-align:center;">-</td> </tr> <tr style="height:20px;"> <td style="border-left:1px solid #000000;overflow:hidden;padding:0px 3px 0px 3px;vertical-align:bottom;font-weight:bold;"></td> <td data-sheets-value='{"1":2,"2":"Double-walled"}' style="overflow:hidden;padding:0px 3px 0px 3px;vertical-align:bottom;font-weight:bold;">Double-walled</td> <td data-sheets-value='{"1":2,"2":"Clear (A/H)"}' style="border-right:1px solid #000000;overflow:hidden;padding:0px 3px 0px 3px;vertical-align:bottom;font-weight:bold;">Clear (A/H)</td> <td data-sheets-numberformat='{"1":2,"2":"0.00","3":1}' data-sheets-value='{"1":3,"3":2.9}' style="overflow:hidden;padding:0px 3px 0px 3px;vertical-align:bottom;text-align:center;">2.90</td> <td data-sheets-numberformat='{"1":2,"2":"0","3":1}' data-sheets-value='{"1":3,"3":79}' style="overflow:hidden;padding:0px 3px 0px 3px;vertical-align:bottom;text-align:center;">79</td> <td data-sheets-numberformat='{"1":2,"2":"0","3":1}' data-sheets-value='{"1":3,"3":72}' style="overflow:hidden;padding:0px 3px 0px 3px;vertical-align:bottom;text-align:center;">72</td> <td data-sheets-numberformat='{"1":2,"2":"0","3":1}' data-sheets-value='{"1":3,"3":20}' style="border-right:1px solid #000000;overflow:hidden;padding:0px 3px 0px 3px;vertical-align:bottom;text-align:center;">20</td> </tr> <tr style="height:20px;"> <td style="border-left:1px solid #000000;overflow:hidden;padding:0px 3px 0px 3px;vertical-align:bottom;font-weight:bold;"></td> <td data-sheets-value='{"1":2,"2":"Double-walled"}' style="overflow:hidden;padding:0px 3px 0px 3px;vertical-align:bottom;font-weight:bold;">Double-walled</td> <td data-sheets-value='{"1":2,"2":"Clear (A/A)"}' style="border-right:1px solid #000000;overflow:hidden;padding:0px 3px 0px 3px;vertical-align:bottom;font-weight:bold;">Clear (A/A)</td> <td data-sheets-numberformat='{"1":2,"2":"0.00","3":1}' data-sheets-value='{"1":3,"3":2.9}' style="overflow:hidden;padding:0px 3px 0px 3px;vertical-align:bottom;text-align:center;">2.90</td> <td data-sheets-numberformat='{"1":2,"2":"0","3":1}' data-sheets-value='{"1":3,"3":77}' style="overflow:hidden;padding:0px 3px 0px 3px;vertical-align:bottom;text-align:center;">77</td> <td data-sheets-numberformat='{"1":2,"2":"0","3":1}' data-sheets-value='{"1":3,"3":69}' style="overflow:hidden;padding:0px 3px 0px 3px;vertical-align:bottom;text-align:center;">69</td> <td data-sheets-numberformat='{"1":2,"2":"0","3":1}' data-sheets-value='{"1":3,"3":20}' style="border-right:1px solid #000000;overflow:hidden;padding:0px 3px 0px 3px;vertical-align:bottom;text-align:center;">20</td> </tr> <tr style="height:20px;"> <td style="border-left:1px solid #000000;overflow:hidden;padding:0px 3px 0px 3px;vertical-align:bottom;font-weight:bold;"></td> <td data-sheets-value='{"1":2,"2":"Double-walled"}' style="overflow:hidden;padding:0px 3px 0px 3px;vertical-align:bottom;font-weight:bold;">Double-walled</td> <td data-sheets-value='{"1":2,"2":"Opal (A/O)"}' style="border-right:1px solid #000000;overflow:hidden;padding:0px 3px 0px 3px;vertical-align:bottom;font-weight:bold;">Opal (A/O)</td> <td data-sheets-numberformat='{"1":2,"2":"0.00","3":1}' data-sheets-value='{"1":3,"3":2.9}' style="overflow:hidden;padding:0px 3px 0px 3px;vertical-align:bottom;text-align:center;">2.90</td> <td data-sheets-numberformat='{"1":2,"2":"0","3":1}' data-sheets-value='{"1":3,"3":73}' style="overflow:hidden;padding:0px 3px 0px 3px;vertical-align:bottom;text-align:center;">73</td> <td data-sheets-numberformat='{"1":2,"2":"0","3":1}' data-sheets-value='{"1":3,"3":63}' style="overflow:hidden;padding:0px 3px 0px 3px;vertical-align:bottom;text-align:center;">63</td> <td data-sheets-numberformat='{"1":2,"2":"0","3":1}' data-sheets-value='{"1":3,"3":20}' style="border-right:1px solid #000000;overflow:hidden;padding:0px 3px 0px 3px;vertical-align:bottom;text-align:center;">20</td> </tr> <tr style="height:20px;"> <td style="border-left:1px solid #000000;overflow:hidden;padding:0px 3px 0px 3px;vertical-align:bottom;font-weight:bold;"></td> <td data-sheets-value='{"1":2,"2":"Double-walled"}' style="overflow:hidden;padding:0px 3px 0px 3px;vertical-align:bottom;font-weight:bold;">Double-walled</td> <td data-sheets-value='{"1":2,"2":"Opal (A/D)"}' style="border-right:1px solid #000000;overflow:hidden;padding:0px 3px 0px 3px;vertical-align:bottom;font-weight:bold;">Opal (A/D)</td> <td data-sheets-numberformat='{"1":2,"2":"0.00","3":1}' data-sheets-value='{"1":3,"3":2.9}' style="overflow:hidden;padding:0px 3px 0px 3px;vertical-align:bottom;text-align:center;">2.90</td> <td data-sheets-numberformat='{"1":2,"2":"0","3":1}' data-sheets-value='{"1":3,"3":51}' style="overflow:hidden;padding:0px 3px 0px 3px;vertical-align:bottom;text-align:center;">51</td> <td data-sheets-numberformat='{"1":2,"2":"0","3":1}' data-sheets-value='{"1":3,"3":50}' style="overflow:hidden;padding:0px 3px 0px 3px;vertical-align:bottom;text-align:center;">50</td> <td data-sheets-numberformat='{"1":2,"2":"0","3":1}' data-sheets-value='{"1":3,"3":20}' style="border-right:1px solid #000000;overflow:hidden;padding:0px 3px 0px 3px;vertical-align:bottom;text-align:center;">20</td> </tr> <tr style="height:20px;"> <td style="border-left:1px solid #000000;overflow:hidden;padding:0px 3px 0px 3px;vertical-align:bottom;font-weight:bold;"></td> <td data-sheets-value='{"1":2,"2":"Triple-walled"}' style="overflow:hidden;padding:0px 3px 0px 3px;vertical-align:bottom;font-weight:bold;">Triple-walled</td> <td data-sheets-value='{"1":2,"2":"Clear (A/H/H)"}' style="border-right:1px solid #000000;overflow:hidden;padding:0px 3px 0px 3px;vertical-align:bottom;font-weight:bold;">Clear (A/H/H)</td> <td data-sheets-numberformat='{"1":2,"2":"0.00","3":1}' data-sheets-value='{"1":3,"3":1.7}' style="overflow:hidden;padding:0px 3px 0px 3px;vertical-align:bottom;text-align:center;">1.70</td> <td data-sheets-numberformat='{"1":2,"2":"0","3":1}' data-sheets-value='{"1":3,"3":71}' style="overflow:hidden;padding:0px 3px 0px 3px;vertical-align:bottom;text-align:center;">71</td> <td data-sheets-numberformat='{"1":2,"2":"0","3":1}' data-sheets-value='{"1":3,"3":63}' style="overflow:hidden;padding:0px 3px 0px 3px;vertical-align:bottom;text-align:center;">63</td> <td data-sheets-numberformat='{"1":2,"2":"0","3":1}' data-sheets-value='{"1":3,"3":22}' style="border-right:1px solid #000000;overflow:hidden;padding:0px 3px 0px 3px;vertical-align:bottom;text-align:center;">22</td> </tr> <tr style="height:20px;"> <td style="border-left:1px solid #000000;overflow:hidden;padding:0px 3px 0px 3px;vertical-align:bottom;font-weight:bold;"></td> <td data-sheets-value='{"1":2,"2":"Triple-walled"}' style="overflow:hidden;padding:0px 3px 0px 3px;vertical-align:bottom;font-weight:bold;">Triple-walled</td> <td data-sheets-value='{"1":2,"2":"Opal (A/O/O)"}' style="border-right:1px solid #000000;overflow:hidden;padding:0px 3px 0px 3px;vertical-align:bottom;font-weight:bold;">Opal (A/O/O)</td> <td data-sheets-numberformat='{"1":2,"2":"0.00","3":1}' data-sheets-value='{"1":3,"3":1.7}' style="overflow:hidden;padding:0px 3px 0px 3px;vertical-align:bottom;text-align:center;">1.70</td> <td data-sheets-numberformat='{"1":2,"2":"0","3":1}' data-sheets-value='{"1":3,"3":61}' style="overflow:hidden;padding:0px 3px 0px 3px;vertical-align:bottom;text-align:center;">61</td> <td data-sheets-numberformat='{"1":2,"2":"0","3":1}' data-sheets-value='{"1":3,"3":48}' style="overflow:hidden;padding:0px 3px 0px 3px;vertical-align:bottom;text-align:center;">48</td> <td data-sheets-numberformat='{"1":2,"2":"0","3":1}' data-sheets-value='{"1":3,"3":22}' style="border-right:1px solid #000000;overflow:hidden;padding:0px 3px 0px 3px;vertical-align:bottom;text-align:center;">22</td> </tr> <tr style="height:20px;"> <td style="border-left:1px solid #000000;overflow:hidden;padding:0px 3px 0px 3px;vertical-align:bottom;font-weight:bold;"></td> <td data-sheets-value='{"1":2,"2":"Four-walled"}' style="overflow:hidden;padding:0px 3px 0px 3px;vertical-align:bottom;font-weight:bold;">Four-walled</td> <td data-sheets-value='{"1":2,"2":"Clear (A/H/H/H)"}' style="border-right:1px solid #000000;overflow:hidden;padding:0px 3px 0px 3px;vertical-align:bottom;font-weight:bold;">Clear (A/H/H/H)</td> <td data-sheets-numberformat='{"1":2,"2":"0.00","3":1}' data-sheets-value='{"1":3,"3":1.28}' style="overflow:hidden;padding:0px 3px 0px 3px;vertical-align:bottom;text-align:center;">1.28</td> <td data-sheets-numberformat='{"1":2,"2":"0","3":1}' data-sheets-value='{"1":3,"3":64}' style="overflow:hidden;padding:0px 3px 0px 3px;vertical-align:bottom;text-align:center;">64</td> <td data-sheets-numberformat='{"1":2,"2":"0","3":1}' data-sheets-value='{"1":3,"3":52}' style="overflow:hidden;padding:0px 3px 0px 3px;vertical-align:bottom;text-align:center;">52</td> <td data-sheets-numberformat='{"1":2,"2":"0","3":1}' data-sheets-value='{"1":3,"3":23}' style="border-right:1px solid #000000;overflow:hidden;padding:0px 3px 0px 3px;vertical-align:bottom;text-align:center;">23</td> </tr> <tr style="height:20px;"> <td style="border-bottom:1px solid #000000;border-left:1px solid #000000;overflow:hidden;padding:0px 3px 0px 3px;vertical-align:bottom;"></td> <td data-sheets-value='{"1":2,"2":"Four-walled"}' style="border-bottom:1px solid #000000;overflow:hidden;padding:0px 3px 0px 3px;vertical-align:bottom;font-weight:bold;">Four-walled</td> <td data-sheets-value='{"1":2,"2":"Opal (A/H/O/H)"}' style="border-right:1px solid #000000;border-bottom:1px solid #000000;overflow:hidden;padding:0px 3px 0px 3px;vertical-align:bottom;font-weight:bold;">Opal (A/H/O/H)</td> <td data-sheets-numberformat='{"1":2,"2":"0.00","3":1}' data-sheets-value='{"1":3,"3":1.28}' style="border-bottom:1px solid #000000;overflow:hidden;padding:0px 3px 0px 3px;vertical-align:bottom;text-align:center;">1.28</td> <td data-sheets-numberformat='{"1":2,"2":"0","3":1}' data-sheets-value='{"1":3,"3":59}' style="border-bottom:1px solid #000000;overflow:hidden;padding:0px 3px 0px 3px;vertical-align:bottom;text-align:center;">59</td> <td data-sheets-numberformat='{"1":2,"2":"0","3":1}' data-sheets-value='{"1":3,"3":46}' style="border-bottom:1px solid #000000;overflow:hidden;padding:0px 3px 0px 3px;vertical-align:bottom;text-align:center;">46</td> <td data-sheets-numberformat='{"1":2,"2":"0","3":1}' data-sheets-value='{"1":3,"3":23}' style="border-right:1px solid #000000;border-bottom:1px solid #000000;overflow:hidden;padding:0px 3px 0px 3px;vertical-align:bottom;text-align:center;">23</td> </tr> <tr style="height:20px;"> <td data-sheets-value='{"1":2,"2":"Polycarbonate"}' style="border-left:1px solid #000000;overflow:hidden;padding:0px 3px 0px 3px;vertical-align:bottom;font-weight:bold;">Polycarbonate</td> <td data-sheets-value='{"1":2,"2":"Single-walled"}' style="overflow:hidden;padding:0px 3px 0px 3px;vertical-align:bottom;font-weight:bold;">Single-walled</td> <td data-sheets-value='{"1":2,"2":"Heatstop Opal (T)"}' style="border-right:1px solid #000000;overflow:hidden;padding:0px 3px 0px 3px;vertical-align:bottom;font-weight:bold;">Heatstop Opal (T)</td> <td data-sheets-numberformat='{"1":2,"2":"0.00","3":1}' data-sheets-value='{"1":3,"3":5.17}' style="overflow:hidden;padding:0px 3px 0px 3px;vertical-align:bottom;text-align:center;">5.17</td> <td data-sheets-numberformat='{"1":2,"2":"0","3":1}' data-sheets-value='{"1":3,"3":49}' style="overflow:hidden;padding:0px 3px 0px 3px;vertical-align:bottom;text-align:center;">49</td> <td data-sheets-numberformat='{"1":2,"2":"0","3":1}' data-sheets-value='{"1":3,"3":59}' style="overflow:hidden;padding:0px 3px 0px 3px;vertical-align:bottom;text-align:center;">59</td> <td data-sheets-numberformat='{"1":2,"2":"0","3":1}' data-sheets-value='{"1":2,"2":"-"}' style="border-right:1px solid #000000;overflow:hidden;padding:0px 3px 0px 3px;vertical-align:bottom;text-align:center;">-</td> </tr> <tr style="height:20px;"> <td data-sheets-value='{"1":2,"2":"Heatstop PC"}' style="border-left:1px solid #000000;overflow:hidden;padding:0px 3px 0px 3px;vertical-align:bottom;font-weight:bold;">Heatstop PC</td> <td data-sheets-value='{"1":2,"2":"Double-walled"}' style="overflow:hidden;padding:0px 3px 0px 3px;vertical-align:bottom;font-weight:bold;">Double-walled</td> <td data-sheets-value='{"1":2,"2":"Clear (T/H)"}' style="border-right:1px solid #000000;overflow:hidden;padding:0px 3px 0px 3px;vertical-align:bottom;font-weight:bold;">Clear (T/H)</td> <td data-sheets-numberformat='{"1":2,"2":"0.00","3":1}' data-sheets-value='{"1":3,"3":2.9}' style="overflow:hidden;padding:0px 3px 0px 3px;vertical-align:bottom;text-align:center;">2.90</td> <td data-sheets-numberformat='{"1":2,"2":"0","3":1}' data-sheets-value='{"1":3,"3":44}' style="overflow:hidden;padding:0px 3px 0px 3px;vertical-align:bottom;text-align:center;">44</td> <td data-sheets-numberformat='{"1":2,"2":"0","3":1}' data-sheets-value='{"1":3,"3":51}' style="overflow:hidden;padding:0px 3px 0px 3px;vertical-align:bottom;text-align:center;">51</td> <td data-sheets-numberformat='{"1":2,"2":"0","3":1}' data-sheets-value='{"1":3,"3":20}' style="border-right:1px solid #000000;overflow:hidden;padding:0px 3px 0px 3px;vertical-align:bottom;text-align:center;">20</td> </tr> <tr style="height:20px;"> <td style="border-left:1px solid #000000;overflow:hidden;padding:0px 3px 0px 3px;vertical-align:bottom;font-weight:bold;"></td> <td data-sheets-value='{"1":2,"2":"Double-walled"}' style="overflow:hidden;padding:0px 3px 0px 3px;vertical-align:bottom;font-weight:bold;">Double-walled</td> <td data-sheets-value='{"1":2,"2":"Opal (T/O)"}' style="border-right:1px solid #000000;overflow:hidden;padding:0px 3px 0px 3px;vertical-align:bottom;font-weight:bold;">Opal (T/O)</td> <td data-sheets-numberformat='{"1":2,"2":"0.00","3":1}' data-sheets-value='{"1":3,"3":2.9}' style="overflow:hidden;padding:0px 3px 0px 3px;vertical-align:bottom;text-align:center;">2.90</td> <td data-sheets-numberformat='{"1":2,"2":"0","3":1}' data-sheets-value='{"1":3,"3":41}' style="overflow:hidden;padding:0px 3px 0px 3px;vertical-align:bottom;text-align:center;">41</td> <td data-sheets-numberformat='{"1":2,"2":"0","3":1}' data-sheets-value='{"1":3,"3":45}' style="overflow:hidden;padding:0px 3px 0px 3px;vertical-align:bottom;text-align:center;">45</td> <td data-sheets-numberformat='{"1":2,"2":"0","3":1}' data-sheets-value='{"1":3,"3":20}' style="border-right:1px solid #000000;overflow:hidden;padding:0px 3px 0px 3px;vertical-align:bottom;text-align:center;">20</td> </tr> <tr style="height:20px;"> <td style="border-left:1px solid #000000;overflow:hidden;padding:0px 3px 0px 3px;vertical-align:bottom;font-weight:bold;"></td> <td data-sheets-value='{"1":2,"2":"Triple-walled"}' style="overflow:hidden; | skylux-160-ce-met-koepel-en-metaalopstand-met-lm-motor-en-windvang-1600-x-2500-mm | 8586007576909 | 46872297636173
Smoke and heat exhaust (SHEV) | SHE system | Skylux | Skylux 160° CE with skylight and metal curb with double LM-actuator and spoiler 1600 x 2800 mm |  | 34452 | 5412970344520 | 9222.65 | Yes | 30-45 | 189.27 | 1600 x 2800 mm | 2800 | 1600 |  | metal curb M30 (30 cm high) | Rectangular | 5.17 W/m²K - 1.28 W/m²K | 87% - 32% | 90% - 32% | 20dB - 23dB | 160° CE (for industry) | skylight | with spoiler | E | Double actuator | Maximum four-walled skylight possible for this product | Ut-value LT-value g-value Rw-value EN 1873 : 2014 EN ISO 13468 EN 16153 EN 410 EN 410 EN ISO 140-3 Material Walls Shells (W/m²K) (%) (%) (dB) Acrylic Single-walled Clear (H) 5.17 90 87 - PMMA Single-walled Opal (O) 5.17 83 76 - Double-walled Clear (H/H) 2.90 81 75 20 Double-walled Opal (O/O) 2.90 69 58 20 Triple-walled Clear (H/H/H) 1.70 73 65 22 Triple-walled Opal (O/H/O) 1.70 62 51 22 Four-walled Clear (H/H/H/H) 1.28 64 54 23 Four-walled Opal (H/H/O/H) 1.28 59 48 23 Polycarbonate Single-walled Clear (A) 5.17 88 83 - PC Single-walled Opal (D) 5.17 58 60 - Double-walled Clear (A/H) 2.90 79 72 20 Double-walled Clear (A/A) 2.90 77 69 20 Double-walled Opal (A/O) 2.90 73 63 20 Double-walled Opal (A/D) 2.90 51 50 20 Triple-walled Clear (A/H/H) 1.70 71 63 22 Triple-walled Opal (A/O/O) 1.70 61 48 22 Four-walled Clear (A/H/H/H) 1.28 64 52 23 Four-walled Opal (A/H/O/H) 1.28 59 46 23 Polycarbonate Single-walled Heatstop Opal (T) 5.17 49 59 - Heatstop PC Double-walled Clear (T/H) 2.90 44 51 20 Double-walled Opal (T/O) 2.90 41 45 20 Triple-walled Clear (T/H/H) 1.70 40 <td data-sheets-numberformat='{"1":2,"2":"0","3":1}' data-sheets-value='{"1":3,"3":44}' style="overflow:hidden;paddin | https://skylux.eu/en/products/skylux-160-ce-met-koepel-en-metaalopstand-met-lm-motor-en-windvang-1600-x-2800-mm | https://skylux.eu/cdn/shop/files/Skylux-160deg-CE-met-koepel-en-metaalopstand-met-dubbele-LM-motor-en-windvang-1600-x-2800-mm-RWA-systeem.jpg?v=1702977690&width=1600 | https://skylux.eu/cdn/shop/files/e5a82811-1bb0-48e4-a776-cacb59c7c092_d228868e-677d-46a2-b577-60e5ee08005f.jpg?v=1688550442&width=1600 | //skylux.eu/cdn/shop/files/E_MH_Mounting_instructions_Skylux_160_CE_LM.pdf?v=12406716259046007223 | //skylux.eu/cdn/shop/files/E_TD_Technical_File_Skylux_Skylux_160_CE_Electric.pdf?v=3667116872303399239 | <style type="text/css" id="isPasted"> <!--td { border: 1px solid #cccccc; } br { mso-data-placement: same-cell; } --> </style> <table border="1" cellpadding="0" cellspacing="0" dir="ltr" style="table-layout:fixed;font-size:10pt;font-family:Arial;border-collapse:collapse;border:none;"><tbody> <tr style="height:20px;"> <td style="overflow:hidden;padding:0px 3px 0px 3px;vertical-align:bottom;"></td> <td style="overflow:hidden;padding:0px 3px 0px 3px;vertical-align:bottom;"></td> <td style="overflow:hidden;padding:0px 3px 0px 3px;vertical-align:bottom;"></td> <td data-sheets-value='{"1":2,"2":"Ut-value"}' style="overflow:hidden;padding:0px 3px 0px 3px;vertical-align:bottom;font-weight:bold;text-align:center;">Ut-value</td> <td data-sheets-value='{"1":2,"2":"LT-value"}' style="overflow:hidden;padding:0px 3px 0px 3px;vertical-align:bottom;font-weight:bold;text-align:center;">LT-value</td> <td data-sheets-value='{"1":2,"2":"g-value"}' style="overflow:hidden;padding:0px 3px 0px 3px;vertical-align:bottom;font-weight:bold;text-align:center;">g-value</td> <td data-sheets-value='{"1":2,"2":"Rw-value "}' style="overflow:hidden;padding:0px 3px 0px 3px;vertical-align:bottom;font-weight:bold;text-align:center;">Rw-value </td> </tr> <tr style="height:20px;"> <td style="overflow:hidden;padding:0px 3px 0px 3px;vertical-align:bottom;"></td> <td style="overflow:hidden;padding:0px 3px 0px 3px;vertical-align:bottom;"></td> <td style="overflow:hidden;padding:0px 3px 0px 3px;vertical-align:bottom;"></td> <td data-sheets-numberformat='{"1":2,"2":"0.00","3":1}' data-sheets-value='{"1":2,"2":"EN 1873 : 2014"}' style="overflow:hidden;padding:0px 3px 0px 3px;vertical-align:bottom;text-align:center;">EN 1873 : 2014</td> <td data-sheets-numberformat='{"1":2,"2":"0","3":1}' data-sheets-value='{"1":2,"2":"EN ISO 13468 EN 16153 EN 410"}' style="overflow:hidden;padding:0px 3px 0px 3px;vertical-align:bottom;text-align:center;">EN ISO 13468 EN 16153 EN 410</td> <td data-sheets-numberformat='{"1":2,"2":"0","3":1}' data-sheets-value='{"1":2,"2":"EN 410"}' style="overflow:hidden;padding:0px 3px 0px 3px;vertical-align:bottom;text-align:center;">EN 410</td> <td data-sheets-value='{"1":2,"2":"EN ISO 140-3\t\t"}' style="overflow:hidden;padding:0px 3px 0px 3px;vertical-align:bottom;text-align:center;">EN ISO 140-3 </td> </tr> <tr style="height:20px;"> <td data-sheets-value='{"1":2,"2":"Material"}' style="border-bottom:1px solid #000000;overflow:hidden;padding:0px 3px 0px 3px;vertical-align:bottom;background-color:#000000;font-weight:bold;color:#ffffff;">Material</td> <td data-sheets-value='{"1":2,"2":"Walls"}' style="border-bottom:1px solid #000000;overflow:hidden;padding:0px 3px 0px 3px;vertical-align:bottom;background-color:#000000;font-weight:bold;color:#ffffff;">Walls</td> <td data-sheets-value='{"1":2,"2":"Shells"}' style="border-bottom:1px solid #000000;overflow:hidden;padding:0px 3px 0px 3px;vertical-align:bottom;background-color:#000000;font-weight:bold;color:#ffffff;">Shells</td> <td data-sheets-numberformat='{"1":2,"2":"0.00","3":1}' data-sheets-value='{"1":2,"2":"(W/m²K)\t"}' style="border-bottom:1px solid #000000;overflow:hidden;padding:0px 3px 0px 3px;vertical-align:bottom;background-color:#000000;font-weight:bold;color:#ffffff;text-align:center;">(W/m²K) </td> <td data-sheets-numberformat='{"1":2,"2":"0","3":1}' data-sheets-value='{"1":2,"2":"(%)"}' style="border-bottom:1px solid #000000;overflow:hidden;padding:0px 3px 0px 3px;vertical-align:bottom;background-color:#000000;font-weight:bold;color:#ffffff;text-align:center;">(%)</td> <td data-sheets-numberformat='{"1":2,"2":"0","3":1}' data-sheets-value='{"1":2,"2":"(%)"}' style="border-bottom:1px solid #000000;overflow:hidden;padding:0px 3px 0px 3px;vertical-align:bottom;background-color:#000000;font-weight:bold;color:#ffffff;text-align:center;">(%)</td> <td data-sheets-value='{"1":2,"2":"(dB)"}' style="border-bottom:1px solid #000000;overflow:hidden;padding:0px 3px 0px 3px;vertical-align:bottom;background-color:#000000;font-weight:bold;color:#ffffff;text-align:center;">(dB)</td> </tr> <tr style="height:20px;"> <td data-sheets-value='{"1":2,"2":"Acrylic"}' style="border-left:1px solid #000000;overflow:hidden;padding:0px 3px 0px 3px;vertical-align:bottom;font-weight:bold;">Acrylic</td> <td data-sheets-value='{"1":2,"2":"Single-walled"}' style="overflow:hidden;padding:0px 3px 0px 3px;vertical-align:bottom;font-weight:bold;">Single-walled</td> <td data-sheets-value='{"1":2,"2":"Clear (H)"}' style="border-right:1px solid #000000;overflow:hidden;padding:0px 3px 0px 3px;vertical-align:bottom;font-weight:bold;">Clear (H)</td> <td data-sheets-numberformat='{"1":2,"2":"0.00","3":1}' data-sheets-value='{"1":3,"3":5.17}' style="overflow:hidden;padding:0px 3px 0px 3px;vertical-align:bottom;text-align:center;">5.17</td> <td data-sheets-numberformat='{"1":2,"2":"0","3":1}' data-sheets-value='{"1":3,"3":90}' style="overflow:hidden;padding:0px 3px 0px 3px;vertical-align:bottom;text-align:center;">90</td> <td data-sheets-numberformat='{"1":2,"2":"0","3":1}' data-sheets-value='{"1":3,"3":87}' style="overflow:hidden;padding:0px 3px 0px 3px;vertical-align:bottom;text-align:center;">87</td> <td data-sheets-numberformat='{"1":2,"2":"0","3":1}' data-sheets-value='{"1":2,"2":"-"}' style="border-right:1px solid #000000;overflow:hidden;padding:0px 3px 0px 3px;vertical-align:bottom;text-align:center;">-</td> </tr> <tr style="height:20px;"> <td data-sheets-value='{"1":2,"2":"PMMA"}' style="border-left:1px solid #000000;overflow:hidden;padding:0px 3px 0px 3px;vertical-align:bottom;font-weight:bold;">PMMA</td> <td data-sheets-value='{"1":2,"2":"Single-walled"}' style="overflow:hidden;padding:0px 3px 0px 3px;vertical-align:bottom;font-weight:bold;">Single-walled</td> <td data-sheets-value='{"1":2,"2":"Opal (O)"}' style="border-right:1px solid #000000;overflow:hidden;padding:0px 3px 0px 3px;vertical-align:bottom;font-weight:bold;">Opal (O)</td> <td data-sheets-numberformat='{"1":2,"2":"0.00","3":1}' data-sheets-value='{"1":3,"3":5.17}' style="overflow:hidden;padding:0px 3px 0px 3px;vertical-align:bottom;text-align:center;">5.17</td> <td data-sheets-numberformat='{"1":2,"2":"0","3":1}' data-sheets-value='{"1":3,"3":83}' style="overflow:hidden;padding:0px 3px 0px 3px;vertical-align:bottom;text-align:center;">83</td> <td data-sheets-numberformat='{"1":2,"2":"0","3":1}' data-sheets-value='{"1":3,"3":76}' style="overflow:hidden;padding:0px 3px 0px 3px;vertical-align:bottom;text-align:center;">76</td> <td data-sheets-numberformat='{"1":2,"2":"0","3":1}' data-sheets-value='{"1":2,"2":"-"}' style="border-right:1px solid #000000;overflow:hidden;padding:0px 3px 0px 3px;vertical-align:bottom;text-align:center;">-</td> </tr> <tr style="height:20px;"> <td style="border-left:1px solid #000000;overflow:hidden;padding:0px 3px 0px 3px;vertical-align:bottom;font-weight:bold;"></td> <td data-sheets-value='{"1":2,"2":"Double-walled"}' style="overflow:hidden;padding:0px 3px 0px 3px;vertical-align:bottom;font-weight:bold;">Double-walled</td> <td data-sheets-value='{"1":2,"2":"Clear (H/H)"}' style="border-right:1px solid #000000;overflow:hidden;padding:0px 3px 0px 3px;vertical-align:bottom;font-weight:bold;">Clear (H/H)</td> <td data-sheets-numberformat='{"1":2,"2":"0.00","3":1}' data-sheets-value='{"1":3,"3":2.9}' style="overflow:hidden;padding:0px 3px 0px 3px;vertical-align:bottom;text-align:center;">2.90</td> <td data-sheets-numberformat='{"1":2,"2":"0","3":1}' data-sheets-value='{"1":3,"3":81}' style="overflow:hidden;padding:0px 3px 0px 3px;vertical-align:bottom;text-align:center;">81</td> <td data-sheets-numberformat='{"1":2,"2":"0","3":1}' data-sheets-value='{"1":3,"3":75}' style="overflow:hidden;padding:0px 3px 0px 3px;vertical-align:bottom;text-align:center;">75</td> <td data-sheets-numberformat='{"1":2,"2":"0","3":1}' data-sheets-value='{"1":3,"3":20}' style="border-right:1px solid #000000;overflow:hidden;padding:0px 3px 0px 3px;vertical-align:bottom;text-align:center;">20</td> </tr> <tr style="height:20px;"> <td style="border-left:1px solid #000000;overflow:hidden;padding:0px 3px 0px 3px;vertical-align:bottom;font-weight:bold;"></td> <td data-sheets-value='{"1":2,"2":"Double-walled"}' style="overflow:hidden;padding:0px 3px 0px 3px;vertical-align:bottom;font-weight:bold;">Double-walled</td> <td data-sheets-value='{"1":2,"2":"Opal (O/O)"}' style="border-right:1px solid #000000;overflow:hidden;padding:0px 3px 0px 3px;vertical-align:bottom;font-weight:bold;">Opal (O/O)</td> <td data-sheets-numberformat='{"1":2,"2":"0.00","3":1}' data-sheets-value='{"1":3,"3":2.9}' style="overflow:hidden;padding:0px 3px 0px 3px;vertical-align:bottom;text-align:center;">2.90</td> <td data-sheets-numberformat='{"1":2,"2":"0","3":1}' data-sheets-value='{"1":3,"3":69}' style="overflow:hidden;padding:0px 3px 0px 3px;vertical-align:bottom;text-align:center;">69</td> <td data-sheets-numberformat='{"1":2,"2":"0","3":1}' data-sheets-value='{"1":3,"3":58}' style="overflow:hidden;padding:0px 3px 0px 3px;vertical-align:bottom;text-align:center;">58</td> <td data-sheets-numberformat='{"1":2,"2":"0","3":1}' data-sheets-value='{"1":3,"3":20}' style="border-right:1px solid #000000;overflow:hidden;padding:0px 3px 0px 3px;vertical-align:bottom;text-align:center;">20</td> </tr> <tr style="height:20px;"> <td style="border-left:1px solid #000000;overflow:hidden;padding:0px 3px 0px 3px;vertical-align:bottom;font-weight:bold;"></td> <td data-sheets-value='{"1":2,"2":"Triple-walled"}' style="overflow:hidden;padding:0px 3px 0px 3px;vertical-align:bottom;font-weight:bold;">Triple-walled</td> <td data-sheets-value='{"1":2,"2":"Clear (H/H/H)"}' style="border-right:1px solid #000000;overflow:hidden;padding:0px 3px 0px 3px;vertical-align:bottom;font-weight:bold;">Clear (H/H/H)</td> <td data-sheets-numberformat='{"1":2,"2":"0.00","3":1}' data-sheets-value='{"1":3,"3":1.7}' style="overflow:hidden;padding:0px 3px 0px 3px;vertical-align:bottom;text-align:center;">1.70</td> <td data-sheets-numberformat='{"1":2,"2":"0","3":1}' data-sheets-value='{"1":3,"3":73}' style="overflow:hidden;padding:0px 3px 0px 3px;vertical-align:bottom;text-align:center;">73</td> <td data-sheets-numberformat='{"1":2,"2":"0","3":1}' data-sheets-value='{"1":3,"3":65}' style="overflow:hidden;padding:0px 3px 0px 3px;vertical-align:bottom;text-align:center;">65</td> <td data-sheets-numberformat='{"1":2,"2":"0","3":1}' data-sheets-value='{"1":3,"3":22}' style="border-right:1px solid #000000;overflow:hidden;padding:0px 3px 0px 3px;vertical-align:bottom;text-align:center;">22</td> </tr> <tr style="height:20px;"> <td style="border-left:1px solid #000000;overflow:hidden;padding:0px 3px 0px 3px;vertical-align:bottom;font-weight:bold;"></td> <td data-sheets-value='{"1":2,"2":"Triple-walled"}' style="overflow:hidden;padding:0px 3px 0px 3px;vertical-align:bottom;font-weight:bold;">Triple-walled</td> <td data-sheets-value='{"1":2,"2":"Opal (O/H/O)"}' style="border-right:1px solid #000000;overflow:hidden;padding:0px 3px 0px 3px;vertical-align:bottom;font-weight:bold;">Opal (O/H/O)</td> <td data-sheets-numberformat='{"1":2,"2":"0.00","3":1}' data-sheets-value='{"1":3,"3":1.7}' style="overflow:hidden;padding:0px 3px 0px 3px;vertical-align:bottom;text-align:center;">1.70</td> <td data-sheets-numberformat='{"1":2,"2":"0","3":1}' data-sheets-value='{"1":3,"3":62}' style="overflow:hidden;padding:0px 3px 0px 3px;vertical-align:bottom;text-align:center;">62</td> <td data-sheets-numberformat='{"1":2,"2":"0","3":1}' data-sheets-value='{"1":3,"3":51}' style="overflow:hidden;padding:0px 3px 0px 3px;vertical-align:bottom;text-align:center;">51</td> <td data-sheets-numberformat='{"1":2,"2":"0","3":1}' data-sheets-value='{"1":3,"3":22}' style="border-right:1px solid #000000;overflow:hidden;padding:0px 3px 0px 3px;vertical-align:bottom;text-align:center;">22</td> </tr> <tr style="height:20px;"> <td style="border-left:1px solid #000000;overflow:hidden;padding:0px 3px 0px 3px;vertical-align:bottom;font-weight:bold;"></td> <td data-sheets-value='{"1":2,"2":"Four-walled"}' style="overflow:hidden;padding:0px 3px 0px 3px;vertical-align:bottom;font-weight:bold;">Four-walled</td> <td data-sheets-value='{"1":2,"2":"Clear (H/H/H/H)"}' style="border-right:1px solid #000000;overflow:hidden;padding:0px 3px 0px 3px;vertical-align:bottom;font-weight:bold;">Clear (H/H/H/H)</td> <td data-sheets-numberformat='{"1":2,"2":"0.00","3":1}' data-sheets-value='{"1":3,"3":1.28}' style="overflow:hidden;padding:0px 3px 0px 3px;vertical-align:bottom;text-align:center;">1.28</td> <td data-sheets-numberformat='{"1":2,"2":"0","3":1}' data-sheets-value='{"1":3,"3":64}' style="overflow:hidden;padding:0px 3px 0px 3px;vertical-align:bottom;text-align:center;">64</td> <td data-sheets-numberformat='{"1":2,"2":"0","3":1}' data-sheets-value='{"1":3,"3":54}' style="overflow:hidden;padding:0px 3px 0px 3px;vertical-align:bottom;text-align:center;">54</td> <td data-sheets-numberformat='{"1":2,"2":"0","3":1}' data-sheets-value='{"1":3,"3":23}' style="border-right:1px solid #000000;overflow:hidden;padding:0px 3px 0px 3px;vertical-align:bottom;text-align:center;">23</td> </tr> <tr style="height:20px;"> <td style="border-bottom:1px solid #000000;border-left:1px solid #000000;overflow:hidden;padding:0px 3px 0px 3px;vertical-align:bottom;"></td> <td data-sheets-value='{"1":2,"2":"Four-walled"}' style="border-bottom:1px solid #000000;overflow:hidden;padding:0px 3px 0px 3px;vertical-align:bottom;font-weight:bold;">Four-walled</td> <td data-sheets-value='{"1":2,"2":"Opal (H/H/O/H)"}' style="border-right:1px solid #000000;border-bottom:1px solid #000000;overflow:hidden;padding:0px 3px 0px 3px;vertical-align:bottom;font-weight:bold;">Opal (H/H/O/H)</td> <td data-sheets-numberformat='{"1":2,"2":"0.00","3":1}' data-sheets-value='{"1":3,"3":1.28}' style="border-bottom:1px solid #000000;overflow:hidden;padding:0px 3px 0px 3px;vertical-align:bottom;text-align:center;">1.28</td> <td data-sheets-numberformat='{"1":2,"2":"0","3":1}' data-sheets-value='{"1":3,"3":59}' style="border-bottom:1px solid #000000;overflow:hidden;padding:0px 3px 0px 3px;vertical-align:bottom;text-align:center;">59</td> <td data-sheets-numberformat='{"1":2,"2":"0","3":1}' data-sheets-value='{"1":3,"3":48}' style="border-bottom:1px solid #000000;overflow:hidden;padding:0px 3px 0px 3px;vertical-align:bottom;text-align:center;">48</td> <td data-sheets-numberformat='{"1":2,"2":"0","3":1}' data-sheets-value='{"1":3,"3":23}' style="border-right:1px solid #000000;border-bottom:1px solid #000000;overflow:hidden;padding:0px 3px 0px 3px;vertical-align:bottom;text-align:center;">23</td> </tr> <tr style="height:20px;"> <td data-sheets-value='{"1":2,"2":"Polycarbonate "}' style="border-left:1px solid #000000;overflow:hidden;padding:0px 3px 0px 3px;vertical-align:bottom;font-weight:bold;">Polycarbonate </td> <td data-sheets-value='{"1":2,"2":"Single-walled"}' style="overflow:hidden;padding:0px 3px 0px 3px;vertical-align:bottom;font-weight:bold;">Single-walled</td> <td data-sheets-value='{"1":2,"2":"Clear (A)"}' style="border-right:1px solid #000000;overflow:hidden;padding:0px 3px 0px 3px;vertical-align:bottom;font-weight:bold;">Clear (A)</td> <td data-sheets-numberformat='{"1":2,"2":"0.00","3":1}' data-sheets-value='{"1":3,"3":5.17}' style="overflow:hidden;padding:0px 3px 0px 3px;vertical-align:bottom;text-align:center;">5.17</td> <td data-sheets-numberformat='{"1":2,"2":"0","3":1}' data-sheets-value='{"1":3,"3":88}' style="overflow:hidden;padding:0px 3px 0px 3px;vertical-align:bottom;text-align:center;">88</td> <td data-sheets-numberformat='{"1":2,"2":"0","3":1}' data-sheets-value='{"1":3,"3":83}' style="overflow:hidden;padding:0px 3px 0px 3px;vertical-align:bottom;text-align:center;">83</td> <td data-sheets-numberformat='{"1":2,"2":"0","3":1}' data-sheets-value='{"1":2,"2":"-"}' style="border-right:1px solid #000000;overflow:hidden;padding:0px 3px 0px 3px;vertical-align:bottom;text-align:center;">-</td> </tr> <tr style="height:20px;"> <td data-sheets-value='{"1":2,"2":"PC"}' style="border-left:1px solid #000000;overflow:hidden;padding:0px 3px 0px 3px;vertical-align:bottom;font-weight:bold;">PC</td> <td data-sheets-value='{"1":2,"2":"Single-walled"}' style="overflow:hidden;padding:0px 3px 0px 3px;vertical-align:bottom;font-weight:bold;">Single-walled</td> <td data-sheets-value='{"1":2,"2":"Opal (D)"}' style="border-right:1px solid #000000;overflow:hidden;padding:0px 3px 0px 3px;vertical-align:bottom;font-weight:bold;">Opal (D)</td> <td data-sheets-numberformat='{"1":2,"2":"0.00","3":1}' data-sheets-value='{"1":3,"3":5.17}' style="overflow:hidden;padding:0px 3px 0px 3px;vertical-align:bottom;text-align:center;">5.17</td> <td data-sheets-numberformat='{"1":2,"2":"0","3":1}' data-sheets-value='{"1":3,"3":58}' style="overflow:hidden;padding:0px 3px 0px 3px;vertical-align:bottom;text-align:center;">58</td> <td data-sheets-numberformat='{"1":2,"2":"0","3":1}' data-sheets-value='{"1":3,"3":60}' style="overflow:hidden;padding:0px 3px 0px 3px;vertical-align:bottom;text-align:center;">60</td> <td data-sheets-numberformat='{"1":2,"2":"0","3":1}' data-sheets-value='{"1":2,"2":"-"}' style="border-right:1px solid #000000;overflow:hidden;padding:0px 3px 0px 3px;vertical-align:bottom;text-align:center;">-</td> </tr> <tr style="height:20px;"> <td style="border-left:1px solid #000000;overflow:hidden;padding:0px 3px 0px 3px;vertical-align:bottom;font-weight:bold;"></td> <td data-sheets-value='{"1":2,"2":"Double-walled"}' style="overflow:hidden;padding:0px 3px 0px 3px;vertical-align:bottom;font-weight:bold;">Double-walled</td> <td data-sheets-value='{"1":2,"2":"Clear (A/H)"}' style="border-right:1px solid #000000;overflow:hidden;padding:0px 3px 0px 3px;vertical-align:bottom;font-weight:bold;">Clear (A/H)</td> <td data-sheets-numberformat='{"1":2,"2":"0.00","3":1}' data-sheets-value='{"1":3,"3":2.9}' style="overflow:hidden;padding:0px 3px 0px 3px;vertical-align:bottom;text-align:center;">2.90</td> <td data-sheets-numberformat='{"1":2,"2":"0","3":1}' data-sheets-value='{"1":3,"3":79}' style="overflow:hidden;padding:0px 3px 0px 3px;vertical-align:bottom;text-align:center;">79</td> <td data-sheets-numberformat='{"1":2,"2":"0","3":1}' data-sheets-value='{"1":3,"3":72}' style="overflow:hidden;padding:0px 3px 0px 3px;vertical-align:bottom;text-align:center;">72</td> <td data-sheets-numberformat='{"1":2,"2":"0","3":1}' data-sheets-value='{"1":3,"3":20}' style="border-right:1px solid #000000;overflow:hidden;padding:0px 3px 0px 3px;vertical-align:bottom;text-align:center;">20</td> </tr> <tr style="height:20px;"> <td style="border-left:1px solid #000000;overflow:hidden;padding:0px 3px 0px 3px;vertical-align:bottom;font-weight:bold;"></td> <td data-sheets-value='{"1":2,"2":"Double-walled"}' style="overflow:hidden;padding:0px 3px 0px 3px;vertical-align:bottom;font-weight:bold;">Double-walled</td> <td data-sheets-value='{"1":2,"2":"Clear (A/A)"}' style="border-right:1px solid #000000;overflow:hidden;padding:0px 3px 0px 3px;vertical-align:bottom;font-weight:bold;">Clear (A/A)</td> <td data-sheets-numberformat='{"1":2,"2":"0.00","3":1}' data-sheets-value='{"1":3,"3":2.9}' style="overflow:hidden;padding:0px 3px 0px 3px;vertical-align:bottom;text-align:center;">2.90</td> <td data-sheets-numberformat='{"1":2,"2":"0","3":1}' data-sheets-value='{"1":3,"3":77}' style="overflow:hidden;padding:0px 3px 0px 3px;vertical-align:bottom;text-align:center;">77</td> <td data-sheets-numberformat='{"1":2,"2":"0","3":1}' data-sheets-value='{"1":3,"3":69}' style="overflow:hidden;padding:0px 3px 0px 3px;vertical-align:bottom;text-align:center;">69</td> <td data-sheets-numberformat='{"1":2,"2":"0","3":1}' data-sheets-value='{"1":3,"3":20}' style="border-right:1px solid #000000;overflow:hidden;padding:0px 3px 0px 3px;vertical-align:bottom;text-align:center;">20</td> </tr> <tr style="height:20px;"> <td style="border-left:1px solid #000000;overflow:hidden;padding:0px 3px 0px 3px;vertical-align:bottom;font-weight:bold;"></td> <td data-sheets-value='{"1":2,"2":"Double-walled"}' style="overflow:hidden;padding:0px 3px 0px 3px;vertical-align:bottom;font-weight:bold;">Double-walled</td> <td data-sheets-value='{"1":2,"2":"Opal (A/O)"}' style="border-right:1px solid #000000;overflow:hidden;padding:0px 3px 0px 3px;vertical-align:bottom;font-weight:bold;">Opal (A/O)</td> <td data-sheets-numberformat='{"1":2,"2":"0.00","3":1}' data-sheets-value='{"1":3,"3":2.9}' style="overflow:hidden;padding:0px 3px 0px 3px;vertical-align:bottom;text-align:center;">2.90</td> <td data-sheets-numberformat='{"1":2,"2":"0","3":1}' data-sheets-value='{"1":3,"3":73}' style="overflow:hidden;padding:0px 3px 0px 3px;vertical-align:bottom;text-align:center;">73</td> <td data-sheets-numberformat='{"1":2,"2":"0","3":1}' data-sheets-value='{"1":3,"3":63}' style="overflow:hidden;padding:0px 3px 0px 3px;vertical-align:bottom;text-align:center;">63</td> <td data-sheets-numberformat='{"1":2,"2":"0","3":1}' data-sheets-value='{"1":3,"3":20}' style="border-right:1px solid #000000;overflow:hidden;padding:0px 3px 0px 3px;vertical-align:bottom;text-align:center;">20</td> </tr> <tr style="height:20px;"> <td style="border-left:1px solid #000000;overflow:hidden;padding:0px 3px 0px 3px;vertical-align:bottom;font-weight:bold;"></td> <td data-sheets-value='{"1":2,"2":"Double-walled"}' style="overflow:hidden;padding:0px 3px 0px 3px;vertical-align:bottom;font-weight:bold;">Double-walled</td> <td data-sheets-value='{"1":2,"2":"Opal (A/D)"}' style="border-right:1px solid #000000;overflow:hidden;padding:0px 3px 0px 3px;vertical-align:bottom;font-weight:bold;">Opal (A/D)</td> <td data-sheets-numberformat='{"1":2,"2":"0.00","3":1}' data-sheets-value='{"1":3,"3":2.9}' style="overflow:hidden;padding:0px 3px 0px 3px;vertical-align:bottom;text-align:center;">2.90</td> <td data-sheets-numberformat='{"1":2,"2":"0","3":1}' data-sheets-value='{"1":3,"3":51}' style="overflow:hidden;padding:0px 3px 0px 3px;vertical-align:bottom;text-align:center;">51</td> <td data-sheets-numberformat='{"1":2,"2":"0","3":1}' data-sheets-value='{"1":3,"3":50}' style="overflow:hidden;padding:0px 3px 0px 3px;vertical-align:bottom;text-align:center;">50</td> <td data-sheets-numberformat='{"1":2,"2":"0","3":1}' data-sheets-value='{"1":3,"3":20}' style="border-right:1px solid #000000;overflow:hidden;padding:0px 3px 0px 3px;vertical-align:bottom;text-align:center;">20</td> </tr> <tr style="height:20px;"> <td style="border-left:1px solid #000000;overflow:hidden;padding:0px 3px 0px 3px;vertical-align:bottom;font-weight:bold;"></td> <td data-sheets-value='{"1":2,"2":"Triple-walled"}' style="overflow:hidden;padding:0px 3px 0px 3px;vertical-align:bottom;font-weight:bold;">Triple-walled</td> <td data-sheets-value='{"1":2,"2":"Clear (A/H/H)"}' style="border-right:1px solid #000000;overflow:hidden;padding:0px 3px 0px 3px;vertical-align:bottom;font-weight:bold;">Clear (A/H/H)</td> <td data-sheets-numberformat='{"1":2,"2":"0.00","3":1}' data-sheets-value='{"1":3,"3":1.7}' style="overflow:hidden;padding:0px 3px 0px 3px;vertical-align:bottom;text-align:center;">1.70</td> <td data-sheets-numberformat='{"1":2,"2":"0","3":1}' data-sheets-value='{"1":3,"3":71}' style="overflow:hidden;padding:0px 3px 0px 3px;vertical-align:bottom;text-align:center;">71</td> <td data-sheets-numberformat='{"1":2,"2":"0","3":1}' data-sheets-value='{"1":3,"3":63}' style="overflow:hidden;padding:0px 3px 0px 3px;vertical-align:bottom;text-align:center;">63</td> <td data-sheets-numberformat='{"1":2,"2":"0","3":1}' data-sheets-value='{"1":3,"3":22}' style="border-right:1px solid #000000;overflow:hidden;padding:0px 3px 0px 3px;vertical-align:bottom;text-align:center;">22</td> </tr> <tr style="height:20px;"> <td style="border-left:1px solid #000000;overflow:hidden;padding:0px 3px 0px 3px;vertical-align:bottom;font-weight:bold;"></td> <td data-sheets-value='{"1":2,"2":"Triple-walled"}' style="overflow:hidden;padding:0px 3px 0px 3px;vertical-align:bottom;font-weight:bold;">Triple-walled</td> <td data-sheets-value='{"1":2,"2":"Opal (A/O/O)"}' style="border-right:1px solid #000000;overflow:hidden;padding:0px 3px 0px 3px;vertical-align:bottom;font-weight:bold;">Opal (A/O/O)</td> <td data-sheets-numberformat='{"1":2,"2":"0.00","3":1}' data-sheets-value='{"1":3,"3":1.7}' style="overflow:hidden;padding:0px 3px 0px 3px;vertical-align:bottom;text-align:center;">1.70</td> <td data-sheets-numberformat='{"1":2,"2":"0","3":1}' data-sheets-value='{"1":3,"3":61}' style="overflow:hidden;padding:0px 3px 0px 3px;vertical-align:bottom;text-align:center;">61</td> <td data-sheets-numberformat='{"1":2,"2":"0","3":1}' data-sheets-value='{"1":3,"3":48}' style="overflow:hidden;padding:0px 3px 0px 3px;vertical-align:bottom;text-align:center;">48</td> <td data-sheets-numberformat='{"1":2,"2":"0","3":1}' data-sheets-value='{"1":3,"3":22}' style="border-right:1px solid #000000;overflow:hidden;padding:0px 3px 0px 3px;vertical-align:bottom;text-align:center;">22</td> </tr> <tr style="height:20px;"> <td style="border-left:1px solid #000000;overflow:hidden;padding:0px 3px 0px 3px;vertical-align:bottom;font-weight:bold;"></td> <td data-sheets-value='{"1":2,"2":"Four-walled"}' style="overflow:hidden;padding:0px 3px 0px 3px;vertical-align:bottom;font-weight:bold;">Four-walled</td> <td data-sheets-value='{"1":2,"2":"Clear (A/H/H/H)"}' style="border-right:1px solid #000000;overflow:hidden;padding:0px 3px 0px 3px;vertical-align:bottom;font-weight:bold;">Clear (A/H/H/H)</td> <td data-sheets-numberformat='{"1":2,"2":"0.00","3":1}' data-sheets-value='{"1":3,"3":1.28}' style="overflow:hidden;padding:0px 3px 0px 3px;vertical-align:bottom;text-align:center;">1.28</td> <td data-sheets-numberformat='{"1":2,"2":"0","3":1}' data-sheets-value='{"1":3,"3":64}' style="overflow:hidden;padding:0px 3px 0px 3px;vertical-align:bottom;text-align:center;">64</td> <td data-sheets-numberformat='{"1":2,"2":"0","3":1}' data-sheets-value='{"1":3,"3":52}' style="overflow:hidden;padding:0px 3px 0px 3px;vertical-align:bottom;text-align:center;">52</td> <td data-sheets-numberformat='{"1":2,"2":"0","3":1}' data-sheets-value='{"1":3,"3":23}' style="border-right:1px solid #000000;overflow:hidden;padding:0px 3px 0px 3px;vertical-align:bottom;text-align:center;">23</td> </tr> <tr style="height:20px;"> <td style="border-bottom:1px solid #000000;border-left:1px solid #000000;overflow:hidden;padding:0px 3px 0px 3px;vertical-align:bottom;"></td> <td data-sheets-value='{"1":2,"2":"Four-walled"}' style="border-bottom:1px solid #000000;overflow:hidden;padding:0px 3px 0px 3px;vertical-align:bottom;font-weight:bold;">Four-walled</td> <td data-sheets-value='{"1":2,"2":"Opal (A/H/O/H)"}' style="border-right:1px solid #000000;border-bottom:1px solid #000000;overflow:hidden;padding:0px 3px 0px 3px;vertical-align:bottom;font-weight:bold;">Opal (A/H/O/H)</td> <td data-sheets-numberformat='{"1":2,"2":"0.00","3":1}' data-sheets-value='{"1":3,"3":1.28}' style="border-bottom:1px solid #000000;overflow:hidden;padding:0px 3px 0px 3px;vertical-align:bottom;text-align:center;">1.28</td> <td data-sheets-numberformat='{"1":2,"2":"0","3":1}' data-sheets-value='{"1":3,"3":59}' style="border-bottom:1px solid #000000;overflow:hidden;padding:0px 3px 0px 3px;vertical-align:bottom;text-align:center;">59</td> <td data-sheets-numberformat='{"1":2,"2":"0","3":1}' data-sheets-value='{"1":3,"3":46}' style="border-bottom:1px solid #000000;overflow:hidden;padding:0px 3px 0px 3px;vertical-align:bottom;text-align:center;">46</td> <td data-sheets-numberformat='{"1":2,"2":"0","3":1}' data-sheets-value='{"1":3,"3":23}' style="border-right:1px solid #000000;border-bottom:1px solid #000000;overflow:hidden;padding:0px 3px 0px 3px;vertical-align:bottom;text-align:center;">23</td> </tr> <tr style="height:20px;"> <td data-sheets-value='{"1":2,"2":"Polycarbonate"}' style="border-left:1px solid #000000;overflow:hidden;padding:0px 3px 0px 3px;vertical-align:bottom;font-weight:bold;">Polycarbonate</td> <td data-sheets-value='{"1":2,"2":"Single-walled"}' style="overflow:hidden;padding:0px 3px 0px 3px;vertical-align:bottom;font-weight:bold;">Single-walled</td> <td data-sheets-value='{"1":2,"2":"Heatstop Opal (T)"}' style="border-right:1px solid #000000;overflow:hidden;padding:0px 3px 0px 3px;vertical-align:bottom;font-weight:bold;">Heatstop Opal (T)</td> <td data-sheets-numberformat='{"1":2,"2":"0.00","3":1}' data-sheets-value='{"1":3,"3":5.17}' style="overflow:hidden;padding:0px 3px 0px 3px;vertical-align:bottom;text-align:center;">5.17</td> <td data-sheets-numberformat='{"1":2,"2":"0","3":1}' data-sheets-value='{"1":3,"3":49}' style="overflow:hidden;padding:0px 3px 0px 3px;vertical-align:bottom;text-align:center;">49</td> <td data-sheets-numberformat='{"1":2,"2":"0","3":1}' data-sheets-value='{"1":3,"3":59}' style="overflow:hidden;padding:0px 3px 0px 3px;vertical-align:bottom;text-align:center;">59</td> <td data-sheets-numberformat='{"1":2,"2":"0","3":1}' data-sheets-value='{"1":2,"2":"-"}' style="border-right:1px solid #000000;overflow:hidden;padding:0px 3px 0px 3px;vertical-align:bottom;text-align:center;">-</td> </tr> <tr style="height:20px;"> <td data-sheets-value='{"1":2,"2":"Heatstop PC"}' style="border-left:1px solid #000000;overflow:hidden;padding:0px 3px 0px 3px;vertical-align:bottom;font-weight:bold;">Heatstop PC</td> <td data-sheets-value='{"1":2,"2":"Double-walled"}' style="overflow:hidden;padding:0px 3px 0px 3px;vertical-align:bottom;font-weight:bold;">Double-walled</td> <td data-sheets-value='{"1":2,"2":"Clear (T/H)"}' style="border-right:1px solid #000000;overflow:hidden;padding:0px 3px 0px 3px;vertical-align:bottom;font-weight:bold;">Clear (T/H)</td> <td data-sheets-numberformat='{"1":2,"2":"0.00","3":1}' data-sheets-value='{"1":3,"3":2.9}' style="overflow:hidden;padding:0px 3px 0px 3px;vertical-align:bottom;text-align:center;">2.90</td> <td data-sheets-numberformat='{"1":2,"2":"0","3":1}' data-sheets-value='{"1":3,"3":44}' style="overflow:hidden;padding:0px 3px 0px 3px;vertical-align:bottom;text-align:center;">44</td> <td data-sheets-numberformat='{"1":2,"2":"0","3":1}' data-sheets-value='{"1":3,"3":51}' style="overflow:hidden;padding:0px 3px 0px 3px;vertical-align:bottom;text-align:center;">51</td> <td data-sheets-numberformat='{"1":2,"2":"0","3":1}' data-sheets-value='{"1":3,"3":20}' style="border-right:1px solid #000000;overflow:hidden;padding:0px 3px 0px 3px;vertical-align:bottom;text-align:center;">20</td> </tr> <tr style="height:20px;"> <td style="border-left:1px solid #000000;overflow:hidden;padding:0px 3px 0px 3px;vertical-align:bottom;font-weight:bold;"></td> <td data-sheets-value='{"1":2,"2":"Double-walled"}' style="overflow:hidden;padding:0px 3px 0px 3px;vertical-align:bottom;font-weight:bold;">Double-walled</td> <td data-sheets-value='{"1":2,"2":"Opal (T/O)"}' style="border-right:1px solid #000000;overflow:hidden;padding:0px 3px 0px 3px;vertical-align:bottom;font-weight:bold;">Opal (T/O)</td> <td data-sheets-numberformat='{"1":2,"2":"0.00","3":1}' data-sheets-value='{"1":3,"3":2.9}' style="overflow:hidden;padding:0px 3px 0px 3px;vertical-align:bottom;text-align:center;">2.90</td> <td data-sheets-numberformat='{"1":2,"2":"0","3":1}' data-sheets-value='{"1":3,"3":41}' style="overflow:hidden;padding:0px 3px 0px 3px;vertical-align:bottom;text-align:center;">41</td> <td data-sheets-numberformat='{"1":2,"2":"0","3":1}' data-sheets-value='{"1":3,"3":45}' style="overflow:hidden;padding:0px 3px 0px 3px;vertical-align:bottom;text-align:center;">45</td> <td data-sheets-numberformat='{"1":2,"2":"0","3":1}' data-sheets-value='{"1":3,"3":20}' style="border-right:1px solid #000000;overflow:hidden;padding:0px 3px 0px 3px;vertical-align:bottom;text-align:center;">20</td> </tr> <tr style="height:20px;"> <td style="border-left:1px solid #000000;overflow:hidden;padding:0px 3px 0px 3px;vertical-align:bottom;font-weight:bold;"></td> <td data-sheets-value='{"1":2,"2":"Triple-walled"}' style="overflow:hidden; | skylux-160-ce-met-koepel-en-metaalopstand-met-lm-motor-en-windvang-1600-x-2800-mm | 8586007642445 | 46872297865549
Smoke and heat exhaust (SHEV) | SHE system | Skylux | Skylux 160° CE with skylight and metal curb with double LM-actuator, PVC frame type EP25 and spoiler 1000 x 2500 mm |  | 50937 | 5412970509370 | 7965.45 | Yes | 30-45 | 155.61 | 1000 x 2500 mm | 2500 | 1000 |  | metal curb M30 (30 cm high) | Rectangular | 1.19 W/m²K - 0.98 W/m²K | 57% - 30% | 37% - 17% | 24dB - 26dB | 160° CE (for industry) | PVC frame EP25 | with spoiler | E | Double actuator | Maximum double-walled skylight possible for this product | Ut-value LT-value g-value Rw-value EN 1873 : 2014 EN ISO 13468 EN 16153 EN 410 EN 410 EN ISO 140-3 Material Walls Shells (W/m²K) (%) (%) (dB) Acrylic EW Clear (H) 1.19 37 57 24 PMMA Opal (O) 1.19 34 50 24 DW Clear (H/H) 0.98 33 50 26 Opal (O/O) 0.98 28 38 26 Polycarbonate EW Clear (A) 1.19 36 55 24 PC Opal (D) 1.19 24 40 24 DW Clear (A/H) 0.98 32 48 26 Clear (A/A) 0.98 32 46 26 Opal (A/O) 0.98 30 42 26 Opal (A/D) 0.98 21 33 26 Polycarbonate EW Heatstop Opal (T) 1.19 20 39 24 Heatstop PC DW Clear (T/H) 0.98 18 34 26 Opal (T/O) 0.98 17 30 26 | https://skylux.eu/en/products/skylux-160-ce-met-koepel-en-metaalopstand-met-lm-motor-pvc-raam-type-ep25-en-windvang-1000-x-2500-mm | https://skylux.eu/cdn/shop/files/Skylux-160deg-CE-met-koepel-en-metaalopstand-met-dubbele-LM-motor-pvc-raam-type-EP25-en-windvang-1000-x-2500-mm-RWA-systeem.jpg?v=1702977103&width=1600 | https://skylux.eu/cdn/shop/files/e5a82811-1bb0-48e4-a776-cacb59c7c092_543c1205-d713-4487-b1c4-b4370eb4202b.jpg?v=1688550288&width=1600 | //skylux.eu/cdn/shop/files/E_MH_Mounting_instructions_Skylux_160_CE_LM.pdf?v=12406716259046007223 | //skylux.eu/cdn/shop/files/E_TD_Technical_File_Skylux_Skylux_160_CE_Electric.pdf?v=3667116872303399239 | <style type="text/css" id="isPasted"><!--td {border: 1px solid #cccccc;}br {mso-data-placement:same-cell;}--></style><table border="1" cellpadding="0" cellspacing="0" dir="ltr" style="table-layout:fixed;font-size:10pt;font-family:Arial;border-collapse:collapse;border:none;"><tbody> <tr style="height:20px;"> <td style="overflow:hidden;padding:0px 3px 0px 3px;vertical-align:bottom;"></td> <td style="overflow:hidden;padding:0px 3px 0px 3px;vertical-align:bottom;"></td> <td style="overflow:hidden;padding:0px 3px 0px 3px;vertical-align:bottom;"></td> <td data-sheets-value='{"1":2,"2":"Ut-value"}' style="overflow:hidden;padding:0px 3px 0px 3px;vertical-align:bottom;font-weight:bold;text-align:center;">Ut-value</td> <td data-sheets-value='{"1":2,"2":"LT-value"}' style="overflow:hidden;padding:0px 3px 0px 3px;vertical-align:bottom;font-weight:bold;text-align:center;">LT-value</td> <td data-sheets-value='{"1":2,"2":"g-value"}' style="overflow:hidden;padding:0px 3px 0px 3px;vertical-align:bottom;font-weight:bold;text-align:center;">g-value</td> <td data-sheets-value='{"1":2,"2":"Rw-value "}' style="overflow:hidden;padding:0px 3px 0px 3px;vertical-align:bottom;font-weight:bold;text-align:center;">Rw-value </td> </tr> <tr style="height:20px;"> <td style="overflow:hidden;padding:0px 3px 0px 3px;vertical-align:bottom;"></td> <td style="overflow:hidden;padding:0px 3px 0px 3px;vertical-align:bottom;"></td> <td style="overflow:hidden;padding:0px 3px 0px 3px;vertical-align:bottom;"></td> <td data-sheets-numberformat='{"1":2,"2":"0.00","3":1}' data-sheets-value='{"1":2,"2":"EN 1873 : 2014"}' style="overflow:hidden;padding:0px 3px 0px 3px;vertical-align:bottom;text-align:center;">EN 1873 : 2014</td> <td data-sheets-numberformat='{"1":2,"2":"0","3":1}' data-sheets-value='{"1":2,"2":"EN ISO 13468 EN 16153 EN 410"}' style="overflow:hidden;padding:0px 3px 0px 3px;vertical-align:bottom;text-align:center;">EN ISO 13468 EN 16153 EN 410</td> <td data-sheets-numberformat='{"1":2,"2":"0","3":1}' data-sheets-value='{"1":2,"2":"EN 410"}' style="overflow:hidden;padding:0px 3px 0px 3px;vertical-align:bottom;text-align:center;">EN 410</td> <td data-sheets-value='{"1":2,"2":"EN ISO 140-3\t\t"}' style="overflow:hidden;padding:0px 3px 0px 3px;vertical-align:bottom;text-align:center;">EN ISO 140-3 </td> </tr> <tr style="height:20px;"> <td data-sheets-value='{"1":2,"2":"Material"}' style="border-bottom:1px solid #000000;overflow:hidden;padding:0px 3px 0px 3px;vertical-align:bottom;background-color:#000000;font-weight:bold;color:#ffffff;">Material</td> <td data-sheets-value='{"1":2,"2":"Walls"}' style="border-bottom:1px solid #000000;overflow:hidden;padding:0px 3px 0px 3px;vertical-align:bottom;background-color:#000000;font-weight:bold;color:#ffffff;">Walls</td> <td data-sheets-value='{"1":2,"2":"Shells"}' style="border-bottom:1px solid #000000;overflow:hidden;padding:0px 3px 0px 3px;vertical-align:bottom;background-color:#000000;font-weight:bold;color:#ffffff;">Shells</td> <td data-sheets-numberformat='{"1":2,"2":"0.00","3":1}' data-sheets-value='{"1":2,"2":"(W/m²K)\t"}' style="border-bottom:1px solid #000000;overflow:hidden;padding:0px 3px 0px 3px;vertical-align:bottom;background-color:#000000;font-weight:bold;color:#ffffff;text-align:center;">(W/m²K) </td> <td data-sheets-numberformat='{"1":2,"2":"0","3":1}' data-sheets-value='{"1":2,"2":"(%)"}' style="border-bottom:1px solid #000000;overflow:hidden;padding:0px 3px 0px 3px;vertical-align:bottom;background-color:#000000;font-weight:bold;color:#ffffff;text-align:center;">(%)</td> <td data-sheets-numberformat='{"1":2,"2":"0","3":1}' data-sheets-value='{"1":2,"2":"(%)"}' style="border-bottom:1px solid #000000;overflow:hidden;padding:0px 3px 0px 3px;vertical-align:bottom;background-color:#000000;font-weight:bold;color:#ffffff;text-align:center;">(%)</td> <td data-sheets-value='{"1":2,"2":"(dB)"}' style="border-bottom:1px solid #000000;overflow:hidden;padding:0px 3px 0px 3px;vertical-align:bottom;background-color:#000000;font-weight:bold;color:#ffffff;text-align:center;">(dB)</td> </tr> <tr style="height:20px;"> <td data-sheets-value='{"1":2,"2":"Acrylic"}' style="border-left:1px solid #000000;overflow:hidden;padding:0px 3px 0px 3px;vertical-align:bottom;">Acrylic</td> <td data-sheets-value='{"1":2,"2":"EW"}' style="overflow:hidden;padding:0px 3px 0px 3px;vertical-align:bottom;">EW</td> <td data-sheets-value='{"1":2,"2":"Clear (H)"}' style="overflow:hidden;padding:0px 3px 0px 3px;vertical-align:bottom;">Clear (H)</td> <td data-sheets-numberformat='{"1":2,"2":"0.00","3":1}' data-sheets-value='{"1":3,"3":1.19}' style="overflow:hidden;padding:0px 3px 0px 3px;vertical-align:bottom;text-align:center;">1.19</td> <td data-sheets-numberformat='{"1":2,"2":"0","3":1}' data-sheets-value='{"1":3,"3":36.9}' style="overflow:hidden;padding:0px 3px 0px 3px;vertical-align:bottom;text-align:center;">37</td> <td data-sheets-numberformat='{"1":2,"2":"0","3":1}' data-sheets-value='{"1":3,"3":57.42}' style="overflow:hidden;padding:0px 3px 0px 3px;vertical-align:bottom;text-align:center;">57</td> <td data-sheets-value='{"1":3,"3":24}' style="border-right:1px solid #000000;overflow:hidden;padding:0px 3px 0px 3px;vertical-align:bottom;text-align:center;">24</td> </tr> <tr style="height:20px;"> <td data-sheets-value='{"1":2,"2":"PMMA"}' style="border-left:1px solid #000000;overflow:hidden;padding:0px 3px 0px 3px;vertical-align:bottom;">PMMA</td> <td style="overflow:hidden;padding:0px 3px 0px 3px;vertical-align:bottom;"></td> <td data-sheets-value='{"1":2,"2":"Opal (O)"}' style="overflow:hidden;padding:0px 3px 0px 3px;vertical-align:bottom;">Opal (O)</td> <td data-sheets-numberformat='{"1":2,"2":"0.00","3":1}' data-sheets-value='{"1":3,"3":1.19}' style="overflow:hidden;padding:0px 3px 0px 3px;vertical-align:bottom;text-align:center;">1.19</td> <td data-sheets-numberformat='{"1":2,"2":"0","3":1}' data-sheets-value='{"1":3,"3":34.03}' style="overflow:hidden;padding:0px 3px 0px 3px;vertical-align:bottom;text-align:center;">34</td> <td data-sheets-numberformat='{"1":2,"2":"0","3":1}' data-sheets-value='{"1":3,"3":50.160000000000004}' style="overflow:hidden;padding:0px 3px 0px 3px;vertical-align:bottom;text-align:center;">50</td> <td data-sheets-value='{"1":3,"3":24}' style="border-right:1px solid #000000;overflow:hidden;padding:0px 3px 0px 3px;vertical-align:bottom;text-align:center;">24</td> </tr> <tr style="height:20px;"> <td style="border-left:1px solid #000000;overflow:hidden;padding:0px 3px 0px 3px;vertical-align:bottom;"></td> <td data-sheets-value='{"1":2,"2":"DW"}' style="overflow:hidden;padding:0px 3px 0px 3px;vertical-align:bottom;">DW</td> <td data-sheets-value='{"1":2,"2":"Clear (H/H)"}' style="overflow:hidden;padding:0px 3px 0px 3px;vertical-align:bottom;">Clear (H/H)</td> <td data-sheets-numberformat='{"1":2,"2":"0.00","3":1}' data-sheets-value='{"1":3,"3":0.98}' style="overflow:hidden;padding:0px 3px 0px 3px;vertical-align:bottom;text-align:center;">0.98</td> <td data-sheets-numberformat='{"1":2,"2":"0","3":1}' data-sheets-value='{"1":3,"3":33.21}' style="overflow:hidden;padding:0px 3px 0px 3px;vertical-align:bottom;text-align:center;">33</td> <td data-sheets-numberformat='{"1":2,"2":"0","3":1}' data-sheets-value='{"1":3,"3":49.5}' style="overflow:hidden;padding:0px 3px 0px 3px;vertical-align:bottom;text-align:center;">50</td> <td data-sheets-value='{"1":3,"3":26}' style="border-right:1px solid #000000;overflow:hidden;padding:0px 3px 0px 3px;vertical-align:bottom;text-align:center;">26</td> </tr> <tr style="height:20px;"> <td style="border-bottom:1px solid #000000;border-left:1px solid #000000;overflow:hidden;padding:0px 3px 0px 3px;vertical-align:bottom;"></td> <td style="border-bottom:1px solid #000000;overflow:hidden;padding:0px 3px 0px 3px;vertical-align:bottom;"></td> <td data-sheets-value='{"1":2,"2":"Opal (O/O)"}' style="border-bottom:1px solid #000000;overflow:hidden;padding:0px 3px 0px 3px;vertical-align:bottom;">Opal (O/O)</td> <td data-sheets-numberformat='{"1":2,"2":"0.00","3":1}' data-sheets-value='{"1":3,"3":0.98}' style="border-bottom:1px solid #000000;overflow:hidden;padding:0px 3px 0px 3px;vertical-align:bottom;text-align:center;">0.98</td> <td data-sheets-numberformat='{"1":2,"2":"0","3":1}' data-sheets-value='{"1":3,"3":28.29}' style="border-bottom:1px solid #000000;overflow:hidden;padding:0px 3px 0px 3px;vertical-align:bottom;text-align:center;">28</td> <td data-sheets-numberformat='{"1":2,"2":"0","3":1}' data-sheets-value='{"1":3,"3":38.28}' style="border-bottom:1px solid #000000;overflow:hidden;padding:0px 3px 0px 3px;vertical-align:bottom;text-align:center;">38</td> <td data-sheets-value='{"1":3,"3":26}' style="border-right:1px solid #000000;border-bottom:1px solid #000000;overflow:hidden;padding:0px 3px 0px 3px;vertical-align:bottom;text-align:center;">26</td> </tr> <tr style="height:20px;"> <td data-sheets-value='{"1":2,"2":"Polycarbonate "}' style="border-left:1px solid #000000;overflow:hidden;padding:0px 3px 0px 3px;vertical-align:bottom;">Polycarbonate </td> <td data-sheets-value='{"1":2,"2":"EW"}' style="overflow:hidden;padding:0px 3px 0px 3px;vertical-align:bottom;">EW</td> <td data-sheets-value='{"1":2,"2":"Clear (A)"}' style="overflow:hidden;padding:0px 3px 0px 3px;vertical-align:bottom;">Clear (A)</td> <td data-sheets-numberformat='{"1":2,"2":"0.00","3":1}' data-sheets-value='{"1":3,"3":1.19}' style="overflow:hidden;padding:0px 3px 0px 3px;vertical-align:bottom;text-align:center;">1.19</td> <td data-sheets-numberformat='{"1":2,"2":"0","3":1}' data-sheets-value='{"1":3,"3":36.08}' style="overflow:hidden;padding:0px 3px 0px 3px;vertical-align:bottom;text-align:center;">36</td> <td data-sheets-numberformat='{"1":2,"2":"0","3":1}' data-sheets-value='{"1":3,"3":54.78}' style="overflow:hidden;padding:0px 3px 0px 3px;vertical-align:bottom;text-align:center;">55</td> <td data-sheets-value='{"1":3,"3":24}' style="border-right:1px solid #000000;overflow:hidden;padding:0px 3px 0px 3px;vertical-align:bottom;text-align:center;">24</td> </tr> <tr style="height:20px;"> <td data-sheets-value='{"1":2,"2":"PC"}' style="border-left:1px solid #000000;overflow:hidden;padding:0px 3px 0px 3px;vertical-align:bottom;">PC</td> <td style="overflow:hidden;padding:0px 3px 0px 3px;vertical-align:bottom;"></td> <td data-sheets-value='{"1":2,"2":"Opal (D)"}' style="overflow:hidden;padding:0px 3px 0px 3px;vertical-align:bottom;">Opal (D)</td> <td data-sheets-numberformat='{"1":2,"2":"0.00","3":1}' data-sheets-value='{"1":3,"3":1.19}' style="overflow:hidden;padding:0px 3px 0px 3px;vertical-align:bottom;text-align:center;">1.19</td> <td data-sheets-numberformat='{"1":2,"2":"0","3":1}' data-sheets-value='{"1":3,"3":23.779999999999998}' style="overflow:hidden;padding:0px 3px 0px 3px;vertical-align:bottom;text-align:center;">24</td> <td data-sheets-numberformat='{"1":2,"2":"0","3":1}' data-sheets-value='{"1":3,"3":39.6}' style="overflow:hidden;padding:0px 3px 0px 3px;vertical-align:bottom;text-align:center;">40</td> <td data-sheets-value='{"1":3,"3":24}' style="border-right:1px solid #000000;overflow:hidden;padding:0px 3px 0px 3px;vertical-align:bottom;text-align:center;">24</td> </tr> <tr style="height:20px;"> <td style="border-left:1px solid #000000;overflow:hidden;padding:0px 3px 0px 3px;vertical-align:bottom;"></td> <td data-sheets-value='{"1":2,"2":"DW"}' style="overflow:hidden;padding:0px 3px 0px 3px;vertical-align:bottom;">DW</td> <td data-sheets-value='{"1":2,"2":"Clear (A/H)"}' style="overflow:hidden;padding:0px 3px 0px 3px;vertical-align:bottom;">Clear (A/H)</td> <td data-sheets-numberformat='{"1":2,"2":"0.00","3":1}' data-sheets-value='{"1":3,"3":0.98}' style="overflow:hidden;padding:0px 3px 0px 3px;vertical-align:bottom;text-align:center;">0.98</td> <td data-sheets-numberformat='{"1":2,"2":"0","3":1}' data-sheets-value='{"1":3,"3":32.39}' style="overflow:hidden;padding:0px 3px 0px 3px;vertical-align:bottom;text-align:center;">32</td> <td data-sheets-numberformat='{"1":2,"2":"0","3":1}' data-sheets-value='{"1":3,"3":47.52}' style="overflow:hidden;padding:0px 3px 0px 3px;vertical-align:bottom;text-align:center;">48</td> <td data-sheets-value='{"1":3,"3":26}' style="border-right:1px solid #000000;overflow:hidden;padding:0px 3px 0px 3px;vertical-align:bottom;text-align:center;">26</td> </tr> <tr style="height:20px;"> <td style="border-left:1px solid #000000;overflow:hidden;padding:0px 3px 0px 3px;vertical-align:bottom;"></td> <td style="overflow:hidden;padding:0px 3px 0px 3px;vertical-align:bottom;"></td> <td data-sheets-value='{"1":2,"2":"Clear (A/A)"}' style="overflow:hidden;padding:0px 3px 0px 3px;vertical-align:bottom;">Clear (A/A)</td> <td data-sheets-numberformat='{"1":2,"2":"0.00","3":1}' data-sheets-value='{"1":3,"3":0.98}' style="overflow:hidden;padding:0px 3px 0px 3px;vertical-align:bottom;text-align:center;">0.98</td> <td data-sheets-numberformat='{"1":2,"2":"0","3":1}' data-sheets-value='{"1":3,"3":31.569999999999997}' style="overflow:hidden;padding:0px 3px 0px 3px;vertical-align:bottom;text-align:center;">32</td> <td data-sheets-numberformat='{"1":2,"2":"0","3":1}' data-sheets-value='{"1":3,"3":45.54}' style="overflow:hidden;padding:0px 3px 0px 3px;vertical-align:bottom;text-align:center;">46</td> <td data-sheets-value='{"1":3,"3":26}' style="border-right:1px solid #000000;overflow:hidden;padding:0px 3px 0px 3px;vertical-align:bottom;text-align:center;">26</td> </tr> <tr style="height:20px;"> <td style="border-left:1px solid #000000;overflow:hidden;padding:0px 3px 0px 3px;vertical-align:bottom;"></td> <td style="overflow:hidden;padding:0px 3px 0px 3px;vertical-align:bottom;"></td> <td data-sheets-value='{"1":2,"2":"Opal (A/O)"}' style="overflow:hidden;padding:0px 3px 0px 3px;vertical-align:bottom;">Opal (A/O)</td> <td data-sheets-numberformat='{"1":2,"2":"0.00","3":1}' data-sheets-value='{"1":3,"3":0.98}' style="overflow:hidden;padding:0px 3px 0px 3px;vertical-align:bottom;text-align:center;">0.98</td> <td data-sheets-numberformat='{"1":2,"2":"0","3":1}' data-sheets-value='{"1":3,"3":29.93}' style="overflow:hidden;padding:0px 3px 0px 3px;vertical-align:bottom;text-align:center;">30</td> <td data-sheets-numberformat='{"1":2,"2":"0","3":1}' data-sheets-value='{"1":3,"3":41.580000000000005}' style="overflow:hidden;padding:0px 3px 0px 3px;vertical-align:bottom;text-align:center;">42</td> <td data-sheets-value='{"1":3,"3":26}' style="border-right:1px solid #000000;overflow:hidden;padding:0px 3px 0px 3px;vertical-align:bottom;text-align:center;">26</td> </tr> <tr style="height:20px;"> <td style="border-bottom:1px solid #000000;border-left:1px solid #000000;overflow:hidden;padding:0px 3px 0px 3px;vertical-align:bottom;"></td> <td style="border-bottom:1px solid #000000;overflow:hidden;padding:0px 3px 0px 3px;vertical-align:bottom;"></td> <td data-sheets-value='{"1":2,"2":"Opal (A/D)"}' style="border-bottom:1px solid #000000;overflow:hidden;padding:0px 3px 0px 3px;vertical-align:bottom;">Opal (A/D)</td> <td data-sheets-numberformat='{"1":2,"2":"0.00","3":1}' data-sheets-value='{"1":3,"3":0.98}' style="border-bottom:1px solid #000000;overflow:hidden;padding:0px 3px 0px 3px;vertical-align:bottom;text-align:center;">0.98</td> <td data-sheets-numberformat='{"1":2,"2":"0","3":1}' data-sheets-value='{"1":3,"3":20.91}' style="border-bottom:1px solid #000000;overflow:hidden;padding:0px 3px 0px 3px;vertical-align:bottom;text-align:center;">21</td> <td data-sheets-numberformat='{"1":2,"2":"0","3":1}' data-sheets-value='{"1":3,"3":33}' style="border-bottom:1px solid #000000;overflow:hidden;padding:0px 3px 0px 3px;vertical-align:bottom;text-align:center;">33</td> <td data-sheets-value='{"1":3,"3":26}' style="border-right:1px solid #000000;border-bottom:1px solid #000000;overflow:hidden;padding:0px 3px 0px 3px;vertical-align:bottom;text-align:center;">26</td> </tr> <tr style="height:20px;"> <td data-sheets-value='{"1":2,"2":"Polycarbonate"}' style="border-left:1px solid #000000;overflow:hidden;padding:0px 3px 0px 3px;vertical-align:bottom;">Polycarbonate</td> <td data-sheets-value='{"1":2,"2":"EW"}' style="overflow:hidden;padding:0px 3px 0px 3px;vertical-align:bottom;">EW</td> <td data-sheets-value='{"1":2,"2":"Heatstop Opal (T)"}' style="overflow:hidden;padding:0px 3px 0px 3px;vertical-align:bottom;">Heatstop Opal (T)</td> <td data-sheets-numberformat='{"1":2,"2":"0.00","3":1}' data-sheets-value='{"1":3,"3":1.19}' style="overflow:hidden;padding:0px 3px 0px 3px;vertical-align:bottom;text-align:center;">1.19</td> <td data-sheets-numberformat='{"1":2,"2":"0","3":1}' data-sheets-value='{"1":3,"3":20.09}' style="overflow:hidden;padding:0px 3px 0px 3px;vertical-align:bottom;text-align:center;">20</td> <td data-sheets-numberformat='{"1":2,"2":"0","3":1}' data-sheets-value='{"1":3,"3":38.940000000000005}' style="overflow:hidden;padding:0px 3px 0px 3px;vertical-align:bottom;text-align:center;">39</td> <td data-sheets-value='{"1":3,"3":24}' style="border-right:1px solid #000000;overflow:hidden;padding:0px 3px 0px 3px;vertical-align:bottom;text-align:center;">24</td> </tr> <tr style="height:20px;"> <td data-sheets-value='{"1":2,"2":"Heatstop PC"}' style="border-left:1px solid #000000;overflow:hidden;padding:0px 3px 0px 3px;vertical-align:bottom;">Heatstop PC</td> <td data-sheets-value='{"1":2,"2":"DW"}' style="overflow:hidden;padding:0px 3px 0px 3px;vertical-align:bottom;">DW</td> <td data-sheets-value='{"1":2,"2":"Clear (T/H)"}' style="overflow:hidden;padding:0px 3px 0px 3px;vertical-align:bottom;">Clear (T/H)</td> <td data-sheets-numberformat='{"1":2,"2":"0.00","3":1}' data-sheets-value='{"1":3,"3":0.98}' style="overflow:hidden;padding:0px 3px 0px 3px;vertical-align:bottom;text-align:center;">0.98</td> <td data-sheets-numberformat='{"1":2,"2":"0","3":1}' data-sheets-value='{"1":3,"3":18.04}' style="overflow:hidden;padding:0px 3px 0px 3px;vertical-align:bottom;text-align:center;">18</td> <td data-sheets-numberformat='{"1":2,"2":"0","3":1}' data-sheets-value='{"1":3,"3":33.660000000000004}' style="overflow:hidden;padding:0px 3px 0px 3px;vertical-align:bottom;text-align:center;">34</td> <td data-sheets-value='{"1":3,"3":26}' style="border-right:1px solid #000000;overflow:hidden;padding:0px 3px 0px 3px;vertical-align:bottom;text-align:center;">26</td> </tr> <tr style="height:20px;"> <td style="border-bottom:1px solid #000000;border-left:1px solid #000000;overflow:hidden;padding:0px 3px 0px 3px;vertical-align:bottom;"></td> <td style="border-bottom:1px solid #000000;overflow:hidden;padding:0px 3px 0px 3px;vertical-align:bottom;"></td> <td data-sheets-value='{"1":2,"2":"Opal (T/O)"}' style="border-bottom:1px solid #000000;overflow:hidden;padding:0px 3px 0px 3px;vertical-align:bottom;">Opal (T/O)</td> <td data-sheets-numberformat='{"1":2,"2":"0.00","3":1}' data-sheets-value='{"1":3,"3":0.98}' style="border-bottom:1px solid #000000;overflow:hidden;padding:0px 3px 0px 3px;vertical-align:bottom;text-align:center;">0.98</td> <td data-sheets-numberformat='{"1":2,"2":"0","3":1}' data-sheets-value='{"1":3,"3":16.81}' style="border-bottom:1px solid #000000;overflow:hidden;padding:0px 3px 0px 3px;vertical-align:bottom;text-align:center;">17</td> <td data-sheets-numberformat='{"1":2,"2":"0","3":1}' data-sheets-value='{"1":3,"3":29.700000000000003}' style="border-bottom:1px solid #000000;overflow:hidden;padding:0px 3px 0px 3px;vertical-align:bottom;text-align:center;">30</td> <td data-sheets-value='{"1":3,"3":26}' style="border-right:1px solid #000000;border-bottom:1px solid #000000;overflow:hidden;padding:0px 3px 0px 3px;vertical-align:bottom;text-align:center;">26</td> </tr> </tbody></table> | skylux-160-ce-met-koepel-en-metaalopstand-met-lm-motor-pvc-raam-type-ep25-en-windvang-1000-x-2500-mm | 8585999483213 | 46872278270285
Smoke and heat exhaust (SHEV) | SHE system | Skylux | Skylux 160° CE with skylight and metal curb with double LM-actuator, PVC frame type EP25 and spoiler 1000 x 2800 mm |  | 50938 | 5412970509387 | 8277.65 | Yes | 30-45 | 161.41 | 1000 x 2800 mm | 2800 | 1000 |  | metal curb M30 (30 cm high) | Rectangular | 1.19 W/m²K - 0.98 W/m²K | 57% - 30% | 37% - 17% | 24dB - 26dB | 160° CE (for industry) | PVC frame EP25 | with spoiler | E | Double actuator | Maximum double-walled skylight possible for this product | Ut-value LT-value g-value Rw-value EN 1873 : 2014 EN ISO 13468 EN 16153 EN 410 EN 410 EN ISO 140-3 Material Walls Shells (W/m²K) (%) (%) (dB) Acrylic EW Clear (H) 1.19 37 57 24 PMMA Opal (O) 1.19 34 50 24 DW Clear (H/H) 0.98 33 50 26 Opal (O/O) 0.98 28 38 26 Polycarbonate EW Clear (A) 1.19 36 55 24 PC Opal (D) 1.19 24 40 24 DW Clear (A/H) 0.98 32 48 26 Clear (A/A) 0.98 32 46 26 Opal (A/O) 0.98 30 42 26 Opal (A/D) 0.98 21 33 26 Polycarbonate EW Heatstop Opal (T) 1.19 20 39 24 Heatstop PC DW Clear (T/H) 0.98 18 34 26 Opal (T/O) 0.98 17 30 26 | https://skylux.eu/en/products/skylux-160-ce-met-koepel-en-metaalopstand-met-lm-motor-pvc-raam-type-ep25-en-windvang-1000-x-2800-mm | https://skylux.eu/cdn/shop/files/Skylux-160deg-CE-met-koepel-en-metaalopstand-met-dubbele-LM-motor-pvc-raam-type-EP25-en-windvang-1000-x-2800-mm-RWA-systeem.jpg?v=1702977109&width=1600 | https://skylux.eu/cdn/shop/files/e5a82811-1bb0-48e4-a776-cacb59c7c092_3863857c-463b-4449-acac-c90b8631855a.jpg?v=1688550290&width=1600 | //skylux.eu/cdn/shop/files/E_MH_Mounting_instructions_Skylux_160_CE_LM.pdf?v=12406716259046007223 | //skylux.eu/cdn/shop/files/E_TD_Technical_File_Skylux_Skylux_160_CE_Electric.pdf?v=3667116872303399239 | <style type="text/css" id="isPasted"><!--td {border: 1px solid #cccccc;}br {mso-data-placement:same-cell;}--></style><table border="1" cellpadding="0" cellspacing="0" dir="ltr" style="table-layout:fixed;font-size:10pt;font-family:Arial;border-collapse:collapse;border:none;"><tbody> <tr style="height:20px;"> <td style="overflow:hidden;padding:0px 3px 0px 3px;vertical-align:bottom;"></td> <td style="overflow:hidden;padding:0px 3px 0px 3px;vertical-align:bottom;"></td> <td style="overflow:hidden;padding:0px 3px 0px 3px;vertical-align:bottom;"></td> <td data-sheets-value='{"1":2,"2":"Ut-value"}' style="overflow:hidden;padding:0px 3px 0px 3px;vertical-align:bottom;font-weight:bold;text-align:center;">Ut-value</td> <td data-sheets-value='{"1":2,"2":"LT-value"}' style="overflow:hidden;padding:0px 3px 0px 3px;vertical-align:bottom;font-weight:bold;text-align:center;">LT-value</td> <td data-sheets-value='{"1":2,"2":"g-value"}' style="overflow:hidden;padding:0px 3px 0px 3px;vertical-align:bottom;font-weight:bold;text-align:center;">g-value</td> <td data-sheets-value='{"1":2,"2":"Rw-value "}' style="overflow:hidden;padding:0px 3px 0px 3px;vertical-align:bottom;font-weight:bold;text-align:center;">Rw-value </td> </tr> <tr style="height:20px;"> <td style="overflow:hidden;padding:0px 3px 0px 3px;vertical-align:bottom;"></td> <td style="overflow:hidden;padding:0px 3px 0px 3px;vertical-align:bottom;"></td> <td style="overflow:hidden;padding:0px 3px 0px 3px;vertical-align:bottom;"></td> <td data-sheets-numberformat='{"1":2,"2":"0.00","3":1}' data-sheets-value='{"1":2,"2":"EN 1873 : 2014"}' style="overflow:hidden;padding:0px 3px 0px 3px;vertical-align:bottom;text-align:center;">EN 1873 : 2014</td> <td data-sheets-numberformat='{"1":2,"2":"0","3":1}' data-sheets-value='{"1":2,"2":"EN ISO 13468 EN 16153 EN 410"}' style="overflow:hidden;padding:0px 3px 0px 3px;vertical-align:bottom;text-align:center;">EN ISO 13468 EN 16153 EN 410</td> <td data-sheets-numberformat='{"1":2,"2":"0","3":1}' data-sheets-value='{"1":2,"2":"EN 410"}' style="overflow:hidden;padding:0px 3px 0px 3px;vertical-align:bottom;text-align:center;">EN 410</td> <td data-sheets-value='{"1":2,"2":"EN ISO 140-3\t\t"}' style="overflow:hidden;padding:0px 3px 0px 3px;vertical-align:bottom;text-align:center;">EN ISO 140-3 </td> </tr> <tr style="height:20px;"> <td data-sheets-value='{"1":2,"2":"Material"}' style="border-bottom:1px solid #000000;overflow:hidden;padding:0px 3px 0px 3px;vertical-align:bottom;background-color:#000000;font-weight:bold;color:#ffffff;">Material</td> <td data-sheets-value='{"1":2,"2":"Walls"}' style="border-bottom:1px solid #000000;overflow:hidden;padding:0px 3px 0px 3px;vertical-align:bottom;background-color:#000000;font-weight:bold;color:#ffffff;">Walls</td> <td data-sheets-value='{"1":2,"2":"Shells"}' style="border-bottom:1px solid #000000;overflow:hidden;padding:0px 3px 0px 3px;vertical-align:bottom;background-color:#000000;font-weight:bold;color:#ffffff;">Shells</td> <td data-sheets-numberformat='{"1":2,"2":"0.00","3":1}' data-sheets-value='{"1":2,"2":"(W/m²K)\t"}' style="border-bottom:1px solid #000000;overflow:hidden;padding:0px 3px 0px 3px;vertical-align:bottom;background-color:#000000;font-weight:bold;color:#ffffff;text-align:center;">(W/m²K) </td> <td data-sheets-numberformat='{"1":2,"2":"0","3":1}' data-sheets-value='{"1":2,"2":"(%)"}' style="border-bottom:1px solid #000000;overflow:hidden;padding:0px 3px 0px 3px;vertical-align:bottom;background-color:#000000;font-weight:bold;color:#ffffff;text-align:center;">(%)</td> <td data-sheets-numberformat='{"1":2,"2":"0","3":1}' data-sheets-value='{"1":2,"2":"(%)"}' style="border-bottom:1px solid #000000;overflow:hidden;padding:0px 3px 0px 3px;vertical-align:bottom;background-color:#000000;font-weight:bold;color:#ffffff;text-align:center;">(%)</td> <td data-sheets-value='{"1":2,"2":"(dB)"}' style="border-bottom:1px solid #000000;overflow:hidden;padding:0px 3px 0px 3px;vertical-align:bottom;background-color:#000000;font-weight:bold;color:#ffffff;text-align:center;">(dB)</td> </tr> <tr style="height:20px;"> <td data-sheets-value='{"1":2,"2":"Acrylic"}' style="border-left:1px solid #000000;overflow:hidden;padding:0px 3px 0px 3px;vertical-align:bottom;">Acrylic</td> <td data-sheets-value='{"1":2,"2":"EW"}' style="overflow:hidden;padding:0px 3px 0px 3px;vertical-align:bottom;">EW</td> <td data-sheets-value='{"1":2,"2":"Clear (H)"}' style="overflow:hidden;padding:0px 3px 0px 3px;vertical-align:bottom;">Clear (H)</td> <td data-sheets-numberformat='{"1":2,"2":"0.00","3":1}' data-sheets-value='{"1":3,"3":1.19}' style="overflow:hidden;padding:0px 3px 0px 3px;vertical-align:bottom;text-align:center;">1.19</td> <td data-sheets-numberformat='{"1":2,"2":"0","3":1}' data-sheets-value='{"1":3,"3":36.9}' style="overflow:hidden;padding:0px 3px 0px 3px;vertical-align:bottom;text-align:center;">37</td> <td data-sheets-numberformat='{"1":2,"2":"0","3":1}' data-sheets-value='{"1":3,"3":57.42}' style="overflow:hidden;padding:0px 3px 0px 3px;vertical-align:bottom;text-align:center;">57</td> <td data-sheets-value='{"1":3,"3":24}' style="border-right:1px solid #000000;overflow:hidden;padding:0px 3px 0px 3px;vertical-align:bottom;text-align:center;">24</td> </tr> <tr style="height:20px;"> <td data-sheets-value='{"1":2,"2":"PMMA"}' style="border-left:1px solid #000000;overflow:hidden;padding:0px 3px 0px 3px;vertical-align:bottom;">PMMA</td> <td style="overflow:hidden;padding:0px 3px 0px 3px;vertical-align:bottom;"></td> <td data-sheets-value='{"1":2,"2":"Opal (O)"}' style="overflow:hidden;padding:0px 3px 0px 3px;vertical-align:bottom;">Opal (O)</td> <td data-sheets-numberformat='{"1":2,"2":"0.00","3":1}' data-sheets-value='{"1":3,"3":1.19}' style="overflow:hidden;padding:0px 3px 0px 3px;vertical-align:bottom;text-align:center;">1.19</td> <td data-sheets-numberformat='{"1":2,"2":"0","3":1}' data-sheets-value='{"1":3,"3":34.03}' style="overflow:hidden;padding:0px 3px 0px 3px;vertical-align:bottom;text-align:center;">34</td> <td data-sheets-numberformat='{"1":2,"2":"0","3":1}' data-sheets-value='{"1":3,"3":50.160000000000004}' style="overflow:hidden;padding:0px 3px 0px 3px;vertical-align:bottom;text-align:center;">50</td> <td data-sheets-value='{"1":3,"3":24}' style="border-right:1px solid #000000;overflow:hidden;padding:0px 3px 0px 3px;vertical-align:bottom;text-align:center;">24</td> </tr> <tr style="height:20px;"> <td style="border-left:1px solid #000000;overflow:hidden;padding:0px 3px 0px 3px;vertical-align:bottom;"></td> <td data-sheets-value='{"1":2,"2":"DW"}' style="overflow:hidden;padding:0px 3px 0px 3px;vertical-align:bottom;">DW</td> <td data-sheets-value='{"1":2,"2":"Clear (H/H)"}' style="overflow:hidden;padding:0px 3px 0px 3px;vertical-align:bottom;">Clear (H/H)</td> <td data-sheets-numberformat='{"1":2,"2":"0.00","3":1}' data-sheets-value='{"1":3,"3":0.98}' style="overflow:hidden;padding:0px 3px 0px 3px;vertical-align:bottom;text-align:center;">0.98</td> <td data-sheets-numberformat='{"1":2,"2":"0","3":1}' data-sheets-value='{"1":3,"3":33.21}' style="overflow:hidden;padding:0px 3px 0px 3px;vertical-align:bottom;text-align:center;">33</td> <td data-sheets-numberformat='{"1":2,"2":"0","3":1}' data-sheets-value='{"1":3,"3":49.5}' style="overflow:hidden;padding:0px 3px 0px 3px;vertical-align:bottom;text-align:center;">50</td> <td data-sheets-value='{"1":3,"3":26}' style="border-right:1px solid #000000;overflow:hidden;padding:0px 3px 0px 3px;vertical-align:bottom;text-align:center;">26</td> </tr> <tr style="height:20px;"> <td style="border-bottom:1px solid #000000;border-left:1px solid #000000;overflow:hidden;padding:0px 3px 0px 3px;vertical-align:bottom;"></td> <td style="border-bottom:1px solid #000000;overflow:hidden;padding:0px 3px 0px 3px;vertical-align:bottom;"></td> <td data-sheets-value='{"1":2,"2":"Opal (O/O)"}' style="border-bottom:1px solid #000000;overflow:hidden;padding:0px 3px 0px 3px;vertical-align:bottom;">Opal (O/O)</td> <td data-sheets-numberformat='{"1":2,"2":"0.00","3":1}' data-sheets-value='{"1":3,"3":0.98}' style="border-bottom:1px solid #000000;overflow:hidden;padding:0px 3px 0px 3px;vertical-align:bottom;text-align:center;">0.98</td> <td data-sheets-numberformat='{"1":2,"2":"0","3":1}' data-sheets-value='{"1":3,"3":28.29}' style="border-bottom:1px solid #000000;overflow:hidden;padding:0px 3px 0px 3px;vertical-align:bottom;text-align:center;">28</td> <td data-sheets-numberformat='{"1":2,"2":"0","3":1}' data-sheets-value='{"1":3,"3":38.28}' style="border-bottom:1px solid #000000;overflow:hidden;padding:0px 3px 0px 3px;vertical-align:bottom;text-align:center;">38</td> <td data-sheets-value='{"1":3,"3":26}' style="border-right:1px solid #000000;border-bottom:1px solid #000000;overflow:hidden;padding:0px 3px 0px 3px;vertical-align:bottom;text-align:center;">26</td> </tr> <tr style="height:20px;"> <td data-sheets-value='{"1":2,"2":"Polycarbonate "}' style="border-left:1px solid #000000;overflow:hidden;padding:0px 3px 0px 3px;vertical-align:bottom;">Polycarbonate </td> <td data-sheets-value='{"1":2,"2":"EW"}' style="overflow:hidden;padding:0px 3px 0px 3px;vertical-align:bottom;">EW</td> <td data-sheets-value='{"1":2,"2":"Clear (A)"}' style="overflow:hidden;padding:0px 3px 0px 3px;vertical-align:bottom;">Clear (A)</td> <td data-sheets-numberformat='{"1":2,"2":"0.00","3":1}' data-sheets-value='{"1":3,"3":1.19}' style="overflow:hidden;padding:0px 3px 0px 3px;vertical-align:bottom;text-align:center;">1.19</td> <td data-sheets-numberformat='{"1":2,"2":"0","3":1}' data-sheets-value='{"1":3,"3":36.08}' style="overflow:hidden;padding:0px 3px 0px 3px;vertical-align:bottom;text-align:center;">36</td> <td data-sheets-numberformat='{"1":2,"2":"0","3":1}' data-sheets-value='{"1":3,"3":54.78}' style="overflow:hidden;padding:0px 3px 0px 3px;vertical-align:bottom;text-align:center;">55</td> <td data-sheets-value='{"1":3,"3":24}' style="border-right:1px solid #000000;overflow:hidden;padding:0px 3px 0px 3px;vertical-align:bottom;text-align:center;">24</td> </tr> <tr style="height:20px;"> <td data-sheets-value='{"1":2,"2":"PC"}' style="border-left:1px solid #000000;overflow:hidden;padding:0px 3px 0px 3px;vertical-align:bottom;">PC</td> <td style="overflow:hidden;padding:0px 3px 0px 3px;vertical-align:bottom;"></td> <td data-sheets-value='{"1":2,"2":"Opal (D)"}' style="overflow:hidden;padding:0px 3px 0px 3px;vertical-align:bottom;">Opal (D)</td> <td data-sheets-numberformat='{"1":2,"2":"0.00","3":1}' data-sheets-value='{"1":3,"3":1.19}' style="overflow:hidden;padding:0px 3px 0px 3px;vertical-align:bottom;text-align:center;">1.19</td> <td data-sheets-numberformat='{"1":2,"2":"0","3":1}' data-sheets-value='{"1":3,"3":23.779999999999998}' style="overflow:hidden;padding:0px 3px 0px 3px;vertical-align:bottom;text-align:center;">24</td> <td data-sheets-numberformat='{"1":2,"2":"0","3":1}' data-sheets-value='{"1":3,"3":39.6}' style="overflow:hidden;padding:0px 3px 0px 3px;vertical-align:bottom;text-align:center;">40</td> <td data-sheets-value='{"1":3,"3":24}' style="border-right:1px solid #000000;overflow:hidden;padding:0px 3px 0px 3px;vertical-align:bottom;text-align:center;">24</td> </tr> <tr style="height:20px;"> <td style="border-left:1px solid #000000;overflow:hidden;padding:0px 3px 0px 3px;vertical-align:bottom;"></td> <td data-sheets-value='{"1":2,"2":"DW"}' style="overflow:hidden;padding:0px 3px 0px 3px;vertical-align:bottom;">DW</td> <td data-sheets-value='{"1":2,"2":"Clear (A/H)"}' style="overflow:hidden;padding:0px 3px 0px 3px;vertical-align:bottom;">Clear (A/H)</td> <td data-sheets-numberformat='{"1":2,"2":"0.00","3":1}' data-sheets-value='{"1":3,"3":0.98}' style="overflow:hidden;padding:0px 3px 0px 3px;vertical-align:bottom;text-align:center;">0.98</td> <td data-sheets-numberformat='{"1":2,"2":"0","3":1}' data-sheets-value='{"1":3,"3":32.39}' style="overflow:hidden;padding:0px 3px 0px 3px;vertical-align:bottom;text-align:center;">32</td> <td data-sheets-numberformat='{"1":2,"2":"0","3":1}' data-sheets-value='{"1":3,"3":47.52}' style="overflow:hidden;padding:0px 3px 0px 3px;vertical-align:bottom;text-align:center;">48</td> <td data-sheets-value='{"1":3,"3":26}' style="border-right:1px solid #000000;overflow:hidden;padding:0px 3px 0px 3px;vertical-align:bottom;text-align:center;">26</td> </tr> <tr style="height:20px;"> <td style="border-left:1px solid #000000;overflow:hidden;padding:0px 3px 0px 3px;vertical-align:bottom;"></td> <td style="overflow:hidden;padding:0px 3px 0px 3px;vertical-align:bottom;"></td> <td data-sheets-value='{"1":2,"2":"Clear (A/A)"}' style="overflow:hidden;padding:0px 3px 0px 3px;vertical-align:bottom;">Clear (A/A)</td> <td data-sheets-numberformat='{"1":2,"2":"0.00","3":1}' data-sheets-value='{"1":3,"3":0.98}' style="overflow:hidden;padding:0px 3px 0px 3px;vertical-align:bottom;text-align:center;">0.98</td> <td data-sheets-numberformat='{"1":2,"2":"0","3":1}' data-sheets-value='{"1":3,"3":31.569999999999997}' style="overflow:hidden;padding:0px 3px 0px 3px;vertical-align:bottom;text-align:center;">32</td> <td data-sheets-numberformat='{"1":2,"2":"0","3":1}' data-sheets-value='{"1":3,"3":45.54}' style="overflow:hidden;padding:0px 3px 0px 3px;vertical-align:bottom;text-align:center;">46</td> <td data-sheets-value='{"1":3,"3":26}' style="border-right:1px solid #000000;overflow:hidden;padding:0px 3px 0px 3px;vertical-align:bottom;text-align:center;">26</td> </tr> <tr style="height:20px;"> <td style="border-left:1px solid #000000;overflow:hidden;padding:0px 3px 0px 3px;vertical-align:bottom;"></td> <td style="overflow:hidden;padding:0px 3px 0px 3px;vertical-align:bottom;"></td> <td data-sheets-value='{"1":2,"2":"Opal (A/O)"}' style="overflow:hidden;padding:0px 3px 0px 3px;vertical-align:bottom;">Opal (A/O)</td> <td data-sheets-numberformat='{"1":2,"2":"0.00","3":1}' data-sheets-value='{"1":3,"3":0.98}' style="overflow:hidden;padding:0px 3px 0px 3px;vertical-align:bottom;text-align:center;">0.98</td> <td data-sheets-numberformat='{"1":2,"2":"0","3":1}' data-sheets-value='{"1":3,"3":29.93}' style="overflow:hidden;padding:0px 3px 0px 3px;vertical-align:bottom;text-align:center;">30</td> <td data-sheets-numberformat='{"1":2,"2":"0","3":1}' data-sheets-value='{"1":3,"3":41.580000000000005}' style="overflow:hidden;padding:0px 3px 0px 3px;vertical-align:bottom;text-align:center;">42</td> <td data-sheets-value='{"1":3,"3":26}' style="border-right:1px solid #000000;overflow:hidden;padding:0px 3px 0px 3px;vertical-align:bottom;text-align:center;">26</td> </tr> <tr style="height:20px;"> <td style="border-bottom:1px solid #000000;border-left:1px solid #000000;overflow:hidden;padding:0px 3px 0px 3px;vertical-align:bottom;"></td> <td style="border-bottom:1px solid #000000;overflow:hidden;padding:0px 3px 0px 3px;vertical-align:bottom;"></td> <td data-sheets-value='{"1":2,"2":"Opal (A/D)"}' style="border-bottom:1px solid #000000;overflow:hidden;padding:0px 3px 0px 3px;vertical-align:bottom;">Opal (A/D)</td> <td data-sheets-numberformat='{"1":2,"2":"0.00","3":1}' data-sheets-value='{"1":3,"3":0.98}' style="border-bottom:1px solid #000000;overflow:hidden;padding:0px 3px 0px 3px;vertical-align:bottom;text-align:center;">0.98</td> <td data-sheets-numberformat='{"1":2,"2":"0","3":1}' data-sheets-value='{"1":3,"3":20.91}' style="border-bottom:1px solid #000000;overflow:hidden;padding:0px 3px 0px 3px;vertical-align:bottom;text-align:center;">21</td> <td data-sheets-numberformat='{"1":2,"2":"0","3":1}' data-sheets-value='{"1":3,"3":33}' style="border-bottom:1px solid #000000;overflow:hidden;padding:0px 3px 0px 3px;vertical-align:bottom;text-align:center;">33</td> <td data-sheets-value='{"1":3,"3":26}' style="border-right:1px solid #000000;border-bottom:1px solid #000000;overflow:hidden;padding:0px 3px 0px 3px;vertical-align:bottom;text-align:center;">26</td> </tr> <tr style="height:20px;"> <td data-sheets-value='{"1":2,"2":"Polycarbonate"}' style="border-left:1px solid #000000;overflow:hidden;padding:0px 3px 0px 3px;vertical-align:bottom;">Polycarbonate</td> <td data-sheets-value='{"1":2,"2":"EW"}' style="overflow:hidden;padding:0px 3px 0px 3px;vertical-align:bottom;">EW</td> <td data-sheets-value='{"1":2,"2":"Heatstop Opal (T)"}' style="overflow:hidden;padding:0px 3px 0px 3px;vertical-align:bottom;">Heatstop Opal (T)</td> <td data-sheets-numberformat='{"1":2,"2":"0.00","3":1}' data-sheets-value='{"1":3,"3":1.19}' style="overflow:hidden;padding:0px 3px 0px 3px;vertical-align:bottom;text-align:center;">1.19</td> <td data-sheets-numberformat='{"1":2,"2":"0","3":1}' data-sheets-value='{"1":3,"3":20.09}' style="overflow:hidden;padding:0px 3px 0px 3px;vertical-align:bottom;text-align:center;">20</td> <td data-sheets-numberformat='{"1":2,"2":"0","3":1}' data-sheets-value='{"1":3,"3":38.940000000000005}' style="overflow:hidden;padding:0px 3px 0px 3px;vertical-align:bottom;text-align:center;">39</td> <td data-sheets-value='{"1":3,"3":24}' style="border-right:1px solid #000000;overflow:hidden;padding:0px 3px 0px 3px;vertical-align:bottom;text-align:center;">24</td> </tr> <tr style="height:20px;"> <td data-sheets-value='{"1":2,"2":"Heatstop PC"}' style="border-left:1px solid #000000;overflow:hidden;padding:0px 3px 0px 3px;vertical-align:bottom;">Heatstop PC</td> <td data-sheets-value='{"1":2,"2":"DW"}' style="overflow:hidden;padding:0px 3px 0px 3px;vertical-align:bottom;">DW</td> <td data-sheets-value='{"1":2,"2":"Clear (T/H)"}' style="overflow:hidden;padding:0px 3px 0px 3px;vertical-align:bottom;">Clear (T/H)</td> <td data-sheets-numberformat='{"1":2,"2":"0.00","3":1}' data-sheets-value='{"1":3,"3":0.98}' style="overflow:hidden;padding:0px 3px 0px 3px;vertical-align:bottom;text-align:center;">0.98</td> <td data-sheets-numberformat='{"1":2,"2":"0","3":1}' data-sheets-value='{"1":3,"3":18.04}' style="overflow:hidden;padding:0px 3px 0px 3px;vertical-align:bottom;text-align:center;">18</td> <td data-sheets-numberformat='{"1":2,"2":"0","3":1}' data-sheets-value='{"1":3,"3":33.660000000000004}' style="overflow:hidden;padding:0px 3px 0px 3px;vertical-align:bottom;text-align:center;">34</td> <td data-sheets-value='{"1":3,"3":26}' style="border-right:1px solid #000000;overflow:hidden;padding:0px 3px 0px 3px;vertical-align:bottom;text-align:center;">26</td> </tr> <tr style="height:20px;"> <td style="border-bottom:1px solid #000000;border-left:1px solid #000000;overflow:hidden;padding:0px 3px 0px 3px;vertical-align:bottom;"></td> <td style="border-bottom:1px solid #000000;overflow:hidden;padding:0px 3px 0px 3px;vertical-align:bottom;"></td> <td data-sheets-value='{"1":2,"2":"Opal (T/O)"}' style="border-bottom:1px solid #000000;overflow:hidden;padding:0px 3px 0px 3px;vertical-align:bottom;">Opal (T/O)</td> <td data-sheets-numberformat='{"1":2,"2":"0.00","3":1}' data-sheets-value='{"1":3,"3":0.98}' style="border-bottom:1px solid #000000;overflow:hidden;padding:0px 3px 0px 3px;vertical-align:bottom;text-align:center;">0.98</td> <td data-sheets-numberformat='{"1":2,"2":"0","3":1}' data-sheets-value='{"1":3,"3":16.81}' style="border-bottom:1px solid #000000;overflow:hidden;padding:0px 3px 0px 3px;vertical-align:bottom;text-align:center;">17</td> <td data-sheets-numberformat='{"1":2,"2":"0","3":1}' data-sheets-value='{"1":3,"3":29.700000000000003}' style="border-bottom:1px solid #000000;overflow:hidden;padding:0px 3px 0px 3px;vertical-align:bottom;text-align:center;">30</td> <td data-sheets-value='{"1":3,"3":26}' style="border-right:1px solid #000000;border-bottom:1px solid #000000;overflow:hidden;padding:0px 3px 0px 3px;vertical-align:bottom;text-align:center;">26</td> </tr> </tbody></table> | skylux-160-ce-met-koepel-en-metaalopstand-met-lm-motor-pvc-raam-type-ep25-en-windvang-1000-x-2800-mm | 8585999614285 | 46872278434125
Smoke and heat exhaust (SHEV) | SHE system | Skylux | Skylux 160° CE with skylight and metal curb with double LM-actuator, PVC frame type EP25 and spoiler 1200 x 2400 mm |  | 50951 | 5412970509516 | 8287.3 | Yes | 30-45 | 168.86 | 1200 x 2400 mm | 2400 | 1200 |  | metal curb M30 (30 cm high) | Rectangular | 1.19 W/m²K - 0.98 W/m²K | 57% - 30% | 37% - 17% | 24dB - 26dB | 160° CE (for industry) | PVC frame EP25 | with spoiler | E | Double actuator | Maximum double-walled skylight possible for this product | Ut-value LT-value g-value Rw-value EN 1873 : 2014 EN ISO 13468 EN 16153 EN 410 EN 410 EN ISO 140-3 Material Walls Shells (W/m²K) (%) (%) (dB) Acrylic EW Clear (H) 1.19 37 57 24 PMMA Opal (O) 1.19 34 50 24 DW Clear (H/H) 0.98 33 50 26 Opal (O/O) 0.98 28 38 26 Polycarbonate EW Clear (A) 1.19 36 55 24 PC Opal (D) 1.19 24 40 24 DW Clear (A/H) 0.98 32 48 26 Clear (A/A) 0.98 32 46 26 Opal (A/O) 0.98 30 42 26 Opal (A/D) 0.98 21 33 26 Polycarbonate EW Heatstop Opal (T) 1.19 20 39 24 Heatstop PC DW Clear (T/H) 0.98 18 34 26 Opal (T/O) 0.98 17 30 26 | https://skylux.eu/en/products/skylux-160-ce-met-koepel-en-metaalopstand-met-lm-motor-pvc-raam-type-ep25-en-windvang-1200-x-2400-mm | https://skylux.eu/cdn/shop/files/Skylux-160deg-CE-met-koepel-en-metaalopstand-met-dubbele-LM-motor-pvc-raam-type-EP25-en-windvang-1200-x-2400-mm-RWA-systeem.jpg?v=1702977177&width=1600 | https://skylux.eu/cdn/shop/files/e5a82811-1bb0-48e4-a776-cacb59c7c092_65a5fd9f-d1cf-42a3-9c73-bb2a57d5b8cc.jpg?v=1688550305&width=1600 | //skylux.eu/cdn/shop/files/E_MH_Mounting_instructions_Skylux_160_CE_LM.pdf?v=12406716259046007223 | //skylux.eu/cdn/shop/files/E_TD_Technical_File_Skylux_Skylux_160_CE_Electric.pdf?v=3667116872303399239 | <style type="text/css" id="isPasted"><!--td {border: 1px solid #cccccc;}br {mso-data-placement:same-cell;}--></style><table border="1" cellpadding="0" cellspacing="0" dir="ltr" style="table-layout:fixed;font-size:10pt;font-family:Arial;border-collapse:collapse;border:none;"><tbody> <tr style="height:20px;"> <td style="overflow:hidden;padding:0px 3px 0px 3px;vertical-align:bottom;"></td> <td style="overflow:hidden;padding:0px 3px 0px 3px;vertical-align:bottom;"></td> <td style="overflow:hidden;padding:0px 3px 0px 3px;vertical-align:bottom;"></td> <td data-sheets-value='{"1":2,"2":"Ut-value"}' style="overflow:hidden;padding:0px 3px 0px 3px;vertical-align:bottom;font-weight:bold;text-align:center;">Ut-value</td> <td data-sheets-value='{"1":2,"2":"LT-value"}' style="overflow:hidden;padding:0px 3px 0px 3px;vertical-align:bottom;font-weight:bold;text-align:center;">LT-value</td> <td data-sheets-value='{"1":2,"2":"g-value"}' style="overflow:hidden;padding:0px 3px 0px 3px;vertical-align:bottom;font-weight:bold;text-align:center;">g-value</td> <td data-sheets-value='{"1":2,"2":"Rw-value "}' style="overflow:hidden;padding:0px 3px 0px 3px;vertical-align:bottom;font-weight:bold;text-align:center;">Rw-value </td> </tr> <tr style="height:20px;"> <td style="overflow:hidden;padding:0px 3px 0px 3px;vertical-align:bottom;"></td> <td style="overflow:hidden;padding:0px 3px 0px 3px;vertical-align:bottom;"></td> <td style="overflow:hidden;padding:0px 3px 0px 3px;vertical-align:bottom;"></td> <td data-sheets-numberformat='{"1":2,"2":"0.00","3":1}' data-sheets-value='{"1":2,"2":"EN 1873 : 2014"}' style="overflow:hidden;padding:0px 3px 0px 3px;vertical-align:bottom;text-align:center;">EN 1873 : 2014</td> <td data-sheets-numberformat='{"1":2,"2":"0","3":1}' data-sheets-value='{"1":2,"2":"EN ISO 13468 EN 16153 EN 410"}' style="overflow:hidden;padding:0px 3px 0px 3px;vertical-align:bottom;text-align:center;">EN ISO 13468 EN 16153 EN 410</td> <td data-sheets-numberformat='{"1":2,"2":"0","3":1}' data-sheets-value='{"1":2,"2":"EN 410"}' style="overflow:hidden;padding:0px 3px 0px 3px;vertical-align:bottom;text-align:center;">EN 410</td> <td data-sheets-value='{"1":2,"2":"EN ISO 140-3\t\t"}' style="overflow:hidden;padding:0px 3px 0px 3px;vertical-align:bottom;text-align:center;">EN ISO 140-3 </td> </tr> <tr style="height:20px;"> <td data-sheets-value='{"1":2,"2":"Material"}' style="border-bottom:1px solid #000000;overflow:hidden;padding:0px 3px 0px 3px;vertical-align:bottom;background-color:#000000;font-weight:bold;color:#ffffff;">Material</td> <td data-sheets-value='{"1":2,"2":"Walls"}' style="border-bottom:1px solid #000000;overflow:hidden;padding:0px 3px 0px 3px;vertical-align:bottom;background-color:#000000;font-weight:bold;color:#ffffff;">Walls</td> <td data-sheets-value='{"1":2,"2":"Shells"}' style="border-bottom:1px solid #000000;overflow:hidden;padding:0px 3px 0px 3px;vertical-align:bottom;background-color:#000000;font-weight:bold;color:#ffffff;">Shells</td> <td data-sheets-numberformat='{"1":2,"2":"0.00","3":1}' data-sheets-value='{"1":2,"2":"(W/m²K)\t"}' style="border-bottom:1px solid #000000;overflow:hidden;padding:0px 3px 0px 3px;vertical-align:bottom;background-color:#000000;font-weight:bold;color:#ffffff;text-align:center;">(W/m²K) </td> <td data-sheets-numberformat='{"1":2,"2":"0","3":1}' data-sheets-value='{"1":2,"2":"(%)"}' style="border-bottom:1px solid #000000;overflow:hidden;padding:0px 3px 0px 3px;vertical-align:bottom;background-color:#000000;font-weight:bold;color:#ffffff;text-align:center;">(%)</td> <td data-sheets-numberformat='{"1":2,"2":"0","3":1}' data-sheets-value='{"1":2,"2":"(%)"}' style="border-bottom:1px solid #000000;overflow:hidden;padding:0px 3px 0px 3px;vertical-align:bottom;background-color:#000000;font-weight:bold;color:#ffffff;text-align:center;">(%)</td> <td data-sheets-value='{"1":2,"2":"(dB)"}' style="border-bottom:1px solid #000000;overflow:hidden;padding:0px 3px 0px 3px;vertical-align:bottom;background-color:#000000;font-weight:bold;color:#ffffff;text-align:center;">(dB)</td> </tr> <tr style="height:20px;"> <td data-sheets-value='{"1":2,"2":"Acrylic"}' style="border-left:1px solid #000000;overflow:hidden;padding:0px 3px 0px 3px;vertical-align:bottom;">Acrylic</td> <td data-sheets-value='{"1":2,"2":"EW"}' style="overflow:hidden;padding:0px 3px 0px 3px;vertical-align:bottom;">EW</td> <td data-sheets-value='{"1":2,"2":"Clear (H)"}' style="overflow:hidden;padding:0px 3px 0px 3px;vertical-align:bottom;">Clear (H)</td> <td data-sheets-numberformat='{"1":2,"2":"0.00","3":1}' data-sheets-value='{"1":3,"3":1.19}' style="overflow:hidden;padding:0px 3px 0px 3px;vertical-align:bottom;text-align:center;">1.19</td> <td data-sheets-numberformat='{"1":2,"2":"0","3":1}' data-sheets-value='{"1":3,"3":36.9}' style="overflow:hidden;padding:0px 3px 0px 3px;vertical-align:bottom;text-align:center;">37</td> <td data-sheets-numberformat='{"1":2,"2":"0","3":1}' data-sheets-value='{"1":3,"3":57.42}' style="overflow:hidden;padding:0px 3px 0px 3px;vertical-align:bottom;text-align:center;">57</td> <td data-sheets-value='{"1":3,"3":24}' style="border-right:1px solid #000000;overflow:hidden;padding:0px 3px 0px 3px;vertical-align:bottom;text-align:center;">24</td> </tr> <tr style="height:20px;"> <td data-sheets-value='{"1":2,"2":"PMMA"}' style="border-left:1px solid #000000;overflow:hidden;padding:0px 3px 0px 3px;vertical-align:bottom;">PMMA</td> <td style="overflow:hidden;padding:0px 3px 0px 3px;vertical-align:bottom;"></td> <td data-sheets-value='{"1":2,"2":"Opal (O)"}' style="overflow:hidden;padding:0px 3px 0px 3px;vertical-align:bottom;">Opal (O)</td> <td data-sheets-numberformat='{"1":2,"2":"0.00","3":1}' data-sheets-value='{"1":3,"3":1.19}' style="overflow:hidden;padding:0px 3px 0px 3px;vertical-align:bottom;text-align:center;">1.19</td> <td data-sheets-numberformat='{"1":2,"2":"0","3":1}' data-sheets-value='{"1":3,"3":34.03}' style="overflow:hidden;padding:0px 3px 0px 3px;vertical-align:bottom;text-align:center;">34</td> <td data-sheets-numberformat='{"1":2,"2":"0","3":1}' data-sheets-value='{"1":3,"3":50.160000000000004}' style="overflow:hidden;padding:0px 3px 0px 3px;vertical-align:bottom;text-align:center;">50</td> <td data-sheets-value='{"1":3,"3":24}' style="border-right:1px solid #000000;overflow:hidden;padding:0px 3px 0px 3px;vertical-align:bottom;text-align:center;">24</td> </tr> <tr style="height:20px;"> <td style="border-left:1px solid #000000;overflow:hidden;padding:0px 3px 0px 3px;vertical-align:bottom;"></td> <td data-sheets-value='{"1":2,"2":"DW"}' style="overflow:hidden;padding:0px 3px 0px 3px;vertical-align:bottom;">DW</td> <td data-sheets-value='{"1":2,"2":"Clear (H/H)"}' style="overflow:hidden;padding:0px 3px 0px 3px;vertical-align:bottom;">Clear (H/H)</td> <td data-sheets-numberformat='{"1":2,"2":"0.00","3":1}' data-sheets-value='{"1":3,"3":0.98}' style="overflow:hidden;padding:0px 3px 0px 3px;vertical-align:bottom;text-align:center;">0.98</td> <td data-sheets-numberformat='{"1":2,"2":"0","3":1}' data-sheets-value='{"1":3,"3":33.21}' style="overflow:hidden;padding:0px 3px 0px 3px;vertical-align:bottom;text-align:center;">33</td> <td data-sheets-numberformat='{"1":2,"2":"0","3":1}' data-sheets-value='{"1":3,"3":49.5}' style="overflow:hidden;padding:0px 3px 0px 3px;vertical-align:bottom;text-align:center;">50</td> <td data-sheets-value='{"1":3,"3":26}' style="border-right:1px solid #000000;overflow:hidden;padding:0px 3px 0px 3px;vertical-align:bottom;text-align:center;">26</td> </tr> <tr style="height:20px;"> <td style="border-bottom:1px solid #000000;border-left:1px solid #000000;overflow:hidden;padding:0px 3px 0px 3px;vertical-align:bottom;"></td> <td style="border-bottom:1px solid #000000;overflow:hidden;padding:0px 3px 0px 3px;vertical-align:bottom;"></td> <td data-sheets-value='{"1":2,"2":"Opal (O/O)"}' style="border-bottom:1px solid #000000;overflow:hidden;padding:0px 3px 0px 3px;vertical-align:bottom;">Opal (O/O)</td> <td data-sheets-numberformat='{"1":2,"2":"0.00","3":1}' data-sheets-value='{"1":3,"3":0.98}' style="border-bottom:1px solid #000000;overflow:hidden;padding:0px 3px 0px 3px;vertical-align:bottom;text-align:center;">0.98</td> <td data-sheets-numberformat='{"1":2,"2":"0","3":1}' data-sheets-value='{"1":3,"3":28.29}' style="border-bottom:1px solid #000000;overflow:hidden;padding:0px 3px 0px 3px;vertical-align:bottom;text-align:center;">28</td> <td data-sheets-numberformat='{"1":2,"2":"0","3":1}' data-sheets-value='{"1":3,"3":38.28}' style="border-bottom:1px solid #000000;overflow:hidden;padding:0px 3px 0px 3px;vertical-align:bottom;text-align:center;">38</td> <td data-sheets-value='{"1":3,"3":26}' style="border-right:1px solid #000000;border-bottom:1px solid #000000;overflow:hidden;padding:0px 3px 0px 3px;vertical-align:bottom;text-align:center;">26</td> </tr> <tr style="height:20px;"> <td data-sheets-value='{"1":2,"2":"Polycarbonate "}' style="border-left:1px solid #000000;overflow:hidden;padding:0px 3px 0px 3px;vertical-align:bottom;">Polycarbonate </td> <td data-sheets-value='{"1":2,"2":"EW"}' style="overflow:hidden;padding:0px 3px 0px 3px;vertical-align:bottom;">EW</td> <td data-sheets-value='{"1":2,"2":"Clear (A)"}' style="overflow:hidden;padding:0px 3px 0px 3px;vertical-align:bottom;">Clear (A)</td> <td data-sheets-numberformat='{"1":2,"2":"0.00","3":1}' data-sheets-value='{"1":3,"3":1.19}' style="overflow:hidden;padding:0px 3px 0px 3px;vertical-align:bottom;text-align:center;">1.19</td> <td data-sheets-numberformat='{"1":2,"2":"0","3":1}' data-sheets-value='{"1":3,"3":36.08}' style="overflow:hidden;padding:0px 3px 0px 3px;vertical-align:bottom;text-align:center;">36</td> <td data-sheets-numberformat='{"1":2,"2":"0","3":1}' data-sheets-value='{"1":3,"3":54.78}' style="overflow:hidden;padding:0px 3px 0px 3px;vertical-align:bottom;text-align:center;">55</td> <td data-sheets-value='{"1":3,"3":24}' style="border-right:1px solid #000000;overflow:hidden;padding:0px 3px 0px 3px;vertical-align:bottom;text-align:center;">24</td> </tr> <tr style="height:20px;"> <td data-sheets-value='{"1":2,"2":"PC"}' style="border-left:1px solid #000000;overflow:hidden;padding:0px 3px 0px 3px;vertical-align:bottom;">PC</td> <td style="overflow:hidden;padding:0px 3px 0px 3px;vertical-align:bottom;"></td> <td data-sheets-value='{"1":2,"2":"Opal (D)"}' style="overflow:hidden;padding:0px 3px 0px 3px;vertical-align:bottom;">Opal (D)</td> <td data-sheets-numberformat='{"1":2,"2":"0.00","3":1}' data-sheets-value='{"1":3,"3":1.19}' style="overflow:hidden;padding:0px 3px 0px 3px;vertical-align:bottom;text-align:center;">1.19</td> <td data-sheets-numberformat='{"1":2,"2":"0","3":1}' data-sheets-value='{"1":3,"3":23.779999999999998}' style="overflow:hidden;padding:0px 3px 0px 3px;vertical-align:bottom;text-align:center;">24</td> <td data-sheets-numberformat='{"1":2,"2":"0","3":1}' data-sheets-value='{"1":3,"3":39.6}' style="overflow:hidden;padding:0px 3px 0px 3px;vertical-align:bottom;text-align:center;">40</td> <td data-sheets-value='{"1":3,"3":24}' style="border-right:1px solid #000000;overflow:hidden;padding:0px 3px 0px 3px;vertical-align:bottom;text-align:center;">24</td> </tr> <tr style="height:20px;"> <td style="border-left:1px solid #000000;overflow:hidden;padding:0px 3px 0px 3px;vertical-align:bottom;"></td> <td data-sheets-value='{"1":2,"2":"DW"}' style="overflow:hidden;padding:0px 3px 0px 3px;vertical-align:bottom;">DW</td> <td data-sheets-value='{"1":2,"2":"Clear (A/H)"}' style="overflow:hidden;padding:0px 3px 0px 3px;vertical-align:bottom;">Clear (A/H)</td> <td data-sheets-numberformat='{"1":2,"2":"0.00","3":1}' data-sheets-value='{"1":3,"3":0.98}' style="overflow:hidden;padding:0px 3px 0px 3px;vertical-align:bottom;text-align:center;">0.98</td> <td data-sheets-numberformat='{"1":2,"2":"0","3":1}' data-sheets-value='{"1":3,"3":32.39}' style="overflow:hidden;padding:0px 3px 0px 3px;vertical-align:bottom;text-align:center;">32</td> <td data-sheets-numberformat='{"1":2,"2":"0","3":1}' data-sheets-value='{"1":3,"3":47.52}' style="overflow:hidden;padding:0px 3px 0px 3px;vertical-align:bottom;text-align:center;">48</td> <td data-sheets-value='{"1":3,"3":26}' style="border-right:1px solid #000000;overflow:hidden;padding:0px 3px 0px 3px;vertical-align:bottom;text-align:center;">26</td> </tr> <tr style="height:20px;"> <td style="border-left:1px solid #000000;overflow:hidden;padding:0px 3px 0px 3px;vertical-align:bottom;"></td> <td style="overflow:hidden;padding:0px 3px 0px 3px;vertical-align:bottom;"></td> <td data-sheets-value='{"1":2,"2":"Clear (A/A)"}' style="overflow:hidden;padding:0px 3px 0px 3px;vertical-align:bottom;">Clear (A/A)</td> <td data-sheets-numberformat='{"1":2,"2":"0.00","3":1}' data-sheets-value='{"1":3,"3":0.98}' style="overflow:hidden;padding:0px 3px 0px 3px;vertical-align:bottom;text-align:center;">0.98</td> <td data-sheets-numberformat='{"1":2,"2":"0","3":1}' data-sheets-value='{"1":3,"3":31.569999999999997}' style="overflow:hidden;padding:0px 3px 0px 3px;vertical-align:bottom;text-align:center;">32</td> <td data-sheets-numberformat='{"1":2,"2":"0","3":1}' data-sheets-value='{"1":3,"3":45.54}' style="overflow:hidden;padding:0px 3px 0px 3px;vertical-align:bottom;text-align:center;">46</td> <td data-sheets-value='{"1":3,"3":26}' style="border-right:1px solid #000000;overflow:hidden;padding:0px 3px 0px 3px;vertical-align:bottom;text-align:center;">26</td> </tr> <tr style="height:20px;"> <td style="border-left:1px solid #000000;overflow:hidden;padding:0px 3px 0px 3px;vertical-align:bottom;"></td> <td style="overflow:hidden;padding:0px 3px 0px 3px;vertical-align:bottom;"></td> <td data-sheets-value='{"1":2,"2":"Opal (A/O)"}' style="overflow:hidden;padding:0px 3px 0px 3px;vertical-align:bottom;">Opal (A/O)</td> <td data-sheets-numberformat='{"1":2,"2":"0.00","3":1}' data-sheets-value='{"1":3,"3":0.98}' style="overflow:hidden;padding:0px 3px 0px 3px;vertical-align:bottom;text-align:center;">0.98</td> <td data-sheets-numberformat='{"1":2,"2":"0","3":1}' data-sheets-value='{"1":3,"3":29.93}' style="overflow:hidden;padding:0px 3px 0px 3px;vertical-align:bottom;text-align:center;">30</td> <td data-sheets-numberformat='{"1":2,"2":"0","3":1}' data-sheets-value='{"1":3,"3":41.580000000000005}' style="overflow:hidden;padding:0px 3px 0px 3px;vertical-align:bottom;text-align:center;">42</td> <td data-sheets-value='{"1":3,"3":26}' style="border-right:1px solid #000000;overflow:hidden;padding:0px 3px 0px 3px;vertical-align:bottom;text-align:center;">26</td> </tr> <tr style="height:20px;"> <td style="border-bottom:1px solid #000000;border-left:1px solid #000000;overflow:hidden;padding:0px 3px 0px 3px;vertical-align:bottom;"></td> <td style="border-bottom:1px solid #000000;overflow:hidden;padding:0px 3px 0px 3px;vertical-align:bottom;"></td> <td data-sheets-value='{"1":2,"2":"Opal (A/D)"}' style="border-bottom:1px solid #000000;overflow:hidden;padding:0px 3px 0px 3px;vertical-align:bottom;">Opal (A/D)</td> <td data-sheets-numberformat='{"1":2,"2":"0.00","3":1}' data-sheets-value='{"1":3,"3":0.98}' style="border-bottom:1px solid #000000;overflow:hidden;padding:0px 3px 0px 3px;vertical-align:bottom;text-align:center;">0.98</td> <td data-sheets-numberformat='{"1":2,"2":"0","3":1}' data-sheets-value='{"1":3,"3":20.91}' style="border-bottom:1px solid #000000;overflow:hidden;padding:0px 3px 0px 3px;vertical-align:bottom;text-align:center;">21</td> <td data-sheets-numberformat='{"1":2,"2":"0","3":1}' data-sheets-value='{"1":3,"3":33}' style="border-bottom:1px solid #000000;overflow:hidden;padding:0px 3px 0px 3px;vertical-align:bottom;text-align:center;">33</td> <td data-sheets-value='{"1":3,"3":26}' style="border-right:1px solid #000000;border-bottom:1px solid #000000;overflow:hidden;padding:0px 3px 0px 3px;vertical-align:bottom;text-align:center;">26</td> </tr> <tr style="height:20px;"> <td data-sheets-value='{"1":2,"2":"Polycarbonate"}' style="border-left:1px solid #000000;overflow:hidden;padding:0px 3px 0px 3px;vertical-align:bottom;">Polycarbonate</td> <td data-sheets-value='{"1":2,"2":"EW"}' style="overflow:hidden;padding:0px 3px 0px 3px;vertical-align:bottom;">EW</td> <td data-sheets-value='{"1":2,"2":"Heatstop Opal (T)"}' style="overflow:hidden;padding:0px 3px 0px 3px;vertical-align:bottom;">Heatstop Opal (T)</td> <td data-sheets-numberformat='{"1":2,"2":"0.00","3":1}' data-sheets-value='{"1":3,"3":1.19}' style="overflow:hidden;padding:0px 3px 0px 3px;vertical-align:bottom;text-align:center;">1.19</td> <td data-sheets-numberformat='{"1":2,"2":"0","3":1}' data-sheets-value='{"1":3,"3":20.09}' style="overflow:hidden;padding:0px 3px 0px 3px;vertical-align:bottom;text-align:center;">20</td> <td data-sheets-numberformat='{"1":2,"2":"0","3":1}' data-sheets-value='{"1":3,"3":38.940000000000005}' style="overflow:hidden;padding:0px 3px 0px 3px;vertical-align:bottom;text-align:center;">39</td> <td data-sheets-value='{"1":3,"3":24}' style="border-right:1px solid #000000;overflow:hidden;padding:0px 3px 0px 3px;vertical-align:bottom;text-align:center;">24</td> </tr> <tr style="height:20px;"> <td data-sheets-value='{"1":2,"2":"Heatstop PC"}' style="border-left:1px solid #000000;overflow:hidden;padding:0px 3px 0px 3px;vertical-align:bottom;">Heatstop PC</td> <td data-sheets-value='{"1":2,"2":"DW"}' style="overflow:hidden;padding:0px 3px 0px 3px;vertical-align:bottom;">DW</td> <td data-sheets-value='{"1":2,"2":"Clear (T/H)"}' style="overflow:hidden;padding:0px 3px 0px 3px;vertical-align:bottom;">Clear (T/H)</td> <td data-sheets-numberformat='{"1":2,"2":"0.00","3":1}' data-sheets-value='{"1":3,"3":0.98}' style="overflow:hidden;padding:0px 3px 0px 3px;vertical-align:bottom;text-align:center;">0.98</td> <td data-sheets-numberformat='{"1":2,"2":"0","3":1}' data-sheets-value='{"1":3,"3":18.04}' style="overflow:hidden;padding:0px 3px 0px 3px;vertical-align:bottom;text-align:center;">18</td> <td data-sheets-numberformat='{"1":2,"2":"0","3":1}' data-sheets-value='{"1":3,"3":33.660000000000004}' style="overflow:hidden;padding:0px 3px 0px 3px;vertical-align:bottom;text-align:center;">34</td> <td data-sheets-value='{"1":3,"3":26}' style="border-right:1px solid #000000;overflow:hidden;padding:0px 3px 0px 3px;vertical-align:bottom;text-align:center;">26</td> </tr> <tr style="height:20px;"> <td style="border-bottom:1px solid #000000;border-left:1px solid #000000;overflow:hidden;padding:0px 3px 0px 3px;vertical-align:bottom;"></td> <td style="border-bottom:1px solid #000000;overflow:hidden;padding:0px 3px 0px 3px;vertical-align:bottom;"></td> <td data-sheets-value='{"1":2,"2":"Opal (T/O)"}' style="border-bottom:1px solid #000000;overflow:hidden;padding:0px 3px 0px 3px;vertical-align:bottom;">Opal (T/O)</td> <td data-sheets-numberformat='{"1":2,"2":"0.00","3":1}' data-sheets-value='{"1":3,"3":0.98}' style="border-bottom:1px solid #000000;overflow:hidden;padding:0px 3px 0px 3px;vertical-align:bottom;text-align:center;">0.98</td> <td data-sheets-numberformat='{"1":2,"2":"0","3":1}' data-sheets-value='{"1":3,"3":16.81}' style="border-bottom:1px solid #000000;overflow:hidden;padding:0px 3px 0px 3px;vertical-align:bottom;text-align:center;">17</td> <td data-sheets-numberformat='{"1":2,"2":"0","3":1}' data-sheets-value='{"1":3,"3":29.700000000000003}' style="border-bottom:1px solid #000000;overflow:hidden;padding:0px 3px 0px 3px;vertical-align:bottom;text-align:center;">30</td> <td data-sheets-value='{"1":3,"3":26}' style="border-right:1px solid #000000;border-bottom:1px solid #000000;overflow:hidden;padding:0px 3px 0px 3px;vertical-align:bottom;text-align:center;">26</td> </tr> </tbody></table> | skylux-160-ce-met-koepel-en-metaalopstand-met-lm-motor-pvc-raam-type-ep25-en-windvang-1200-x-2400-mm | 8586001285453 | 46872282071373
Smoke and heat exhaust (SHEV) | SHE system | Skylux | Skylux 160° CE with skylight and metal curb with double LM-actuator, PVC frame type EP25 and spoiler 1300 x 2500 mm |  | 50958 | 5412970509585 | 8380.5 | Yes | 30-45 | 174.25 | 1300 x 2500 mm | 2500 | 1300 |  | metal curb M30 (30 cm high) | Rectangular | 1.19 W/m²K - 0.98 W/m²K | 57% - 30% | 37% - 17% | 24dB - 26dB | 160° CE (for industry) | PVC frame EP25 | with spoiler | E | Double actuator | Maximum double-walled skylight possible for this product | Ut-value LT-value g-value Rw-value EN 1873 : 2014 EN ISO 13468 EN 16153 EN 410 EN 410 EN ISO 140-3 Material Walls Shells (W/m²K) (%) (%) (dB) Acrylic EW Clear (H) 1.19 37 57 24 PMMA Opal (O) 1.19 34 50 24 DW Clear (H/H) 0.98 33 50 26 Opal (O/O) 0.98 28 38 26 Polycarbonate EW Clear (A) 1.19 36 55 24 PC Opal (D) 1.19 24 40 24 DW Clear (A/H) 0.98 32 48 26 Clear (A/A) 0.98 32 46 26 Opal (A/O) 0.98 30 42 26 Opal (A/D) 0.98 21 33 26 Polycarbonate EW Heatstop Opal (T) 1.19 20 39 24 Heatstop PC DW Clear (T/H) 0.98 18 34 26 Opal (T/O) 0.98 17 30 26 | https://skylux.eu/en/products/skylux-160-ce-met-koepel-en-metaalopstand-met-lm-motor-pvc-raam-type-ep25-en-windvang-1300-x-2500-mm | https://skylux.eu/cdn/shop/files/Skylux-160deg-CE-met-koepel-en-metaalopstand-met-dubbele-LM-motor-pvc-raam-type-EP25-en-windvang-1300-x-2500-mm-RWA-systeem.jpg?v=1702977215&width=1600 | https://skylux.eu/cdn/shop/files/e5a82811-1bb0-48e4-a776-cacb59c7c092_650e7600-e03c-4581-9a42-8145763178d4.jpg?v=1688550314&width=1600 | //skylux.eu/cdn/shop/files/E_MH_Mounting_instructions_Skylux_160_CE_LM.pdf?v=12406716259046007223 | //skylux.eu/cdn/shop/files/E_TD_Technical_File_Skylux_Skylux_160_CE_Electric.pdf?v=3667116872303399239 | <style type="text/css" id="isPasted"><!--td {border: 1px solid #cccccc;}br {mso-data-placement:same-cell;}--></style><table border="1" cellpadding="0" cellspacing="0" dir="ltr" style="table-layout:fixed;font-size:10pt;font-family:Arial;border-collapse:collapse;border:none;"><tbody> <tr style="height:20px;"> <td style="overflow:hidden;padding:0px 3px 0px 3px;vertical-align:bottom;"></td> <td style="overflow:hidden;padding:0px 3px 0px 3px;vertical-align:bottom;"></td> <td style="overflow:hidden;padding:0px 3px 0px 3px;vertical-align:bottom;"></td> <td data-sheets-value='{"1":2,"2":"Ut-value"}' style="overflow:hidden;padding:0px 3px 0px 3px;vertical-align:bottom;font-weight:bold;text-align:center;">Ut-value</td> <td data-sheets-value='{"1":2,"2":"LT-value"}' style="overflow:hidden;padding:0px 3px 0px 3px;vertical-align:bottom;font-weight:bold;text-align:center;">LT-value</td> <td data-sheets-value='{"1":2,"2":"g-value"}' style="overflow:hidden;padding:0px 3px 0px 3px;vertical-align:bottom;font-weight:bold;text-align:center;">g-value</td> <td data-sheets-value='{"1":2,"2":"Rw-value "}' style="overflow:hidden;padding:0px 3px 0px 3px;vertical-align:bottom;font-weight:bold;text-align:center;">Rw-value </td> </tr> <tr style="height:20px;"> <td style="overflow:hidden;padding:0px 3px 0px 3px;vertical-align:bottom;"></td> <td style="overflow:hidden;padding:0px 3px 0px 3px;vertical-align:bottom;"></td> <td style="overflow:hidden;padding:0px 3px 0px 3px;vertical-align:bottom;"></td> <td data-sheets-numberformat='{"1":2,"2":"0.00","3":1}' data-sheets-value='{"1":2,"2":"EN 1873 : 2014"}' style="overflow:hidden;padding:0px 3px 0px 3px;vertical-align:bottom;text-align:center;">EN 1873 : 2014</td> <td data-sheets-numberformat='{"1":2,"2":"0","3":1}' data-sheets-value='{"1":2,"2":"EN ISO 13468 EN 16153 EN 410"}' style="overflow:hidden;padding:0px 3px 0px 3px;vertical-align:bottom;text-align:center;">EN ISO 13468 EN 16153 EN 410</td> <td data-sheets-numberformat='{"1":2,"2":"0","3":1}' data-sheets-value='{"1":2,"2":"EN 410"}' style="overflow:hidden;padding:0px 3px 0px 3px;vertical-align:bottom;text-align:center;">EN 410</td> <td data-sheets-value='{"1":2,"2":"EN ISO 140-3\t\t"}' style="overflow:hidden;padding:0px 3px 0px 3px;vertical-align:bottom;text-align:center;">EN ISO 140-3 </td> </tr> <tr style="height:20px;"> <td data-sheets-value='{"1":2,"2":"Material"}' style="border-bottom:1px solid #000000;overflow:hidden;padding:0px 3px 0px 3px;vertical-align:bottom;background-color:#000000;font-weight:bold;color:#ffffff;">Material</td> <td data-sheets-value='{"1":2,"2":"Walls"}' style="border-bottom:1px solid #000000;overflow:hidden;padding:0px 3px 0px 3px;vertical-align:bottom;background-color:#000000;font-weight:bold;color:#ffffff;">Walls</td> <td data-sheets-value='{"1":2,"2":"Shells"}' style="border-bottom:1px solid #000000;overflow:hidden;padding:0px 3px 0px 3px;vertical-align:bottom;background-color:#000000;font-weight:bold;color:#ffffff;">Shells</td> <td data-sheets-numberformat='{"1":2,"2":"0.00","3":1}' data-sheets-value='{"1":2,"2":"(W/m²K)\t"}' style="border-bottom:1px solid #000000;overflow:hidden;padding:0px 3px 0px 3px;vertical-align:bottom;background-color:#000000;font-weight:bold;color:#ffffff;text-align:center;">(W/m²K) </td> <td data-sheets-numberformat='{"1":2,"2":"0","3":1}' data-sheets-value='{"1":2,"2":"(%)"}' style="border-bottom:1px solid #000000;overflow:hidden;padding:0px 3px 0px 3px;vertical-align:bottom;background-color:#000000;font-weight:bold;color:#ffffff;text-align:center;">(%)</td> <td data-sheets-numberformat='{"1":2,"2":"0","3":1}' data-sheets-value='{"1":2,"2":"(%)"}' style="border-bottom:1px solid #000000;overflow:hidden;padding:0px 3px 0px 3px;vertical-align:bottom;background-color:#000000;font-weight:bold;color:#ffffff;text-align:center;">(%)</td> <td data-sheets-value='{"1":2,"2":"(dB)"}' style="border-bottom:1px solid #000000;overflow:hidden;padding:0px 3px 0px 3px;vertical-align:bottom;background-color:#000000;font-weight:bold;color:#ffffff;text-align:center;">(dB)</td> </tr> <tr style="height:20px;"> <td data-sheets-value='{"1":2,"2":"Acrylic"}' style="border-left:1px solid #000000;overflow:hidden;padding:0px 3px 0px 3px;vertical-align:bottom;">Acrylic</td> <td data-sheets-value='{"1":2,"2":"EW"}' style="overflow:hidden;padding:0px 3px 0px 3px;vertical-align:bottom;">EW</td> <td data-sheets-value='{"1":2,"2":"Clear (H)"}' style="overflow:hidden;padding:0px 3px 0px 3px;vertical-align:bottom;">Clear (H)</td> <td data-sheets-numberformat='{"1":2,"2":"0.00","3":1}' data-sheets-value='{"1":3,"3":1.19}' style="overflow:hidden;padding:0px 3px 0px 3px;vertical-align:bottom;text-align:center;">1.19</td> <td data-sheets-numberformat='{"1":2,"2":"0","3":1}' data-sheets-value='{"1":3,"3":36.9}' style="overflow:hidden;padding:0px 3px 0px 3px;vertical-align:bottom;text-align:center;">37</td> <td data-sheets-numberformat='{"1":2,"2":"0","3":1}' data-sheets-value='{"1":3,"3":57.42}' style="overflow:hidden;padding:0px 3px 0px 3px;vertical-align:bottom;text-align:center;">57</td> <td data-sheets-value='{"1":3,"3":24}' style="border-right:1px solid #000000;overflow:hidden;padding:0px 3px 0px 3px;vertical-align:bottom;text-align:center;">24</td> </tr> <tr style="height:20px;"> <td data-sheets-value='{"1":2,"2":"PMMA"}' style="border-left:1px solid #000000;overflow:hidden;padding:0px 3px 0px 3px;vertical-align:bottom;">PMMA</td> <td style="overflow:hidden;padding:0px 3px 0px 3px;vertical-align:bottom;"></td> <td data-sheets-value='{"1":2,"2":"Opal (O)"}' style="overflow:hidden;padding:0px 3px 0px 3px;vertical-align:bottom;">Opal (O)</td> <td data-sheets-numberformat='{"1":2,"2":"0.00","3":1}' data-sheets-value='{"1":3,"3":1.19}' style="overflow:hidden;padding:0px 3px 0px 3px;vertical-align:bottom;text-align:center;">1.19</td> <td data-sheets-numberformat='{"1":2,"2":"0","3":1}' data-sheets-value='{"1":3,"3":34.03}' style="overflow:hidden;padding:0px 3px 0px 3px;vertical-align:bottom;text-align:center;">34</td> <td data-sheets-numberformat='{"1":2,"2":"0","3":1}' data-sheets-value='{"1":3,"3":50.160000000000004}' style="overflow:hidden;padding:0px 3px 0px 3px;vertical-align:bottom;text-align:center;">50</td> <td data-sheets-value='{"1":3,"3":24}' style="border-right:1px solid #000000;overflow:hidden;padding:0px 3px 0px 3px;vertical-align:bottom;text-align:center;">24</td> </tr> <tr style="height:20px;"> <td style="border-left:1px solid #000000;overflow:hidden;padding:0px 3px 0px 3px;vertical-align:bottom;"></td> <td data-sheets-value='{"1":2,"2":"DW"}' style="overflow:hidden;padding:0px 3px 0px 3px;vertical-align:bottom;">DW</td> <td data-sheets-value='{"1":2,"2":"Clear (H/H)"}' style="overflow:hidden;padding:0px 3px 0px 3px;vertical-align:bottom;">Clear (H/H)</td> <td data-sheets-numberformat='{"1":2,"2":"0.00","3":1}' data-sheets-value='{"1":3,"3":0.98}' style="overflow:hidden;padding:0px 3px 0px 3px;vertical-align:bottom;text-align:center;">0.98</td> <td data-sheets-numberformat='{"1":2,"2":"0","3":1}' data-sheets-value='{"1":3,"3":33.21}' style="overflow:hidden;padding:0px 3px 0px 3px;vertical-align:bottom;text-align:center;">33</td> <td data-sheets-numberformat='{"1":2,"2":"0","3":1}' data-sheets-value='{"1":3,"3":49.5}' style="overflow:hidden;padding:0px 3px 0px 3px;vertical-align:bottom;text-align:center;">50</td> <td data-sheets-value='{"1":3,"3":26}' style="border-right:1px solid #000000;overflow:hidden;padding:0px 3px 0px 3px;vertical-align:bottom;text-align:center;">26</td> </tr> <tr style="height:20px;"> <td style="border-bottom:1px solid #000000;border-left:1px solid #000000;overflow:hidden;padding:0px 3px 0px 3px;vertical-align:bottom;"></td> <td style="border-bottom:1px solid #000000;overflow:hidden;padding:0px 3px 0px 3px;vertical-align:bottom;"></td> <td data-sheets-value='{"1":2,"2":"Opal (O/O)"}' style="border-bottom:1px solid #000000;overflow:hidden;padding:0px 3px 0px 3px;vertical-align:bottom;">Opal (O/O)</td> <td data-sheets-numberformat='{"1":2,"2":"0.00","3":1}' data-sheets-value='{"1":3,"3":0.98}' style="border-bottom:1px solid #000000;overflow:hidden;padding:0px 3px 0px 3px;vertical-align:bottom;text-align:center;">0.98</td> <td data-sheets-numberformat='{"1":2,"2":"0","3":1}' data-sheets-value='{"1":3,"3":28.29}' style="border-bottom:1px solid #000000;overflow:hidden;padding:0px 3px 0px 3px;vertical-align:bottom;text-align:center;">28</td> <td data-sheets-numberformat='{"1":2,"2":"0","3":1}' data-sheets-value='{"1":3,"3":38.28}' style="border-bottom:1px solid #000000;overflow:hidden;padding:0px 3px 0px 3px;vertical-align:bottom;text-align:center;">38</td> <td data-sheets-value='{"1":3,"3":26}' style="border-right:1px solid #000000;border-bottom:1px solid #000000;overflow:hidden;padding:0px 3px 0px 3px;vertical-align:bottom;text-align:center;">26</td> </tr> <tr style="height:20px;"> <td data-sheets-value='{"1":2,"2":"Polycarbonate "}' style="border-left:1px solid #000000;overflow:hidden;padding:0px 3px 0px 3px;vertical-align:bottom;">Polycarbonate </td> <td data-sheets-value='{"1":2,"2":"EW"}' style="overflow:hidden;padding:0px 3px 0px 3px;vertical-align:bottom;">EW</td> <td data-sheets-value='{"1":2,"2":"Clear (A)"}' style="overflow:hidden;padding:0px 3px 0px 3px;vertical-align:bottom;">Clear (A)</td> <td data-sheets-numberformat='{"1":2,"2":"0.00","3":1}' data-sheets-value='{"1":3,"3":1.19}' style="overflow:hidden;padding:0px 3px 0px 3px;vertical-align:bottom;text-align:center;">1.19</td> <td data-sheets-numberformat='{"1":2,"2":"0","3":1}' data-sheets-value='{"1":3,"3":36.08}' style="overflow:hidden;padding:0px 3px 0px 3px;vertical-align:bottom;text-align:center;">36</td> <td data-sheets-numberformat='{"1":2,"2":"0","3":1}' data-sheets-value='{"1":3,"3":54.78}' style="overflow:hidden;padding:0px 3px 0px 3px;vertical-align:bottom;text-align:center;">55</td> <td data-sheets-value='{"1":3,"3":24}' style="border-right:1px solid #000000;overflow:hidden;padding:0px 3px 0px 3px;vertical-align:bottom;text-align:center;">24</td> </tr> <tr style="height:20px;"> <td data-sheets-value='{"1":2,"2":"PC"}' style="border-left:1px solid #000000;overflow:hidden;padding:0px 3px 0px 3px;vertical-align:bottom;">PC</td> <td style="overflow:hidden;padding:0px 3px 0px 3px;vertical-align:bottom;"></td> <td data-sheets-value='{"1":2,"2":"Opal (D)"}' style="overflow:hidden;padding:0px 3px 0px 3px;vertical-align:bottom;">Opal (D)</td> <td data-sheets-numberformat='{"1":2,"2":"0.00","3":1}' data-sheets-value='{"1":3,"3":1.19}' style="overflow:hidden;padding:0px 3px 0px 3px;vertical-align:bottom;text-align:center;">1.19</td> <td data-sheets-numberformat='{"1":2,"2":"0","3":1}' data-sheets-value='{"1":3,"3":23.779999999999998}' style="overflow:hidden;padding:0px 3px 0px 3px;vertical-align:bottom;text-align:center;">24</td> <td data-sheets-numberformat='{"1":2,"2":"0","3":1}' data-sheets-value='{"1":3,"3":39.6}' style="overflow:hidden;padding:0px 3px 0px 3px;vertical-align:bottom;text-align:center;">40</td> <td data-sheets-value='{"1":3,"3":24}' style="border-right:1px solid #000000;overflow:hidden;padding:0px 3px 0px 3px;vertical-align:bottom;text-align:center;">24</td> </tr> <tr style="height:20px;"> <td style="border-left:1px solid #000000;overflow:hidden;padding:0px 3px 0px 3px;vertical-align:bottom;"></td> <td data-sheets-value='{"1":2,"2":"DW"}' style="overflow:hidden;padding:0px 3px 0px 3px;vertical-align:bottom;">DW</td> <td data-sheets-value='{"1":2,"2":"Clear (A/H)"}' style="overflow:hidden;padding:0px 3px 0px 3px;vertical-align:bottom;">Clear (A/H)</td> <td data-sheets-numberformat='{"1":2,"2":"0.00","3":1}' data-sheets-value='{"1":3,"3":0.98}' style="overflow:hidden;padding:0px 3px 0px 3px;vertical-align:bottom;text-align:center;">0.98</td> <td data-sheets-numberformat='{"1":2,"2":"0","3":1}' data-sheets-value='{"1":3,"3":32.39}' style="overflow:hidden;padding:0px 3px 0px 3px;vertical-align:bottom;text-align:center;">32</td> <td data-sheets-numberformat='{"1":2,"2":"0","3":1}' data-sheets-value='{"1":3,"3":47.52}' style="overflow:hidden;padding:0px 3px 0px 3px;vertical-align:bottom;text-align:center;">48</td> <td data-sheets-value='{"1":3,"3":26}' style="border-right:1px solid #000000;overflow:hidden;padding:0px 3px 0px 3px;vertical-align:bottom;text-align:center;">26</td> </tr> <tr style="height:20px;"> <td style="border-left:1px solid #000000;overflow:hidden;padding:0px 3px 0px 3px;vertical-align:bottom;"></td> <td style="overflow:hidden;padding:0px 3px 0px 3px;vertical-align:bottom;"></td> <td data-sheets-value='{"1":2,"2":"Clear (A/A)"}' style="overflow:hidden;padding:0px 3px 0px 3px;vertical-align:bottom;">Clear (A/A)</td> <td data-sheets-numberformat='{"1":2,"2":"0.00","3":1}' data-sheets-value='{"1":3,"3":0.98}' style="overflow:hidden;padding:0px 3px 0px 3px;vertical-align:bottom;text-align:center;">0.98</td> <td data-sheets-numberformat='{"1":2,"2":"0","3":1}' data-sheets-value='{"1":3,"3":31.569999999999997}' style="overflow:hidden;padding:0px 3px 0px 3px;vertical-align:bottom;text-align:center;">32</td> <td data-sheets-numberformat='{"1":2,"2":"0","3":1}' data-sheets-value='{"1":3,"3":45.54}' style="overflow:hidden;padding:0px 3px 0px 3px;vertical-align:bottom;text-align:center;">46</td> <td data-sheets-value='{"1":3,"3":26}' style="border-right:1px solid #000000;overflow:hidden;padding:0px 3px 0px 3px;vertical-align:bottom;text-align:center;">26</td> </tr> <tr style="height:20px;"> <td style="border-left:1px solid #000000;overflow:hidden;padding:0px 3px 0px 3px;vertical-align:bottom;"></td> <td style="overflow:hidden;padding:0px 3px 0px 3px;vertical-align:bottom;"></td> <td data-sheets-value='{"1":2,"2":"Opal (A/O)"}' style="overflow:hidden;padding:0px 3px 0px 3px;vertical-align:bottom;">Opal (A/O)</td> <td data-sheets-numberformat='{"1":2,"2":"0.00","3":1}' data-sheets-value='{"1":3,"3":0.98}' style="overflow:hidden;padding:0px 3px 0px 3px;vertical-align:bottom;text-align:center;">0.98</td> <td data-sheets-numberformat='{"1":2,"2":"0","3":1}' data-sheets-value='{"1":3,"3":29.93}' style="overflow:hidden;padding:0px 3px 0px 3px;vertical-align:bottom;text-align:center;">30</td> <td data-sheets-numberformat='{"1":2,"2":"0","3":1}' data-sheets-value='{"1":3,"3":41.580000000000005}' style="overflow:hidden;padding:0px 3px 0px 3px;vertical-align:bottom;text-align:center;">42</td> <td data-sheets-value='{"1":3,"3":26}' style="border-right:1px solid #000000;overflow:hidden;padding:0px 3px 0px 3px;vertical-align:bottom;text-align:center;">26</td> </tr> <tr style="height:20px;"> <td style="border-bottom:1px solid #000000;border-left:1px solid #000000;overflow:hidden;padding:0px 3px 0px 3px;vertical-align:bottom;"></td> <td style="border-bottom:1px solid #000000;overflow:hidden;padding:0px 3px 0px 3px;vertical-align:bottom;"></td> <td data-sheets-value='{"1":2,"2":"Opal (A/D)"}' style="border-bottom:1px solid #000000;overflow:hidden;padding:0px 3px 0px 3px;vertical-align:bottom;">Opal (A/D)</td> <td data-sheets-numberformat='{"1":2,"2":"0.00","3":1}' data-sheets-value='{"1":3,"3":0.98}' style="border-bottom:1px solid #000000;overflow:hidden;padding:0px 3px 0px 3px;vertical-align:bottom;text-align:center;">0.98</td> <td data-sheets-numberformat='{"1":2,"2":"0","3":1}' data-sheets-value='{"1":3,"3":20.91}' style="border-bottom:1px solid #000000;overflow:hidden;padding:0px 3px 0px 3px;vertical-align:bottom;text-align:center;">21</td> <td data-sheets-numberformat='{"1":2,"2":"0","3":1}' data-sheets-value='{"1":3,"3":33}' style="border-bottom:1px solid #000000;overflow:hidden;padding:0px 3px 0px 3px;vertical-align:bottom;text-align:center;">33</td> <td data-sheets-value='{"1":3,"3":26}' style="border-right:1px solid #000000;border-bottom:1px solid #000000;overflow:hidden;padding:0px 3px 0px 3px;vertical-align:bottom;text-align:center;">26</td> </tr> <tr style="height:20px;"> <td data-sheets-value='{"1":2,"2":"Polycarbonate"}' style="border-left:1px solid #000000;overflow:hidden;padding:0px 3px 0px 3px;vertical-align:bottom;">Polycarbonate</td> <td data-sheets-value='{"1":2,"2":"EW"}' style="overflow:hidden;padding:0px 3px 0px 3px;vertical-align:bottom;">EW</td> <td data-sheets-value='{"1":2,"2":"Heatstop Opal (T)"}' style="overflow:hidden;padding:0px 3px 0px 3px;vertical-align:bottom;">Heatstop Opal (T)</td> <td data-sheets-numberformat='{"1":2,"2":"0.00","3":1}' data-sheets-value='{"1":3,"3":1.19}' style="overflow:hidden;padding:0px 3px 0px 3px;vertical-align:bottom;text-align:center;">1.19</td> <td data-sheets-numberformat='{"1":2,"2":"0","3":1}' data-sheets-value='{"1":3,"3":20.09}' style="overflow:hidden;padding:0px 3px 0px 3px;vertical-align:bottom;text-align:center;">20</td> <td data-sheets-numberformat='{"1":2,"2":"0","3":1}' data-sheets-value='{"1":3,"3":38.940000000000005}' style="overflow:hidden;padding:0px 3px 0px 3px;vertical-align:bottom;text-align:center;">39</td> <td data-sheets-value='{"1":3,"3":24}' style="border-right:1px solid #000000;overflow:hidden;padding:0px 3px 0px 3px;vertical-align:bottom;text-align:center;">24</td> </tr> <tr style="height:20px;"> <td data-sheets-value='{"1":2,"2":"Heatstop PC"}' style="border-left:1px solid #000000;overflow:hidden;padding:0px 3px 0px 3px;vertical-align:bottom;">Heatstop PC</td> <td data-sheets-value='{"1":2,"2":"DW"}' style="overflow:hidden;padding:0px 3px 0px 3px;vertical-align:bottom;">DW</td> <td data-sheets-value='{"1":2,"2":"Clear (T/H)"}' style="overflow:hidden;padding:0px 3px 0px 3px;vertical-align:bottom;">Clear (T/H)</td> <td data-sheets-numberformat='{"1":2,"2":"0.00","3":1}' data-sheets-value='{"1":3,"3":0.98}' style="overflow:hidden;padding:0px 3px 0px 3px;vertical-align:bottom;text-align:center;">0.98</td> <td data-sheets-numberformat='{"1":2,"2":"0","3":1}' data-sheets-value='{"1":3,"3":18.04}' style="overflow:hidden;padding:0px 3px 0px 3px;vertical-align:bottom;text-align:center;">18</td> <td data-sheets-numberformat='{"1":2,"2":"0","3":1}' data-sheets-value='{"1":3,"3":33.660000000000004}' style="overflow:hidden;padding:0px 3px 0px 3px;vertical-align:bottom;text-align:center;">34</td> <td data-sheets-value='{"1":3,"3":26}' style="border-right:1px solid #000000;overflow:hidden;padding:0px 3px 0px 3px;vertical-align:bottom;text-align:center;">26</td> </tr> <tr style="height:20px;"> <td style="border-bottom:1px solid #000000;border-left:1px solid #000000;overflow:hidden;padding:0px 3px 0px 3px;vertical-align:bottom;"></td> <td style="border-bottom:1px solid #000000;overflow:hidden;padding:0px 3px 0px 3px;vertical-align:bottom;"></td> <td data-sheets-value='{"1":2,"2":"Opal (T/O)"}' style="border-bottom:1px solid #000000;overflow:hidden;padding:0px 3px 0px 3px;vertical-align:bottom;">Opal (T/O)</td> <td data-sheets-numberformat='{"1":2,"2":"0.00","3":1}' data-sheets-value='{"1":3,"3":0.98}' style="border-bottom:1px solid #000000;overflow:hidden;padding:0px 3px 0px 3px;vertical-align:bottom;text-align:center;">0.98</td> <td data-sheets-numberformat='{"1":2,"2":"0","3":1}' data-sheets-value='{"1":3,"3":16.81}' style="border-bottom:1px solid #000000;overflow:hidden;padding:0px 3px 0px 3px;vertical-align:bottom;text-align:center;">17</td> <td data-sheets-numberformat='{"1":2,"2":"0","3":1}' data-sheets-value='{"1":3,"3":29.700000000000003}' style="border-bottom:1px solid #000000;overflow:hidden;padding:0px 3px 0px 3px;vertical-align:bottom;text-align:center;">30</td> <td data-sheets-value='{"1":3,"3":26}' style="border-right:1px solid #000000;border-bottom:1px solid #000000;overflow:hidden;padding:0px 3px 0px 3px;vertical-align:bottom;text-align:center;">26</td> </tr> </tbody></table> | skylux-160-ce-met-koepel-en-metaalopstand-met-lm-motor-pvc-raam-type-ep25-en-windvang-1300-x-2500-mm | 8586002104653 | 46872283152717
Smoke and heat exhaust (SHEV) | SHE system | Skylux | Skylux 160° CE with skylight and metal curb with double LM-actuator, PVC frame type EP25 and spoiler 1300 x 2800 mm |  | 50959 | 5412970509592 | 8721.7 | Yes | 30-45 | 184.95 | 1300 x 2800 mm | 2800 | 1300 |  | metal curb M30 (30 cm high) | Rectangular | 1.19 W/m²K - 0.98 W/m²K | 57% - 30% | 37% - 17% | 24dB - 26dB | 160° CE (for industry) | PVC frame EP25 | with spoiler | E | Double actuator | Maximum double-walled skylight possible for this product | Ut-value LT-value g-value Rw-value EN 1873 : 2014 EN ISO 13468 EN 16153 EN 410 EN 410 EN ISO 140-3 Material Walls Shells (W/m²K) (%) (%) (dB) Acrylic EW Clear (H) 1.19 37 57 24 PMMA Opal (O) 1.19 34 50 24 DW Clear (H/H) 0.98 33 50 26 Opal (O/O) 0.98 28 38 26 Polycarbonate EW Clear (A) 1.19 36 55 24 PC Opal (D) 1.19 24 40 24 DW Clear (A/H) 0.98 32 48 26 Clear (A/A) 0.98 32 46 26 Opal (A/O) 0.98 30 42 26 Opal (A/D) 0.98 21 33 26 Polycarbonate EW Heatstop Opal (T) 1.19 20 39 24 Heatstop PC DW Clear (T/H) 0.98 18 34 26 Opal (T/O) 0.98 17 30 26 | https://skylux.eu/en/products/skylux-160-ce-met-koepel-en-metaalopstand-met-lm-motor-pvc-raam-type-ep25-en-windvang-1300-x-2800-mm | https://skylux.eu/cdn/shop/files/Skylux-160deg-CE-met-koepel-en-metaalopstand-met-dubbele-LM-motor-pvc-raam-type-EP25-en-windvang-1300-x-2800-mm-RWA-systeem.jpg?v=1702977220&width=1600 | https://skylux.eu/cdn/shop/files/e5a82811-1bb0-48e4-a776-cacb59c7c092_29bdc7a8-03f7-4ab5-a937-4f6efb38c448.jpg?v=1688550316&width=1600 | //skylux.eu/cdn/shop/files/E_MH_Mounting_instructions_Skylux_160_CE_LM.pdf?v=12406716259046007223 | //skylux.eu/cdn/shop/files/E_TD_Technical_File_Skylux_Skylux_160_CE_Electric.pdf?v=3667116872303399239 | <style type="text/css" id="isPasted"><!--td {border: 1px solid #cccccc;}br {mso-data-placement:same-cell;}--></style><table border="1" cellpadding="0" cellspacing="0" dir="ltr" style="table-layout:fixed;font-size:10pt;font-family:Arial;border-collapse:collapse;border:none;"><tbody> <tr style="height:20px;"> <td style="overflow:hidden;padding:0px 3px 0px 3px;vertical-align:bottom;"></td> <td style="overflow:hidden;padding:0px 3px 0px 3px;vertical-align:bottom;"></td> <td style="overflow:hidden;padding:0px 3px 0px 3px;vertical-align:bottom;"></td> <td data-sheets-value='{"1":2,"2":"Ut-value"}' style="overflow:hidden;padding:0px 3px 0px 3px;vertical-align:bottom;font-weight:bold;text-align:center;">Ut-value</td> <td data-sheets-value='{"1":2,"2":"LT-value"}' style="overflow:hidden;padding:0px 3px 0px 3px;vertical-align:bottom;font-weight:bold;text-align:center;">LT-value</td> <td data-sheets-value='{"1":2,"2":"g-value"}' style="overflow:hidden;padding:0px 3px 0px 3px;vertical-align:bottom;font-weight:bold;text-align:center;">g-value</td> <td data-sheets-value='{"1":2,"2":"Rw-value "}' style="overflow:hidden;padding:0px 3px 0px 3px;vertical-align:bottom;font-weight:bold;text-align:center;">Rw-value </td> </tr> <tr style="height:20px;"> <td style="overflow:hidden;padding:0px 3px 0px 3px;vertical-align:bottom;"></td> <td style="overflow:hidden;padding:0px 3px 0px 3px;vertical-align:bottom;"></td> <td style="overflow:hidden;padding:0px 3px 0px 3px;vertical-align:bottom;"></td> <td data-sheets-numberformat='{"1":2,"2":"0.00","3":1}' data-sheets-value='{"1":2,"2":"EN 1873 : 2014"}' style="overflow:hidden;padding:0px 3px 0px 3px;vertical-align:bottom;text-align:center;">EN 1873 : 2014</td> <td data-sheets-numberformat='{"1":2,"2":"0","3":1}' data-sheets-value='{"1":2,"2":"EN ISO 13468 EN 16153 EN 410"}' style="overflow:hidden;padding:0px 3px 0px 3px;vertical-align:bottom;text-align:center;">EN ISO 13468 EN 16153 EN 410</td> <td data-sheets-numberformat='{"1":2,"2":"0","3":1}' data-sheets-value='{"1":2,"2":"EN 410"}' style="overflow:hidden;padding:0px 3px 0px 3px;vertical-align:bottom;text-align:center;">EN 410</td> <td data-sheets-value='{"1":2,"2":"EN ISO 140-3\t\t"}' style="overflow:hidden;padding:0px 3px 0px 3px;vertical-align:bottom;text-align:center;">EN ISO 140-3 </td> </tr> <tr style="height:20px;"> <td data-sheets-value='{"1":2,"2":"Material"}' style="border-bottom:1px solid #000000;overflow:hidden;padding:0px 3px 0px 3px;vertical-align:bottom;background-color:#000000;font-weight:bold;color:#ffffff;">Material</td> <td data-sheets-value='{"1":2,"2":"Walls"}' style="border-bottom:1px solid #000000;overflow:hidden;padding:0px 3px 0px 3px;vertical-align:bottom;background-color:#000000;font-weight:bold;color:#ffffff;">Walls</td> <td data-sheets-value='{"1":2,"2":"Shells"}' style="border-bottom:1px solid #000000;overflow:hidden;padding:0px 3px 0px 3px;vertical-align:bottom;background-color:#000000;font-weight:bold;color:#ffffff;">Shells</td> <td data-sheets-numberformat='{"1":2,"2":"0.00","3":1}' data-sheets-value='{"1":2,"2":"(W/m²K)\t"}' style="border-bottom:1px solid #000000;overflow:hidden;padding:0px 3px 0px 3px;vertical-align:bottom;background-color:#000000;font-weight:bold;color:#ffffff;text-align:center;">(W/m²K) </td> <td data-sheets-numberformat='{"1":2,"2":"0","3":1}' data-sheets-value='{"1":2,"2":"(%)"}' style="border-bottom:1px solid #000000;overflow:hidden;padding:0px 3px 0px 3px;vertical-align:bottom;background-color:#000000;font-weight:bold;color:#ffffff;text-align:center;">(%)</td> <td data-sheets-numberformat='{"1":2,"2":"0","3":1}' data-sheets-value='{"1":2,"2":"(%)"}' style="border-bottom:1px solid #000000;overflow:hidden;padding:0px 3px 0px 3px;vertical-align:bottom;background-color:#000000;font-weight:bold;color:#ffffff;text-align:center;">(%)</td> <td data-sheets-value='{"1":2,"2":"(dB)"}' style="border-bottom:1px solid #000000;overflow:hidden;padding:0px 3px 0px 3px;vertical-align:bottom;background-color:#000000;font-weight:bold;color:#ffffff;text-align:center;">(dB)</td> </tr> <tr style="height:20px;"> <td data-sheets-value='{"1":2,"2":"Acrylic"}' style="border-left:1px solid #000000;overflow:hidden;padding:0px 3px 0px 3px;vertical-align:bottom;">Acrylic</td> <td data-sheets-value='{"1":2,"2":"EW"}' style="overflow:hidden;padding:0px 3px 0px 3px;vertical-align:bottom;">EW</td> <td data-sheets-value='{"1":2,"2":"Clear (H)"}' style="overflow:hidden;padding:0px 3px 0px 3px;vertical-align:bottom;">Clear (H)</td> <td data-sheets-numberformat='{"1":2,"2":"0.00","3":1}' data-sheets-value='{"1":3,"3":1.19}' style="overflow:hidden;padding:0px 3px 0px 3px;vertical-align:bottom;text-align:center;">1.19</td> <td data-sheets-numberformat='{"1":2,"2":"0","3":1}' data-sheets-value='{"1":3,"3":36.9}' style="overflow:hidden;padding:0px 3px 0px 3px;vertical-align:bottom;text-align:center;">37</td> <td data-sheets-numberformat='{"1":2,"2":"0","3":1}' data-sheets-value='{"1":3,"3":57.42}' style="overflow:hidden;padding:0px 3px 0px 3px;vertical-align:bottom;text-align:center;">57</td> <td data-sheets-value='{"1":3,"3":24}' style="border-right:1px solid #000000;overflow:hidden;padding:0px 3px 0px 3px;vertical-align:bottom;text-align:center;">24</td> </tr> <tr style="height:20px;"> <td data-sheets-value='{"1":2,"2":"PMMA"}' style="border-left:1px solid #000000;overflow:hidden;padding:0px 3px 0px 3px;vertical-align:bottom;">PMMA</td> <td style="overflow:hidden;padding:0px 3px 0px 3px;vertical-align:bottom;"></td> <td data-sheets-value='{"1":2,"2":"Opal (O)"}' style="overflow:hidden;padding:0px 3px 0px 3px;vertical-align:bottom;">Opal (O)</td> <td data-sheets-numberformat='{"1":2,"2":"0.00","3":1}' data-sheets-value='{"1":3,"3":1.19}' style="overflow:hidden;padding:0px 3px 0px 3px;vertical-align:bottom;text-align:center;">1.19</td> <td data-sheets-numberformat='{"1":2,"2":"0","3":1}' data-sheets-value='{"1":3,"3":34.03}' style="overflow:hidden;padding:0px 3px 0px 3px;vertical-align:bottom;text-align:center;">34</td> <td data-sheets-numberformat='{"1":2,"2":"0","3":1}' data-sheets-value='{"1":3,"3":50.160000000000004}' style="overflow:hidden;padding:0px 3px 0px 3px;vertical-align:bottom;text-align:center;">50</td> <td data-sheets-value='{"1":3,"3":24}' style="border-right:1px solid #000000;overflow:hidden;padding:0px 3px 0px 3px;vertical-align:bottom;text-align:center;">24</td> </tr> <tr style="height:20px;"> <td style="border-left:1px solid #000000;overflow:hidden;padding:0px 3px 0px 3px;vertical-align:bottom;"></td> <td data-sheets-value='{"1":2,"2":"DW"}' style="overflow:hidden;padding:0px 3px 0px 3px;vertical-align:bottom;">DW</td> <td data-sheets-value='{"1":2,"2":"Clear (H/H)"}' style="overflow:hidden;padding:0px 3px 0px 3px;vertical-align:bottom;">Clear (H/H)</td> <td data-sheets-numberformat='{"1":2,"2":"0.00","3":1}' data-sheets-value='{"1":3,"3":0.98}' style="overflow:hidden;padding:0px 3px 0px 3px;vertical-align:bottom;text-align:center;">0.98</td> <td data-sheets-numberformat='{"1":2,"2":"0","3":1}' data-sheets-value='{"1":3,"3":33.21}' style="overflow:hidden;padding:0px 3px 0px 3px;vertical-align:bottom;text-align:center;">33</td> <td data-sheets-numberformat='{"1":2,"2":"0","3":1}' data-sheets-value='{"1":3,"3":49.5}' style="overflow:hidden;padding:0px 3px 0px 3px;vertical-align:bottom;text-align:center;">50</td> <td data-sheets-value='{"1":3,"3":26}' style="border-right:1px solid #000000;overflow:hidden;padding:0px 3px 0px 3px;vertical-align:bottom;text-align:center;">26</td> </tr> <tr style="height:20px;"> <td style="border-bottom:1px solid #000000;border-left:1px solid #000000;overflow:hidden;padding:0px 3px 0px 3px;vertical-align:bottom;"></td> <td style="border-bottom:1px solid #000000;overflow:hidden;padding:0px 3px 0px 3px;vertical-align:bottom;"></td> <td data-sheets-value='{"1":2,"2":"Opal (O/O)"}' style="border-bottom:1px solid #000000;overflow:hidden;padding:0px 3px 0px 3px;vertical-align:bottom;">Opal (O/O)</td> <td data-sheets-numberformat='{"1":2,"2":"0.00","3":1}' data-sheets-value='{"1":3,"3":0.98}' style="border-bottom:1px solid #000000;overflow:hidden;padding:0px 3px 0px 3px;vertical-align:bottom;text-align:center;">0.98</td> <td data-sheets-numberformat='{"1":2,"2":"0","3":1}' data-sheets-value='{"1":3,"3":28.29}' style="border-bottom:1px solid #000000;overflow:hidden;padding:0px 3px 0px 3px;vertical-align:bottom;text-align:center;">28</td> <td data-sheets-numberformat='{"1":2,"2":"0","3":1}' data-sheets-value='{"1":3,"3":38.28}' style="border-bottom:1px solid #000000;overflow:hidden;padding:0px 3px 0px 3px;vertical-align:bottom;text-align:center;">38</td> <td data-sheets-value='{"1":3,"3":26}' style="border-right:1px solid #000000;border-bottom:1px solid #000000;overflow:hidden;padding:0px 3px 0px 3px;vertical-align:bottom;text-align:center;">26</td> </tr> <tr style="height:20px;"> <td data-sheets-value='{"1":2,"2":"Polycarbonate "}' style="border-left:1px solid #000000;overflow:hidden;padding:0px 3px 0px 3px;vertical-align:bottom;">Polycarbonate </td> <td data-sheets-value='{"1":2,"2":"EW"}' style="overflow:hidden;padding:0px 3px 0px 3px;vertical-align:bottom;">EW</td> <td data-sheets-value='{"1":2,"2":"Clear (A)"}' style="overflow:hidden;padding:0px 3px 0px 3px;vertical-align:bottom;">Clear (A)</td> <td data-sheets-numberformat='{"1":2,"2":"0.00","3":1}' data-sheets-value='{"1":3,"3":1.19}' style="overflow:hidden;padding:0px 3px 0px 3px;vertical-align:bottom;text-align:center;">1.19</td> <td data-sheets-numberformat='{"1":2,"2":"0","3":1}' data-sheets-value='{"1":3,"3":36.08}' style="overflow:hidden;padding:0px 3px 0px 3px;vertical-align:bottom;text-align:center;">36</td> <td data-sheets-numberformat='{"1":2,"2":"0","3":1}' data-sheets-value='{"1":3,"3":54.78}' style="overflow:hidden;padding:0px 3px 0px 3px;vertical-align:bottom;text-align:center;">55</td> <td data-sheets-value='{"1":3,"3":24}' style="border-right:1px solid #000000;overflow:hidden;padding:0px 3px 0px 3px;vertical-align:bottom;text-align:center;">24</td> </tr> <tr style="height:20px;"> <td data-sheets-value='{"1":2,"2":"PC"}' style="border-left:1px solid #000000;overflow:hidden;padding:0px 3px 0px 3px;vertical-align:bottom;">PC</td> <td style="overflow:hidden;padding:0px 3px 0px 3px;vertical-align:bottom;"></td> <td data-sheets-value='{"1":2,"2":"Opal (D)"}' style="overflow:hidden;padding:0px 3px 0px 3px;vertical-align:bottom;">Opal (D)</td> <td data-sheets-numberformat='{"1":2,"2":"0.00","3":1}' data-sheets-value='{"1":3,"3":1.19}' style="overflow:hidden;padding:0px 3px 0px 3px;vertical-align:bottom;text-align:center;">1.19</td> <td data-sheets-numberformat='{"1":2,"2":"0","3":1}' data-sheets-value='{"1":3,"3":23.779999999999998}' style="overflow:hidden;padding:0px 3px 0px 3px;vertical-align:bottom;text-align:center;">24</td> <td data-sheets-numberformat='{"1":2,"2":"0","3":1}' data-sheets-value='{"1":3,"3":39.6}' style="overflow:hidden;padding:0px 3px 0px 3px;vertical-align:bottom;text-align:center;">40</td> <td data-sheets-value='{"1":3,"3":24}' style="border-right:1px solid #000000;overflow:hidden;padding:0px 3px 0px 3px;vertical-align:bottom;text-align:center;">24</td> </tr> <tr style="height:20px;"> <td style="border-left:1px solid #000000;overflow:hidden;padding:0px 3px 0px 3px;vertical-align:bottom;"></td> <td data-sheets-value='{"1":2,"2":"DW"}' style="overflow:hidden;padding:0px 3px 0px 3px;vertical-align:bottom;">DW</td> <td data-sheets-value='{"1":2,"2":"Clear (A/H)"}' style="overflow:hidden;padding:0px 3px 0px 3px;vertical-align:bottom;">Clear (A/H)</td> <td data-sheets-numberformat='{"1":2,"2":"0.00","3":1}' data-sheets-value='{"1":3,"3":0.98}' style="overflow:hidden;padding:0px 3px 0px 3px;vertical-align:bottom;text-align:center;">0.98</td> <td data-sheets-numberformat='{"1":2,"2":"0","3":1}' data-sheets-value='{"1":3,"3":32.39}' style="overflow:hidden;padding:0px 3px 0px 3px;vertical-align:bottom;text-align:center;">32</td> <td data-sheets-numberformat='{"1":2,"2":"0","3":1}' data-sheets-value='{"1":3,"3":47.52}' style="overflow:hidden;padding:0px 3px 0px 3px;vertical-align:bottom;text-align:center;">48</td> <td data-sheets-value='{"1":3,"3":26}' style="border-right:1px solid #000000;overflow:hidden;padding:0px 3px 0px 3px;vertical-align:bottom;text-align:center;">26</td> </tr> <tr style="height:20px;"> <td style="border-left:1px solid #000000;overflow:hidden;padding:0px 3px 0px 3px;vertical-align:bottom;"></td> <td style="overflow:hidden;padding:0px 3px 0px 3px;vertical-align:bottom;"></td> <td data-sheets-value='{"1":2,"2":"Clear (A/A)"}' style="overflow:hidden;padding:0px 3px 0px 3px;vertical-align:bottom;">Clear (A/A)</td> <td data-sheets-numberformat='{"1":2,"2":"0.00","3":1}' data-sheets-value='{"1":3,"3":0.98}' style="overflow:hidden;padding:0px 3px 0px 3px;vertical-align:bottom;text-align:center;">0.98</td> <td data-sheets-numberformat='{"1":2,"2":"0","3":1}' data-sheets-value='{"1":3,"3":31.569999999999997}' style="overflow:hidden;padding:0px 3px 0px 3px;vertical-align:bottom;text-align:center;">32</td> <td data-sheets-numberformat='{"1":2,"2":"0","3":1}' data-sheets-value='{"1":3,"3":45.54}' style="overflow:hidden;padding:0px 3px 0px 3px;vertical-align:bottom;text-align:center;">46</td> <td data-sheets-value='{"1":3,"3":26}' style="border-right:1px solid #000000;overflow:hidden;padding:0px 3px 0px 3px;vertical-align:bottom;text-align:center;">26</td> </tr> <tr style="height:20px;"> <td style="border-left:1px solid #000000;overflow:hidden;padding:0px 3px 0px 3px;vertical-align:bottom;"></td> <td style="overflow:hidden;padding:0px 3px 0px 3px;vertical-align:bottom;"></td> <td data-sheets-value='{"1":2,"2":"Opal (A/O)"}' style="overflow:hidden;padding:0px 3px 0px 3px;vertical-align:bottom;">Opal (A/O)</td> <td data-sheets-numberformat='{"1":2,"2":"0.00","3":1}' data-sheets-value='{"1":3,"3":0.98}' style="overflow:hidden;padding:0px 3px 0px 3px;vertical-align:bottom;text-align:center;">0.98</td> <td data-sheets-numberformat='{"1":2,"2":"0","3":1}' data-sheets-value='{"1":3,"3":29.93}' style="overflow:hidden;padding:0px 3px 0px 3px;vertical-align:bottom;text-align:center;">30</td> <td data-sheets-numberformat='{"1":2,"2":"0","3":1}' data-sheets-value='{"1":3,"3":41.580000000000005}' style="overflow:hidden;padding:0px 3px 0px 3px;vertical-align:bottom;text-align:center;">42</td> <td data-sheets-value='{"1":3,"3":26}' style="border-right:1px solid #000000;overflow:hidden;padding:0px 3px 0px 3px;vertical-align:bottom;text-align:center;">26</td> </tr> <tr style="height:20px;"> <td style="border-bottom:1px solid #000000;border-left:1px solid #000000;overflow:hidden;padding:0px 3px 0px 3px;vertical-align:bottom;"></td> <td style="border-bottom:1px solid #000000;overflow:hidden;padding:0px 3px 0px 3px;vertical-align:bottom;"></td> <td data-sheets-value='{"1":2,"2":"Opal (A/D)"}' style="border-bottom:1px solid #000000;overflow:hidden;padding:0px 3px 0px 3px;vertical-align:bottom;">Opal (A/D)</td> <td data-sheets-numberformat='{"1":2,"2":"0.00","3":1}' data-sheets-value='{"1":3,"3":0.98}' style="border-bottom:1px solid #000000;overflow:hidden;padding:0px 3px 0px 3px;vertical-align:bottom;text-align:center;">0.98</td> <td data-sheets-numberformat='{"1":2,"2":"0","3":1}' data-sheets-value='{"1":3,"3":20.91}' style="border-bottom:1px solid #000000;overflow:hidden;padding:0px 3px 0px 3px;vertical-align:bottom;text-align:center;">21</td> <td data-sheets-numberformat='{"1":2,"2":"0","3":1}' data-sheets-value='{"1":3,"3":33}' style="border-bottom:1px solid #000000;overflow:hidden;padding:0px 3px 0px 3px;vertical-align:bottom;text-align:center;">33</td> <td data-sheets-value='{"1":3,"3":26}' style="border-right:1px solid #000000;border-bottom:1px solid #000000;overflow:hidden;padding:0px 3px 0px 3px;vertical-align:bottom;text-align:center;">26</td> </tr> <tr style="height:20px;"> <td data-sheets-value='{"1":2,"2":"Polycarbonate"}' style="border-left:1px solid #000000;overflow:hidden;padding:0px 3px 0px 3px;vertical-align:bottom;">Polycarbonate</td> <td data-sheets-value='{"1":2,"2":"EW"}' style="overflow:hidden;padding:0px 3px 0px 3px;vertical-align:bottom;">EW</td> <td data-sheets-value='{"1":2,"2":"Heatstop Opal (T)"}' style="overflow:hidden;padding:0px 3px 0px 3px;vertical-align:bottom;">Heatstop Opal (T)</td> <td data-sheets-numberformat='{"1":2,"2":"0.00","3":1}' data-sheets-value='{"1":3,"3":1.19}' style="overflow:hidden;padding:0px 3px 0px 3px;vertical-align:bottom;text-align:center;">1.19</td> <td data-sheets-numberformat='{"1":2,"2":"0","3":1}' data-sheets-value='{"1":3,"3":20.09}' style="overflow:hidden;padding:0px 3px 0px 3px;vertical-align:bottom;text-align:center;">20</td> <td data-sheets-numberformat='{"1":2,"2":"0","3":1}' data-sheets-value='{"1":3,"3":38.940000000000005}' style="overflow:hidden;padding:0px 3px 0px 3px;vertical-align:bottom;text-align:center;">39</td> <td data-sheets-value='{"1":3,"3":24}' style="border-right:1px solid #000000;overflow:hidden;padding:0px 3px 0px 3px;vertical-align:bottom;text-align:center;">24</td> </tr> <tr style="height:20px;"> <td data-sheets-value='{"1":2,"2":"Heatstop PC"}' style="border-left:1px solid #000000;overflow:hidden;padding:0px 3px 0px 3px;vertical-align:bottom;">Heatstop PC</td> <td data-sheets-value='{"1":2,"2":"DW"}' style="overflow:hidden;padding:0px 3px 0px 3px;vertical-align:bottom;">DW</td> <td data-sheets-value='{"1":2,"2":"Clear (T/H)"}' style="overflow:hidden;padding:0px 3px 0px 3px;vertical-align:bottom;">Clear (T/H)</td> <td data-sheets-numberformat='{"1":2,"2":"0.00","3":1}' data-sheets-value='{"1":3,"3":0.98}' style="overflow:hidden;padding:0px 3px 0px 3px;vertical-align:bottom;text-align:center;">0.98</td> <td data-sheets-numberformat='{"1":2,"2":"0","3":1}' data-sheets-value='{"1":3,"3":18.04}' style="overflow:hidden;padding:0px 3px 0px 3px;vertical-align:bottom;text-align:center;">18</td> <td data-sheets-numberformat='{"1":2,"2":"0","3":1}' data-sheets-value='{"1":3,"3":33.660000000000004}' style="overflow:hidden;padding:0px 3px 0px 3px;vertical-align:bottom;text-align:center;">34</td> <td data-sheets-value='{"1":3,"3":26}' style="border-right:1px solid #000000;overflow:hidden;padding:0px 3px 0px 3px;vertical-align:bottom;text-align:center;">26</td> </tr> <tr style="height:20px;"> <td style="border-bottom:1px solid #000000;border-left:1px solid #000000;overflow:hidden;padding:0px 3px 0px 3px;vertical-align:bottom;"></td> <td style="border-bottom:1px solid #000000;overflow:hidden;padding:0px 3px 0px 3px;vertical-align:bottom;"></td> <td data-sheets-value='{"1":2,"2":"Opal (T/O)"}' style="border-bottom:1px solid #000000;overflow:hidden;padding:0px 3px 0px 3px;vertical-align:bottom;">Opal (T/O)</td> <td data-sheets-numberformat='{"1":2,"2":"0.00","3":1}' data-sheets-value='{"1":3,"3":0.98}' style="border-bottom:1px solid #000000;overflow:hidden;padding:0px 3px 0px 3px;vertical-align:bottom;text-align:center;">0.98</td> <td data-sheets-numberformat='{"1":2,"2":"0","3":1}' data-sheets-value='{"1":3,"3":16.81}' style="border-bottom:1px solid #000000;overflow:hidden;padding:0px 3px 0px 3px;vertical-align:bottom;text-align:center;">17</td> <td data-sheets-numberformat='{"1":2,"2":"0","3":1}' data-sheets-value='{"1":3,"3":29.700000000000003}' style="border-bottom:1px solid #000000;overflow:hidden;padding:0px 3px 0px 3px;vertical-align:bottom;text-align:center;">30</td> <td data-sheets-value='{"1":3,"3":26}' style="border-right:1px solid #000000;border-bottom:1px solid #000000;overflow:hidden;padding:0px 3px 0px 3px;vertical-align:bottom;text-align:center;">26</td> </tr> </tbody></table> | skylux-160-ce-met-koepel-en-metaalopstand-met-lm-motor-pvc-raam-type-ep25-en-windvang-1300-x-2800-mm | 8586002202957 | 46872283251021
Smoke and heat exhaust (SHEV) | SHE system | Skylux | Skylux 160° CE with skylight and metal curb with double LM-actuator, PVC frame type EP25 and spoiler 1600 x 2000 mm |  | 50964 | 5412970509646 | 8793.1 | Yes | 30-45 | 173.91 | 1600 x 2000 mm | 2000 | 1600 |  | metal curb M30 (30 cm high) | Rectangular | 1.19 W/m²K - 0.98 W/m²K | 57% - 30% | 37% - 17% | 24dB - 26dB | 160° CE (for industry) | PVC frame EP25 | with spoiler | E | Double actuator | Maximum double-walled skylight possible for this product | Ut-value LT-value g-value Rw-value EN 1873 : 2014 EN ISO 13468 EN 16153 EN 410 EN 410 EN ISO 140-3 Material Walls Shells (W/m²K) (%) (%) (dB) Acrylic EW Clear (H) 1.19 37 57 24 PMMA Opal (O) 1.19 34 50 24 DW Clear (H/H) 0.98 33 50 26 Opal (O/O) 0.98 28 38 26 Polycarbonate EW Clear (A) 1.19 36 55 24 PC Opal (D) 1.19 24 40 24 DW Clear (A/H) 0.98 32 48 26 Clear (A/A) 0.98 32 46 26 Opal (A/O) 0.98 30 42 26 Opal (A/D) 0.98 21 33 26 Polycarbonate EW Heatstop Opal (T) 1.19 20 39 24 Heatstop PC DW Clear (T/H) 0.98 18 34 26 Opal (T/O) 0.98 17 30 26 | https://skylux.eu/en/products/skylux-160-ce-met-koepel-en-metaalopstand-met-lm-motor-pvc-raam-type-ep25-en-windvang-1600-x-2000-mm | https://skylux.eu/cdn/shop/files/Skylux-160deg-CE-met-koepel-en-metaalopstand-met-dubbele-LM-motor-pvc-raam-type-EP25-en-windvang-1600-x-2000-mm-RWA-systeem.jpg?v=1702977247&width=1600 | https://skylux.eu/cdn/shop/files/e5a82811-1bb0-48e4-a776-cacb59c7c092_a483a343-341b-4889-8b5b-58c0322239db.jpg?v=1688550322&width=1600 | //skylux.eu/cdn/shop/files/E_MH_Mounting_instructions_Skylux_160_CE_LM.pdf?v=12406716259046007223 | //skylux.eu/cdn/shop/files/E_TD_Technical_File_Skylux_Skylux_160_CE_Electric.pdf?v=3667116872303399239 | <style type="text/css" id="isPasted"><!--td {border: 1px solid #cccccc;}br {mso-data-placement:same-cell;}--></style><table border="1" cellpadding="0" cellspacing="0" dir="ltr" style="table-layout:fixed;font-size:10pt;font-family:Arial;border-collapse:collapse;border:none;"><tbody> <tr style="height:20px;"> <td style="overflow:hidden;padding:0px 3px 0px 3px;vertical-align:bottom;"></td> <td style="overflow:hidden;padding:0px 3px 0px 3px;vertical-align:bottom;"></td> <td style="overflow:hidden;padding:0px 3px 0px 3px;vertical-align:bottom;"></td> <td data-sheets-value='{"1":2,"2":"Ut-value"}' style="overflow:hidden;padding:0px 3px 0px 3px;vertical-align:bottom;font-weight:bold;text-align:center;">Ut-value</td> <td data-sheets-value='{"1":2,"2":"LT-value"}' style="overflow:hidden;padding:0px 3px 0px 3px;vertical-align:bottom;font-weight:bold;text-align:center;">LT-value</td> <td data-sheets-value='{"1":2,"2":"g-value"}' style="overflow:hidden;padding:0px 3px 0px 3px;vertical-align:bottom;font-weight:bold;text-align:center;">g-value</td> <td data-sheets-value='{"1":2,"2":"Rw-value "}' style="overflow:hidden;padding:0px 3px 0px 3px;vertical-align:bottom;font-weight:bold;text-align:center;">Rw-value </td> </tr> <tr style="height:20px;"> <td style="overflow:hidden;padding:0px 3px 0px 3px;vertical-align:bottom;"></td> <td style="overflow:hidden;padding:0px 3px 0px 3px;vertical-align:bottom;"></td> <td style="overflow:hidden;padding:0px 3px 0px 3px;vertical-align:bottom;"></td> <td data-sheets-numberformat='{"1":2,"2":"0.00","3":1}' data-sheets-value='{"1":2,"2":"EN 1873 : 2014"}' style="overflow:hidden;padding:0px 3px 0px 3px;vertical-align:bottom;text-align:center;">EN 1873 : 2014</td> <td data-sheets-numberformat='{"1":2,"2":"0","3":1}' data-sheets-value='{"1":2,"2":"EN ISO 13468 EN 16153 EN 410"}' style="overflow:hidden;padding:0px 3px 0px 3px;vertical-align:bottom;text-align:center;">EN ISO 13468 EN 16153 EN 410</td> <td data-sheets-numberformat='{"1":2,"2":"0","3":1}' data-sheets-value='{"1":2,"2":"EN 410"}' style="overflow:hidden;padding:0px 3px 0px 3px;vertical-align:bottom;text-align:center;">EN 410</td> <td data-sheets-value='{"1":2,"2":"EN ISO 140-3\t\t"}' style="overflow:hidden;padding:0px 3px 0px 3px;vertical-align:bottom;text-align:center;">EN ISO 140-3 </td> </tr> <tr style="height:20px;"> <td data-sheets-value='{"1":2,"2":"Material"}' style="border-bottom:1px solid #000000;overflow:hidden;padding:0px 3px 0px 3px;vertical-align:bottom;background-color:#000000;font-weight:bold;color:#ffffff;">Material</td> <td data-sheets-value='{"1":2,"2":"Walls"}' style="border-bottom:1px solid #000000;overflow:hidden;padding:0px 3px 0px 3px;vertical-align:bottom;background-color:#000000;font-weight:bold;color:#ffffff;">Walls</td> <td data-sheets-value='{"1":2,"2":"Shells"}' style="border-bottom:1px solid #000000;overflow:hidden;padding:0px 3px 0px 3px;vertical-align:bottom;background-color:#000000;font-weight:bold;color:#ffffff;">Shells</td> <td data-sheets-numberformat='{"1":2,"2":"0.00","3":1}' data-sheets-value='{"1":2,"2":"(W/m²K)\t"}' style="border-bottom:1px solid #000000;overflow:hidden;padding:0px 3px 0px 3px;vertical-align:bottom;background-color:#000000;font-weight:bold;color:#ffffff;text-align:center;">(W/m²K) </td> <td data-sheets-numberformat='{"1":2,"2":"0","3":1}' data-sheets-value='{"1":2,"2":"(%)"}' style="border-bottom:1px solid #000000;overflow:hidden;padding:0px 3px 0px 3px;vertical-align:bottom;background-color:#000000;font-weight:bold;color:#ffffff;text-align:center;">(%)</td> <td data-sheets-numberformat='{"1":2,"2":"0","3":1}' data-sheets-value='{"1":2,"2":"(%)"}' style="border-bottom:1px solid #000000;overflow:hidden;padding:0px 3px 0px 3px;vertical-align:bottom;background-color:#000000;font-weight:bold;color:#ffffff;text-align:center;">(%)</td> <td data-sheets-value='{"1":2,"2":"(dB)"}' style="border-bottom:1px solid #000000;overflow:hidden;padding:0px 3px 0px 3px;vertical-align:bottom;background-color:#000000;font-weight:bold;color:#ffffff;text-align:center;">(dB)</td> </tr> <tr style="height:20px;"> <td data-sheets-value='{"1":2,"2":"Acrylic"}' style="border-left:1px solid #000000;overflow:hidden;padding:0px 3px 0px 3px;vertical-align:bottom;">Acrylic</td> <td data-sheets-value='{"1":2,"2":"EW"}' style="overflow:hidden;padding:0px 3px 0px 3px;vertical-align:bottom;">EW</td> <td data-sheets-value='{"1":2,"2":"Clear (H)"}' style="overflow:hidden;padding:0px 3px 0px 3px;vertical-align:bottom;">Clear (H)</td> <td data-sheets-numberformat='{"1":2,"2":"0.00","3":1}' data-sheets-value='{"1":3,"3":1.19}' style="overflow:hidden;padding:0px 3px 0px 3px;vertical-align:bottom;text-align:center;">1.19</td> <td data-sheets-numberformat='{"1":2,"2":"0","3":1}' data-sheets-value='{"1":3,"3":36.9}' style="overflow:hidden;padding:0px 3px 0px 3px;vertical-align:bottom;text-align:center;">37</td> <td data-sheets-numberformat='{"1":2,"2":"0","3":1}' data-sheets-value='{"1":3,"3":57.42}' style="overflow:hidden;padding:0px 3px 0px 3px;vertical-align:bottom;text-align:center;">57</td> <td data-sheets-value='{"1":3,"3":24}' style="border-right:1px solid #000000;overflow:hidden;padding:0px 3px 0px 3px;vertical-align:bottom;text-align:center;">24</td> </tr> <tr style="height:20px;"> <td data-sheets-value='{"1":2,"2":"PMMA"}' style="border-left:1px solid #000000;overflow:hidden;padding:0px 3px 0px 3px;vertical-align:bottom;">PMMA</td> <td style="overflow:hidden;padding:0px 3px 0px 3px;vertical-align:bottom;"></td> <td data-sheets-value='{"1":2,"2":"Opal (O)"}' style="overflow:hidden;padding:0px 3px 0px 3px;vertical-align:bottom;">Opal (O)</td> <td data-sheets-numberformat='{"1":2,"2":"0.00","3":1}' data-sheets-value='{"1":3,"3":1.19}' style="overflow:hidden;padding:0px 3px 0px 3px;vertical-align:bottom;text-align:center;">1.19</td> <td data-sheets-numberformat='{"1":2,"2":"0","3":1}' data-sheets-value='{"1":3,"3":34.03}' style="overflow:hidden;padding:0px 3px 0px 3px;vertical-align:bottom;text-align:center;">34</td> <td data-sheets-numberformat='{"1":2,"2":"0","3":1}' data-sheets-value='{"1":3,"3":50.160000000000004}' style="overflow:hidden;padding:0px 3px 0px 3px;vertical-align:bottom;text-align:center;">50</td> <td data-sheets-value='{"1":3,"3":24}' style="border-right:1px solid #000000;overflow:hidden;padding:0px 3px 0px 3px;vertical-align:bottom;text-align:center;">24</td> </tr> <tr style="height:20px;"> <td style="border-left:1px solid #000000;overflow:hidden;padding:0px 3px 0px 3px;vertical-align:bottom;"></td> <td data-sheets-value='{"1":2,"2":"DW"}' style="overflow:hidden;padding:0px 3px 0px 3px;vertical-align:bottom;">DW</td> <td data-sheets-value='{"1":2,"2":"Clear (H/H)"}' style="overflow:hidden;padding:0px 3px 0px 3px;vertical-align:bottom;">Clear (H/H)</td> <td data-sheets-numberformat='{"1":2,"2":"0.00","3":1}' data-sheets-value='{"1":3,"3":0.98}' style="overflow:hidden;padding:0px 3px 0px 3px;vertical-align:bottom;text-align:center;">0.98</td> <td data-sheets-numberformat='{"1":2,"2":"0","3":1}' data-sheets-value='{"1":3,"3":33.21}' style="overflow:hidden;padding:0px 3px 0px 3px;vertical-align:bottom;text-align:center;">33</td> <td data-sheets-numberformat='{"1":2,"2":"0","3":1}' data-sheets-value='{"1":3,"3":49.5}' style="overflow:hidden;padding:0px 3px 0px 3px;vertical-align:bottom;text-align:center;">50</td> <td data-sheets-value='{"1":3,"3":26}' style="border-right:1px solid #000000;overflow:hidden;padding:0px 3px 0px 3px;vertical-align:bottom;text-align:center;">26</td> </tr> <tr style="height:20px;"> <td style="border-bottom:1px solid #000000;border-left:1px solid #000000;overflow:hidden;padding:0px 3px 0px 3px;vertical-align:bottom;"></td> <td style="border-bottom:1px solid #000000;overflow:hidden;padding:0px 3px 0px 3px;vertical-align:bottom;"></td> <td data-sheets-value='{"1":2,"2":"Opal (O/O)"}' style="border-bottom:1px solid #000000;overflow:hidden;padding:0px 3px 0px 3px;vertical-align:bottom;">Opal (O/O)</td> <td data-sheets-numberformat='{"1":2,"2":"0.00","3":1}' data-sheets-value='{"1":3,"3":0.98}' style="border-bottom:1px solid #000000;overflow:hidden;padding:0px 3px 0px 3px;vertical-align:bottom;text-align:center;">0.98</td> <td data-sheets-numberformat='{"1":2,"2":"0","3":1}' data-sheets-value='{"1":3,"3":28.29}' style="border-bottom:1px solid #000000;overflow:hidden;padding:0px 3px 0px 3px;vertical-align:bottom;text-align:center;">28</td> <td data-sheets-numberformat='{"1":2,"2":"0","3":1}' data-sheets-value='{"1":3,"3":38.28}' style="border-bottom:1px solid #000000;overflow:hidden;padding:0px 3px 0px 3px;vertical-align:bottom;text-align:center;">38</td> <td data-sheets-value='{"1":3,"3":26}' style="border-right:1px solid #000000;border-bottom:1px solid #000000;overflow:hidden;padding:0px 3px 0px 3px;vertical-align:bottom;text-align:center;">26</td> </tr> <tr style="height:20px;"> <td data-sheets-value='{"1":2,"2":"Polycarbonate "}' style="border-left:1px solid #000000;overflow:hidden;padding:0px 3px 0px 3px;vertical-align:bottom;">Polycarbonate </td> <td data-sheets-value='{"1":2,"2":"EW"}' style="overflow:hidden;padding:0px 3px 0px 3px;vertical-align:bottom;">EW</td> <td data-sheets-value='{"1":2,"2":"Clear (A)"}' style="overflow:hidden;padding:0px 3px 0px 3px;vertical-align:bottom;">Clear (A)</td> <td data-sheets-numberformat='{"1":2,"2":"0.00","3":1}' data-sheets-value='{"1":3,"3":1.19}' style="overflow:hidden;padding:0px 3px 0px 3px;vertical-align:bottom;text-align:center;">1.19</td> <td data-sheets-numberformat='{"1":2,"2":"0","3":1}' data-sheets-value='{"1":3,"3":36.08}' style="overflow:hidden;padding:0px 3px 0px 3px;vertical-align:bottom;text-align:center;">36</td> <td data-sheets-numberformat='{"1":2,"2":"0","3":1}' data-sheets-value='{"1":3,"3":54.78}' style="overflow:hidden;padding:0px 3px 0px 3px;vertical-align:bottom;text-align:center;">55</td> <td data-sheets-value='{"1":3,"3":24}' style="border-right:1px solid #000000;overflow:hidden;padding:0px 3px 0px 3px;vertical-align:bottom;text-align:center;">24</td> </tr> <tr style="height:20px;"> <td data-sheets-value='{"1":2,"2":"PC"}' style="border-left:1px solid #000000;overflow:hidden;padding:0px 3px 0px 3px;vertical-align:bottom;">PC</td> <td style="overflow:hidden;padding:0px 3px 0px 3px;vertical-align:bottom;"></td> <td data-sheets-value='{"1":2,"2":"Opal (D)"}' style="overflow:hidden;padding:0px 3px 0px 3px;vertical-align:bottom;">Opal (D)</td> <td data-sheets-numberformat='{"1":2,"2":"0.00","3":1}' data-sheets-value='{"1":3,"3":1.19}' style="overflow:hidden;padding:0px 3px 0px 3px;vertical-align:bottom;text-align:center;">1.19</td> <td data-sheets-numberformat='{"1":2,"2":"0","3":1}' data-sheets-value='{"1":3,"3":23.779999999999998}' style="overflow:hidden;padding:0px 3px 0px 3px;vertical-align:bottom;text-align:center;">24</td> <td data-sheets-numberformat='{"1":2,"2":"0","3":1}' data-sheets-value='{"1":3,"3":39.6}' style="overflow:hidden;padding:0px 3px 0px 3px;vertical-align:bottom;text-align:center;">40</td> <td data-sheets-value='{"1":3,"3":24}' style="border-right:1px solid #000000;overflow:hidden;padding:0px 3px 0px 3px;vertical-align:bottom;text-align:center;">24</td> </tr> <tr style="height:20px;"> <td style="border-left:1px solid #000000;overflow:hidden;padding:0px 3px 0px 3px;vertical-align:bottom;"></td> <td data-sheets-value='{"1":2,"2":"DW"}' style="overflow:hidden;padding:0px 3px 0px 3px;vertical-align:bottom;">DW</td> <td data-sheets-value='{"1":2,"2":"Clear (A/H)"}' style="overflow:hidden;padding:0px 3px 0px 3px;vertical-align:bottom;">Clear (A/H)</td> <td data-sheets-numberformat='{"1":2,"2":"0.00","3":1}' data-sheets-value='{"1":3,"3":0.98}' style="overflow:hidden;padding:0px 3px 0px 3px;vertical-align:bottom;text-align:center;">0.98</td> <td data-sheets-numberformat='{"1":2,"2":"0","3":1}' data-sheets-value='{"1":3,"3":32.39}' style="overflow:hidden;padding:0px 3px 0px 3px;vertical-align:bottom;text-align:center;">32</td> <td data-sheets-numberformat='{"1":2,"2":"0","3":1}' data-sheets-value='{"1":3,"3":47.52}' style="overflow:hidden;padding:0px 3px 0px 3px;vertical-align:bottom;text-align:center;">48</td> <td data-sheets-value='{"1":3,"3":26}' style="border-right:1px solid #000000;overflow:hidden;padding:0px 3px 0px 3px;vertical-align:bottom;text-align:center;">26</td> </tr> <tr style="height:20px;"> <td style="border-left:1px solid #000000;overflow:hidden;padding:0px 3px 0px 3px;vertical-align:bottom;"></td> <td style="overflow:hidden;padding:0px 3px 0px 3px;vertical-align:bottom;"></td> <td data-sheets-value='{"1":2,"2":"Clear (A/A)"}' style="overflow:hidden;padding:0px 3px 0px 3px;vertical-align:bottom;">Clear (A/A)</td> <td data-sheets-numberformat='{"1":2,"2":"0.00","3":1}' data-sheets-value='{"1":3,"3":0.98}' style="overflow:hidden;padding:0px 3px 0px 3px;vertical-align:bottom;text-align:center;">0.98</td> <td data-sheets-numberformat='{"1":2,"2":"0","3":1}' data-sheets-value='{"1":3,"3":31.569999999999997}' style="overflow:hidden;padding:0px 3px 0px 3px;vertical-align:bottom;text-align:center;">32</td> <td data-sheets-numberformat='{"1":2,"2":"0","3":1}' data-sheets-value='{"1":3,"3":45.54}' style="overflow:hidden;padding:0px 3px 0px 3px;vertical-align:bottom;text-align:center;">46</td> <td data-sheets-value='{"1":3,"3":26}' style="border-right:1px solid #000000;overflow:hidden;padding:0px 3px 0px 3px;vertical-align:bottom;text-align:center;">26</td> </tr> <tr style="height:20px;"> <td style="border-left:1px solid #000000;overflow:hidden;padding:0px 3px 0px 3px;vertical-align:bottom;"></td> <td style="overflow:hidden;padding:0px 3px 0px 3px;vertical-align:bottom;"></td> <td data-sheets-value='{"1":2,"2":"Opal (A/O)"}' style="overflow:hidden;padding:0px 3px 0px 3px;vertical-align:bottom;">Opal (A/O)</td> <td data-sheets-numberformat='{"1":2,"2":"0.00","3":1}' data-sheets-value='{"1":3,"3":0.98}' style="overflow:hidden;padding:0px 3px 0px 3px;vertical-align:bottom;text-align:center;">0.98</td> <td data-sheets-numberformat='{"1":2,"2":"0","3":1}' data-sheets-value='{"1":3,"3":29.93}' style="overflow:hidden;padding:0px 3px 0px 3px;vertical-align:bottom;text-align:center;">30</td> <td data-sheets-numberformat='{"1":2,"2":"0","3":1}' data-sheets-value='{"1":3,"3":41.580000000000005}' style="overflow:hidden;padding:0px 3px 0px 3px;vertical-align:bottom;text-align:center;">42</td> <td data-sheets-value='{"1":3,"3":26}' style="border-right:1px solid #000000;overflow:hidden;padding:0px 3px 0px 3px;vertical-align:bottom;text-align:center;">26</td> </tr> <tr style="height:20px;"> <td style="border-bottom:1px solid #000000;border-left:1px solid #000000;overflow:hidden;padding:0px 3px 0px 3px;vertical-align:bottom;"></td> <td style="border-bottom:1px solid #000000;overflow:hidden;padding:0px 3px 0px 3px;vertical-align:bottom;"></td> <td data-sheets-value='{"1":2,"2":"Opal (A/D)"}' style="border-bottom:1px solid #000000;overflow:hidden;padding:0px 3px 0px 3px;vertical-align:bottom;">Opal (A/D)</td> <td data-sheets-numberformat='{"1":2,"2":"0.00","3":1}' data-sheets-value='{"1":3,"3":0.98}' style="border-bottom:1px solid #000000;overflow:hidden;padding:0px 3px 0px 3px;vertical-align:bottom;text-align:center;">0.98</td> <td data-sheets-numberformat='{"1":2,"2":"0","3":1}' data-sheets-value='{"1":3,"3":20.91}' style="border-bottom:1px solid #000000;overflow:hidden;padding:0px 3px 0px 3px;vertical-align:bottom;text-align:center;">21</td> <td data-sheets-numberformat='{"1":2,"2":"0","3":1}' data-sheets-value='{"1":3,"3":33}' style="border-bottom:1px solid #000000;overflow:hidden;padding:0px 3px 0px 3px;vertical-align:bottom;text-align:center;">33</td> <td data-sheets-value='{"1":3,"3":26}' style="border-right:1px solid #000000;border-bottom:1px solid #000000;overflow:hidden;padding:0px 3px 0px 3px;vertical-align:bottom;text-align:center;">26</td> </tr> <tr style="height:20px;"> <td data-sheets-value='{"1":2,"2":"Polycarbonate"}' style="border-left:1px solid #000000;overflow:hidden;padding:0px 3px 0px 3px;vertical-align:bottom;">Polycarbonate</td> <td data-sheets-value='{"1":2,"2":"EW"}' style="overflow:hidden;padding:0px 3px 0px 3px;vertical-align:bottom;">EW</td> <td data-sheets-value='{"1":2,"2":"Heatstop Opal (T)"}' style="overflow:hidden;padding:0px 3px 0px 3px;vertical-align:bottom;">Heatstop Opal (T)</td> <td data-sheets-numberformat='{"1":2,"2":"0.00","3":1}' data-sheets-value='{"1":3,"3":1.19}' style="overflow:hidden;padding:0px 3px 0px 3px;vertical-align:bottom;text-align:center;">1.19</td> <td data-sheets-numberformat='{"1":2,"2":"0","3":1}' data-sheets-value='{"1":3,"3":20.09}' style="overflow:hidden;padding:0px 3px 0px 3px;vertical-align:bottom;text-align:center;">20</td> <td data-sheets-numberformat='{"1":2,"2":"0","3":1}' data-sheets-value='{"1":3,"3":38.940000000000005}' style="overflow:hidden;padding:0px 3px 0px 3px;vertical-align:bottom;text-align:center;">39</td> <td data-sheets-value='{"1":3,"3":24}' style="border-right:1px solid #000000;overflow:hidden;padding:0px 3px 0px 3px;vertical-align:bottom;text-align:center;">24</td> </tr> <tr style="height:20px;"> <td data-sheets-value='{"1":2,"2":"Heatstop PC"}' style="border-left:1px solid #000000;overflow:hidden;padding:0px 3px 0px 3px;vertical-align:bottom;">Heatstop PC</td> <td data-sheets-value='{"1":2,"2":"DW"}' style="overflow:hidden;padding:0px 3px 0px 3px;vertical-align:bottom;">DW</td> <td data-sheets-value='{"1":2,"2":"Clear (T/H)"}' style="overflow:hidden;padding:0px 3px 0px 3px;vertical-align:bottom;">Clear (T/H)</td> <td data-sheets-numberformat='{"1":2,"2":"0.00","3":1}' data-sheets-value='{"1":3,"3":0.98}' style="overflow:hidden;padding:0px 3px 0px 3px;vertical-align:bottom;text-align:center;">0.98</td> <td data-sheets-numberformat='{"1":2,"2":"0","3":1}' data-sheets-value='{"1":3,"3":18.04}' style="overflow:hidden;padding:0px 3px 0px 3px;vertical-align:bottom;text-align:center;">18</td> <td data-sheets-numberformat='{"1":2,"2":"0","3":1}' data-sheets-value='{"1":3,"3":33.660000000000004}' style="overflow:hidden;padding:0px 3px 0px 3px;vertical-align:bottom;text-align:center;">34</td> <td data-sheets-value='{"1":3,"3":26}' style="border-right:1px solid #000000;overflow:hidden;padding:0px 3px 0px 3px;vertical-align:bottom;text-align:center;">26</td> </tr> <tr style="height:20px;"> <td style="border-bottom:1px solid #000000;border-left:1px solid #000000;overflow:hidden;padding:0px 3px 0px 3px;vertical-align:bottom;"></td> <td style="border-bottom:1px solid #000000;overflow:hidden;padding:0px 3px 0px 3px;vertical-align:bottom;"></td> <td data-sheets-value='{"1":2,"2":"Opal (T/O)"}' style="border-bottom:1px solid #000000;overflow:hidden;padding:0px 3px 0px 3px;vertical-align:bottom;">Opal (T/O)</td> <td data-sheets-numberformat='{"1":2,"2":"0.00","3":1}' data-sheets-value='{"1":3,"3":0.98}' style="border-bottom:1px solid #000000;overflow:hidden;padding:0px 3px 0px 3px;vertical-align:bottom;text-align:center;">0.98</td> <td data-sheets-numberformat='{"1":2,"2":"0","3":1}' data-sheets-value='{"1":3,"3":16.81}' style="border-bottom:1px solid #000000;overflow:hidden;padding:0px 3px 0px 3px;vertical-align:bottom;text-align:center;">17</td> <td data-sheets-numberformat='{"1":2,"2":"0","3":1}' data-sheets-value='{"1":3,"3":29.700000000000003}' style="border-bottom:1px solid #000000;overflow:hidden;padding:0px 3px 0px 3px;vertical-align:bottom;text-align:center;">30</td> <td data-sheets-value='{"1":3,"3":26}' style="border-right:1px solid #000000;border-bottom:1px solid #000000;overflow:hidden;padding:0px 3px 0px 3px;vertical-align:bottom;text-align:center;">26</td> </tr> </tbody></table> | skylux-160-ce-met-koepel-en-metaalopstand-met-lm-motor-pvc-raam-type-ep25-en-windvang-1600-x-2000-mm | 8586002792781 | 46872284168525
Smoke and heat exhaust (SHEV) | SHE system | Skylux | Skylux 160° CE with skylight and metal curb with double LM-actuator, PVC frame type EP25 and spoiler 1600 x 2200 mm |  | 50965 | 5412970509653 | 9007.25 | Yes | 30-45 | 182 | 1600 x 2200 mm | 2200 | 1600 |  | metal curb M30 (30 cm high) | Rectangular | 1.19 W/m²K - 0.98 W/m²K | 57% - 30% | 37% - 17% | 24dB - 26dB | 160° CE (for industry) | PVC frame EP25 | with spoiler | E | Double actuator | Maximum double-walled skylight possible for this product | Ut-value LT-value g-value Rw-value EN 1873 : 2014 EN ISO 13468 EN 16153 EN 410 EN 410 EN ISO 140-3 Material Walls Shells (W/m²K) (%) (%) (dB) Acrylic EW Clear (H) 1.19 37 57 24 PMMA Opal (O) 1.19 34 50 24 DW Clear (H/H) 0.98 33 50 26 Opal (O/O) 0.98 28 38 26 Polycarbonate EW Clear (A) 1.19 36 55 24 PC Opal (D) 1.19 24 40 24 DW Clear (A/H) 0.98 32 48 26 Clear (A/A) 0.98 32 46 26 Opal (A/O) 0.98 30 42 26 Opal (A/D) 0.98 21 33 26 Polycarbonate EW Heatstop Opal (T) 1.19 20 39 24 Heatstop PC DW Clear (T/H) 0.98 18 34 26 Opal (T/O) 0.98 17 30 26 | https://skylux.eu/en/products/skylux-160-ce-met-koepel-en-metaalopstand-met-lm-motor-pvc-raam-type-ep25-en-windvang-1600-x-2200-mm | https://skylux.eu/cdn/shop/files/Skylux-160deg-CE-met-koepel-en-metaalopstand-met-dubbele-LM-motor-pvc-raam-type-EP25-en-windvang-1600-x-2200-mm-RWA-systeem.jpg?v=1702977252&width=1600 | https://skylux.eu/cdn/shop/files/e5a82811-1bb0-48e4-a776-cacb59c7c092_d4e28e30-4e35-40c7-b1c6-8f46a8811e5c.jpg?v=1688550324&width=1600 | //skylux.eu/cdn/shop/files/E_MH_Mounting_instructions_Skylux_160_CE_LM.pdf?v=12406716259046007223 | //skylux.eu/cdn/shop/files/E_TD_Technical_File_Skylux_Skylux_160_CE_Electric.pdf?v=3667116872303399239 | <style type="text/css" id="isPasted"><!--td {border: 1px solid #cccccc;}br {mso-data-placement:same-cell;}--></style><table border="1" cellpadding="0" cellspacing="0" dir="ltr" style="table-layout:fixed;font-size:10pt;font-family:Arial;border-collapse:collapse;border:none;"><tbody> <tr style="height:20px;"> <td style="overflow:hidden;padding:0px 3px 0px 3px;vertical-align:bottom;"></td> <td style="overflow:hidden;padding:0px 3px 0px 3px;vertical-align:bottom;"></td> <td style="overflow:hidden;padding:0px 3px 0px 3px;vertical-align:bottom;"></td> <td data-sheets-value='{"1":2,"2":"Ut-value"}' style="overflow:hidden;padding:0px 3px 0px 3px;vertical-align:bottom;font-weight:bold;text-align:center;">Ut-value</td> <td data-sheets-value='{"1":2,"2":"LT-value"}' style="overflow:hidden;padding:0px 3px 0px 3px;vertical-align:bottom;font-weight:bold;text-align:center;">LT-value</td> <td data-sheets-value='{"1":2,"2":"g-value"}' style="overflow:hidden;padding:0px 3px 0px 3px;vertical-align:bottom;font-weight:bold;text-align:center;">g-value</td> <td data-sheets-value='{"1":2,"2":"Rw-value "}' style="overflow:hidden;padding:0px 3px 0px 3px;vertical-align:bottom;font-weight:bold;text-align:center;">Rw-value </td> </tr> <tr style="height:20px;"> <td style="overflow:hidden;padding:0px 3px 0px 3px;vertical-align:bottom;"></td> <td style="overflow:hidden;padding:0px 3px 0px 3px;vertical-align:bottom;"></td> <td style="overflow:hidden;padding:0px 3px 0px 3px;vertical-align:bottom;"></td> <td data-sheets-numberformat='{"1":2,"2":"0.00","3":1}' data-sheets-value='{"1":2,"2":"EN 1873 : 2014"}' style="overflow:hidden;padding:0px 3px 0px 3px;vertical-align:bottom;text-align:center;">EN 1873 : 2014</td> <td data-sheets-numberformat='{"1":2,"2":"0","3":1}' data-sheets-value='{"1":2,"2":"EN ISO 13468 EN 16153 EN 410"}' style="overflow:hidden;padding:0px 3px 0px 3px;vertical-align:bottom;text-align:center;">EN ISO 13468 EN 16153 EN 410</td> <td data-sheets-numberformat='{"1":2,"2":"0","3":1}' data-sheets-value='{"1":2,"2":"EN 410"}' style="overflow:hidden;padding:0px 3px 0px 3px;vertical-align:bottom;text-align:center;">EN 410</td> <td data-sheets-value='{"1":2,"2":"EN ISO 140-3\t\t"}' style="overflow:hidden;padding:0px 3px 0px 3px;vertical-align:bottom;text-align:center;">EN ISO 140-3 </td> </tr> <tr style="height:20px;"> <td data-sheets-value='{"1":2,"2":"Material"}' style="border-bottom:1px solid #000000;overflow:hidden;padding:0px 3px 0px 3px;vertical-align:bottom;background-color:#000000;font-weight:bold;color:#ffffff;">Material</td> <td data-sheets-value='{"1":2,"2":"Walls"}' style="border-bottom:1px solid #000000;overflow:hidden;padding:0px 3px 0px 3px;vertical-align:bottom;background-color:#000000;font-weight:bold;color:#ffffff;">Walls</td> <td data-sheets-value='{"1":2,"2":"Shells"}' style="border-bottom:1px solid #000000;overflow:hidden;padding:0px 3px 0px 3px;vertical-align:bottom;background-color:#000000;font-weight:bold;color:#ffffff;">Shells</td> <td data-sheets-numberformat='{"1":2,"2":"0.00","3":1}' data-sheets-value='{"1":2,"2":"(W/m²K)\t"}' style="border-bottom:1px solid #000000;overflow:hidden;padding:0px 3px 0px 3px;vertical-align:bottom;background-color:#000000;font-weight:bold;color:#ffffff;text-align:center;">(W/m²K) </td> <td data-sheets-numberformat='{"1":2,"2":"0","3":1}' data-sheets-value='{"1":2,"2":"(%)"}' style="border-bottom:1px solid #000000;overflow:hidden;padding:0px 3px 0px 3px;vertical-align:bottom;background-color:#000000;font-weight:bold;color:#ffffff;text-align:center;">(%)</td> <td data-sheets-numberformat='{"1":2,"2":"0","3":1}' data-sheets-value='{"1":2,"2":"(%)"}' style="border-bottom:1px solid #000000;overflow:hidden;padding:0px 3px 0px 3px;vertical-align:bottom;background-color:#000000;font-weight:bold;color:#ffffff;text-align:center;">(%)</td> <td data-sheets-value='{"1":2,"2":"(dB)"}' style="border-bottom:1px solid #000000;overflow:hidden;padding:0px 3px 0px 3px;vertical-align:bottom;background-color:#000000;font-weight:bold;color:#ffffff;text-align:center;">(dB)</td> </tr> <tr style="height:20px;"> <td data-sheets-value='{"1":2,"2":"Acrylic"}' style="border-left:1px solid #000000;overflow:hidden;padding:0px 3px 0px 3px;vertical-align:bottom;">Acrylic</td> <td data-sheets-value='{"1":2,"2":"EW"}' style="overflow:hidden;padding:0px 3px 0px 3px;vertical-align:bottom;">EW</td> <td data-sheets-value='{"1":2,"2":"Clear (H)"}' style="overflow:hidden;padding:0px 3px 0px 3px;vertical-align:bottom;">Clear (H)</td> <td data-sheets-numberformat='{"1":2,"2":"0.00","3":1}' data-sheets-value='{"1":3,"3":1.19}' style="overflow:hidden;padding:0px 3px 0px 3px;vertical-align:bottom;text-align:center;">1.19</td> <td data-sheets-numberformat='{"1":2,"2":"0","3":1}' data-sheets-value='{"1":3,"3":36.9}' style="overflow:hidden;padding:0px 3px 0px 3px;vertical-align:bottom;text-align:center;">37</td> <td data-sheets-numberformat='{"1":2,"2":"0","3":1}' data-sheets-value='{"1":3,"3":57.42}' style="overflow:hidden;padding:0px 3px 0px 3px;vertical-align:bottom;text-align:center;">57</td> <td data-sheets-value='{"1":3,"3":24}' style="border-right:1px solid #000000;overflow:hidden;padding:0px 3px 0px 3px;vertical-align:bottom;text-align:center;">24</td> </tr> <tr style="height:20px;"> <td data-sheets-value='{"1":2,"2":"PMMA"}' style="border-left:1px solid #000000;overflow:hidden;padding:0px 3px 0px 3px;vertical-align:bottom;">PMMA</td> <td style="overflow:hidden;padding:0px 3px 0px 3px;vertical-align:bottom;"></td> <td data-sheets-value='{"1":2,"2":"Opal (O)"}' style="overflow:hidden;padding:0px 3px 0px 3px;vertical-align:bottom;">Opal (O)</td> <td data-sheets-numberformat='{"1":2,"2":"0.00","3":1}' data-sheets-value='{"1":3,"3":1.19}' style="overflow:hidden;padding:0px 3px 0px 3px;vertical-align:bottom;text-align:center;">1.19</td> <td data-sheets-numberformat='{"1":2,"2":"0","3":1}' data-sheets-value='{"1":3,"3":34.03}' style="overflow:hidden;padding:0px 3px 0px 3px;vertical-align:bottom;text-align:center;">34</td> <td data-sheets-numberformat='{"1":2,"2":"0","3":1}' data-sheets-value='{"1":3,"3":50.160000000000004}' style="overflow:hidden;padding:0px 3px 0px 3px;vertical-align:bottom;text-align:center;">50</td> <td data-sheets-value='{"1":3,"3":24}' style="border-right:1px solid #000000;overflow:hidden;padding:0px 3px 0px 3px;vertical-align:bottom;text-align:center;">24</td> </tr> <tr style="height:20px;"> <td style="border-left:1px solid #000000;overflow:hidden;padding:0px 3px 0px 3px;vertical-align:bottom;"></td> <td data-sheets-value='{"1":2,"2":"DW"}' style="overflow:hidden;padding:0px 3px 0px 3px;vertical-align:bottom;">DW</td> <td data-sheets-value='{"1":2,"2":"Clear (H/H)"}' style="overflow:hidden;padding:0px 3px 0px 3px;vertical-align:bottom;">Clear (H/H)</td> <td data-sheets-numberformat='{"1":2,"2":"0.00","3":1}' data-sheets-value='{"1":3,"3":0.98}' style="overflow:hidden;padding:0px 3px 0px 3px;vertical-align:bottom;text-align:center;">0.98</td> <td data-sheets-numberformat='{"1":2,"2":"0","3":1}' data-sheets-value='{"1":3,"3":33.21}' style="overflow:hidden;padding:0px 3px 0px 3px;vertical-align:bottom;text-align:center;">33</td> <td data-sheets-numberformat='{"1":2,"2":"0","3":1}' data-sheets-value='{"1":3,"3":49.5}' style="overflow:hidden;padding:0px 3px 0px 3px;vertical-align:bottom;text-align:center;">50</td> <td data-sheets-value='{"1":3,"3":26}' style="border-right:1px solid #000000;overflow:hidden;padding:0px 3px 0px 3px;vertical-align:bottom;text-align:center;">26</td> </tr> <tr style="height:20px;"> <td style="border-bottom:1px solid #000000;border-left:1px solid #000000;overflow:hidden;padding:0px 3px 0px 3px;vertical-align:bottom;"></td> <td style="border-bottom:1px solid #000000;overflow:hidden;padding:0px 3px 0px 3px;vertical-align:bottom;"></td> <td data-sheets-value='{"1":2,"2":"Opal (O/O)"}' style="border-bottom:1px solid #000000;overflow:hidden;padding:0px 3px 0px 3px;vertical-align:bottom;">Opal (O/O)</td> <td data-sheets-numberformat='{"1":2,"2":"0.00","3":1}' data-sheets-value='{"1":3,"3":0.98}' style="border-bottom:1px solid #000000;overflow:hidden;padding:0px 3px 0px 3px;vertical-align:bottom;text-align:center;">0.98</td> <td data-sheets-numberformat='{"1":2,"2":"0","3":1}' data-sheets-value='{"1":3,"3":28.29}' style="border-bottom:1px solid #000000;overflow:hidden;padding:0px 3px 0px 3px;vertical-align:bottom;text-align:center;">28</td> <td data-sheets-numberformat='{"1":2,"2":"0","3":1}' data-sheets-value='{"1":3,"3":38.28}' style="border-bottom:1px solid #000000;overflow:hidden;padding:0px 3px 0px 3px;vertical-align:bottom;text-align:center;">38</td> <td data-sheets-value='{"1":3,"3":26}' style="border-right:1px solid #000000;border-bottom:1px solid #000000;overflow:hidden;padding:0px 3px 0px 3px;vertical-align:bottom;text-align:center;">26</td> </tr> <tr style="height:20px;"> <td data-sheets-value='{"1":2,"2":"Polycarbonate "}' style="border-left:1px solid #000000;overflow:hidden;padding:0px 3px 0px 3px;vertical-align:bottom;">Polycarbonate </td> <td data-sheets-value='{"1":2,"2":"EW"}' style="overflow:hidden;padding:0px 3px 0px 3px;vertical-align:bottom;">EW</td> <td data-sheets-value='{"1":2,"2":"Clear (A)"}' style="overflow:hidden;padding:0px 3px 0px 3px;vertical-align:bottom;">Clear (A)</td> <td data-sheets-numberformat='{"1":2,"2":"0.00","3":1}' data-sheets-value='{"1":3,"3":1.19}' style="overflow:hidden;padding:0px 3px 0px 3px;vertical-align:bottom;text-align:center;">1.19</td> <td data-sheets-numberformat='{"1":2,"2":"0","3":1}' data-sheets-value='{"1":3,"3":36.08}' style="overflow:hidden;padding:0px 3px 0px 3px;vertical-align:bottom;text-align:center;">36</td> <td data-sheets-numberformat='{"1":2,"2":"0","3":1}' data-sheets-value='{"1":3,"3":54.78}' style="overflow:hidden;padding:0px 3px 0px 3px;vertical-align:bottom;text-align:center;">55</td> <td data-sheets-value='{"1":3,"3":24}' style="border-right:1px solid #000000;overflow:hidden;padding:0px 3px 0px 3px;vertical-align:bottom;text-align:center;">24</td> </tr> <tr style="height:20px;"> <td data-sheets-value='{"1":2,"2":"PC"}' style="border-left:1px solid #000000;overflow:hidden;padding:0px 3px 0px 3px;vertical-align:bottom;">PC</td> <td style="overflow:hidden;padding:0px 3px 0px 3px;vertical-align:bottom;"></td> <td data-sheets-value='{"1":2,"2":"Opal (D)"}' style="overflow:hidden;padding:0px 3px 0px 3px;vertical-align:bottom;">Opal (D)</td> <td data-sheets-numberformat='{"1":2,"2":"0.00","3":1}' data-sheets-value='{"1":3,"3":1.19}' style="overflow:hidden;padding:0px 3px 0px 3px;vertical-align:bottom;text-align:center;">1.19</td> <td data-sheets-numberformat='{"1":2,"2":"0","3":1}' data-sheets-value='{"1":3,"3":23.779999999999998}' style="overflow:hidden;padding:0px 3px 0px 3px;vertical-align:bottom;text-align:center;">24</td> <td data-sheets-numberformat='{"1":2,"2":"0","3":1}' data-sheets-value='{"1":3,"3":39.6}' style="overflow:hidden;padding:0px 3px 0px 3px;vertical-align:bottom;text-align:center;">40</td> <td data-sheets-value='{"1":3,"3":24}' style="border-right:1px solid #000000;overflow:hidden;padding:0px 3px 0px 3px;vertical-align:bottom;text-align:center;">24</td> </tr> <tr style="height:20px;"> <td style="border-left:1px solid #000000;overflow:hidden;padding:0px 3px 0px 3px;vertical-align:bottom;"></td> <td data-sheets-value='{"1":2,"2":"DW"}' style="overflow:hidden;padding:0px 3px 0px 3px;vertical-align:bottom;">DW</td> <td data-sheets-value='{"1":2,"2":"Clear (A/H)"}' style="overflow:hidden;padding:0px 3px 0px 3px;vertical-align:bottom;">Clear (A/H)</td> <td data-sheets-numberformat='{"1":2,"2":"0.00","3":1}' data-sheets-value='{"1":3,"3":0.98}' style="overflow:hidden;padding:0px 3px 0px 3px;vertical-align:bottom;text-align:center;">0.98</td> <td data-sheets-numberformat='{"1":2,"2":"0","3":1}' data-sheets-value='{"1":3,"3":32.39}' style="overflow:hidden;padding:0px 3px 0px 3px;vertical-align:bottom;text-align:center;">32</td> <td data-sheets-numberformat='{"1":2,"2":"0","3":1}' data-sheets-value='{"1":3,"3":47.52}' style="overflow:hidden;padding:0px 3px 0px 3px;vertical-align:bottom;text-align:center;">48</td> <td data-sheets-value='{"1":3,"3":26}' style="border-right:1px solid #000000;overflow:hidden;padding:0px 3px 0px 3px;vertical-align:bottom;text-align:center;">26</td> </tr> <tr style="height:20px;"> <td style="border-left:1px solid #000000;overflow:hidden;padding:0px 3px 0px 3px;vertical-align:bottom;"></td> <td style="overflow:hidden;padding:0px 3px 0px 3px;vertical-align:bottom;"></td> <td data-sheets-value='{"1":2,"2":"Clear (A/A)"}' style="overflow:hidden;padding:0px 3px 0px 3px;vertical-align:bottom;">Clear (A/A)</td> <td data-sheets-numberformat='{"1":2,"2":"0.00","3":1}' data-sheets-value='{"1":3,"3":0.98}' style="overflow:hidden;padding:0px 3px 0px 3px;vertical-align:bottom;text-align:center;">0.98</td> <td data-sheets-numberformat='{"1":2,"2":"0","3":1}' data-sheets-value='{"1":3,"3":31.569999999999997}' style="overflow:hidden;padding:0px 3px 0px 3px;vertical-align:bottom;text-align:center;">32</td> <td data-sheets-numberformat='{"1":2,"2":"0","3":1}' data-sheets-value='{"1":3,"3":45.54}' style="overflow:hidden;padding:0px 3px 0px 3px;vertical-align:bottom;text-align:center;">46</td> <td data-sheets-value='{"1":3,"3":26}' style="border-right:1px solid #000000;overflow:hidden;padding:0px 3px 0px 3px;vertical-align:bottom;text-align:center;">26</td> </tr> <tr style="height:20px;"> <td style="border-left:1px solid #000000;overflow:hidden;padding:0px 3px 0px 3px;vertical-align:bottom;"></td> <td style="overflow:hidden;padding:0px 3px 0px 3px;vertical-align:bottom;"></td> <td data-sheets-value='{"1":2,"2":"Opal (A/O)"}' style="overflow:hidden;padding:0px 3px 0px 3px;vertical-align:bottom;">Opal (A/O)</td> <td data-sheets-numberformat='{"1":2,"2":"0.00","3":1}' data-sheets-value='{"1":3,"3":0.98}' style="overflow:hidden;padding:0px 3px 0px 3px;vertical-align:bottom;text-align:center;">0.98</td> <td data-sheets-numberformat='{"1":2,"2":"0","3":1}' data-sheets-value='{"1":3,"3":29.93}' style="overflow:hidden;padding:0px 3px 0px 3px;vertical-align:bottom;text-align:center;">30</td> <td data-sheets-numberformat='{"1":2,"2":"0","3":1}' data-sheets-value='{"1":3,"3":41.580000000000005}' style="overflow:hidden;padding:0px 3px 0px 3px;vertical-align:bottom;text-align:center;">42</td> <td data-sheets-value='{"1":3,"3":26}' style="border-right:1px solid #000000;overflow:hidden;padding:0px 3px 0px 3px;vertical-align:bottom;text-align:center;">26</td> </tr> <tr style="height:20px;"> <td style="border-bottom:1px solid #000000;border-left:1px solid #000000;overflow:hidden;padding:0px 3px 0px 3px;vertical-align:bottom;"></td> <td style="border-bottom:1px solid #000000;overflow:hidden;padding:0px 3px 0px 3px;vertical-align:bottom;"></td> <td data-sheets-value='{"1":2,"2":"Opal (A/D)"}' style="border-bottom:1px solid #000000;overflow:hidden;padding:0px 3px 0px 3px;vertical-align:bottom;">Opal (A/D)</td> <td data-sheets-numberformat='{"1":2,"2":"0.00","3":1}' data-sheets-value='{"1":3,"3":0.98}' style="border-bottom:1px solid #000000;overflow:hidden;padding:0px 3px 0px 3px;vertical-align:bottom;text-align:center;">0.98</td> <td data-sheets-numberformat='{"1":2,"2":"0","3":1}' data-sheets-value='{"1":3,"3":20.91}' style="border-bottom:1px solid #000000;overflow:hidden;padding:0px 3px 0px 3px;vertical-align:bottom;text-align:center;">21</td> <td data-sheets-numberformat='{"1":2,"2":"0","3":1}' data-sheets-value='{"1":3,"3":33}' style="border-bottom:1px solid #000000;overflow:hidden;padding:0px 3px 0px 3px;vertical-align:bottom;text-align:center;">33</td> <td data-sheets-value='{"1":3,"3":26}' style="border-right:1px solid #000000;border-bottom:1px solid #000000;overflow:hidden;padding:0px 3px 0px 3px;vertical-align:bottom;text-align:center;">26</td> </tr> <tr style="height:20px;"> <td data-sheets-value='{"1":2,"2":"Polycarbonate"}' style="border-left:1px solid #000000;overflow:hidden;padding:0px 3px 0px 3px;vertical-align:bottom;">Polycarbonate</td> <td data-sheets-value='{"1":2,"2":"EW"}' style="overflow:hidden;padding:0px 3px 0px 3px;vertical-align:bottom;">EW</td> <td data-sheets-value='{"1":2,"2":"Heatstop Opal (T)"}' style="overflow:hidden;padding:0px 3px 0px 3px;vertical-align:bottom;">Heatstop Opal (T)</td> <td data-sheets-numberformat='{"1":2,"2":"0.00","3":1}' data-sheets-value='{"1":3,"3":1.19}' style="overflow:hidden;padding:0px 3px 0px 3px;vertical-align:bottom;text-align:center;">1.19</td> <td data-sheets-numberformat='{"1":2,"2":"0","3":1}' data-sheets-value='{"1":3,"3":20.09}' style="overflow:hidden;padding:0px 3px 0px 3px;vertical-align:bottom;text-align:center;">20</td> <td data-sheets-numberformat='{"1":2,"2":"0","3":1}' data-sheets-value='{"1":3,"3":38.940000000000005}' style="overflow:hidden;padding:0px 3px 0px 3px;vertical-align:bottom;text-align:center;">39</td> <td data-sheets-value='{"1":3,"3":24}' style="border-right:1px solid #000000;overflow:hidden;padding:0px 3px 0px 3px;vertical-align:bottom;text-align:center;">24</td> </tr> <tr style="height:20px;"> <td data-sheets-value='{"1":2,"2":"Heatstop PC"}' style="border-left:1px solid #000000;overflow:hidden;padding:0px 3px 0px 3px;vertical-align:bottom;">Heatstop PC</td> <td data-sheets-value='{"1":2,"2":"DW"}' style="overflow:hidden;padding:0px 3px 0px 3px;vertical-align:bottom;">DW</td> <td data-sheets-value='{"1":2,"2":"Clear (T/H)"}' style="overflow:hidden;padding:0px 3px 0px 3px;vertical-align:bottom;">Clear (T/H)</td> <td data-sheets-numberformat='{"1":2,"2":"0.00","3":1}' data-sheets-value='{"1":3,"3":0.98}' style="overflow:hidden;padding:0px 3px 0px 3px;vertical-align:bottom;text-align:center;">0.98</td> <td data-sheets-numberformat='{"1":2,"2":"0","3":1}' data-sheets-value='{"1":3,"3":18.04}' style="overflow:hidden;padding:0px 3px 0px 3px;vertical-align:bottom;text-align:center;">18</td> <td data-sheets-numberformat='{"1":2,"2":"0","3":1}' data-sheets-value='{"1":3,"3":33.660000000000004}' style="overflow:hidden;padding:0px 3px 0px 3px;vertical-align:bottom;text-align:center;">34</td> <td data-sheets-value='{"1":3,"3":26}' style="border-right:1px solid #000000;overflow:hidden;padding:0px 3px 0px 3px;vertical-align:bottom;text-align:center;">26</td> </tr> <tr style="height:20px;"> <td style="border-bottom:1px solid #000000;border-left:1px solid #000000;overflow:hidden;padding:0px 3px 0px 3px;vertical-align:bottom;"></td> <td style="border-bottom:1px solid #000000;overflow:hidden;padding:0px 3px 0px 3px;vertical-align:bottom;"></td> <td data-sheets-value='{"1":2,"2":"Opal (T/O)"}' style="border-bottom:1px solid #000000;overflow:hidden;padding:0px 3px 0px 3px;vertical-align:bottom;">Opal (T/O)</td> <td data-sheets-numberformat='{"1":2,"2":"0.00","3":1}' data-sheets-value='{"1":3,"3":0.98}' style="border-bottom:1px solid #000000;overflow:hidden;padding:0px 3px 0px 3px;vertical-align:bottom;text-align:center;">0.98</td> <td data-sheets-numberformat='{"1":2,"2":"0","3":1}' data-sheets-value='{"1":3,"3":16.81}' style="border-bottom:1px solid #000000;overflow:hidden;padding:0px 3px 0px 3px;vertical-align:bottom;text-align:center;">17</td> <td data-sheets-numberformat='{"1":2,"2":"0","3":1}' data-sheets-value='{"1":3,"3":29.700000000000003}' style="border-bottom:1px solid #000000;overflow:hidden;padding:0px 3px 0px 3px;vertical-align:bottom;text-align:center;">30</td> <td data-sheets-value='{"1":3,"3":26}' style="border-right:1px solid #000000;border-bottom:1px solid #000000;overflow:hidden;padding:0px 3px 0px 3px;vertical-align:bottom;text-align:center;">26</td> </tr> </tbody></table> | skylux-160-ce-met-koepel-en-metaalopstand-met-lm-motor-pvc-raam-type-ep25-en-windvang-1600-x-2200-mm | 8586002858317 | 46872284266829
Smoke and heat exhaust (SHEV) | SHE system | Skylux | Skylux 160° CE with skylight and metal curb with double LM-actuator, PVC frame type EP25 and spoiler 1600 x 2300 mm |  | 50966 | 5412970509660 | 9194.8 | Yes | 30-45 | 185.1 | 1600 x 2300 mm | 2300 | 1600 |  | metal curb M30 (30 cm high) | Rectangular | 1.19 W/m²K - 0.98 W/m²K | 57% - 30% | 37% - 17% | 24dB - 26dB | 160° CE (for industry) | PVC frame EP25 | with spoiler | E | Double actuator | Maximum double-walled skylight possible for this product | Ut-value LT-value g-value Rw-value EN 1873 : 2014 EN ISO 13468 EN 16153 EN 410 EN 410 EN ISO 140-3 Material Walls Shells (W/m²K) (%) (%) (dB) Acrylic EW Clear (H) 1.19 37 57 24 PMMA Opal (O) 1.19 34 50 24 DW Clear (H/H) 0.98 33 50 26 Opal (O/O) 0.98 28 38 26 Polycarbonate EW Clear (A) 1.19 36 55 24 PC Opal (D) 1.19 24 40 24 DW Clear (A/H) 0.98 32 48 26 Clear (A/A) 0.98 32 46 26 Opal (A/O) 0.98 30 42 26 Opal (A/D) 0.98 21 33 26 Polycarbonate EW Heatstop Opal (T) 1.19 20 39 24 Heatstop PC DW Clear (T/H) 0.98 18 34 26 Opal (T/O) 0.98 17 30 26 | https://skylux.eu/en/products/skylux-160-ce-met-koepel-en-metaalopstand-met-lm-motor-pvc-raam-type-ep25-en-windvang-1600-x-2300-mm | https://skylux.eu/cdn/shop/files/Skylux-160deg-CE-met-koepel-en-metaalopstand-met-dubbele-LM-motor-pvc-raam-type-EP25-en-windvang-1600-x-2300-mm-RWA-systeem.jpg?v=1702977258&width=1600 | https://skylux.eu/cdn/shop/files/e5a82811-1bb0-48e4-a776-cacb59c7c092_cdfad3b0-4d62-42ce-8bf0-b3e2eee61eda.jpg?v=1688550326&width=1600 | //skylux.eu/cdn/shop/files/E_MH_Mounting_instructions_Skylux_160_CE_LM.pdf?v=12406716259046007223 | //skylux.eu/cdn/shop/files/E_TD_Technical_File_Skylux_Skylux_160_CE_Electric.pdf?v=3667116872303399239 | <style type="text/css" id="isPasted"><!--td {border: 1px solid #cccccc;}br {mso-data-placement:same-cell;}--></style><table border="1" cellpadding="0" cellspacing="0" dir="ltr" style="table-layout:fixed;font-size:10pt;font-family:Arial;border-collapse:collapse;border:none;"><tbody> <tr style="height:20px;"> <td style="overflow:hidden;padding:0px 3px 0px 3px;vertical-align:bottom;"></td> <td style="overflow:hidden;padding:0px 3px 0px 3px;vertical-align:bottom;"></td> <td style="overflow:hidden;padding:0px 3px 0px 3px;vertical-align:bottom;"></td> <td data-sheets-value='{"1":2,"2":"Ut-value"}' style="overflow:hidden;padding:0px 3px 0px 3px;vertical-align:bottom;font-weight:bold;text-align:center;">Ut-value</td> <td data-sheets-value='{"1":2,"2":"LT-value"}' style="overflow:hidden;padding:0px 3px 0px 3px;vertical-align:bottom;font-weight:bold;text-align:center;">LT-value</td> <td data-sheets-value='{"1":2,"2":"g-value"}' style="overflow:hidden;padding:0px 3px 0px 3px;vertical-align:bottom;font-weight:bold;text-align:center;">g-value</td> <td data-sheets-value='{"1":2,"2":"Rw-value "}' style="overflow:hidden;padding:0px 3px 0px 3px;vertical-align:bottom;font-weight:bold;text-align:center;">Rw-value </td> </tr> <tr style="height:20px;"> <td style="overflow:hidden;padding:0px 3px 0px 3px;vertical-align:bottom;"></td> <td style="overflow:hidden;padding:0px 3px 0px 3px;vertical-align:bottom;"></td> <td style="overflow:hidden;padding:0px 3px 0px 3px;vertical-align:bottom;"></td> <td data-sheets-numberformat='{"1":2,"2":"0.00","3":1}' data-sheets-value='{"1":2,"2":"EN 1873 : 2014"}' style="overflow:hidden;padding:0px 3px 0px 3px;vertical-align:bottom;text-align:center;">EN 1873 : 2014</td> <td data-sheets-numberformat='{"1":2,"2":"0","3":1}' data-sheets-value='{"1":2,"2":"EN ISO 13468 EN 16153 EN 410"}' style="overflow:hidden;padding:0px 3px 0px 3px;vertical-align:bottom;text-align:center;">EN ISO 13468 EN 16153 EN 410</td> <td data-sheets-numberformat='{"1":2,"2":"0","3":1}' data-sheets-value='{"1":2,"2":"EN 410"}' style="overflow:hidden;padding:0px 3px 0px 3px;vertical-align:bottom;text-align:center;">EN 410</td> <td data-sheets-value='{"1":2,"2":"EN ISO 140-3\t\t"}' style="overflow:hidden;padding:0px 3px 0px 3px;vertical-align:bottom;text-align:center;">EN ISO 140-3 </td> </tr> <tr style="height:20px;"> <td data-sheets-value='{"1":2,"2":"Material"}' style="border-bottom:1px solid #000000;overflow:hidden;padding:0px 3px 0px 3px;vertical-align:bottom;background-color:#000000;font-weight:bold;color:#ffffff;">Material</td> <td data-sheets-value='{"1":2,"2":"Walls"}' style="border-bottom:1px solid #000000;overflow:hidden;padding:0px 3px 0px 3px;vertical-align:bottom;background-color:#000000;font-weight:bold;color:#ffffff;">Walls</td> <td data-sheets-value='{"1":2,"2":"Shells"}' style="border-bottom:1px solid #000000;overflow:hidden;padding:0px 3px 0px 3px;vertical-align:bottom;background-color:#000000;font-weight:bold;color:#ffffff;">Shells</td> <td data-sheets-numberformat='{"1":2,"2":"0.00","3":1}' data-sheets-value='{"1":2,"2":"(W/m²K)\t"}' style="border-bottom:1px solid #000000;overflow:hidden;padding:0px 3px 0px 3px;vertical-align:bottom;background-color:#000000;font-weight:bold;color:#ffffff;text-align:center;">(W/m²K) </td> <td data-sheets-numberformat='{"1":2,"2":"0","3":1}' data-sheets-value='{"1":2,"2":"(%)"}' style="border-bottom:1px solid #000000;overflow:hidden;padding:0px 3px 0px 3px;vertical-align:bottom;background-color:#000000;font-weight:bold;color:#ffffff;text-align:center;">(%)</td> <td data-sheets-numberformat='{"1":2,"2":"0","3":1}' data-sheets-value='{"1":2,"2":"(%)"}' style="border-bottom:1px solid #000000;overflow:hidden;padding:0px 3px 0px 3px;vertical-align:bottom;background-color:#000000;font-weight:bold;color:#ffffff;text-align:center;">(%)</td> <td data-sheets-value='{"1":2,"2":"(dB)"}' style="border-bottom:1px solid #000000;overflow:hidden;padding:0px 3px 0px 3px;vertical-align:bottom;background-color:#000000;font-weight:bold;color:#ffffff;text-align:center;">(dB)</td> </tr> <tr style="height:20px;"> <td data-sheets-value='{"1":2,"2":"Acrylic"}' style="border-left:1px solid #000000;overflow:hidden;padding:0px 3px 0px 3px;vertical-align:bottom;">Acrylic</td> <td data-sheets-value='{"1":2,"2":"EW"}' style="overflow:hidden;padding:0px 3px 0px 3px;vertical-align:bottom;">EW</td> <td data-sheets-value='{"1":2,"2":"Clear (H)"}' style="overflow:hidden;padding:0px 3px 0px 3px;vertical-align:bottom;">Clear (H)</td> <td data-sheets-numberformat='{"1":2,"2":"0.00","3":1}' data-sheets-value='{"1":3,"3":1.19}' style="overflow:hidden;padding:0px 3px 0px 3px;vertical-align:bottom;text-align:center;">1.19</td> <td data-sheets-numberformat='{"1":2,"2":"0","3":1}' data-sheets-value='{"1":3,"3":36.9}' style="overflow:hidden;padding:0px 3px 0px 3px;vertical-align:bottom;text-align:center;">37</td> <td data-sheets-numberformat='{"1":2,"2":"0","3":1}' data-sheets-value='{"1":3,"3":57.42}' style="overflow:hidden;padding:0px 3px 0px 3px;vertical-align:bottom;text-align:center;">57</td> <td data-sheets-value='{"1":3,"3":24}' style="border-right:1px solid #000000;overflow:hidden;padding:0px 3px 0px 3px;vertical-align:bottom;text-align:center;">24</td> </tr> <tr style="height:20px;"> <td data-sheets-value='{"1":2,"2":"PMMA"}' style="border-left:1px solid #000000;overflow:hidden;padding:0px 3px 0px 3px;vertical-align:bottom;">PMMA</td> <td style="overflow:hidden;padding:0px 3px 0px 3px;vertical-align:bottom;"></td> <td data-sheets-value='{"1":2,"2":"Opal (O)"}' style="overflow:hidden;padding:0px 3px 0px 3px;vertical-align:bottom;">Opal (O)</td> <td data-sheets-numberformat='{"1":2,"2":"0.00","3":1}' data-sheets-value='{"1":3,"3":1.19}' style="overflow:hidden;padding:0px 3px 0px 3px;vertical-align:bottom;text-align:center;">1.19</td> <td data-sheets-numberformat='{"1":2,"2":"0","3":1}' data-sheets-value='{"1":3,"3":34.03}' style="overflow:hidden;padding:0px 3px 0px 3px;vertical-align:bottom;text-align:center;">34</td> <td data-sheets-numberformat='{"1":2,"2":"0","3":1}' data-sheets-value='{"1":3,"3":50.160000000000004}' style="overflow:hidden;padding:0px 3px 0px 3px;vertical-align:bottom;text-align:center;">50</td> <td data-sheets-value='{"1":3,"3":24}' style="border-right:1px solid #000000;overflow:hidden;padding:0px 3px 0px 3px;vertical-align:bottom;text-align:center;">24</td> </tr> <tr style="height:20px;"> <td style="border-left:1px solid #000000;overflow:hidden;padding:0px 3px 0px 3px;vertical-align:bottom;"></td> <td data-sheets-value='{"1":2,"2":"DW"}' style="overflow:hidden;padding:0px 3px 0px 3px;vertical-align:bottom;">DW</td> <td data-sheets-value='{"1":2,"2":"Clear (H/H)"}' style="overflow:hidden;padding:0px 3px 0px 3px;vertical-align:bottom;">Clear (H/H)</td> <td data-sheets-numberformat='{"1":2,"2":"0.00","3":1}' data-sheets-value='{"1":3,"3":0.98}' style="overflow:hidden;padding:0px 3px 0px 3px;vertical-align:bottom;text-align:center;">0.98</td> <td data-sheets-numberformat='{"1":2,"2":"0","3":1}' data-sheets-value='{"1":3,"3":33.21}' style="overflow:hidden;padding:0px 3px 0px 3px;vertical-align:bottom;text-align:center;">33</td> <td data-sheets-numberformat='{"1":2,"2":"0","3":1}' data-sheets-value='{"1":3,"3":49.5}' style="overflow:hidden;padding:0px 3px 0px 3px;vertical-align:bottom;text-align:center;">50</td> <td data-sheets-value='{"1":3,"3":26}' style="border-right:1px solid #000000;overflow:hidden;padding:0px 3px 0px 3px;vertical-align:bottom;text-align:center;">26</td> </tr> <tr style="height:20px;"> <td style="border-bottom:1px solid #000000;border-left:1px solid #000000;overflow:hidden;padding:0px 3px 0px 3px;vertical-align:bottom;"></td> <td style="border-bottom:1px solid #000000;overflow:hidden;padding:0px 3px 0px 3px;vertical-align:bottom;"></td> <td data-sheets-value='{"1":2,"2":"Opal (O/O)"}' style="border-bottom:1px solid #000000;overflow:hidden;padding:0px 3px 0px 3px;vertical-align:bottom;">Opal (O/O)</td> <td data-sheets-numberformat='{"1":2,"2":"0.00","3":1}' data-sheets-value='{"1":3,"3":0.98}' style="border-bottom:1px solid #000000;overflow:hidden;padding:0px 3px 0px 3px;vertical-align:bottom;text-align:center;">0.98</td> <td data-sheets-numberformat='{"1":2,"2":"0","3":1}' data-sheets-value='{"1":3,"3":28.29}' style="border-bottom:1px solid #000000;overflow:hidden;padding:0px 3px 0px 3px;vertical-align:bottom;text-align:center;">28</td> <td data-sheets-numberformat='{"1":2,"2":"0","3":1}' data-sheets-value='{"1":3,"3":38.28}' style="border-bottom:1px solid #000000;overflow:hidden;padding:0px 3px 0px 3px;vertical-align:bottom;text-align:center;">38</td> <td data-sheets-value='{"1":3,"3":26}' style="border-right:1px solid #000000;border-bottom:1px solid #000000;overflow:hidden;padding:0px 3px 0px 3px;vertical-align:bottom;text-align:center;">26</td> </tr> <tr style="height:20px;"> <td data-sheets-value='{"1":2,"2":"Polycarbonate "}' style="border-left:1px solid #000000;overflow:hidden;padding:0px 3px 0px 3px;vertical-align:bottom;">Polycarbonate </td> <td data-sheets-value='{"1":2,"2":"EW"}' style="overflow:hidden;padding:0px 3px 0px 3px;vertical-align:bottom;">EW</td> <td data-sheets-value='{"1":2,"2":"Clear (A)"}' style="overflow:hidden;padding:0px 3px 0px 3px;vertical-align:bottom;">Clear (A)</td> <td data-sheets-numberformat='{"1":2,"2":"0.00","3":1}' data-sheets-value='{"1":3,"3":1.19}' style="overflow:hidden;padding:0px 3px 0px 3px;vertical-align:bottom;text-align:center;">1.19</td> <td data-sheets-numberformat='{"1":2,"2":"0","3":1}' data-sheets-value='{"1":3,"3":36.08}' style="overflow:hidden;padding:0px 3px 0px 3px;vertical-align:bottom;text-align:center;">36</td> <td data-sheets-numberformat='{"1":2,"2":"0","3":1}' data-sheets-value='{"1":3,"3":54.78}' style="overflow:hidden;padding:0px 3px 0px 3px;vertical-align:bottom;text-align:center;">55</td> <td data-sheets-value='{"1":3,"3":24}' style="border-right:1px solid #000000;overflow:hidden;padding:0px 3px 0px 3px;vertical-align:bottom;text-align:center;">24</td> </tr> <tr style="height:20px;"> <td data-sheets-value='{"1":2,"2":"PC"}' style="border-left:1px solid #000000;overflow:hidden;padding:0px 3px 0px 3px;vertical-align:bottom;">PC</td> <td style="overflow:hidden;padding:0px 3px 0px 3px;vertical-align:bottom;"></td> <td data-sheets-value='{"1":2,"2":"Opal (D)"}' style="overflow:hidden;padding:0px 3px 0px 3px;vertical-align:bottom;">Opal (D)</td> <td data-sheets-numberformat='{"1":2,"2":"0.00","3":1}' data-sheets-value='{"1":3,"3":1.19}' style="overflow:hidden;padding:0px 3px 0px 3px;vertical-align:bottom;text-align:center;">1.19</td> <td data-sheets-numberformat='{"1":2,"2":"0","3":1}' data-sheets-value='{"1":3,"3":23.779999999999998}' style="overflow:hidden;padding:0px 3px 0px 3px;vertical-align:bottom;text-align:center;">24</td> <td data-sheets-numberformat='{"1":2,"2":"0","3":1}' data-sheets-value='{"1":3,"3":39.6}' style="overflow:hidden;padding:0px 3px 0px 3px;vertical-align:bottom;text-align:center;">40</td> <td data-sheets-value='{"1":3,"3":24}' style="border-right:1px solid #000000;overflow:hidden;padding:0px 3px 0px 3px;vertical-align:bottom;text-align:center;">24</td> </tr> <tr style="height:20px;"> <td style="border-left:1px solid #000000;overflow:hidden;padding:0px 3px 0px 3px;vertical-align:bottom;"></td> <td data-sheets-value='{"1":2,"2":"DW"}' style="overflow:hidden;padding:0px 3px 0px 3px;vertical-align:bottom;">DW</td> <td data-sheets-value='{"1":2,"2":"Clear (A/H)"}' style="overflow:hidden;padding:0px 3px 0px 3px;vertical-align:bottom;">Clear (A/H)</td> <td data-sheets-numberformat='{"1":2,"2":"0.00","3":1}' data-sheets-value='{"1":3,"3":0.98}' style="overflow:hidden;padding:0px 3px 0px 3px;vertical-align:bottom;text-align:center;">0.98</td> <td data-sheets-numberformat='{"1":2,"2":"0","3":1}' data-sheets-value='{"1":3,"3":32.39}' style="overflow:hidden;padding:0px 3px 0px 3px;vertical-align:bottom;text-align:center;">32</td> <td data-sheets-numberformat='{"1":2,"2":"0","3":1}' data-sheets-value='{"1":3,"3":47.52}' style="overflow:hidden;padding:0px 3px 0px 3px;vertical-align:bottom;text-align:center;">48</td> <td data-sheets-value='{"1":3,"3":26}' style="border-right:1px solid #000000;overflow:hidden;padding:0px 3px 0px 3px;vertical-align:bottom;text-align:center;">26</td> </tr> <tr style="height:20px;"> <td style="border-left:1px solid #000000;overflow:hidden;padding:0px 3px 0px 3px;vertical-align:bottom;"></td> <td style="overflow:hidden;padding:0px 3px 0px 3px;vertical-align:bottom;"></td> <td data-sheets-value='{"1":2,"2":"Clear (A/A)"}' style="overflow:hidden;padding:0px 3px 0px 3px;vertical-align:bottom;">Clear (A/A)</td> <td data-sheets-numberformat='{"1":2,"2":"0.00","3":1}' data-sheets-value='{"1":3,"3":0.98}' style="overflow:hidden;padding:0px 3px 0px 3px;vertical-align:bottom;text-align:center;">0.98</td> <td data-sheets-numberformat='{"1":2,"2":"0","3":1}' data-sheets-value='{"1":3,"3":31.569999999999997}' style="overflow:hidden;padding:0px 3px 0px 3px;vertical-align:bottom;text-align:center;">32</td> <td data-sheets-numberformat='{"1":2,"2":"0","3":1}' data-sheets-value='{"1":3,"3":45.54}' style="overflow:hidden;padding:0px 3px 0px 3px;vertical-align:bottom;text-align:center;">46</td> <td data-sheets-value='{"1":3,"3":26}' style="border-right:1px solid #000000;overflow:hidden;padding:0px 3px 0px 3px;vertical-align:bottom;text-align:center;">26</td> </tr> <tr style="height:20px;"> <td style="border-left:1px solid #000000;overflow:hidden;padding:0px 3px 0px 3px;vertical-align:bottom;"></td> <td style="overflow:hidden;padding:0px 3px 0px 3px;vertical-align:bottom;"></td> <td data-sheets-value='{"1":2,"2":"Opal (A/O)"}' style="overflow:hidden;padding:0px 3px 0px 3px;vertical-align:bottom;">Opal (A/O)</td> <td data-sheets-numberformat='{"1":2,"2":"0.00","3":1}' data-sheets-value='{"1":3,"3":0.98}' style="overflow:hidden;padding:0px 3px 0px 3px;vertical-align:bottom;text-align:center;">0.98</td> <td data-sheets-numberformat='{"1":2,"2":"0","3":1}' data-sheets-value='{"1":3,"3":29.93}' style="overflow:hidden;padding:0px 3px 0px 3px;vertical-align:bottom;text-align:center;">30</td> <td data-sheets-numberformat='{"1":2,"2":"0","3":1}' data-sheets-value='{"1":3,"3":41.580000000000005}' style="overflow:hidden;padding:0px 3px 0px 3px;vertical-align:bottom;text-align:center;">42</td> <td data-sheets-value='{"1":3,"3":26}' style="border-right:1px solid #000000;overflow:hidden;padding:0px 3px 0px 3px;vertical-align:bottom;text-align:center;">26</td> </tr> <tr style="height:20px;"> <td style="border-bottom:1px solid #000000;border-left:1px solid #000000;overflow:hidden;padding:0px 3px 0px 3px;vertical-align:bottom;"></td> <td style="border-bottom:1px solid #000000;overflow:hidden;padding:0px 3px 0px 3px;vertical-align:bottom;"></td> <td data-sheets-value='{"1":2,"2":"Opal (A/D)"}' style="border-bottom:1px solid #000000;overflow:hidden;padding:0px 3px 0px 3px;vertical-align:bottom;">Opal (A/D)</td> <td data-sheets-numberformat='{"1":2,"2":"0.00","3":1}' data-sheets-value='{"1":3,"3":0.98}' style="border-bottom:1px solid #000000;overflow:hidden;padding:0px 3px 0px 3px;vertical-align:bottom;text-align:center;">0.98</td> <td data-sheets-numberformat='{"1":2,"2":"0","3":1}' data-sheets-value='{"1":3,"3":20.91}' style="border-bottom:1px solid #000000;overflow:hidden;padding:0px 3px 0px 3px;vertical-align:bottom;text-align:center;">21</td> <td data-sheets-numberformat='{"1":2,"2":"0","3":1}' data-sheets-value='{"1":3,"3":33}' style="border-bottom:1px solid #000000;overflow:hidden;padding:0px 3px 0px 3px;vertical-align:bottom;text-align:center;">33</td> <td data-sheets-value='{"1":3,"3":26}' style="border-right:1px solid #000000;border-bottom:1px solid #000000;overflow:hidden;padding:0px 3px 0px 3px;vertical-align:bottom;text-align:center;">26</td> </tr> <tr style="height:20px;"> <td data-sheets-value='{"1":2,"2":"Polycarbonate"}' style="border-left:1px solid #000000;overflow:hidden;padding:0px 3px 0px 3px;vertical-align:bottom;">Polycarbonate</td> <td data-sheets-value='{"1":2,"2":"EW"}' style="overflow:hidden;padding:0px 3px 0px 3px;vertical-align:bottom;">EW</td> <td data-sheets-value='{"1":2,"2":"Heatstop Opal (T)"}' style="overflow:hidden;padding:0px 3px 0px 3px;vertical-align:bottom;">Heatstop Opal (T)</td> <td data-sheets-numberformat='{"1":2,"2":"0.00","3":1}' data-sheets-value='{"1":3,"3":1.19}' style="overflow:hidden;padding:0px 3px 0px 3px;vertical-align:bottom;text-align:center;">1.19</td> <td data-sheets-numberformat='{"1":2,"2":"0","3":1}' data-sheets-value='{"1":3,"3":20.09}' style="overflow:hidden;padding:0px 3px 0px 3px;vertical-align:bottom;text-align:center;">20</td> <td data-sheets-numberformat='{"1":2,"2":"0","3":1}' data-sheets-value='{"1":3,"3":38.940000000000005}' style="overflow:hidden;padding:0px 3px 0px 3px;vertical-align:bottom;text-align:center;">39</td> <td data-sheets-value='{"1":3,"3":24}' style="border-right:1px solid #000000;overflow:hidden;padding:0px 3px 0px 3px;vertical-align:bottom;text-align:center;">24</td> </tr> <tr style="height:20px;"> <td data-sheets-value='{"1":2,"2":"Heatstop PC"}' style="border-left:1px solid #000000;overflow:hidden;padding:0px 3px 0px 3px;vertical-align:bottom;">Heatstop PC</td> <td data-sheets-value='{"1":2,"2":"DW"}' style="overflow:hidden;padding:0px 3px 0px 3px;vertical-align:bottom;">DW</td> <td data-sheets-value='{"1":2,"2":"Clear (T/H)"}' style="overflow:hidden;padding:0px 3px 0px 3px;vertical-align:bottom;">Clear (T/H)</td> <td data-sheets-numberformat='{"1":2,"2":"0.00","3":1}' data-sheets-value='{"1":3,"3":0.98}' style="overflow:hidden;padding:0px 3px 0px 3px;vertical-align:bottom;text-align:center;">0.98</td> <td data-sheets-numberformat='{"1":2,"2":"0","3":1}' data-sheets-value='{"1":3,"3":18.04}' style="overflow:hidden;padding:0px 3px 0px 3px;vertical-align:bottom;text-align:center;">18</td> <td data-sheets-numberformat='{"1":2,"2":"0","3":1}' data-sheets-value='{"1":3,"3":33.660000000000004}' style="overflow:hidden;padding:0px 3px 0px 3px;vertical-align:bottom;text-align:center;">34</td> <td data-sheets-value='{"1":3,"3":26}' style="border-right:1px solid #000000;overflow:hidden;padding:0px 3px 0px 3px;vertical-align:bottom;text-align:center;">26</td> </tr> <tr style="height:20px;"> <td style="border-bottom:1px solid #000000;border-left:1px solid #000000;overflow:hidden;padding:0px 3px 0px 3px;vertical-align:bottom;"></td> <td style="border-bottom:1px solid #000000;overflow:hidden;padding:0px 3px 0px 3px;vertical-align:bottom;"></td> <td data-sheets-value='{"1":2,"2":"Opal (T/O)"}' style="border-bottom:1px solid #000000;overflow:hidden;padding:0px 3px 0px 3px;vertical-align:bottom;">Opal (T/O)</td> <td data-sheets-numberformat='{"1":2,"2":"0.00","3":1}' data-sheets-value='{"1":3,"3":0.98}' style="border-bottom:1px solid #000000;overflow:hidden;padding:0px 3px 0px 3px;vertical-align:bottom;text-align:center;">0.98</td> <td data-sheets-numberformat='{"1":2,"2":"0","3":1}' data-sheets-value='{"1":3,"3":16.81}' style="border-bottom:1px solid #000000;overflow:hidden;padding:0px 3px 0px 3px;vertical-align:bottom;text-align:center;">17</td> <td data-sheets-numberformat='{"1":2,"2":"0","3":1}' data-sheets-value='{"1":3,"3":29.700000000000003}' style="border-bottom:1px solid #000000;overflow:hidden;padding:0px 3px 0px 3px;vertical-align:bottom;text-align:center;">30</td> <td data-sheets-value='{"1":3,"3":26}' style="border-right:1px solid #000000;border-bottom:1px solid #000000;overflow:hidden;padding:0px 3px 0px 3px;vertical-align:bottom;text-align:center;">26</td> </tr> </tbody></table> | skylux-160-ce-met-koepel-en-metaalopstand-met-lm-motor-pvc-raam-type-ep25-en-windvang-1600-x-2300-mm | 8586002923853 | 46872284332365
Smoke and heat exhaust (SHEV) | SHE system | Skylux | Skylux 160° CE with skylight and metal curb with double LM-actuator, PVC frame type EP25 and spoiler 1600 x 2500 mm |  | 50967 | 5412970509677 | 9601.35 | Yes | 30-45 | 194.74 | 1600 x 2500 mm | 2500 | 1600 |  | metal curb M30 (30 cm high) | Rectangular | 1.19 W/m²K - 0.98 W/m²K | 57% - 30% | 37% - 17% | 24dB - 26dB | 160° CE (for industry) | PVC frame EP25 | with spoiler | E | Double actuator | Maximum double-walled skylight possible for this product | Ut-value LT-value g-value Rw-value EN 1873 : 2014 EN ISO 13468 EN 16153 EN 410 EN 410 EN ISO 140-3 Material Walls Shells (W/m²K) (%) (%) (dB) Acrylic EW Clear (H) 1.19 37 57 24 PMMA Opal (O) 1.19 34 50 24 DW Clear (H/H) 0.98 33 50 26 Opal (O/O) 0.98 28 38 26 Polycarbonate EW Clear (A) 1.19 36 55 24 PC Opal (D) 1.19 24 40 24 DW Clear (A/H) 0.98 32 48 26 Clear (A/A) 0.98 32 46 26 Opal (A/O) 0.98 30 42 26 Opal (A/D) 0.98 21 33 26 Polycarbonate EW Heatstop Opal (T) 1.19 20 39 24 Heatstop PC DW Clear (T/H) 0.98 18 34 26 Opal (T/O) 0.98 17 30 26 | https://skylux.eu/en/products/skylux-160-ce-met-koepel-en-metaalopstand-met-lm-motor-pvc-raam-type-ep25-en-windvang-1600-x-2500-mm | https://skylux.eu/cdn/shop/files/Skylux-160deg-CE-met-koepel-en-metaalopstand-met-dubbele-LM-motor-pvc-raam-type-EP25-en-windvang-1600-x-2500-mm-RWA-systeem.jpg?v=1702977263&width=1600 | https://skylux.eu/cdn/shop/files/e5a82811-1bb0-48e4-a776-cacb59c7c092_9280fad3-2e68-492b-b088-17ea6c2b681d.jpg?v=1688550328&width=1600 | //skylux.eu/cdn/shop/files/E_MH_Mounting_instructions_Skylux_160_CE_LM.pdf?v=12406716259046007223 | //skylux.eu/cdn/shop/files/E_TD_Technical_File_Skylux_Skylux_160_CE_Electric.pdf?v=3667116872303399239 | <style type="text/css" id="isPasted"><!--td {border: 1px solid #cccccc;}br {mso-data-placement:same-cell;}--></style><table border="1" cellpadding="0" cellspacing="0" dir="ltr" style="table-layout:fixed;font-size:10pt;font-family:Arial;border-collapse:collapse;border:none;"><tbody> <tr style="height:20px;"> <td style="overflow:hidden;padding:0px 3px 0px 3px;vertical-align:bottom;"></td> <td style="overflow:hidden;padding:0px 3px 0px 3px;vertical-align:bottom;"></td> <td style="overflow:hidden;padding:0px 3px 0px 3px;vertical-align:bottom;"></td> <td data-sheets-value='{"1":2,"2":"Ut-value"}' style="overflow:hidden;padding:0px 3px 0px 3px;vertical-align:bottom;font-weight:bold;text-align:center;">Ut-value</td> <td data-sheets-value='{"1":2,"2":"LT-value"}' style="overflow:hidden;padding:0px 3px 0px 3px;vertical-align:bottom;font-weight:bold;text-align:center;">LT-value</td> <td data-sheets-value='{"1":2,"2":"g-value"}' style="overflow:hidden;padding:0px 3px 0px 3px;vertical-align:bottom;font-weight:bold;text-align:center;">g-value</td> <td data-sheets-value='{"1":2,"2":"Rw-value "}' style="overflow:hidden;padding:0px 3px 0px 3px;vertical-align:bottom;font-weight:bold;text-align:center;">Rw-value </td> </tr> <tr style="height:20px;"> <td style="overflow:hidden;padding:0px 3px 0px 3px;vertical-align:bottom;"></td> <td style="overflow:hidden;padding:0px 3px 0px 3px;vertical-align:bottom;"></td> <td style="overflow:hidden;padding:0px 3px 0px 3px;vertical-align:bottom;"></td> <td data-sheets-numberformat='{"1":2,"2":"0.00","3":1}' data-sheets-value='{"1":2,"2":"EN 1873 : 2014"}' style="overflow:hidden;padding:0px 3px 0px 3px;vertical-align:bottom;text-align:center;">EN 1873 : 2014</td> <td data-sheets-numberformat='{"1":2,"2":"0","3":1}' data-sheets-value='{"1":2,"2":"EN ISO 13468 EN 16153 EN 410"}' style="overflow:hidden;padding:0px 3px 0px 3px;vertical-align:bottom;text-align:center;">EN ISO 13468 EN 16153 EN 410</td> <td data-sheets-numberformat='{"1":2,"2":"0","3":1}' data-sheets-value='{"1":2,"2":"EN 410"}' style="overflow:hidden;padding:0px 3px 0px 3px;vertical-align:bottom;text-align:center;">EN 410</td> <td data-sheets-value='{"1":2,"2":"EN ISO 140-3\t\t"}' style="overflow:hidden;padding:0px 3px 0px 3px;vertical-align:bottom;text-align:center;">EN ISO 140-3 </td> </tr> <tr style="height:20px;"> <td data-sheets-value='{"1":2,"2":"Material"}' style="border-bottom:1px solid #000000;overflow:hidden;padding:0px 3px 0px 3px;vertical-align:bottom;background-color:#000000;font-weight:bold;color:#ffffff;">Material</td> <td data-sheets-value='{"1":2,"2":"Walls"}' style="border-bottom:1px solid #000000;overflow:hidden;padding:0px 3px 0px 3px;vertical-align:bottom;background-color:#000000;font-weight:bold;color:#ffffff;">Walls</td> <td data-sheets-value='{"1":2,"2":"Shells"}' style="border-bottom:1px solid #000000;overflow:hidden;padding:0px 3px 0px 3px;vertical-align:bottom;background-color:#000000;font-weight:bold;color:#ffffff;">Shells</td> <td data-sheets-numberformat='{"1":2,"2":"0.00","3":1}' data-sheets-value='{"1":2,"2":"(W/m²K)\t"}' style="border-bottom:1px solid #000000;overflow:hidden;padding:0px 3px 0px 3px;vertical-align:bottom;background-color:#000000;font-weight:bold;color:#ffffff;text-align:center;">(W/m²K) </td> <td data-sheets-numberformat='{"1":2,"2":"0","3":1}' data-sheets-value='{"1":2,"2":"(%)"}' style="border-bottom:1px solid #000000;overflow:hidden;padding:0px 3px 0px 3px;vertical-align:bottom;background-color:#000000;font-weight:bold;color:#ffffff;text-align:center;">(%)</td> <td data-sheets-numberformat='{"1":2,"2":"0","3":1}' data-sheets-value='{"1":2,"2":"(%)"}' style="border-bottom:1px solid #000000;overflow:hidden;padding:0px 3px 0px 3px;vertical-align:bottom;background-color:#000000;font-weight:bold;color:#ffffff;text-align:center;">(%)</td> <td data-sheets-value='{"1":2,"2":"(dB)"}' style="border-bottom:1px solid #000000;overflow:hidden;padding:0px 3px 0px 3px;vertical-align:bottom;background-color:#000000;font-weight:bold;color:#ffffff;text-align:center;">(dB)</td> </tr> <tr style="height:20px;"> <td data-sheets-value='{"1":2,"2":"Acrylic"}' style="border-left:1px solid #000000;overflow:hidden;padding:0px 3px 0px 3px;vertical-align:bottom;">Acrylic</td> <td data-sheets-value='{"1":2,"2":"EW"}' style="overflow:hidden;padding:0px 3px 0px 3px;vertical-align:bottom;">EW</td> <td data-sheets-value='{"1":2,"2":"Clear (H)"}' style="overflow:hidden;padding:0px 3px 0px 3px;vertical-align:bottom;">Clear (H)</td> <td data-sheets-numberformat='{"1":2,"2":"0.00","3":1}' data-sheets-value='{"1":3,"3":1.19}' style="overflow:hidden;padding:0px 3px 0px 3px;vertical-align:bottom;text-align:center;">1.19</td> <td data-sheets-numberformat='{"1":2,"2":"0","3":1}' data-sheets-value='{"1":3,"3":36.9}' style="overflow:hidden;padding:0px 3px 0px 3px;vertical-align:bottom;text-align:center;">37</td> <td data-sheets-numberformat='{"1":2,"2":"0","3":1}' data-sheets-value='{"1":3,"3":57.42}' style="overflow:hidden;padding:0px 3px 0px 3px;vertical-align:bottom;text-align:center;">57</td> <td data-sheets-value='{"1":3,"3":24}' style="border-right:1px solid #000000;overflow:hidden;padding:0px 3px 0px 3px;vertical-align:bottom;text-align:center;">24</td> </tr> <tr style="height:20px;"> <td data-sheets-value='{"1":2,"2":"PMMA"}' style="border-left:1px solid #000000;overflow:hidden;padding:0px 3px 0px 3px;vertical-align:bottom;">PMMA</td> <td style="overflow:hidden;padding:0px 3px 0px 3px;vertical-align:bottom;"></td> <td data-sheets-value='{"1":2,"2":"Opal (O)"}' style="overflow:hidden;padding:0px 3px 0px 3px;vertical-align:bottom;">Opal (O)</td> <td data-sheets-numberformat='{"1":2,"2":"0.00","3":1}' data-sheets-value='{"1":3,"3":1.19}' style="overflow:hidden;padding:0px 3px 0px 3px;vertical-align:bottom;text-align:center;">1.19</td> <td data-sheets-numberformat='{"1":2,"2":"0","3":1}' data-sheets-value='{"1":3,"3":34.03}' style="overflow:hidden;padding:0px 3px 0px 3px;vertical-align:bottom;text-align:center;">34</td> <td data-sheets-numberformat='{"1":2,"2":"0","3":1}' data-sheets-value='{"1":3,"3":50.160000000000004}' style="overflow:hidden;padding:0px 3px 0px 3px;vertical-align:bottom;text-align:center;">50</td> <td data-sheets-value='{"1":3,"3":24}' style="border-right:1px solid #000000;overflow:hidden;padding:0px 3px 0px 3px;vertical-align:bottom;text-align:center;">24</td> </tr> <tr style="height:20px;"> <td style="border-left:1px solid #000000;overflow:hidden;padding:0px 3px 0px 3px;vertical-align:bottom;"></td> <td data-sheets-value='{"1":2,"2":"DW"}' style="overflow:hidden;padding:0px 3px 0px 3px;vertical-align:bottom;">DW</td> <td data-sheets-value='{"1":2,"2":"Clear (H/H)"}' style="overflow:hidden;padding:0px 3px 0px 3px;vertical-align:bottom;">Clear (H/H)</td> <td data-sheets-numberformat='{"1":2,"2":"0.00","3":1}' data-sheets-value='{"1":3,"3":0.98}' style="overflow:hidden;padding:0px 3px 0px 3px;vertical-align:bottom;text-align:center;">0.98</td> <td data-sheets-numberformat='{"1":2,"2":"0","3":1}' data-sheets-value='{"1":3,"3":33.21}' style="overflow:hidden;padding:0px 3px 0px 3px;vertical-align:bottom;text-align:center;">33</td> <td data-sheets-numberformat='{"1":2,"2":"0","3":1}' data-sheets-value='{"1":3,"3":49.5}' style="overflow:hidden;padding:0px 3px 0px 3px;vertical-align:bottom;text-align:center;">50</td> <td data-sheets-value='{"1":3,"3":26}' style="border-right:1px solid #000000;overflow:hidden;padding:0px 3px 0px 3px;vertical-align:bottom;text-align:center;">26</td> </tr> <tr style="height:20px;"> <td style="border-bottom:1px solid #000000;border-left:1px solid #000000;overflow:hidden;padding:0px 3px 0px 3px;vertical-align:bottom;"></td> <td style="border-bottom:1px solid #000000;overflow:hidden;padding:0px 3px 0px 3px;vertical-align:bottom;"></td> <td data-sheets-value='{"1":2,"2":"Opal (O/O)"}' style="border-bottom:1px solid #000000;overflow:hidden;padding:0px 3px 0px 3px;vertical-align:bottom;">Opal (O/O)</td> <td data-sheets-numberformat='{"1":2,"2":"0.00","3":1}' data-sheets-value='{"1":3,"3":0.98}' style="border-bottom:1px solid #000000;overflow:hidden;padding:0px 3px 0px 3px;vertical-align:bottom;text-align:center;">0.98</td> <td data-sheets-numberformat='{"1":2,"2":"0","3":1}' data-sheets-value='{"1":3,"3":28.29}' style="border-bottom:1px solid #000000;overflow:hidden;padding:0px 3px 0px 3px;vertical-align:bottom;text-align:center;">28</td> <td data-sheets-numberformat='{"1":2,"2":"0","3":1}' data-sheets-value='{"1":3,"3":38.28}' style="border-bottom:1px solid #000000;overflow:hidden;padding:0px 3px 0px 3px;vertical-align:bottom;text-align:center;">38</td> <td data-sheets-value='{"1":3,"3":26}' style="border-right:1px solid #000000;border-bottom:1px solid #000000;overflow:hidden;padding:0px 3px 0px 3px;vertical-align:bottom;text-align:center;">26</td> </tr> <tr style="height:20px;"> <td data-sheets-value='{"1":2,"2":"Polycarbonate "}' style="border-left:1px solid #000000;overflow:hidden;padding:0px 3px 0px 3px;vertical-align:bottom;">Polycarbonate </td> <td data-sheets-value='{"1":2,"2":"EW"}' style="overflow:hidden;padding:0px 3px 0px 3px;vertical-align:bottom;">EW</td> <td data-sheets-value='{"1":2,"2":"Clear (A)"}' style="overflow:hidden;padding:0px 3px 0px 3px;vertical-align:bottom;">Clear (A)</td> <td data-sheets-numberformat='{"1":2,"2":"0.00","3":1}' data-sheets-value='{"1":3,"3":1.19}' style="overflow:hidden;padding:0px 3px 0px 3px;vertical-align:bottom;text-align:center;">1.19</td> <td data-sheets-numberformat='{"1":2,"2":"0","3":1}' data-sheets-value='{"1":3,"3":36.08}' style="overflow:hidden;padding:0px 3px 0px 3px;vertical-align:bottom;text-align:center;">36</td> <td data-sheets-numberformat='{"1":2,"2":"0","3":1}' data-sheets-value='{"1":3,"3":54.78}' style="overflow:hidden;padding:0px 3px 0px 3px;vertical-align:bottom;text-align:center;">55</td> <td data-sheets-value='{"1":3,"3":24}' style="border-right:1px solid #000000;overflow:hidden;padding:0px 3px 0px 3px;vertical-align:bottom;text-align:center;">24</td> </tr> <tr style="height:20px;"> <td data-sheets-value='{"1":2,"2":"PC"}' style="border-left:1px solid #000000;overflow:hidden;padding:0px 3px 0px 3px;vertical-align:bottom;">PC</td> <td style="overflow:hidden;padding:0px 3px 0px 3px;vertical-align:bottom;"></td> <td data-sheets-value='{"1":2,"2":"Opal (D)"}' style="overflow:hidden;padding:0px 3px 0px 3px;vertical-align:bottom;">Opal (D)</td> <td data-sheets-numberformat='{"1":2,"2":"0.00","3":1}' data-sheets-value='{"1":3,"3":1.19}' style="overflow:hidden;padding:0px 3px 0px 3px;vertical-align:bottom;text-align:center;">1.19</td> <td data-sheets-numberformat='{"1":2,"2":"0","3":1}' data-sheets-value='{"1":3,"3":23.779999999999998}' style="overflow:hidden;padding:0px 3px 0px 3px;vertical-align:bottom;text-align:center;">24</td> <td data-sheets-numberformat='{"1":2,"2":"0","3":1}' data-sheets-value='{"1":3,"3":39.6}' style="overflow:hidden;padding:0px 3px 0px 3px;vertical-align:bottom;text-align:center;">40</td> <td data-sheets-value='{"1":3,"3":24}' style="border-right:1px solid #000000;overflow:hidden;padding:0px 3px 0px 3px;vertical-align:bottom;text-align:center;">24</td> </tr> <tr style="height:20px;"> <td style="border-left:1px solid #000000;overflow:hidden;padding:0px 3px 0px 3px;vertical-align:bottom;"></td> <td data-sheets-value='{"1":2,"2":"DW"}' style="overflow:hidden;padding:0px 3px 0px 3px;vertical-align:bottom;">DW</td> <td data-sheets-value='{"1":2,"2":"Clear (A/H)"}' style="overflow:hidden;padding:0px 3px 0px 3px;vertical-align:bottom;">Clear (A/H)</td> <td data-sheets-numberformat='{"1":2,"2":"0.00","3":1}' data-sheets-value='{"1":3,"3":0.98}' style="overflow:hidden;padding:0px 3px 0px 3px;vertical-align:bottom;text-align:center;">0.98</td> <td data-sheets-numberformat='{"1":2,"2":"0","3":1}' data-sheets-value='{"1":3,"3":32.39}' style="overflow:hidden;padding:0px 3px 0px 3px;vertical-align:bottom;text-align:center;">32</td> <td data-sheets-numberformat='{"1":2,"2":"0","3":1}' data-sheets-value='{"1":3,"3":47.52}' style="overflow:hidden;padding:0px 3px 0px 3px;vertical-align:bottom;text-align:center;">48</td> <td data-sheets-value='{"1":3,"3":26}' style="border-right:1px solid #000000;overflow:hidden;padding:0px 3px 0px 3px;vertical-align:bottom;text-align:center;">26</td> </tr> <tr style="height:20px;"> <td style="border-left:1px solid #000000;overflow:hidden;padding:0px 3px 0px 3px;vertical-align:bottom;"></td> <td style="overflow:hidden;padding:0px 3px 0px 3px;vertical-align:bottom;"></td> <td data-sheets-value='{"1":2,"2":"Clear (A/A)"}' style="overflow:hidden;padding:0px 3px 0px 3px;vertical-align:bottom;">Clear (A/A)</td> <td data-sheets-numberformat='{"1":2,"2":"0.00","3":1}' data-sheets-value='{"1":3,"3":0.98}' style="overflow:hidden;padding:0px 3px 0px 3px;vertical-align:bottom;text-align:center;">0.98</td> <td data-sheets-numberformat='{"1":2,"2":"0","3":1}' data-sheets-value='{"1":3,"3":31.569999999999997}' style="overflow:hidden;padding:0px 3px 0px 3px;vertical-align:bottom;text-align:center;">32</td> <td data-sheets-numberformat='{"1":2,"2":"0","3":1}' data-sheets-value='{"1":3,"3":45.54}' style="overflow:hidden;padding:0px 3px 0px 3px;vertical-align:bottom;text-align:center;">46</td> <td data-sheets-value='{"1":3,"3":26}' style="border-right:1px solid #000000;overflow:hidden;padding:0px 3px 0px 3px;vertical-align:bottom;text-align:center;">26</td> </tr> <tr style="height:20px;"> <td style="border-left:1px solid #000000;overflow:hidden;padding:0px 3px 0px 3px;vertical-align:bottom;"></td> <td style="overflow:hidden;padding:0px 3px 0px 3px;vertical-align:bottom;"></td> <td data-sheets-value='{"1":2,"2":"Opal (A/O)"}' style="overflow:hidden;padding:0px 3px 0px 3px;vertical-align:bottom;">Opal (A/O)</td> <td data-sheets-numberformat='{"1":2,"2":"0.00","3":1}' data-sheets-value='{"1":3,"3":0.98}' style="overflow:hidden;padding:0px 3px 0px 3px;vertical-align:bottom;text-align:center;">0.98</td> <td data-sheets-numberformat='{"1":2,"2":"0","3":1}' data-sheets-value='{"1":3,"3":29.93}' style="overflow:hidden;padding:0px 3px 0px 3px;vertical-align:bottom;text-align:center;">30</td> <td data-sheets-numberformat='{"1":2,"2":"0","3":1}' data-sheets-value='{"1":3,"3":41.580000000000005}' style="overflow:hidden;padding:0px 3px 0px 3px;vertical-align:bottom;text-align:center;">42</td> <td data-sheets-value='{"1":3,"3":26}' style="border-right:1px solid #000000;overflow:hidden;padding:0px 3px 0px 3px;vertical-align:bottom;text-align:center;">26</td> </tr> <tr style="height:20px;"> <td style="border-bottom:1px solid #000000;border-left:1px solid #000000;overflow:hidden;padding:0px 3px 0px 3px;vertical-align:bottom;"></td> <td style="border-bottom:1px solid #000000;overflow:hidden;padding:0px 3px 0px 3px;vertical-align:bottom;"></td> <td data-sheets-value='{"1":2,"2":"Opal (A/D)"}' style="border-bottom:1px solid #000000;overflow:hidden;padding:0px 3px 0px 3px;vertical-align:bottom;">Opal (A/D)</td> <td data-sheets-numberformat='{"1":2,"2":"0.00","3":1}' data-sheets-value='{"1":3,"3":0.98}' style="border-bottom:1px solid #000000;overflow:hidden;padding:0px 3px 0px 3px;vertical-align:bottom;text-align:center;">0.98</td> <td data-sheets-numberformat='{"1":2,"2":"0","3":1}' data-sheets-value='{"1":3,"3":20.91}' style="border-bottom:1px solid #000000;overflow:hidden;padding:0px 3px 0px 3px;vertical-align:bottom;text-align:center;">21</td> <td data-sheets-numberformat='{"1":2,"2":"0","3":1}' data-sheets-value='{"1":3,"3":33}' style="border-bottom:1px solid #000000;overflow:hidden;padding:0px 3px 0px 3px;vertical-align:bottom;text-align:center;">33</td> <td data-sheets-value='{"1":3,"3":26}' style="border-right:1px solid #000000;border-bottom:1px solid #000000;overflow:hidden;padding:0px 3px 0px 3px;vertical-align:bottom;text-align:center;">26</td> </tr> <tr style="height:20px;"> <td data-sheets-value='{"1":2,"2":"Polycarbonate"}' style="border-left:1px solid #000000;overflow:hidden;padding:0px 3px 0px 3px;vertical-align:bottom;">Polycarbonate</td> <td data-sheets-value='{"1":2,"2":"EW"}' style="overflow:hidden;padding:0px 3px 0px 3px;vertical-align:bottom;">EW</td> <td data-sheets-value='{"1":2,"2":"Heatstop Opal (T)"}' style="overflow:hidden;padding:0px 3px 0px 3px;vertical-align:bottom;">Heatstop Opal (T)</td> <td data-sheets-numberformat='{"1":2,"2":"0.00","3":1}' data-sheets-value='{"1":3,"3":1.19}' style="overflow:hidden;padding:0px 3px 0px 3px;vertical-align:bottom;text-align:center;">1.19</td> <td data-sheets-numberformat='{"1":2,"2":"0","3":1}' data-sheets-value='{"1":3,"3":20.09}' style="overflow:hidden;padding:0px 3px 0px 3px;vertical-align:bottom;text-align:center;">20</td> <td data-sheets-numberformat='{"1":2,"2":"0","3":1}' data-sheets-value='{"1":3,"3":38.940000000000005}' style="overflow:hidden;padding:0px 3px 0px 3px;vertical-align:bottom;text-align:center;">39</td> <td data-sheets-value='{"1":3,"3":24}' style="border-right:1px solid #000000;overflow:hidden;padding:0px 3px 0px 3px;vertical-align:bottom;text-align:center;">24</td> </tr> <tr style="height:20px;"> <td data-sheets-value='{"1":2,"2":"Heatstop PC"}' style="border-left:1px solid #000000;overflow:hidden;padding:0px 3px 0px 3px;vertical-align:bottom;">Heatstop PC</td> <td data-sheets-value='{"1":2,"2":"DW"}' style="overflow:hidden;padding:0px 3px 0px 3px;vertical-align:bottom;">DW</td> <td data-sheets-value='{"1":2,"2":"Clear (T/H)"}' style="overflow:hidden;padding:0px 3px 0px 3px;vertical-align:bottom;">Clear (T/H)</td> <td data-sheets-numberformat='{"1":2,"2":"0.00","3":1}' data-sheets-value='{"1":3,"3":0.98}' style="overflow:hidden;padding:0px 3px 0px 3px;vertical-align:bottom;text-align:center;">0.98</td> <td data-sheets-numberformat='{"1":2,"2":"0","3":1}' data-sheets-value='{"1":3,"3":18.04}' style="overflow:hidden;padding:0px 3px 0px 3px;vertical-align:bottom;text-align:center;">18</td> <td data-sheets-numberformat='{"1":2,"2":"0","3":1}' data-sheets-value='{"1":3,"3":33.660000000000004}' style="overflow:hidden;padding:0px 3px 0px 3px;vertical-align:bottom;text-align:center;">34</td> <td data-sheets-value='{"1":3,"3":26}' style="border-right:1px solid #000000;overflow:hidden;padding:0px 3px 0px 3px;vertical-align:bottom;text-align:center;">26</td> </tr> <tr style="height:20px;"> <td style="border-bottom:1px solid #000000;border-left:1px solid #000000;overflow:hidden;padding:0px 3px 0px 3px;vertical-align:bottom;"></td> <td style="border-bottom:1px solid #000000;overflow:hidden;padding:0px 3px 0px 3px;vertical-align:bottom;"></td> <td data-sheets-value='{"1":2,"2":"Opal (T/O)"}' style="border-bottom:1px solid #000000;overflow:hidden;padding:0px 3px 0px 3px;vertical-align:bottom;">Opal (T/O)</td> <td data-sheets-numberformat='{"1":2,"2":"0.00","3":1}' data-sheets-value='{"1":3,"3":0.98}' style="border-bottom:1px solid #000000;overflow:hidden;padding:0px 3px 0px 3px;vertical-align:bottom;text-align:center;">0.98</td> <td data-sheets-numberformat='{"1":2,"2":"0","3":1}' data-sheets-value='{"1":3,"3":16.81}' style="border-bottom:1px solid #000000;overflow:hidden;padding:0px 3px 0px 3px;vertical-align:bottom;text-align:center;">17</td> <td data-sheets-numberformat='{"1":2,"2":"0","3":1}' data-sheets-value='{"1":3,"3":29.700000000000003}' style="border-bottom:1px solid #000000;overflow:hidden;padding:0px 3px 0px 3px;vertical-align:bottom;text-align:center;">30</td> <td data-sheets-value='{"1":3,"3":26}' style="border-right:1px solid #000000;border-bottom:1px solid #000000;overflow:hidden;padding:0px 3px 0px 3px;vertical-align:bottom;text-align:center;">26</td> </tr> </tbody></table> | skylux-160-ce-met-koepel-en-metaalopstand-met-lm-motor-pvc-raam-type-ep25-en-windvang-1600-x-2500-mm | 8586002989389 | 46872284430669
Smoke and heat exhaust (SHEV) | SHE system | Skylux | Skylux 160° CE with skylight and metal curb with double LM-actuator, PVC frame type EP25 and spoiler 1600 x 2800 mm |  | 50968 | 5412970509684 | 9994.6 | Yes | 30-45 | 206.84 | 1600 x 2800 mm | 2800 | 1600 |  | metal curb M30 (30 cm high) | Rectangular | 1.19 W/m²K - 0.98 W/m²K | 57% - 30% | 37% - 17% | 24dB - 26dB | 160° CE (for industry) | PVC frame EP25 | with spoiler | E | Double actuator | Maximum double-walled skylight possible for this product | Ut-value LT-value g-value Rw-value EN 1873 : 2014 EN ISO 13468 EN 16153 EN 410 EN 410 EN ISO 140-3 Material Walls Shells (W/m²K) (%) (%) (dB) Acrylic EW Clear (H) 1.19 37 57 24 PMMA Opal (O) 1.19 34 50 24 DW Clear (H/H) 0.98 33 50 26 Opal (O/O) 0.98 28 38 26 Polycarbonate EW Clear (A) 1.19 36 55 24 PC Opal (D) 1.19 24 40 24 DW Clear (A/H) 0.98 32 48 26 Clear (A/A) 0.98 32 46 26 Opal (A/O) 0.98 30 42 26 Opal (A/D) 0.98 21 33 26 Polycarbonate EW Heatstop Opal (T) 1.19 20 39 24 Heatstop PC DW Clear (T/H) 0.98 18 34 26 Opal (T/O) 0.98 17 30 26 | https://skylux.eu/en/products/skylux-160-ce-met-koepel-en-metaalopstand-met-lm-motor-pvc-raam-type-ep25-en-windvang-1600-x-2800-mm | https://skylux.eu/cdn/shop/files/Skylux-160deg-CE-met-koepel-en-metaalopstand-met-dubbele-LM-motor-pvc-raam-type-EP25-en-windvang-1600-x-2800-mm-RWA-systeem.jpg?v=1702977268&width=1600 | https://skylux.eu/cdn/shop/files/e5a82811-1bb0-48e4-a776-cacb59c7c092_0f20d539-e246-4b5d-a608-8d13f644b53d.jpg?v=1688550330&width=1600 | //skylux.eu/cdn/shop/files/E_MH_Mounting_instructions_Skylux_160_CE_LM.pdf?v=12406716259046007223 | //skylux.eu/cdn/shop/files/E_TD_Technical_File_Skylux_Skylux_160_CE_Electric.pdf?v=3667116872303399239 | <style type="text/css" id="isPasted"><!--td {border: 1px solid #cccccc;}br {mso-data-placement:same-cell;}--></style><table border="1" cellpadding="0" cellspacing="0" dir="ltr" style="table-layout:fixed;font-size:10pt;font-family:Arial;border-collapse:collapse;border:none;"><tbody> <tr style="height:20px;"> <td style="overflow:hidden;padding:0px 3px 0px 3px;vertical-align:bottom;"></td> <td style="overflow:hidden;padding:0px 3px 0px 3px;vertical-align:bottom;"></td> <td style="overflow:hidden;padding:0px 3px 0px 3px;vertical-align:bottom;"></td> <td data-sheets-value='{"1":2,"2":"Ut-value"}' style="overflow:hidden;padding:0px 3px 0px 3px;vertical-align:bottom;font-weight:bold;text-align:center;">Ut-value</td> <td data-sheets-value='{"1":2,"2":"LT-value"}' style="overflow:hidden;padding:0px 3px 0px 3px;vertical-align:bottom;font-weight:bold;text-align:center;">LT-value</td> <td data-sheets-value='{"1":2,"2":"g-value"}' style="overflow:hidden;padding:0px 3px 0px 3px;vertical-align:bottom;font-weight:bold;text-align:center;">g-value</td> <td data-sheets-value='{"1":2,"2":"Rw-value "}' style="overflow:hidden;padding:0px 3px 0px 3px;vertical-align:bottom;font-weight:bold;text-align:center;">Rw-value </td> </tr> <tr style="height:20px;"> <td style="overflow:hidden;padding:0px 3px 0px 3px;vertical-align:bottom;"></td> <td style="overflow:hidden;padding:0px 3px 0px 3px;vertical-align:bottom;"></td> <td style="overflow:hidden;padding:0px 3px 0px 3px;vertical-align:bottom;"></td> <td data-sheets-numberformat='{"1":2,"2":"0.00","3":1}' data-sheets-value='{"1":2,"2":"EN 1873 : 2014"}' style="overflow:hidden;padding:0px 3px 0px 3px;vertical-align:bottom;text-align:center;">EN 1873 : 2014</td> <td data-sheets-numberformat='{"1":2,"2":"0","3":1}' data-sheets-value='{"1":2,"2":"EN ISO 13468 EN 16153 EN 410"}' style="overflow:hidden;padding:0px 3px 0px 3px;vertical-align:bottom;text-align:center;">EN ISO 13468 EN 16153 EN 410</td> <td data-sheets-numberformat='{"1":2,"2":"0","3":1}' data-sheets-value='{"1":2,"2":"EN 410"}' style="overflow:hidden;padding:0px 3px 0px 3px;vertical-align:bottom;text-align:center;">EN 410</td> <td data-sheets-value='{"1":2,"2":"EN ISO 140-3\t\t"}' style="overflow:hidden;padding:0px 3px 0px 3px;vertical-align:bottom;text-align:center;">EN ISO 140-3 </td> </tr> <tr style="height:20px;"> <td data-sheets-value='{"1":2,"2":"Material"}' style="border-bottom:1px solid #000000;overflow:hidden;padding:0px 3px 0px 3px;vertical-align:bottom;background-color:#000000;font-weight:bold;color:#ffffff;">Material</td> <td data-sheets-value='{"1":2,"2":"Walls"}' style="border-bottom:1px solid #000000;overflow:hidden;padding:0px 3px 0px 3px;vertical-align:bottom;background-color:#000000;font-weight:bold;color:#ffffff;">Walls</td> <td data-sheets-value='{"1":2,"2":"Shells"}' style="border-bottom:1px solid #000000;overflow:hidden;padding:0px 3px 0px 3px;vertical-align:bottom;background-color:#000000;font-weight:bold;color:#ffffff;">Shells</td> <td data-sheets-numberformat='{"1":2,"2":"0.00","3":1}' data-sheets-value='{"1":2,"2":"(W/m²K)\t"}' style="border-bottom:1px solid #000000;overflow:hidden;padding:0px 3px 0px 3px;vertical-align:bottom;background-color:#000000;font-weight:bold;color:#ffffff;text-align:center;">(W/m²K) </td> <td data-sheets-numberformat='{"1":2,"2":"0","3":1}' data-sheets-value='{"1":2,"2":"(%)"}' style="border-bottom:1px solid #000000;overflow:hidden;padding:0px 3px 0px 3px;vertical-align:bottom;background-color:#000000;font-weight:bold;color:#ffffff;text-align:center;">(%)</td> <td data-sheets-numberformat='{"1":2,"2":"0","3":1}' data-sheets-value='{"1":2,"2":"(%)"}' style="border-bottom:1px solid #000000;overflow:hidden;padding:0px 3px 0px 3px;vertical-align:bottom;background-color:#000000;font-weight:bold;color:#ffffff;text-align:center;">(%)</td> <td data-sheets-value='{"1":2,"2":"(dB)"}' style="border-bottom:1px solid #000000;overflow:hidden;padding:0px 3px 0px 3px;vertical-align:bottom;background-color:#000000;font-weight:bold;color:#ffffff;text-align:center;">(dB)</td> </tr> <tr style="height:20px;"> <td data-sheets-value='{"1":2,"2":"Acrylic"}' style="border-left:1px solid #000000;overflow:hidden;padding:0px 3px 0px 3px;vertical-align:bottom;">Acrylic</td> <td data-sheets-value='{"1":2,"2":"EW"}' style="overflow:hidden;padding:0px 3px 0px 3px;vertical-align:bottom;">EW</td> <td data-sheets-value='{"1":2,"2":"Clear (H)"}' style="overflow:hidden;padding:0px 3px 0px 3px;vertical-align:bottom;">Clear (H)</td> <td data-sheets-numberformat='{"1":2,"2":"0.00","3":1}' data-sheets-value='{"1":3,"3":1.19}' style="overflow:hidden;padding:0px 3px 0px 3px;vertical-align:bottom;text-align:center;">1.19</td> <td data-sheets-numberformat='{"1":2,"2":"0","3":1}' data-sheets-value='{"1":3,"3":36.9}' style="overflow:hidden;padding:0px 3px 0px 3px;vertical-align:bottom;text-align:center;">37</td> <td data-sheets-numberformat='{"1":2,"2":"0","3":1}' data-sheets-value='{"1":3,"3":57.42}' style="overflow:hidden;padding:0px 3px 0px 3px;vertical-align:bottom;text-align:center;">57</td> <td data-sheets-value='{"1":3,"3":24}' style="border-right:1px solid #000000;overflow:hidden;padding:0px 3px 0px 3px;vertical-align:bottom;text-align:center;">24</td> </tr> <tr style="height:20px;"> <td data-sheets-value='{"1":2,"2":"PMMA"}' style="border-left:1px solid #000000;overflow:hidden;padding:0px 3px 0px 3px;vertical-align:bottom;">PMMA</td> <td style="overflow:hidden;padding:0px 3px 0px 3px;vertical-align:bottom;"></td> <td data-sheets-value='{"1":2,"2":"Opal (O)"}' style="overflow:hidden;padding:0px 3px 0px 3px;vertical-align:bottom;">Opal (O)</td> <td data-sheets-numberformat='{"1":2,"2":"0.00","3":1}' data-sheets-value='{"1":3,"3":1.19}' style="overflow:hidden;padding:0px 3px 0px 3px;vertical-align:bottom;text-align:center;">1.19</td> <td data-sheets-numberformat='{"1":2,"2":"0","3":1}' data-sheets-value='{"1":3,"3":34.03}' style="overflow:hidden;padding:0px 3px 0px 3px;vertical-align:bottom;text-align:center;">34</td> <td data-sheets-numberformat='{"1":2,"2":"0","3":1}' data-sheets-value='{"1":3,"3":50.160000000000004}' style="overflow:hidden;padding:0px 3px 0px 3px;vertical-align:bottom;text-align:center;">50</td> <td data-sheets-value='{"1":3,"3":24}' style="border-right:1px solid #000000;overflow:hidden;padding:0px 3px 0px 3px;vertical-align:bottom;text-align:center;">24</td> </tr> <tr style="height:20px;"> <td style="border-left:1px solid #000000;overflow:hidden;padding:0px 3px 0px 3px;vertical-align:bottom;"></td> <td data-sheets-value='{"1":2,"2":"DW"}' style="overflow:hidden;padding:0px 3px 0px 3px;vertical-align:bottom;">DW</td> <td data-sheets-value='{"1":2,"2":"Clear (H/H)"}' style="overflow:hidden;padding:0px 3px 0px 3px;vertical-align:bottom;">Clear (H/H)</td> <td data-sheets-numberformat='{"1":2,"2":"0.00","3":1}' data-sheets-value='{"1":3,"3":0.98}' style="overflow:hidden;padding:0px 3px 0px 3px;vertical-align:bottom;text-align:center;">0.98</td> <td data-sheets-numberformat='{"1":2,"2":"0","3":1}' data-sheets-value='{"1":3,"3":33.21}' style="overflow:hidden;padding:0px 3px 0px 3px;vertical-align:bottom;text-align:center;">33</td> <td data-sheets-numberformat='{"1":2,"2":"0","3":1}' data-sheets-value='{"1":3,"3":49.5}' style="overflow:hidden;padding:0px 3px 0px 3px;vertical-align:bottom;text-align:center;">50</td> <td data-sheets-value='{"1":3,"3":26}' style="border-right:1px solid #000000;overflow:hidden;padding:0px 3px 0px 3px;vertical-align:bottom;text-align:center;">26</td> </tr> <tr style="height:20px;"> <td style="border-bottom:1px solid #000000;border-left:1px solid #000000;overflow:hidden;padding:0px 3px 0px 3px;vertical-align:bottom;"></td> <td style="border-bottom:1px solid #000000;overflow:hidden;padding:0px 3px 0px 3px;vertical-align:bottom;"></td> <td data-sheets-value='{"1":2,"2":"Opal (O/O)"}' style="border-bottom:1px solid #000000;overflow:hidden;padding:0px 3px 0px 3px;vertical-align:bottom;">Opal (O/O)</td> <td data-sheets-numberformat='{"1":2,"2":"0.00","3":1}' data-sheets-value='{"1":3,"3":0.98}' style="border-bottom:1px solid #000000;overflow:hidden;padding:0px 3px 0px 3px;vertical-align:bottom;text-align:center;">0.98</td> <td data-sheets-numberformat='{"1":2,"2":"0","3":1}' data-sheets-value='{"1":3,"3":28.29}' style="border-bottom:1px solid #000000;overflow:hidden;padding:0px 3px 0px 3px;vertical-align:bottom;text-align:center;">28</td> <td data-sheets-numberformat='{"1":2,"2":"0","3":1}' data-sheets-value='{"1":3,"3":38.28}' style="border-bottom:1px solid #000000;overflow:hidden;padding:0px 3px 0px 3px;vertical-align:bottom;text-align:center;">38</td> <td data-sheets-value='{"1":3,"3":26}' style="border-right:1px solid #000000;border-bottom:1px solid #000000;overflow:hidden;padding:0px 3px 0px 3px;vertical-align:bottom;text-align:center;">26</td> </tr> <tr style="height:20px;"> <td data-sheets-value='{"1":2,"2":"Polycarbonate "}' style="border-left:1px solid #000000;overflow:hidden;padding:0px 3px 0px 3px;vertical-align:bottom;">Polycarbonate </td> <td data-sheets-value='{"1":2,"2":"EW"}' style="overflow:hidden;padding:0px 3px 0px 3px;vertical-align:bottom;">EW</td> <td data-sheets-value='{"1":2,"2":"Clear (A)"}' style="overflow:hidden;padding:0px 3px 0px 3px;vertical-align:bottom;">Clear (A)</td> <td data-sheets-numberformat='{"1":2,"2":"0.00","3":1}' data-sheets-value='{"1":3,"3":1.19}' style="overflow:hidden;padding:0px 3px 0px 3px;vertical-align:bottom;text-align:center;">1.19</td> <td data-sheets-numberformat='{"1":2,"2":"0","3":1}' data-sheets-value='{"1":3,"3":36.08}' style="overflow:hidden;padding:0px 3px 0px 3px;vertical-align:bottom;text-align:center;">36</td> <td data-sheets-numberformat='{"1":2,"2":"0","3":1}' data-sheets-value='{"1":3,"3":54.78}' style="overflow:hidden;padding:0px 3px 0px 3px;vertical-align:bottom;text-align:center;">55</td> <td data-sheets-value='{"1":3,"3":24}' style="border-right:1px solid #000000;overflow:hidden;padding:0px 3px 0px 3px;vertical-align:bottom;text-align:center;">24</td> </tr> <tr style="height:20px;"> <td data-sheets-value='{"1":2,"2":"PC"}' style="border-left:1px solid #000000;overflow:hidden;padding:0px 3px 0px 3px;vertical-align:bottom;">PC</td> <td style="overflow:hidden;padding:0px 3px 0px 3px;vertical-align:bottom;"></td> <td data-sheets-value='{"1":2,"2":"Opal (D)"}' style="overflow:hidden;padding:0px 3px 0px 3px;vertical-align:bottom;">Opal (D)</td> <td data-sheets-numberformat='{"1":2,"2":"0.00","3":1}' data-sheets-value='{"1":3,"3":1.19}' style="overflow:hidden;padding:0px 3px 0px 3px;vertical-align:bottom;text-align:center;">1.19</td> <td data-sheets-numberformat='{"1":2,"2":"0","3":1}' data-sheets-value='{"1":3,"3":23.779999999999998}' style="overflow:hidden;padding:0px 3px 0px 3px;vertical-align:bottom;text-align:center;">24</td> <td data-sheets-numberformat='{"1":2,"2":"0","3":1}' data-sheets-value='{"1":3,"3":39.6}' style="overflow:hidden;padding:0px 3px 0px 3px;vertical-align:bottom;text-align:center;">40</td> <td data-sheets-value='{"1":3,"3":24}' style="border-right:1px solid #000000;overflow:hidden;padding:0px 3px 0px 3px;vertical-align:bottom;text-align:center;">24</td> </tr> <tr style="height:20px;"> <td style="border-left:1px solid #000000;overflow:hidden;padding:0px 3px 0px 3px;vertical-align:bottom;"></td> <td data-sheets-value='{"1":2,"2":"DW"}' style="overflow:hidden;padding:0px 3px 0px 3px;vertical-align:bottom;">DW</td> <td data-sheets-value='{"1":2,"2":"Clear (A/H)"}' style="overflow:hidden;padding:0px 3px 0px 3px;vertical-align:bottom;">Clear (A/H)</td> <td data-sheets-numberformat='{"1":2,"2":"0.00","3":1}' data-sheets-value='{"1":3,"3":0.98}' style="overflow:hidden;padding:0px 3px 0px 3px;vertical-align:bottom;text-align:center;">0.98</td> <td data-sheets-numberformat='{"1":2,"2":"0","3":1}' data-sheets-value='{"1":3,"3":32.39}' style="overflow:hidden;padding:0px 3px 0px 3px;vertical-align:bottom;text-align:center;">32</td> <td data-sheets-numberformat='{"1":2,"2":"0","3":1}' data-sheets-value='{"1":3,"3":47.52}' style="overflow:hidden;padding:0px 3px 0px 3px;vertical-align:bottom;text-align:center;">48</td> <td data-sheets-value='{"1":3,"3":26}' style="border-right:1px solid #000000;overflow:hidden;padding:0px 3px 0px 3px;vertical-align:bottom;text-align:center;">26</td> </tr> <tr style="height:20px;"> <td style="border-left:1px solid #000000;overflow:hidden;padding:0px 3px 0px 3px;vertical-align:bottom;"></td> <td style="overflow:hidden;padding:0px 3px 0px 3px;vertical-align:bottom;"></td> <td data-sheets-value='{"1":2,"2":"Clear (A/A)"}' style="overflow:hidden;padding:0px 3px 0px 3px;vertical-align:bottom;">Clear (A/A)</td> <td data-sheets-numberformat='{"1":2,"2":"0.00","3":1}' data-sheets-value='{"1":3,"3":0.98}' style="overflow:hidden;padding:0px 3px 0px 3px;vertical-align:bottom;text-align:center;">0.98</td> <td data-sheets-numberformat='{"1":2,"2":"0","3":1}' data-sheets-value='{"1":3,"3":31.569999999999997}' style="overflow:hidden;padding:0px 3px 0px 3px;vertical-align:bottom;text-align:center;">32</td> <td data-sheets-numberformat='{"1":2,"2":"0","3":1}' data-sheets-value='{"1":3,"3":45.54}' style="overflow:hidden;padding:0px 3px 0px 3px;vertical-align:bottom;text-align:center;">46</td> <td data-sheets-value='{"1":3,"3":26}' style="border-right:1px solid #000000;overflow:hidden;padding:0px 3px 0px 3px;vertical-align:bottom;text-align:center;">26</td> </tr> <tr style="height:20px;"> <td style="border-left:1px solid #000000;overflow:hidden;padding:0px 3px 0px 3px;vertical-align:bottom;"></td> <td style="overflow:hidden;padding:0px 3px 0px 3px;vertical-align:bottom;"></td> <td data-sheets-value='{"1":2,"2":"Opal (A/O)"}' style="overflow:hidden;padding:0px 3px 0px 3px;vertical-align:bottom;">Opal (A/O)</td> <td data-sheets-numberformat='{"1":2,"2":"0.00","3":1}' data-sheets-value='{"1":3,"3":0.98}' style="overflow:hidden;padding:0px 3px 0px 3px;vertical-align:bottom;text-align:center;">0.98</td> <td data-sheets-numberformat='{"1":2,"2":"0","3":1}' data-sheets-value='{"1":3,"3":29.93}' style="overflow:hidden;padding:0px 3px 0px 3px;vertical-align:bottom;text-align:center;">30</td> <td data-sheets-numberformat='{"1":2,"2":"0","3":1}' data-sheets-value='{"1":3,"3":41.580000000000005}' style="overflow:hidden;padding:0px 3px 0px 3px;vertical-align:bottom;text-align:center;">42</td> <td data-sheets-value='{"1":3,"3":26}' style="border-right:1px solid #000000;overflow:hidden;padding:0px 3px 0px 3px;vertical-align:bottom;text-align:center;">26</td> </tr> <tr style="height:20px;"> <td style="border-bottom:1px solid #000000;border-left:1px solid #000000;overflow:hidden;padding:0px 3px 0px 3px;vertical-align:bottom;"></td> <td style="border-bottom:1px solid #000000;overflow:hidden;padding:0px 3px 0px 3px;vertical-align:bottom;"></td> <td data-sheets-value='{"1":2,"2":"Opal (A/D)"}' style="border-bottom:1px solid #000000;overflow:hidden;padding:0px 3px 0px 3px;vertical-align:bottom;">Opal (A/D)</td> <td data-sheets-numberformat='{"1":2,"2":"0.00","3":1}' data-sheets-value='{"1":3,"3":0.98}' style="border-bottom:1px solid #000000;overflow:hidden;padding:0px 3px 0px 3px;vertical-align:bottom;text-align:center;">0.98</td> <td data-sheets-numberformat='{"1":2,"2":"0","3":1}' data-sheets-value='{"1":3,"3":20.91}' style="border-bottom:1px solid #000000;overflow:hidden;padding:0px 3px 0px 3px;vertical-align:bottom;text-align:center;">21</td> <td data-sheets-numberformat='{"1":2,"2":"0","3":1}' data-sheets-value='{"1":3,"3":33}' style="border-bottom:1px solid #000000;overflow:hidden;padding:0px 3px 0px 3px;vertical-align:bottom;text-align:center;">33</td> <td data-sheets-value='{"1":3,"3":26}' style="border-right:1px solid #000000;border-bottom:1px solid #000000;overflow:hidden;padding:0px 3px 0px 3px;vertical-align:bottom;text-align:center;">26</td> </tr> <tr style="height:20px;"> <td data-sheets-value='{"1":2,"2":"Polycarbonate"}' style="border-left:1px solid #000000;overflow:hidden;padding:0px 3px 0px 3px;vertical-align:bottom;">Polycarbonate</td> <td data-sheets-value='{"1":2,"2":"EW"}' style="overflow:hidden;padding:0px 3px 0px 3px;vertical-align:bottom;">EW</td> <td data-sheets-value='{"1":2,"2":"Heatstop Opal (T)"}' style="overflow:hidden;padding:0px 3px 0px 3px;vertical-align:bottom;">Heatstop Opal (T)</td> <td data-sheets-numberformat='{"1":2,"2":"0.00","3":1}' data-sheets-value='{"1":3,"3":1.19}' style="overflow:hidden;padding:0px 3px 0px 3px;vertical-align:bottom;text-align:center;">1.19</td> <td data-sheets-numberformat='{"1":2,"2":"0","3":1}' data-sheets-value='{"1":3,"3":20.09}' style="overflow:hidden;padding:0px 3px 0px 3px;vertical-align:bottom;text-align:center;">20</td> <td data-sheets-numberformat='{"1":2,"2":"0","3":1}' data-sheets-value='{"1":3,"3":38.940000000000005}' style="overflow:hidden;padding:0px 3px 0px 3px;vertical-align:bottom;text-align:center;">39</td> <td data-sheets-value='{"1":3,"3":24}' style="border-right:1px solid #000000;overflow:hidden;padding:0px 3px 0px 3px;vertical-align:bottom;text-align:center;">24</td> </tr> <tr style="height:20px;"> <td data-sheets-value='{"1":2,"2":"Heatstop PC"}' style="border-left:1px solid #000000;overflow:hidden;padding:0px 3px 0px 3px;vertical-align:bottom;">Heatstop PC</td> <td data-sheets-value='{"1":2,"2":"DW"}' style="overflow:hidden;padding:0px 3px 0px 3px;vertical-align:bottom;">DW</td> <td data-sheets-value='{"1":2,"2":"Clear (T/H)"}' style="overflow:hidden;padding:0px 3px 0px 3px;vertical-align:bottom;">Clear (T/H)</td> <td data-sheets-numberformat='{"1":2,"2":"0.00","3":1}' data-sheets-value='{"1":3,"3":0.98}' style="overflow:hidden;padding:0px 3px 0px 3px;vertical-align:bottom;text-align:center;">0.98</td> <td data-sheets-numberformat='{"1":2,"2":"0","3":1}' data-sheets-value='{"1":3,"3":18.04}' style="overflow:hidden;padding:0px 3px 0px 3px;vertical-align:bottom;text-align:center;">18</td> <td data-sheets-numberformat='{"1":2,"2":"0","3":1}' data-sheets-value='{"1":3,"3":33.660000000000004}' style="overflow:hidden;padding:0px 3px 0px 3px;vertical-align:bottom;text-align:center;">34</td> <td data-sheets-value='{"1":3,"3":26}' style="border-right:1px solid #000000;overflow:hidden;padding:0px 3px 0px 3px;vertical-align:bottom;text-align:center;">26</td> </tr> <tr style="height:20px;"> <td style="border-bottom:1px solid #000000;border-left:1px solid #000000;overflow:hidden;padding:0px 3px 0px 3px;vertical-align:bottom;"></td> <td style="border-bottom:1px solid #000000;overflow:hidden;padding:0px 3px 0px 3px;vertical-align:bottom;"></td> <td data-sheets-value='{"1":2,"2":"Opal (T/O)"}' style="border-bottom:1px solid #000000;overflow:hidden;padding:0px 3px 0px 3px;vertical-align:bottom;">Opal (T/O)</td> <td data-sheets-numberformat='{"1":2,"2":"0.00","3":1}' data-sheets-value='{"1":3,"3":0.98}' style="border-bottom:1px solid #000000;overflow:hidden;padding:0px 3px 0px 3px;vertical-align:bottom;text-align:center;">0.98</td> <td data-sheets-numberformat='{"1":2,"2":"0","3":1}' data-sheets-value='{"1":3,"3":16.81}' style="border-bottom:1px solid #000000;overflow:hidden;padding:0px 3px 0px 3px;vertical-align:bottom;text-align:center;">17</td> <td data-sheets-numberformat='{"1":2,"2":"0","3":1}' data-sheets-value='{"1":3,"3":29.700000000000003}' style="border-bottom:1px solid #000000;overflow:hidden;padding:0px 3px 0px 3px;vertical-align:bottom;text-align:center;">30</td> <td data-sheets-value='{"1":3,"3":26}' style="border-right:1px solid #000000;border-bottom:1px solid #000000;overflow:hidden;padding:0px 3px 0px 3px;vertical-align:bottom;text-align:center;">26</td> </tr> </tbody></table> | skylux-160-ce-met-koepel-en-metaalopstand-met-lm-motor-pvc-raam-type-ep25-en-windvang-1600-x-2800-mm | 8586003022157 | 46872284496205
Smoke and heat exhaust (SHEV) | SHE system | Skylux | Skylux 160° CE with skylight and metal curb with LM-actuator - iDome 0700 x 1000 mm |  | 83655 | 5412970836551 | 3724.4 | Yes | 30-45 | 88.71 | 700 x 1000 mm | 1000 | 700 |  | metal curb M30 (30 cm high) | Rectangular | 0.93 W/m²K | 46% - 31% | 68% - 37% | 40dB | 160° CE (for industry) | iDome | without spoiler | E | Single actuator | Maximum single-walled skylight possible for this product | Number of walls Double glazing+ plastic skylight (max. single-walled) Insulation value (Ug-value) 0.93 W/m²K in combination with a single-walled skylight Burglar-resistant Yes Fall-through safety Only in combination with a polycarbonate plastic skylight Acoustic value Rw 40 dB LT-value 68% in combination with a single-walled clear acrylic skylight 62% in combination with a single-walled opal acrylic skylight 66% in combination with a single-walled clear polycarbonate skylight 44% in combination with a single-walled opal polycarbonate skylight g-value 46% in combination with a single-walled clear acrylic skylight 40% in combination with a single-walled opal acrylic skylight 44% in combination with a single-walled clear polycarbonate skylight 32% in combination with a single-walled opal polycarbonate skylight Shape Spherical Guarantee 10 years | https://skylux.eu/en/products/skylux-160-ce-met-koepel-en-metaalopstand-met-lm-motor-idome-0700-x-1000-mm | https://skylux.eu/cdn/shop/files/Skylux-160deg-CE-met-koepel-en-metaalopstand-met-LM-motor-iDome-0700-x-1000-mm-RWA-systeem.jpg?v=1702977273&width=1600 | https://skylux.eu/cdn/shop/files/e5a82811-1bb0-48e4-a776-cacb59c7c092_1478f4f6-ea29-4137-a70c-102b0c14adb6.jpg?v=1688550331&width=1600 | //skylux.eu/cdn/shop/files/E_MH_Mounting_instructions_Skylux_160_CE_LM.pdf?v=12406716259046007223 | //skylux.eu/cdn/shop/files/E_TD_Technical_File_Skylux_Skylux_160_CE_Electric.pdf?v=3667116872303399239 | <table><tbody> <tr> <td>Number of walls</td> <td>Double glazing+ plastic skylight (max. single-walled)</td> </tr> <tr> <td>Insulation value (Ug-value)</td> <td>0.93 W/m²K in combination with a single-walled skylight</td> </tr> <tr> <td>Burglar-resistant</td> <td>Yes</td> </tr> <tr> <td>Fall-through safety</td> <td>Only in combination with a <a href="">polycarbonate plastic skylight</a> </td> </tr> <tr> <td>Acoustic value Rw</td> <td>40 dB</td> </tr> <tr> <td>LT-value</td> <td> <p>68% in combination with a single-walled clear acrylic skylight<br> 62% in combination with a single-walled opal acrylic skylight<br> 66% in combination with a single-walled clear polycarbonate skylight<br> 44% in combination with a single-walled opal polycarbonate skylight</p> </td> </tr> <tr> <td>g-value</td> <td>46% in combination with a single-walled clear acrylic skylight<br> 40% in combination with a single-walled opal acrylic skylight<br> 44% in combination with a single-walled clear polycarbonate skylight<br> 32% in combination with a single-walled opal polycarbonate skylight</td> </tr> <tr> <td>Shape</td> <td>Spherical</td> </tr> <tr> <td>Guarantee</td> <td>10 years</td> </tr> </tbody></table> | skylux-160-ce-met-koepel-en-metaalopstand-met-lm-motor-idome-0700-x-1000-mm | 8586003087693 | 46872284561741
Smoke and heat exhaust (SHEV) | SHE system | Skylux | Skylux 160° CE with skylight and metal curb with LM-actuator - iDome 1000 x 1000 mm |  | 83676 | 5412970836766 | 4126.1 | Yes | 30-45 | 107.26 | 1000 x 1000 mm | 1000 | 1000 |  | metal curb M30 (30 cm high) | Square | 0.93 W/m²K | 46% - 31% | 68% - 37% | 40dB | 160° CE (for industry) | iDome | without spoiler | E | Single actuator | Maximum single-walled skylight possible for this product | Number of walls Double glazing+ plastic skylight (max. single-walled) Insulation value (Ug-value) 0.93 W/m²K in combination with a single-walled skylight Burglar-resistant Yes Fall-through safety Only in combination with a polycarbonate plastic skylight Acoustic value Rw 40 dB LT-value 68% in combination with a single-walled clear acrylic skylight 62% in combination with a single-walled opal acrylic skylight 66% in combination with a single-walled clear polycarbonate skylight 44% in combination with a single-walled opal polycarbonate skylight g-value 46% in combination with a single-walled clear acrylic skylight 40% in combination with a single-walled opal acrylic skylight 44% in combination with a single-walled clear polycarbonate skylight 32% in combination with a single-walled opal polycarbonate skylight Shape Spherical Guarantee 10 years | https://skylux.eu/en/products/skylux-160-ce-met-koepel-en-metaalopstand-met-lm-motor-idome-1000-x-1000-mm | https://skylux.eu/cdn/shop/files/Skylux-160deg-CE-met-koepel-en-metaalopstand-met-LM-motor-iDome-1000-x-1000-mm-RWA-systeem.jpg?v=1702977294&width=1600 | https://skylux.eu/cdn/shop/files/e5a82811-1bb0-48e4-a776-cacb59c7c092_eaeb51fc-ff82-4da1-8d54-51fe311027c5.jpg?v=1688550338&width=1600 | //skylux.eu/cdn/shop/files/E_MH_Mounting_instructions_Skylux_160_CE_LM.pdf?v=12406716259046007223 | //skylux.eu/cdn/shop/files/E_TD_Technical_File_Skylux_Skylux_160_CE_Electric.pdf?v=3667116872303399239 | <table><tbody> <tr> <td>Number of walls</td> <td>Double glazing+ plastic skylight (max. single-walled)</td> </tr> <tr> <td>Insulation value (Ug-value)</td> <td>0.93 W/m²K in combination with a single-walled skylight</td> </tr> <tr> <td>Burglar-resistant</td> <td>Yes</td> </tr> <tr> <td>Fall-through safety</td> <td>Only in combination with a <a href="">polycarbonate plastic skylight</a> </td> </tr> <tr> <td>Acoustic value Rw</td> <td>40 dB</td> </tr> <tr> <td>LT-value</td> <td> <p>68% in combination with a single-walled clear acrylic skylight<br> 62% in combination with a single-walled opal acrylic skylight<br> 66% in combination with a single-walled clear polycarbonate skylight<br> 44% in combination with a single-walled opal polycarbonate skylight</p> </td> </tr> <tr> <td>g-value</td> <td>46% in combination with a single-walled clear acrylic skylight<br> 40% in combination with a single-walled opal acrylic skylight<br> 44% in combination with a single-walled clear polycarbonate skylight<br> 32% in combination with a single-walled opal polycarbonate skylight</td> </tr> <tr> <td>Shape</td> <td>Spherical</td> </tr> <tr> <td>Guarantee</td> <td>10 years</td> </tr> </tbody></table> | skylux-160-ce-met-koepel-en-metaalopstand-met-lm-motor-idome-1000-x-1000-mm | 8586003284301 | 46872284856653
Smoke and heat exhaust (SHEV) | SHE system | Skylux | Skylux 160° CE with skylight and metal curb with LM-actuator - iDome 1000 x 1300 mm |  | 83677 | 5412970836773 | 4479.45 | Yes | 30-45 | 124.93 | 1000 x 1300 mm | 1300 | 1000 |  | metal curb M30 (30 cm high) | Rectangular | 0.93 W/m²K | 46% - 31% | 68% - 37% | 40dB | 160° CE (for industry) | iDome | without spoiler | E | Single actuator | Maximum single-walled skylight possible for this product | Number of walls Double glazing+ plastic skylight (max. single-walled) Insulation value (Ug-value) 0.93 W/m²K in combination with a single-walled skylight Burglar-resistant Yes Fall-through safety Only in combination with a polycarbonate plastic skylight Acoustic value Rw 40 dB LT-value 68% in combination with a single-walled clear acrylic skylight 62% in combination with a single-walled opal acrylic skylight 66% in combination with a single-walled clear polycarbonate skylight 44% in combination with a single-walled opal polycarbonate skylight g-value 46% in combination with a single-walled clear acrylic skylight 40% in combination with a single-walled opal acrylic skylight 44% in combination with a single-walled clear polycarbonate skylight 32% in combination with a single-walled opal polycarbonate skylight Shape Spherical Guarantee 10 years | https://skylux.eu/en/products/skylux-160-ce-met-koepel-en-metaalopstand-met-lm-motor-idome-1000-x-1300-mm | https://skylux.eu/cdn/shop/files/Skylux-160deg-CE-met-koepel-en-metaalopstand-met-LM-motor-iDome-1000-x-1300-mm-RWA-systeem.jpg?v=1702977299&width=1600 | https://skylux.eu/cdn/shop/files/e5a82811-1bb0-48e4-a776-cacb59c7c092_2d15dfa6-dc1d-4ba1-8d2c-d6d7b02dcff1.jpg?v=1688550339&width=1600 | //skylux.eu/cdn/shop/files/E_MH_Mounting_instructions_Skylux_160_CE_LM.pdf?v=12406716259046007223 | //skylux.eu/cdn/shop/files/E_TD_Technical_File_Skylux_Skylux_160_CE_Electric.pdf?v=3667116872303399239 | <table><tbody> <tr> <td>Number of walls</td> <td>Double glazing+ plastic skylight (max. single-walled)</td> </tr> <tr> <td>Insulation value (Ug-value)</td> <td>0.93 W/m²K in combination with a single-walled skylight</td> </tr> <tr> <td>Burglar-resistant</td> <td>Yes</td> </tr> <tr> <td>Fall-through safety</td> <td>Only in combination with a <a href="">polycarbonate plastic skylight</a> </td> </tr> <tr> <td>Acoustic value Rw</td> <td>40 dB</td> </tr> <tr> <td>LT-value</td> <td> <p>68% in combination with a single-walled clear acrylic skylight<br> 62% in combination with a single-walled opal acrylic skylight<br> 66% in combination with a single-walled clear polycarbonate skylight<br> 44% in combination with a single-walled opal polycarbonate skylight</p> </td> </tr> <tr> <td>g-value</td> <td>46% in combination with a single-walled clear acrylic skylight<br> 40% in combination with a single-walled opal acrylic skylight<br> 44% in combination with a single-walled clear polycarbonate skylight<br> 32% in combination with a single-walled opal polycarbonate skylight</td> </tr> <tr> <td>Shape</td> <td>Spherical</td> </tr> <tr> <td>Guarantee</td> <td>10 years</td> </tr> </tbody></table> | skylux-160-ce-met-koepel-en-metaalopstand-met-lm-motor-idome-1000-x-1300-mm | 8586003317069 | 46872284954957
Smoke and heat exhaust (SHEV) | SHE system | Skylux | Skylux 160° CE with skylight and metal curb with LM-actuator - iDome 1100 x 1100 mm |  | 83680 | 5412970836803 | 4387.5 | Yes | 30-45 | 117.29 | 1100 x 1100 mm | 1100 | 1100 |  | metal curb M30 (30 cm high) | Square | 0.93 W/m²K | 46% - 31% | 68% - 37% | 40dB | 160° CE (for industry) | iDome | without spoiler | E | Single actuator | Maximum single-walled skylight possible for this product | Number of walls Double glazing+ plastic skylight (max. single-walled) Insulation value (Ug-value) 0.93 W/m²K in combination with a single-walled skylight Burglar-resistant Yes Fall-through safety Only in combination with a polycarbonate plastic skylight Acoustic value Rw 40 dB LT-value 68% in combination with a single-walled clear acrylic skylight 62% in combination with a single-walled opal acrylic skylight 66% in combination with a single-walled clear polycarbonate skylight 44% in combination with a single-walled opal polycarbonate skylight g-value 46% in combination with a single-walled clear acrylic skylight 40% in combination with a single-walled opal acrylic skylight 44% in combination with a single-walled clear polycarbonate skylight 32% in combination with a single-walled opal polycarbonate skylight Shape Spherical Guarantee 10 years | https://skylux.eu/en/products/skylux-160-ce-met-koepel-en-metaalopstand-met-lm-motor-idome-1100-x-1100-mm | https://skylux.eu/cdn/shop/files/Skylux-160deg-CE-met-koepel-en-metaalopstand-met-LM-motor-iDome-1100-x-1100-mm-RWA-systeem.jpg?v=1702977316&width=1600 | https://skylux.eu/cdn/shop/files/e5a82811-1bb0-48e4-a776-cacb59c7c092_827d7447-5b8b-4982-b163-1fc2aa083603.jpg?v=1688550344&width=1600 | //skylux.eu/cdn/shop/files/E_MH_Mounting_instructions_Skylux_160_CE_LM.pdf?v=12406716259046007223 | //skylux.eu/cdn/shop/files/E_TD_Technical_File_Skylux_Skylux_160_CE_Electric.pdf?v=3667116872303399239 | <table><tbody> <tr> <td>Number of walls</td> <td>Double glazing+ plastic skylight (max. single-walled)</td> </tr> <tr> <td>Insulation value (Ug-value)</td> <td>0.93 W/m²K in combination with a single-walled skylight</td> </tr> <tr> <td>Burglar-resistant</td> <td>Yes</td> </tr> <tr> <td>Fall-through safety</td> <td>Only in combination with a <a href="">polycarbonate plastic skylight</a> </td> </tr> <tr> <td>Acoustic value Rw</td> <td>40 dB</td> </tr> <tr> <td>LT-value</td> <td> <p>68% in combination with a single-walled clear acrylic skylight<br> 62% in combination with a single-walled opal acrylic skylight<br> 66% in combination with a single-walled clear polycarbonate skylight<br> 44% in combination with a single-walled opal polycarbonate skylight</p> </td> </tr> <tr> <td>g-value</td> <td>46% in combination with a single-walled clear acrylic skylight<br> 40% in combination with a single-walled opal acrylic skylight<br> 44% in combination with a single-walled clear polycarbonate skylight<br> 32% in combination with a single-walled opal polycarbonate skylight</td> </tr> <tr> <td>Shape</td> <td>Spherical</td> </tr> <tr> <td>Guarantee</td> <td>10 years</td> </tr> </tbody></table> | skylux-160-ce-met-koepel-en-metaalopstand-met-lm-motor-idome-1100-x-1100-mm | 8586003480909 | 46872285184333
Smoke and heat exhaust (SHEV) | SHE system | Skylux | Skylux 160° CE with skylight and metal curb with LM-actuator - iWindow2 0700 x 1000 mm |  | 83684 | 5412970836841 | 3674.8 | Yes | 30-45 | 96.05 | 700 x 1000 mm | 1000 | 700 |  | metal curb M30 (30 cm high) | Rectangular | 1.00 W/m²K | 52% | 75% | 39dB | 160° CE (for industry) | iWindow2 | without spoiler | E | Single actuator |  | Material Clear Number of walls Double-walled Insulation value (Ug-value) 1 W/m²K Acoustic value Rw 39 dB Fall-through safety Yes LT-value 75 % g-value 52 % Weight 44 kg/m² Guarantee 10 years | https://skylux.eu/en/products/skylux-160-ce-met-koepel-en-metaalopstand-met-lm-motor-iwindow2-0700-x-1000-mm | https://skylux.eu/cdn/shop/files/Skylux-160deg-CE-met-koepel-en-metaalopstand-met-LM-motor-iWindow2-0700-x-1000-mm-RWA-systeem.jpg?v=1702977337&width=1600 | https://skylux.eu/cdn/shop/files/e5a82811-1bb0-48e4-a776-cacb59c7c092_16c15f52-b263-4621-82e7-13c3709d5c5c.jpg?v=1688550352&width=1600 | //skylux.eu/cdn/shop/files/E_MH_Mounting_instructions_Skylux_160_CE_LM.pdf?v=12406716259046007223 | //skylux.eu/cdn/shop/files/E_TD_Technical_File_Skylux_Skylux_160_CE_Electric.pdf?v=3667116872303399239 | <table data-mce-selected="1"><tbody> <tr> <td data-mce-selected="1">Material<br> </td> <td data-mce-selected="1">Clear<br> </td> </tr> <tr> <td data-mce-selected="1"> <span class="text">Number of walls</span><br> </td> <td data-mce-selected="1">Double-walled<br> </td> </tr> <tr> <td data-mce-selected="1"> <div class="product-specification-name"> <div class="d-flex align-items-center"><span class="text">Insulation value (Ug-value)</span></div> </div> </td> <td data-mce-selected="1">1 W/m²K<br> </td> </tr> <tr> <td data-mce-selected="1">Acoustic value Rw<br> </td> <td data-mce-selected="1">39 dB<br> </td> </tr> <tr> <td data-mce-selected="1">Fall-through safety<br> </td> <td data-mce-selected="1">Yes</td> </tr> <tr> <td data-mce-selected="1">LT-value<br> </td> <td data-mce-selected="1">75 %<br> </td> </tr> <tr> <td data-mce-selected="1"> <span class="text">g-value</span><br> </td> <td data-mce-selected="1">52 %<br> </td> </tr> <tr> <td data-mce-selected="1">Weight<br> </td> <td data-mce-selected="1">44 kg/m²<br> </td> </tr> <tr> <td data-mce-selected="1"> <span class="text">Guarantee</span><br> </td> <td data-mce-selected="1">10 years</td> </tr> </tbody></table> | skylux-160-ce-met-koepel-en-metaalopstand-met-lm-motor-iwindow2-0700-x-1000-mm | 8586003677517 | 46872285446477
Smoke and heat exhaust (SHEV) | SHE system | Skylux | Skylux 160° CE with skylight and metal curb with LM-actuator - iWindow2 1000 x 1000 mm |  | 83687 | 5412970836872 | 4089.8 | Yes | 30-45 | 115.84 | 1000 x 1000 mm | 1000 | 1000 |  | metal curb M30 (30 cm high) | Square | 1.00 W/m²K | 52% | 75% | 39dB | 160° CE (for industry) | iWindow2 | without spoiler | E | Single actuator |  | Material Clear Number of walls Double-walled Insulation value (Ug-value) 1 W/m²K Acoustic value Rw 39 dB Fall-through safety Yes LT-value 75 % g-value 52 % Weight 44 kg/m² Guarantee 10 years | https://skylux.eu/en/products/skylux-160-ce-met-koepel-en-metaalopstand-met-lm-motor-iwindow2-1000-x-1000-mm | https://skylux.eu/cdn/shop/files/Skylux-160deg-CE-met-koepel-en-metaalopstand-met-LM-motor-iWindow2-1000-x-1000-mm-RWA-systeem.jpg?v=1702977358&width=1600 | https://skylux.eu/cdn/shop/files/e5a82811-1bb0-48e4-a776-cacb59c7c092_a7fbd5bc-d878-472d-8587-e70031a51ce7.jpg?v=1688550359&width=1600 | //skylux.eu/cdn/shop/files/E_MH_Mounting_instructions_Skylux_160_CE_LM.pdf?v=12406716259046007223 | //skylux.eu/cdn/shop/files/E_TD_Technical_File_Skylux_Skylux_160_CE_Electric.pdf?v=3667116872303399239 | <table data-mce-selected="1"><tbody> <tr> <td data-mce-selected="1">Material<br> </td> <td data-mce-selected="1">Clear<br> </td> </tr> <tr> <td data-mce-selected="1"> <span class="text">Number of walls</span><br> </td> <td data-mce-selected="1">Double-walled<br> </td> </tr> <tr> <td data-mce-selected="1"> <div class="product-specification-name"> <div class="d-flex align-items-center"><span class="text">Insulation value (Ug-value)</span></div> </div> </td> <td data-mce-selected="1">1 W/m²K<br> </td> </tr> <tr> <td data-mce-selected="1">Acoustic value Rw<br> </td> <td data-mce-selected="1">39 dB<br> </td> </tr> <tr> <td data-mce-selected="1">Fall-through safety<br> </td> <td data-mce-selected="1">Yes</td> </tr> <tr> <td data-mce-selected="1">LT-value<br> </td> <td data-mce-selected="1">75 %<br> </td> </tr> <tr> <td data-mce-selected="1"> <span class="text">g-value</span><br> </td> <td data-mce-selected="1">52 %<br> </td> </tr> <tr> <td data-mce-selected="1">Weight<br> </td> <td data-mce-selected="1">44 kg/m²<br> </td> </tr> <tr> <td data-mce-selected="1"> <span class="text">Guarantee</span><br> </td> <td data-mce-selected="1">10 years</td> </tr> </tbody></table> | skylux-160-ce-met-koepel-en-metaalopstand-met-lm-motor-iwindow2-1000-x-1000-mm | 8586003906893 | 46872285774157
Smoke and heat exhaust (SHEV) | SHE system | Skylux | Skylux 160° CE with skylight and metal curb with LM-actuator - iWindow2 1000 x 1300 mm |  | 83688 | 5412970836889 | 4409.25 | Yes | 30-45 | 136.61 | 1000 x 1300 mm | 1300 | 1000 |  | metal curb M30 (30 cm high) | Rectangular | 1.00 W/m²K | 52% | 75% | 39dB | 160° CE (for industry) | iWindow2 | without spoiler | E | Single actuator |  | Material Clear Number of walls Double-walled Insulation value (Ug-value) 1 W/m²K Acoustic value Rw 39 dB Fall-through safety Yes LT-value 75 % g-value 52 % Weight 44 kg/m² Guarantee 10 years | https://skylux.eu/en/products/skylux-160-ce-met-koepel-en-metaalopstand-met-lm-motor-iwindow2-1000-x-1300-mm | https://skylux.eu/cdn/shop/files/Skylux-160deg-CE-met-koepel-en-metaalopstand-met-LM-motor-iWindow2-1000-x-1300-mm-RWA-systeem.jpg?v=1702977363&width=1600 | https://skylux.eu/cdn/shop/files/e5a82811-1bb0-48e4-a776-cacb59c7c092_a7d04d60-32c3-4156-b742-280130120ba5.jpg?v=1688550360&width=1600 | //skylux.eu/cdn/shop/files/E_MH_Mounting_instructions_Skylux_160_CE_LM.pdf?v=12406716259046007223 | //skylux.eu/cdn/shop/files/E_TD_Technical_File_Skylux_Skylux_160_CE_Electric.pdf?v=3667116872303399239 | <table data-mce-selected="1"><tbody> <tr> <td data-mce-selected="1">Material<br> </td> <td data-mce-selected="1">Clear<br> </td> </tr> <tr> <td data-mce-selected="1"> <span class="text">Number of walls</span><br> </td> <td data-mce-selected="1">Double-walled<br> </td> </tr> <tr> <td data-mce-selected="1"> <div class="product-specification-name"> <div class="d-flex align-items-center"><span class="text">Insulation value (Ug-value)</span></div> </div> </td> <td data-mce-selected="1">1 W/m²K<br> </td> </tr> <tr> <td data-mce-selected="1">Acoustic value Rw<br> </td> <td data-mce-selected="1">39 dB<br> </td> </tr> <tr> <td data-mce-selected="1">Fall-through safety<br> </td> <td data-mce-selected="1">Yes</td> </tr> <tr> <td data-mce-selected="1">LT-value<br> </td> <td data-mce-selected="1">75 %<br> </td> </tr> <tr> <td data-mce-selected="1"> <span class="text">g-value</span><br> </td> <td data-mce-selected="1">52 %<br> </td> </tr> <tr> <td data-mce-selected="1">Weight<br> </td> <td data-mce-selected="1">44 kg/m²<br> </td> </tr> <tr> <td data-mce-selected="1"> <span class="text">Guarantee</span><br> </td> <td data-mce-selected="1">10 years</td> </tr> </tbody></table> | skylux-160-ce-met-koepel-en-metaalopstand-met-lm-motor-iwindow2-1000-x-1300-mm | 8586003939661 | 46872285839693
Smoke and heat exhaust (SHEV) | SHE system | Skylux | Skylux 160° CE with skylight and metal curb with LM-actuator - iWindow2 1100 x 1100 mm |  | 83691 | 5412970836919 | 4320.95 | Yes | 30-45 | 127.38 | 1100 x 1100 mm | 1100 | 1100 |  | metal curb M30 (30 cm high) | Square | 1.00 W/m²K | 52% | 75% | 39dB | 160° CE (for industry) | iWindow2 | without spoiler | E | Single actuator |  | Material Clear Number of walls Double-walled Insulation value (Ug-value) 1 W/m²K Acoustic value Rw 39 dB Fall-through safety Yes LT-value 75 % g-value 52 % Weight 44 kg/m² Guarantee 10 years | https://skylux.eu/en/products/skylux-160-ce-met-koepel-en-metaalopstand-met-lm-motor-iwindow2-1100-x-1100-mm | https://skylux.eu/cdn/shop/files/Skylux-160deg-CE-met-koepel-en-metaalopstand-met-LM-motor-iWindow2-1100-x-1100-mm-RWA-systeem.jpg?v=1702977381&width=1600 | https://skylux.eu/cdn/shop/files/e5a82811-1bb0-48e4-a776-cacb59c7c092_8a92cc51-cc8a-463a-b723-c93eef008dd2.jpg?v=1688550365&width=1600 | //skylux.eu/cdn/shop/files/E_MH_Mounting_instructions_Skylux_160_CE_LM.pdf?v=12406716259046007223 | //skylux.eu/cdn/shop/files/E_TD_Technical_File_Skylux_Skylux_160_CE_Electric.pdf?v=3667116872303399239 | <table data-mce-selected="1"><tbody> <tr> <td data-mce-selected="1">Material<br> </td> <td data-mce-selected="1">Clear<br> </td> </tr> <tr> <td data-mce-selected="1"> <span class="text">Number of walls</span><br> </td> <td data-mce-selected="1">Double-walled<br> </td> </tr> <tr> <td data-mce-selected="1"> <div class="product-specification-name"> <div class="d-flex align-items-center"><span class="text">Insulation value (Ug-value)</span></div> </div> </td> <td data-mce-selected="1">1 W/m²K<br> </td> </tr> <tr> <td data-mce-selected="1">Acoustic value Rw<br> </td> <td data-mce-selected="1">39 dB<br> </td> </tr> <tr> <td data-mce-selected="1">Fall-through safety<br> </td> <td data-mce-selected="1">Yes</td> </tr> <tr> <td data-mce-selected="1">LT-value<br> </td> <td data-mce-selected="1">75 %<br> </td> </tr> <tr> <td data-mce-selected="1"> <span class="text">g-value</span><br> </td> <td data-mce-selected="1">52 %<br> </td> </tr> <tr> <td data-mce-selected="1">Weight<br> </td> <td data-mce-selected="1">44 kg/m²<br> </td> </tr> <tr> <td data-mce-selected="1"> <span class="text">Guarantee</span><br> </td> <td data-mce-selected="1">10 years</td> </tr> </tbody></table> | skylux-160-ce-met-koepel-en-metaalopstand-met-lm-motor-iwindow2-1100-x-1100-mm | 8586004103501 | 46872286626125
Smoke and heat exhaust (SHEV) | SHE system | Skylux | Skylux 160° CE with skylight and metal curb with LM-actuator - iWindow3 0700 x 1000 mm |  | 83695 | 5412970836957 | 4179.35 | Yes | 30-45 | 103.79 | 700 x 1000 mm | 1000 | 700 |  | metal curb M30 (30 cm high) | Rectangular | 0.50 W/m²K | 42% | 63% | 41dB | 160° CE (for industry) | iWindow3 | without spoiler | E | Single actuator |  | Material Clear Number of walls Triple-walled Insulation value (Ug-value) 0.5 W/m²K Acoustic value Rw 41 dB Fall-through safety Yes LT-value 63 % g-value 42 % Weight 60 kg/m² Guarantee 10 years | https://skylux.eu/en/products/skylux-160-ce-met-koepel-en-metaalopstand-met-lm-motor-iwindow3-0700-x-1000-mm | https://skylux.eu/cdn/shop/files/Skylux-160deg-CE-met-koepel-en-metaalopstand-met-LM-motor-iWindow3-0700-x-1000-mm-RWA-systeem.jpg?v=1702977401&width=1600 | https://skylux.eu/cdn/shop/files/e5a82811-1bb0-48e4-a776-cacb59c7c092_bd61b30f-bfa5-4857-a083-f0a0a13abbf4.jpg?v=1688550372&width=1600 | //skylux.eu/cdn/shop/files/E_MH_Mounting_instructions_Skylux_160_CE_LM.pdf?v=12406716259046007223 | //skylux.eu/cdn/shop/files/E_TD_Technical_File_Skylux_Skylux_160_CE_Electric.pdf?v=3667116872303399239 | <table><tbody> <tr> <td>Material</td> <td>Clear</td> </tr> <tr> <td>Number of walls</td> <td>Triple-walled</td> </tr> <tr> <td>Insulation value (Ug-value)</td> <td>0.5 W/m²K</td> </tr> <tr> <td>Acoustic value Rw</td> <td>41 dB</td> </tr> <tr> <td>Fall-through safety</td> <td>Yes</td> </tr> <tr> <td>LT-value</td> <td> <div class="product-specification"> <div class="product-specification-value"> <div class="d-flex align-items-center"><span class="text">63 %</span></div> </div> </div> <div class="product-specification"></div> </td> </tr> <tr> <td>g-value</td> <td>42 %</td> </tr> <tr> <td>Weight</td> <td>60 kg/m²</td> </tr> <tr> <td>Guarantee</td> <td>10 years</td> </tr> </tbody></table> | skylux-160-ce-met-koepel-en-metaalopstand-met-lm-motor-iwindow3-0700-x-1000-mm | 8586004365645 | 46872287248717
Smoke and heat exhaust (SHEV) | SHE system | Skylux | Skylux 160° CE with skylight and metal curb with LM-actuator - iWindow3 1000 x 1000 mm |  | 83697 | 5412970836971 | 4772.25 | Yes | 30-45 | 132.79 | 1000 x 1000 mm | 1000 | 1000 |  | metal curb M30 (30 cm high) | Square | 0.50 W/m²K | 42% | 63% | 41dB | 160° CE (for industry) | iWindow3 | without spoiler | E | Single actuator |  | Material Clear Number of walls Triple-walled Insulation value (Ug-value) 0.5 W/m²K Acoustic value Rw 41 dB Fall-through safety Yes LT-value 63 % g-value 42 % Weight 60 kg/m² Guarantee 10 years | https://skylux.eu/en/products/skylux-160-ce-met-koepel-en-metaalopstand-met-lm-motor-iwindow3-1000-x-1000-mm | https://skylux.eu/cdn/shop/files/Skylux-160deg-CE-met-koepel-en-metaalopstand-met-LM-motor-iWindow3-1000-x-1000-mm-RWA-systeem.jpg?v=1702977412&width=1600 | https://skylux.eu/cdn/shop/files/e5a82811-1bb0-48e4-a776-cacb59c7c092_4251c3be-26d8-476d-8d8a-a98f1d71bbe8.jpg?v=1688550375&width=1600 | //skylux.eu/cdn/shop/files/E_MH_Mounting_instructions_Skylux_160_CE_LM.pdf?v=12406716259046007223 | //skylux.eu/cdn/shop/files/E_TD_Technical_File_Skylux_Skylux_160_CE_Electric.pdf?v=3667116872303399239 | <table><tbody> <tr> <td>Material</td> <td>Clear</td> </tr> <tr> <td>Number of walls</td> <td>Triple-walled</td> </tr> <tr> <td>Insulation value (Ug-value)</td> <td>0.5 W/m²K</td> </tr> <tr> <td>Acoustic value Rw</td> <td>41 dB</td> </tr> <tr> <td>Fall-through safety</td> <td>Yes</td> </tr> <tr> <td>LT-value</td> <td> <div class="product-specification"> <div class="product-specification-value"> <div class="d-flex align-items-center"><span class="text">63 %</span></div> </div> </div> <div class="product-specification"></div> </td> </tr> <tr> <td>g-value</td> <td>42 %</td> </tr> <tr> <td>Weight</td> <td>60 kg/m²</td> </tr> <tr> <td>Guarantee</td> <td>10 years</td> </tr> </tbody></table> | skylux-160-ce-met-koepel-en-metaalopstand-met-lm-motor-iwindow3-1000-x-1000-mm | 8586004496717 | 46872288231757
Smoke and heat exhaust (SHEV) | SHE system | Skylux | Skylux 160° CE with skylight and metal curb with LM-actuator 0700 x 1000 mm |  | 34221 | 5412970342212 | 3014.15 | Yes | 30-45 | 59.95 | 700 x 1000 mm | 1000 | 700 |  | metal curb M30 (30 cm high) | Rectangular | 5.17 W/m²K - 1.28 W/m²K | LT-value 90% - 32% | 90% - 32% | 20dB - 23dB | 160° CE (for industry) | skylight | without spoiler | E | Single actuator | Maximum four-walled skylight possible for this product | Ut-value LT-value g-value Rw-value EN 1873 : 2014 EN ISO 13468 EN 16153 EN 410 EN 410 EN ISO 140-3 Material Walls Shells (W/m²K) (%) (%) (dB) Acrylic Single-walled Clear (H) 5.17 90 87 - PMMA Single-walled Opal (O) 5.17 83 76 - Double-walled Clear (H/H) 2.90 81 75 20 Double-walled Opal (O/O) 2.90 69 58 20 Triple-walled Clear (H/H/H) 1.70 73 65 22 Triple-walled Opal (O/H/O) 1.70 62 51 22 Four-walled Clear (H/H/H/H) 1.28 64 54 23 Four-walled Opal (H/H/O/H) 1.28 59 48 23 Polycarbonate Single-walled Clear (A) 5.17 88 83 - PC Single-walled Opal (D) 5.17 58 60 - Double-walled Clear (A/H) 2.90 79 72 20 Double-walled Clear (A/A) 2.90 77 69 20 Double-walled Opal (A/O) 2.90 73 63 20 Double-walled Opal (A/D) 2.90 51 50 20 Triple-walled Clear (A/H/H) 1.70 71 63 22 Triple-walled Opal (A/O/O) 1.70 61 48 22 Four-walled Clear (A/H/H/H) 1.28 64 52 23 Four-walled Opal (A/H/O/H) 1.28 59 46 23 Polycarbonate Single-walled Heatstop Opal (T) 5.17 49 59 - Heatstop PC Double-walled Clear (T/H) 2.90 44 51 20 Double-walled Opal (T/O) 2.90 41 45 20 Triple-walled Clear (T/H/H) 1.70 40 <td data-sheets-numberformat='{"1":2,"2":"0","3":1}' data-sheets-value='{"1":3,"3":44}' style="overflow:hidden;paddin | https://skylux.eu/en/products/skylux-160-ce-met-koepel-en-metaalopstand-met-lm-motor-0700-x-1000-mm | https://skylux.eu/cdn/shop/files/Skylux-160deg-CE-met-koepel-en-metaalopstand-met-LM-motor-0700-x-1000-mm-RWA-systeem.jpg?v=1702976478&width=1600 | https://skylux.eu/cdn/shop/files/e5a82811-1bb0-48e4-a776-cacb59c7c092_c63d5e81-5d80-4f54-bb3d-16d9326444d5.jpg?v=1688550146&width=1600 | //skylux.eu/cdn/shop/files/E_MH_Mounting_instructions_Skylux_160_CE_LM.pdf?v=12406716259046007223 | //skylux.eu/cdn/shop/files/E_TD_Technical_File_Skylux_Skylux_160_CE_Electric.pdf?v=3667116872303399239 | <style type="text/css" id="isPasted"> <!--td { border: 1px solid #cccccc; } br { mso-data-placement: same-cell; } --> </style> <table border="1" cellpadding="0" cellspacing="0" dir="ltr" style="table-layout:fixed;font-size:10pt;font-family:Arial;border-collapse:collapse;border:none;"><tbody> <tr style="height:20px;"> <td style="overflow:hidden;padding:0px 3px 0px 3px;vertical-align:bottom;"></td> <td style="overflow:hidden;padding:0px 3px 0px 3px;vertical-align:bottom;"></td> <td style="overflow:hidden;padding:0px 3px 0px 3px;vertical-align:bottom;"></td> <td data-sheets-value='{"1":2,"2":"Ut-value"}' style="overflow:hidden;padding:0px 3px 0px 3px;vertical-align:bottom;font-weight:bold;text-align:center;">Ut-value</td> <td data-sheets-value='{"1":2,"2":"LT-value"}' style="overflow:hidden;padding:0px 3px 0px 3px;vertical-align:bottom;font-weight:bold;text-align:center;">LT-value</td> <td data-sheets-value='{"1":2,"2":"g-value"}' style="overflow:hidden;padding:0px 3px 0px 3px;vertical-align:bottom;font-weight:bold;text-align:center;">g-value</td> <td data-sheets-value='{"1":2,"2":"Rw-value "}' style="overflow:hidden;padding:0px 3px 0px 3px;vertical-align:bottom;font-weight:bold;text-align:center;">Rw-value </td> </tr> <tr style="height:20px;"> <td style="overflow:hidden;padding:0px 3px 0px 3px;vertical-align:bottom;"></td> <td style="overflow:hidden;padding:0px 3px 0px 3px;vertical-align:bottom;"></td> <td style="overflow:hidden;padding:0px 3px 0px 3px;vertical-align:bottom;"></td> <td data-sheets-numberformat='{"1":2,"2":"0.00","3":1}' data-sheets-value='{"1":2,"2":"EN 1873 : 2014"}' style="overflow:hidden;padding:0px 3px 0px 3px;vertical-align:bottom;text-align:center;">EN 1873 : 2014</td> <td data-sheets-numberformat='{"1":2,"2":"0","3":1}' data-sheets-value='{"1":2,"2":"EN ISO 13468 EN 16153 EN 410"}' style="overflow:hidden;padding:0px 3px 0px 3px;vertical-align:bottom;text-align:center;">EN ISO 13468 EN 16153 EN 410</td> <td data-sheets-numberformat='{"1":2,"2":"0","3":1}' data-sheets-value='{"1":2,"2":"EN 410"}' style="overflow:hidden;padding:0px 3px 0px 3px;vertical-align:bottom;text-align:center;">EN 410</td> <td data-sheets-value='{"1":2,"2":"EN ISO 140-3\t\t"}' style="overflow:hidden;padding:0px 3px 0px 3px;vertical-align:bottom;text-align:center;">EN ISO 140-3 </td> </tr> <tr style="height:20px;"> <td data-sheets-value='{"1":2,"2":"Material"}' style="border-bottom:1px solid #000000;overflow:hidden;padding:0px 3px 0px 3px;vertical-align:bottom;background-color:#000000;font-weight:bold;color:#ffffff;">Material</td> <td data-sheets-value='{"1":2,"2":"Walls"}' style="border-bottom:1px solid #000000;overflow:hidden;padding:0px 3px 0px 3px;vertical-align:bottom;background-color:#000000;font-weight:bold;color:#ffffff;">Walls</td> <td data-sheets-value='{"1":2,"2":"Shells"}' style="border-bottom:1px solid #000000;overflow:hidden;padding:0px 3px 0px 3px;vertical-align:bottom;background-color:#000000;font-weight:bold;color:#ffffff;">Shells</td> <td data-sheets-numberformat='{"1":2,"2":"0.00","3":1}' data-sheets-value='{"1":2,"2":"(W/m²K)\t"}' style="border-bottom:1px solid #000000;overflow:hidden;padding:0px 3px 0px 3px;vertical-align:bottom;background-color:#000000;font-weight:bold;color:#ffffff;text-align:center;">(W/m²K) </td> <td data-sheets-numberformat='{"1":2,"2":"0","3":1}' data-sheets-value='{"1":2,"2":"(%)"}' style="border-bottom:1px solid #000000;overflow:hidden;padding:0px 3px 0px 3px;vertical-align:bottom;background-color:#000000;font-weight:bold;color:#ffffff;text-align:center;">(%)</td> <td data-sheets-numberformat='{"1":2,"2":"0","3":1}' data-sheets-value='{"1":2,"2":"(%)"}' style="border-bottom:1px solid #000000;overflow:hidden;padding:0px 3px 0px 3px;vertical-align:bottom;background-color:#000000;font-weight:bold;color:#ffffff;text-align:center;">(%)</td> <td data-sheets-value='{"1":2,"2":"(dB)"}' style="border-bottom:1px solid #000000;overflow:hidden;padding:0px 3px 0px 3px;vertical-align:bottom;background-color:#000000;font-weight:bold;color:#ffffff;text-align:center;">(dB)</td> </tr> <tr style="height:20px;"> <td data-sheets-value='{"1":2,"2":"Acrylic"}' style="border-left:1px solid #000000;overflow:hidden;padding:0px 3px 0px 3px;vertical-align:bottom;font-weight:bold;">Acrylic</td> <td data-sheets-value='{"1":2,"2":"Single-walled"}' style="overflow:hidden;padding:0px 3px 0px 3px;vertical-align:bottom;font-weight:bold;">Single-walled</td> <td data-sheets-value='{"1":2,"2":"Clear (H)"}' style="border-right:1px solid #000000;overflow:hidden;padding:0px 3px 0px 3px;vertical-align:bottom;font-weight:bold;">Clear (H)</td> <td data-sheets-numberformat='{"1":2,"2":"0.00","3":1}' data-sheets-value='{"1":3,"3":5.17}' style="overflow:hidden;padding:0px 3px 0px 3px;vertical-align:bottom;text-align:center;">5.17</td> <td data-sheets-numberformat='{"1":2,"2":"0","3":1}' data-sheets-value='{"1":3,"3":90}' style="overflow:hidden;padding:0px 3px 0px 3px;vertical-align:bottom;text-align:center;">90</td> <td data-sheets-numberformat='{"1":2,"2":"0","3":1}' data-sheets-value='{"1":3,"3":87}' style="overflow:hidden;padding:0px 3px 0px 3px;vertical-align:bottom;text-align:center;">87</td> <td data-sheets-numberformat='{"1":2,"2":"0","3":1}' data-sheets-value='{"1":2,"2":"-"}' style="border-right:1px solid #000000;overflow:hidden;padding:0px 3px 0px 3px;vertical-align:bottom;text-align:center;">-</td> </tr> <tr style="height:20px;"> <td data-sheets-value='{"1":2,"2":"PMMA"}' style="border-left:1px solid #000000;overflow:hidden;padding:0px 3px 0px 3px;vertical-align:bottom;font-weight:bold;">PMMA</td> <td data-sheets-value='{"1":2,"2":"Single-walled"}' style="overflow:hidden;padding:0px 3px 0px 3px;vertical-align:bottom;font-weight:bold;">Single-walled</td> <td data-sheets-value='{"1":2,"2":"Opal (O)"}' style="border-right:1px solid #000000;overflow:hidden;padding:0px 3px 0px 3px;vertical-align:bottom;font-weight:bold;">Opal (O)</td> <td data-sheets-numberformat='{"1":2,"2":"0.00","3":1}' data-sheets-value='{"1":3,"3":5.17}' style="overflow:hidden;padding:0px 3px 0px 3px;vertical-align:bottom;text-align:center;">5.17</td> <td data-sheets-numberformat='{"1":2,"2":"0","3":1}' data-sheets-value='{"1":3,"3":83}' style="overflow:hidden;padding:0px 3px 0px 3px;vertical-align:bottom;text-align:center;">83</td> <td data-sheets-numberformat='{"1":2,"2":"0","3":1}' data-sheets-value='{"1":3,"3":76}' style="overflow:hidden;padding:0px 3px 0px 3px;vertical-align:bottom;text-align:center;">76</td> <td data-sheets-numberformat='{"1":2,"2":"0","3":1}' data-sheets-value='{"1":2,"2":"-"}' style="border-right:1px solid #000000;overflow:hidden;padding:0px 3px 0px 3px;vertical-align:bottom;text-align:center;">-</td> </tr> <tr style="height:20px;"> <td style="border-left:1px solid #000000;overflow:hidden;padding:0px 3px 0px 3px;vertical-align:bottom;font-weight:bold;"></td> <td data-sheets-value='{"1":2,"2":"Double-walled"}' style="overflow:hidden;padding:0px 3px 0px 3px;vertical-align:bottom;font-weight:bold;">Double-walled</td> <td data-sheets-value='{"1":2,"2":"Clear (H/H)"}' style="border-right:1px solid #000000;overflow:hidden;padding:0px 3px 0px 3px;vertical-align:bottom;font-weight:bold;">Clear (H/H)</td> <td data-sheets-numberformat='{"1":2,"2":"0.00","3":1}' data-sheets-value='{"1":3,"3":2.9}' style="overflow:hidden;padding:0px 3px 0px 3px;vertical-align:bottom;text-align:center;">2.90</td> <td data-sheets-numberformat='{"1":2,"2":"0","3":1}' data-sheets-value='{"1":3,"3":81}' style="overflow:hidden;padding:0px 3px 0px 3px;vertical-align:bottom;text-align:center;">81</td> <td data-sheets-numberformat='{"1":2,"2":"0","3":1}' data-sheets-value='{"1":3,"3":75}' style="overflow:hidden;padding:0px 3px 0px 3px;vertical-align:bottom;text-align:center;">75</td> <td data-sheets-numberformat='{"1":2,"2":"0","3":1}' data-sheets-value='{"1":3,"3":20}' style="border-right:1px solid #000000;overflow:hidden;padding:0px 3px 0px 3px;vertical-align:bottom;text-align:center;">20</td> </tr> <tr style="height:20px;"> <td style="border-left:1px solid #000000;overflow:hidden;padding:0px 3px 0px 3px;vertical-align:bottom;font-weight:bold;"></td> <td data-sheets-value='{"1":2,"2":"Double-walled"}' style="overflow:hidden;padding:0px 3px 0px 3px;vertical-align:bottom;font-weight:bold;">Double-walled</td> <td data-sheets-value='{"1":2,"2":"Opal (O/O)"}' style="border-right:1px solid #000000;overflow:hidden;padding:0px 3px 0px 3px;vertical-align:bottom;font-weight:bold;">Opal (O/O)</td> <td data-sheets-numberformat='{"1":2,"2":"0.00","3":1}' data-sheets-value='{"1":3,"3":2.9}' style="overflow:hidden;padding:0px 3px 0px 3px;vertical-align:bottom;text-align:center;">2.90</td> <td data-sheets-numberformat='{"1":2,"2":"0","3":1}' data-sheets-value='{"1":3,"3":69}' style="overflow:hidden;padding:0px 3px 0px 3px;vertical-align:bottom;text-align:center;">69</td> <td data-sheets-numberformat='{"1":2,"2":"0","3":1}' data-sheets-value='{"1":3,"3":58}' style="overflow:hidden;padding:0px 3px 0px 3px;vertical-align:bottom;text-align:center;">58</td> <td data-sheets-numberformat='{"1":2,"2":"0","3":1}' data-sheets-value='{"1":3,"3":20}' style="border-right:1px solid #000000;overflow:hidden;padding:0px 3px 0px 3px;vertical-align:bottom;text-align:center;">20</td> </tr> <tr style="height:20px;"> <td style="border-left:1px solid #000000;overflow:hidden;padding:0px 3px 0px 3px;vertical-align:bottom;font-weight:bold;"></td> <td data-sheets-value='{"1":2,"2":"Triple-walled"}' style="overflow:hidden;padding:0px 3px 0px 3px;vertical-align:bottom;font-weight:bold;">Triple-walled</td> <td data-sheets-value='{"1":2,"2":"Clear (H/H/H)"}' style="border-right:1px solid #000000;overflow:hidden;padding:0px 3px 0px 3px;vertical-align:bottom;font-weight:bold;">Clear (H/H/H)</td> <td data-sheets-numberformat='{"1":2,"2":"0.00","3":1}' data-sheets-value='{"1":3,"3":1.7}' style="overflow:hidden;padding:0px 3px 0px 3px;vertical-align:bottom;text-align:center;">1.70</td> <td data-sheets-numberformat='{"1":2,"2":"0","3":1}' data-sheets-value='{"1":3,"3":73}' style="overflow:hidden;padding:0px 3px 0px 3px;vertical-align:bottom;text-align:center;">73</td> <td data-sheets-numberformat='{"1":2,"2":"0","3":1}' data-sheets-value='{"1":3,"3":65}' style="overflow:hidden;padding:0px 3px 0px 3px;vertical-align:bottom;text-align:center;">65</td> <td data-sheets-numberformat='{"1":2,"2":"0","3":1}' data-sheets-value='{"1":3,"3":22}' style="border-right:1px solid #000000;overflow:hidden;padding:0px 3px 0px 3px;vertical-align:bottom;text-align:center;">22</td> </tr> <tr style="height:20px;"> <td style="border-left:1px solid #000000;overflow:hidden;padding:0px 3px 0px 3px;vertical-align:bottom;font-weight:bold;"></td> <td data-sheets-value='{"1":2,"2":"Triple-walled"}' style="overflow:hidden;padding:0px 3px 0px 3px;vertical-align:bottom;font-weight:bold;">Triple-walled</td> <td data-sheets-value='{"1":2,"2":"Opal (O/H/O)"}' style="border-right:1px solid #000000;overflow:hidden;padding:0px 3px 0px 3px;vertical-align:bottom;font-weight:bold;">Opal (O/H/O)</td> <td data-sheets-numberformat='{"1":2,"2":"0.00","3":1}' data-sheets-value='{"1":3,"3":1.7}' style="overflow:hidden;padding:0px 3px 0px 3px;vertical-align:bottom;text-align:center;">1.70</td> <td data-sheets-numberformat='{"1":2,"2":"0","3":1}' data-sheets-value='{"1":3,"3":62}' style="overflow:hidden;padding:0px 3px 0px 3px;vertical-align:bottom;text-align:center;">62</td> <td data-sheets-numberformat='{"1":2,"2":"0","3":1}' data-sheets-value='{"1":3,"3":51}' style="overflow:hidden;padding:0px 3px 0px 3px;vertical-align:bottom;text-align:center;">51</td> <td data-sheets-numberformat='{"1":2,"2":"0","3":1}' data-sheets-value='{"1":3,"3":22}' style="border-right:1px solid #000000;overflow:hidden;padding:0px 3px 0px 3px;vertical-align:bottom;text-align:center;">22</td> </tr> <tr style="height:20px;"> <td style="border-left:1px solid #000000;overflow:hidden;padding:0px 3px 0px 3px;vertical-align:bottom;font-weight:bold;"></td> <td data-sheets-value='{"1":2,"2":"Four-walled"}' style="overflow:hidden;padding:0px 3px 0px 3px;vertical-align:bottom;font-weight:bold;">Four-walled</td> <td data-sheets-value='{"1":2,"2":"Clear (H/H/H/H)"}' style="border-right:1px solid #000000;overflow:hidden;padding:0px 3px 0px 3px;vertical-align:bottom;font-weight:bold;">Clear (H/H/H/H)</td> <td data-sheets-numberformat='{"1":2,"2":"0.00","3":1}' data-sheets-value='{"1":3,"3":1.28}' style="overflow:hidden;padding:0px 3px 0px 3px;vertical-align:bottom;text-align:center;">1.28</td> <td data-sheets-numberformat='{"1":2,"2":"0","3":1}' data-sheets-value='{"1":3,"3":64}' style="overflow:hidden;padding:0px 3px 0px 3px;vertical-align:bottom;text-align:center;">64</td> <td data-sheets-numberformat='{"1":2,"2":"0","3":1}' data-sheets-value='{"1":3,"3":54}' style="overflow:hidden;padding:0px 3px 0px 3px;vertical-align:bottom;text-align:center;">54</td> <td data-sheets-numberformat='{"1":2,"2":"0","3":1}' data-sheets-value='{"1":3,"3":23}' style="border-right:1px solid #000000;overflow:hidden;padding:0px 3px 0px 3px;vertical-align:bottom;text-align:center;">23</td> </tr> <tr style="height:20px;"> <td style="border-bottom:1px solid #000000;border-left:1px solid #000000;overflow:hidden;padding:0px 3px 0px 3px;vertical-align:bottom;"></td> <td data-sheets-value='{"1":2,"2":"Four-walled"}' style="border-bottom:1px solid #000000;overflow:hidden;padding:0px 3px 0px 3px;vertical-align:bottom;font-weight:bold;">Four-walled</td> <td data-sheets-value='{"1":2,"2":"Opal (H/H/O/H)"}' style="border-right:1px solid #000000;border-bottom:1px solid #000000;overflow:hidden;padding:0px 3px 0px 3px;vertical-align:bottom;font-weight:bold;">Opal (H/H/O/H)</td> <td data-sheets-numberformat='{"1":2,"2":"0.00","3":1}' data-sheets-value='{"1":3,"3":1.28}' style="border-bottom:1px solid #000000;overflow:hidden;padding:0px 3px 0px 3px;vertical-align:bottom;text-align:center;">1.28</td> <td data-sheets-numberformat='{"1":2,"2":"0","3":1}' data-sheets-value='{"1":3,"3":59}' style="border-bottom:1px solid #000000;overflow:hidden;padding:0px 3px 0px 3px;vertical-align:bottom;text-align:center;">59</td> <td data-sheets-numberformat='{"1":2,"2":"0","3":1}' data-sheets-value='{"1":3,"3":48}' style="border-bottom:1px solid #000000;overflow:hidden;padding:0px 3px 0px 3px;vertical-align:bottom;text-align:center;">48</td> <td data-sheets-numberformat='{"1":2,"2":"0","3":1}' data-sheets-value='{"1":3,"3":23}' style="border-right:1px solid #000000;border-bottom:1px solid #000000;overflow:hidden;padding:0px 3px 0px 3px;vertical-align:bottom;text-align:center;">23</td> </tr> <tr style="height:20px;"> <td data-sheets-value='{"1":2,"2":"Polycarbonate "}' style="border-left:1px solid #000000;overflow:hidden;padding:0px 3px 0px 3px;vertical-align:bottom;font-weight:bold;">Polycarbonate </td> <td data-sheets-value='{"1":2,"2":"Single-walled"}' style="overflow:hidden;padding:0px 3px 0px 3px;vertical-align:bottom;font-weight:bold;">Single-walled</td> <td data-sheets-value='{"1":2,"2":"Clear (A)"}' style="border-right:1px solid #000000;overflow:hidden;padding:0px 3px 0px 3px;vertical-align:bottom;font-weight:bold;">Clear (A)</td> <td data-sheets-numberformat='{"1":2,"2":"0.00","3":1}' data-sheets-value='{"1":3,"3":5.17}' style="overflow:hidden;padding:0px 3px 0px 3px;vertical-align:bottom;text-align:center;">5.17</td> <td data-sheets-numberformat='{"1":2,"2":"0","3":1}' data-sheets-value='{"1":3,"3":88}' style="overflow:hidden;padding:0px 3px 0px 3px;vertical-align:bottom;text-align:center;">88</td> <td data-sheets-numberformat='{"1":2,"2":"0","3":1}' data-sheets-value='{"1":3,"3":83}' style="overflow:hidden;padding:0px 3px 0px 3px;vertical-align:bottom;text-align:center;">83</td> <td data-sheets-numberformat='{"1":2,"2":"0","3":1}' data-sheets-value='{"1":2,"2":"-"}' style="border-right:1px solid #000000;overflow:hidden;padding:0px 3px 0px 3px;vertical-align:bottom;text-align:center;">-</td> </tr> <tr style="height:20px;"> <td data-sheets-value='{"1":2,"2":"PC"}' style="border-left:1px solid #000000;overflow:hidden;padding:0px 3px 0px 3px;vertical-align:bottom;font-weight:bold;">PC</td> <td data-sheets-value='{"1":2,"2":"Single-walled"}' style="overflow:hidden;padding:0px 3px 0px 3px;vertical-align:bottom;font-weight:bold;">Single-walled</td> <td data-sheets-value='{"1":2,"2":"Opal (D)"}' style="border-right:1px solid #000000;overflow:hidden;padding:0px 3px 0px 3px;vertical-align:bottom;font-weight:bold;">Opal (D)</td> <td data-sheets-numberformat='{"1":2,"2":"0.00","3":1}' data-sheets-value='{"1":3,"3":5.17}' style="overflow:hidden;padding:0px 3px 0px 3px;vertical-align:bottom;text-align:center;">5.17</td> <td data-sheets-numberformat='{"1":2,"2":"0","3":1}' data-sheets-value='{"1":3,"3":58}' style="overflow:hidden;padding:0px 3px 0px 3px;vertical-align:bottom;text-align:center;">58</td> <td data-sheets-numberformat='{"1":2,"2":"0","3":1}' data-sheets-value='{"1":3,"3":60}' style="overflow:hidden;padding:0px 3px 0px 3px;vertical-align:bottom;text-align:center;">60</td> <td data-sheets-numberformat='{"1":2,"2":"0","3":1}' data-sheets-value='{"1":2,"2":"-"}' style="border-right:1px solid #000000;overflow:hidden;padding:0px 3px 0px 3px;vertical-align:bottom;text-align:center;">-</td> </tr> <tr style="height:20px;"> <td style="border-left:1px solid #000000;overflow:hidden;padding:0px 3px 0px 3px;vertical-align:bottom;font-weight:bold;"></td> <td data-sheets-value='{"1":2,"2":"Double-walled"}' style="overflow:hidden;padding:0px 3px 0px 3px;vertical-align:bottom;font-weight:bold;">Double-walled</td> <td data-sheets-value='{"1":2,"2":"Clear (A/H)"}' style="border-right:1px solid #000000;overflow:hidden;padding:0px 3px 0px 3px;vertical-align:bottom;font-weight:bold;">Clear (A/H)</td> <td data-sheets-numberformat='{"1":2,"2":"0.00","3":1}' data-sheets-value='{"1":3,"3":2.9}' style="overflow:hidden;padding:0px 3px 0px 3px;vertical-align:bottom;text-align:center;">2.90</td> <td data-sheets-numberformat='{"1":2,"2":"0","3":1}' data-sheets-value='{"1":3,"3":79}' style="overflow:hidden;padding:0px 3px 0px 3px;vertical-align:bottom;text-align:center;">79</td> <td data-sheets-numberformat='{"1":2,"2":"0","3":1}' data-sheets-value='{"1":3,"3":72}' style="overflow:hidden;padding:0px 3px 0px 3px;vertical-align:bottom;text-align:center;">72</td> <td data-sheets-numberformat='{"1":2,"2":"0","3":1}' data-sheets-value='{"1":3,"3":20}' style="border-right:1px solid #000000;overflow:hidden;padding:0px 3px 0px 3px;vertical-align:bottom;text-align:center;">20</td> </tr> <tr style="height:20px;"> <td style="border-left:1px solid #000000;overflow:hidden;padding:0px 3px 0px 3px;vertical-align:bottom;font-weight:bold;"></td> <td data-sheets-value='{"1":2,"2":"Double-walled"}' style="overflow:hidden;padding:0px 3px 0px 3px;vertical-align:bottom;font-weight:bold;">Double-walled</td> <td data-sheets-value='{"1":2,"2":"Clear (A/A)"}' style="border-right:1px solid #000000;overflow:hidden;padding:0px 3px 0px 3px;vertical-align:bottom;font-weight:bold;">Clear (A/A)</td> <td data-sheets-numberformat='{"1":2,"2":"0.00","3":1}' data-sheets-value='{"1":3,"3":2.9}' style="overflow:hidden;padding:0px 3px 0px 3px;vertical-align:bottom;text-align:center;">2.90</td> <td data-sheets-numberformat='{"1":2,"2":"0","3":1}' data-sheets-value='{"1":3,"3":77}' style="overflow:hidden;padding:0px 3px 0px 3px;vertical-align:bottom;text-align:center;">77</td> <td data-sheets-numberformat='{"1":2,"2":"0","3":1}' data-sheets-value='{"1":3,"3":69}' style="overflow:hidden;padding:0px 3px 0px 3px;vertical-align:bottom;text-align:center;">69</td> <td data-sheets-numberformat='{"1":2,"2":"0","3":1}' data-sheets-value='{"1":3,"3":20}' style="border-right:1px solid #000000;overflow:hidden;padding:0px 3px 0px 3px;vertical-align:bottom;text-align:center;">20</td> </tr> <tr style="height:20px;"> <td style="border-left:1px solid #000000;overflow:hidden;padding:0px 3px 0px 3px;vertical-align:bottom;font-weight:bold;"></td> <td data-sheets-value='{"1":2,"2":"Double-walled"}' style="overflow:hidden;padding:0px 3px 0px 3px;vertical-align:bottom;font-weight:bold;">Double-walled</td> <td data-sheets-value='{"1":2,"2":"Opal (A/O)"}' style="border-right:1px solid #000000;overflow:hidden;padding:0px 3px 0px 3px;vertical-align:bottom;font-weight:bold;">Opal (A/O)</td> <td data-sheets-numberformat='{"1":2,"2":"0.00","3":1}' data-sheets-value='{"1":3,"3":2.9}' style="overflow:hidden;padding:0px 3px 0px 3px;vertical-align:bottom;text-align:center;">2.90</td> <td data-sheets-numberformat='{"1":2,"2":"0","3":1}' data-sheets-value='{"1":3,"3":73}' style="overflow:hidden;padding:0px 3px 0px 3px;vertical-align:bottom;text-align:center;">73</td> <td data-sheets-numberformat='{"1":2,"2":"0","3":1}' data-sheets-value='{"1":3,"3":63}' style="overflow:hidden;padding:0px 3px 0px 3px;vertical-align:bottom;text-align:center;">63</td> <td data-sheets-numberformat='{"1":2,"2":"0","3":1}' data-sheets-value='{"1":3,"3":20}' style="border-right:1px solid #000000;overflow:hidden;padding:0px 3px 0px 3px;vertical-align:bottom;text-align:center;">20</td> </tr> <tr style="height:20px;"> <td style="border-left:1px solid #000000;overflow:hidden;padding:0px 3px 0px 3px;vertical-align:bottom;font-weight:bold;"></td> <td data-sheets-value='{"1":2,"2":"Double-walled"}' style="overflow:hidden;padding:0px 3px 0px 3px;vertical-align:bottom;font-weight:bold;">Double-walled</td> <td data-sheets-value='{"1":2,"2":"Opal (A/D)"}' style="border-right:1px solid #000000;overflow:hidden;padding:0px 3px 0px 3px;vertical-align:bottom;font-weight:bold;">Opal (A/D)</td> <td data-sheets-numberformat='{"1":2,"2":"0.00","3":1}' data-sheets-value='{"1":3,"3":2.9}' style="overflow:hidden;padding:0px 3px 0px 3px;vertical-align:bottom;text-align:center;">2.90</td> <td data-sheets-numberformat='{"1":2,"2":"0","3":1}' data-sheets-value='{"1":3,"3":51}' style="overflow:hidden;padding:0px 3px 0px 3px;vertical-align:bottom;text-align:center;">51</td> <td data-sheets-numberformat='{"1":2,"2":"0","3":1}' data-sheets-value='{"1":3,"3":50}' style="overflow:hidden;padding:0px 3px 0px 3px;vertical-align:bottom;text-align:center;">50</td> <td data-sheets-numberformat='{"1":2,"2":"0","3":1}' data-sheets-value='{"1":3,"3":20}' style="border-right:1px solid #000000;overflow:hidden;padding:0px 3px 0px 3px;vertical-align:bottom;text-align:center;">20</td> </tr> <tr style="height:20px;"> <td style="border-left:1px solid #000000;overflow:hidden;padding:0px 3px 0px 3px;vertical-align:bottom;font-weight:bold;"></td> <td data-sheets-value='{"1":2,"2":"Triple-walled"}' style="overflow:hidden;padding:0px 3px 0px 3px;vertical-align:bottom;font-weight:bold;">Triple-walled</td> <td data-sheets-value='{"1":2,"2":"Clear (A/H/H)"}' style="border-right:1px solid #000000;overflow:hidden;padding:0px 3px 0px 3px;vertical-align:bottom;font-weight:bold;">Clear (A/H/H)</td> <td data-sheets-numberformat='{"1":2,"2":"0.00","3":1}' data-sheets-value='{"1":3,"3":1.7}' style="overflow:hidden;padding:0px 3px 0px 3px;vertical-align:bottom;text-align:center;">1.70</td> <td data-sheets-numberformat='{"1":2,"2":"0","3":1}' data-sheets-value='{"1":3,"3":71}' style="overflow:hidden;padding:0px 3px 0px 3px;vertical-align:bottom;text-align:center;">71</td> <td data-sheets-numberformat='{"1":2,"2":"0","3":1}' data-sheets-value='{"1":3,"3":63}' style="overflow:hidden;padding:0px 3px 0px 3px;vertical-align:bottom;text-align:center;">63</td> <td data-sheets-numberformat='{"1":2,"2":"0","3":1}' data-sheets-value='{"1":3,"3":22}' style="border-right:1px solid #000000;overflow:hidden;padding:0px 3px 0px 3px;vertical-align:bottom;text-align:center;">22</td> </tr> <tr style="height:20px;"> <td style="border-left:1px solid #000000;overflow:hidden;padding:0px 3px 0px 3px;vertical-align:bottom;font-weight:bold;"></td> <td data-sheets-value='{"1":2,"2":"Triple-walled"}' style="overflow:hidden;padding:0px 3px 0px 3px;vertical-align:bottom;font-weight:bold;">Triple-walled</td> <td data-sheets-value='{"1":2,"2":"Opal (A/O/O)"}' style="border-right:1px solid #000000;overflow:hidden;padding:0px 3px 0px 3px;vertical-align:bottom;font-weight:bold;">Opal (A/O/O)</td> <td data-sheets-numberformat='{"1":2,"2":"0.00","3":1}' data-sheets-value='{"1":3,"3":1.7}' style="overflow:hidden;padding:0px 3px 0px 3px;vertical-align:bottom;text-align:center;">1.70</td> <td data-sheets-numberformat='{"1":2,"2":"0","3":1}' data-sheets-value='{"1":3,"3":61}' style="overflow:hidden;padding:0px 3px 0px 3px;vertical-align:bottom;text-align:center;">61</td> <td data-sheets-numberformat='{"1":2,"2":"0","3":1}' data-sheets-value='{"1":3,"3":48}' style="overflow:hidden;padding:0px 3px 0px 3px;vertical-align:bottom;text-align:center;">48</td> <td data-sheets-numberformat='{"1":2,"2":"0","3":1}' data-sheets-value='{"1":3,"3":22}' style="border-right:1px solid #000000;overflow:hidden;padding:0px 3px 0px 3px;vertical-align:bottom;text-align:center;">22</td> </tr> <tr style="height:20px;"> <td style="border-left:1px solid #000000;overflow:hidden;padding:0px 3px 0px 3px;vertical-align:bottom;font-weight:bold;"></td> <td data-sheets-value='{"1":2,"2":"Four-walled"}' style="overflow:hidden;padding:0px 3px 0px 3px;vertical-align:bottom;font-weight:bold;">Four-walled</td> <td data-sheets-value='{"1":2,"2":"Clear (A/H/H/H)"}' style="border-right:1px solid #000000;overflow:hidden;padding:0px 3px 0px 3px;vertical-align:bottom;font-weight:bold;">Clear (A/H/H/H)</td> <td data-sheets-numberformat='{"1":2,"2":"0.00","3":1}' data-sheets-value='{"1":3,"3":1.28}' style="overflow:hidden;padding:0px 3px 0px 3px;vertical-align:bottom;text-align:center;">1.28</td> <td data-sheets-numberformat='{"1":2,"2":"0","3":1}' data-sheets-value='{"1":3,"3":64}' style="overflow:hidden;padding:0px 3px 0px 3px;vertical-align:bottom;text-align:center;">64</td> <td data-sheets-numberformat='{"1":2,"2":"0","3":1}' data-sheets-value='{"1":3,"3":52}' style="overflow:hidden;padding:0px 3px 0px 3px;vertical-align:bottom;text-align:center;">52</td> <td data-sheets-numberformat='{"1":2,"2":"0","3":1}' data-sheets-value='{"1":3,"3":23}' style="border-right:1px solid #000000;overflow:hidden;padding:0px 3px 0px 3px;vertical-align:bottom;text-align:center;">23</td> </tr> <tr style="height:20px;"> <td style="border-bottom:1px solid #000000;border-left:1px solid #000000;overflow:hidden;padding:0px 3px 0px 3px;vertical-align:bottom;"></td> <td data-sheets-value='{"1":2,"2":"Four-walled"}' style="border-bottom:1px solid #000000;overflow:hidden;padding:0px 3px 0px 3px;vertical-align:bottom;font-weight:bold;">Four-walled</td> <td data-sheets-value='{"1":2,"2":"Opal (A/H/O/H)"}' style="border-right:1px solid #000000;border-bottom:1px solid #000000;overflow:hidden;padding:0px 3px 0px 3px;vertical-align:bottom;font-weight:bold;">Opal (A/H/O/H)</td> <td data-sheets-numberformat='{"1":2,"2":"0.00","3":1}' data-sheets-value='{"1":3,"3":1.28}' style="border-bottom:1px solid #000000;overflow:hidden;padding:0px 3px 0px 3px;vertical-align:bottom;text-align:center;">1.28</td> <td data-sheets-numberformat='{"1":2,"2":"0","3":1}' data-sheets-value='{"1":3,"3":59}' style="border-bottom:1px solid #000000;overflow:hidden;padding:0px 3px 0px 3px;vertical-align:bottom;text-align:center;">59</td> <td data-sheets-numberformat='{"1":2,"2":"0","3":1}' data-sheets-value='{"1":3,"3":46}' style="border-bottom:1px solid #000000;overflow:hidden;padding:0px 3px 0px 3px;vertical-align:bottom;text-align:center;">46</td> <td data-sheets-numberformat='{"1":2,"2":"0","3":1}' data-sheets-value='{"1":3,"3":23}' style="border-right:1px solid #000000;border-bottom:1px solid #000000;overflow:hidden;padding:0px 3px 0px 3px;vertical-align:bottom;text-align:center;">23</td> </tr> <tr style="height:20px;"> <td data-sheets-value='{"1":2,"2":"Polycarbonate"}' style="border-left:1px solid #000000;overflow:hidden;padding:0px 3px 0px 3px;vertical-align:bottom;font-weight:bold;">Polycarbonate</td> <td data-sheets-value='{"1":2,"2":"Single-walled"}' style="overflow:hidden;padding:0px 3px 0px 3px;vertical-align:bottom;font-weight:bold;">Single-walled</td> <td data-sheets-value='{"1":2,"2":"Heatstop Opal (T)"}' style="border-right:1px solid #000000;overflow:hidden;padding:0px 3px 0px 3px;vertical-align:bottom;font-weight:bold;">Heatstop Opal (T)</td> <td data-sheets-numberformat='{"1":2,"2":"0.00","3":1}' data-sheets-value='{"1":3,"3":5.17}' style="overflow:hidden;padding:0px 3px 0px 3px;vertical-align:bottom;text-align:center;">5.17</td> <td data-sheets-numberformat='{"1":2,"2":"0","3":1}' data-sheets-value='{"1":3,"3":49}' style="overflow:hidden;padding:0px 3px 0px 3px;vertical-align:bottom;text-align:center;">49</td> <td data-sheets-numberformat='{"1":2,"2":"0","3":1}' data-sheets-value='{"1":3,"3":59}' style="overflow:hidden;padding:0px 3px 0px 3px;vertical-align:bottom;text-align:center;">59</td> <td data-sheets-numberformat='{"1":2,"2":"0","3":1}' data-sheets-value='{"1":2,"2":"-"}' style="border-right:1px solid #000000;overflow:hidden;padding:0px 3px 0px 3px;vertical-align:bottom;text-align:center;">-</td> </tr> <tr style="height:20px;"> <td data-sheets-value='{"1":2,"2":"Heatstop PC"}' style="border-left:1px solid #000000;overflow:hidden;padding:0px 3px 0px 3px;vertical-align:bottom;font-weight:bold;">Heatstop PC</td> <td data-sheets-value='{"1":2,"2":"Double-walled"}' style="overflow:hidden;padding:0px 3px 0px 3px;vertical-align:bottom;font-weight:bold;">Double-walled</td> <td data-sheets-value='{"1":2,"2":"Clear (T/H)"}' style="border-right:1px solid #000000;overflow:hidden;padding:0px 3px 0px 3px;vertical-align:bottom;font-weight:bold;">Clear (T/H)</td> <td data-sheets-numberformat='{"1":2,"2":"0.00","3":1}' data-sheets-value='{"1":3,"3":2.9}' style="overflow:hidden;padding:0px 3px 0px 3px;vertical-align:bottom;text-align:center;">2.90</td> <td data-sheets-numberformat='{"1":2,"2":"0","3":1}' data-sheets-value='{"1":3,"3":44}' style="overflow:hidden;padding:0px 3px 0px 3px;vertical-align:bottom;text-align:center;">44</td> <td data-sheets-numberformat='{"1":2,"2":"0","3":1}' data-sheets-value='{"1":3,"3":51}' style="overflow:hidden;padding:0px 3px 0px 3px;vertical-align:bottom;text-align:center;">51</td> <td data-sheets-numberformat='{"1":2,"2":"0","3":1}' data-sheets-value='{"1":3,"3":20}' style="border-right:1px solid #000000;overflow:hidden;padding:0px 3px 0px 3px;vertical-align:bottom;text-align:center;">20</td> </tr> <tr style="height:20px;"> <td style="border-left:1px solid #000000;overflow:hidden;padding:0px 3px 0px 3px;vertical-align:bottom;font-weight:bold;"></td> <td data-sheets-value='{"1":2,"2":"Double-walled"}' style="overflow:hidden;padding:0px 3px 0px 3px;vertical-align:bottom;font-weight:bold;">Double-walled</td> <td data-sheets-value='{"1":2,"2":"Opal (T/O)"}' style="border-right:1px solid #000000;overflow:hidden;padding:0px 3px 0px 3px;vertical-align:bottom;font-weight:bold;">Opal (T/O)</td> <td data-sheets-numberformat='{"1":2,"2":"0.00","3":1}' data-sheets-value='{"1":3,"3":2.9}' style="overflow:hidden;padding:0px 3px 0px 3px;vertical-align:bottom;text-align:center;">2.90</td> <td data-sheets-numberformat='{"1":2,"2":"0","3":1}' data-sheets-value='{"1":3,"3":41}' style="overflow:hidden;padding:0px 3px 0px 3px;vertical-align:bottom;text-align:center;">41</td> <td data-sheets-numberformat='{"1":2,"2":"0","3":1}' data-sheets-value='{"1":3,"3":45}' style="overflow:hidden;padding:0px 3px 0px 3px;vertical-align:bottom;text-align:center;">45</td> <td data-sheets-numberformat='{"1":2,"2":"0","3":1}' data-sheets-value='{"1":3,"3":20}' style="border-right:1px solid #000000;overflow:hidden;padding:0px 3px 0px 3px;vertical-align:bottom;text-align:center;">20</td> </tr> <tr style="height:20px;"> <td style="border-left:1px solid #000000;overflow:hidden;padding:0px 3px 0px 3px;vertical-align:bottom;font-weight:bold;"></td> <td data-sheets-value='{"1":2,"2":"Triple-walled"}' style="overflow:hidden; | skylux-160-ce-met-koepel-en-metaalopstand-met-lm-motor-0700-x-1000-mm | 8585987129677 | 46872261755213
Smoke and heat exhaust (SHEV) | SHE system | Skylux | Skylux 160° CE with skylight and metal curb with LM-actuator 0700 x 1300 mm |  | 33871 | 5412970338710 | 3236.75 | Yes | 30-45 | 66.3 | 700 x 1300 mm | 1300 | 700 |  | metal curb M30 (30 cm high) | Rectangular | 5.17 W/m²K - 1.28 W/m²K | 87% - 32% | 90% - 32% | 20dB - 23dB | 160° CE (for industry) | skylight | without spoiler | E | Single actuator | Maximum four-walled skylight possible for this product | Ut-value LT-value g-value Rw-value EN 1873 : 2014 EN ISO 13468 EN 16153 EN 410 EN 410 EN ISO 140-3 Material Walls Shells (W/m²K) (%) (%) (dB) Acrylic Single-walled Clear (H) 5.17 90 87 - PMMA Single-walled Opal (O) 5.17 83 76 - Double-walled Clear (H/H) 2.90 81 75 20 Double-walled Opal (O/O) 2.90 69 58 20 Triple-walled Clear (H/H/H) 1.70 73 65 22 Triple-walled Opal (O/H/O) 1.70 62 51 22 Four-walled Clear (H/H/H/H) 1.28 64 54 23 Four-walled Opal (H/H/O/H) 1.28 59 48 23 Polycarbonate Single-walled Clear (A) 5.17 88 83 - PC Single-walled Opal (D) 5.17 58 60 - Double-walled Clear (A/H) 2.90 79 72 20 Double-walled Clear (A/A) 2.90 77 69 20 Double-walled Opal (A/O) 2.90 73 63 20 Double-walled Opal (A/D) 2.90 51 50 20 Triple-walled Clear (A/H/H) 1.70 71 63 22 Triple-walled Opal (A/O/O) 1.70 61 48 22 Four-walled Clear (A/H/H/H) 1.28 64 52 23 Four-walled Opal (A/H/O/H) 1.28 59 46 23 Polycarbonate Single-walled Heatstop Opal (T) 5.17 49 59 - Heatstop PC Double-walled Clear (T/H) 2.90 44 51 20 Double-walled Opal (T/O) 2.90 41 45 20 Triple-walled Clear (T/H/H) 1.70 40 <td data-sheets-numberformat='{"1":2,"2":"0","3":1}' data-sheets-value='{"1":3,"3":44}' style="overflow:hidden;paddin | https://skylux.eu/en/products/skylux-160-ce-met-koepel-en-metaalopstand-met-lm-motor-0700-x-1300-mm | https://skylux.eu/cdn/shop/files/Skylux-160deg-CE-met-koepel-en-metaalopstand-met-LM-motor-0700-x-1300-mm-RWA-systeem.jpg?v=1702976484&width=1600 | https://skylux.eu/cdn/shop/files/e5a82811-1bb0-48e4-a776-cacb59c7c092_162780d7-3a8e-49ac-bc56-f51c341b2e2e.jpg?v=1688550147&width=1600 | //skylux.eu/cdn/shop/files/E_MH_Mounting_instructions_Skylux_160_CE_LM.pdf?v=12406716259046007223 | //skylux.eu/cdn/shop/files/E_TD_Technical_File_Skylux_Skylux_160_CE_Electric.pdf?v=3667116872303399239 | <style type="text/css" id="isPasted"> <!--td { border: 1px solid #cccccc; } br { mso-data-placement: same-cell; } --> </style> <table border="1" cellpadding="0" cellspacing="0" dir="ltr" style="table-layout:fixed;font-size:10pt;font-family:Arial;border-collapse:collapse;border:none;"><tbody> <tr style="height:20px;"> <td style="overflow:hidden;padding:0px 3px 0px 3px;vertical-align:bottom;"></td> <td style="overflow:hidden;padding:0px 3px 0px 3px;vertical-align:bottom;"></td> <td style="overflow:hidden;padding:0px 3px 0px 3px;vertical-align:bottom;"></td> <td data-sheets-value='{"1":2,"2":"Ut-value"}' style="overflow:hidden;padding:0px 3px 0px 3px;vertical-align:bottom;font-weight:bold;text-align:center;">Ut-value</td> <td data-sheets-value='{"1":2,"2":"LT-value"}' style="overflow:hidden;padding:0px 3px 0px 3px;vertical-align:bottom;font-weight:bold;text-align:center;">LT-value</td> <td data-sheets-value='{"1":2,"2":"g-value"}' style="overflow:hidden;padding:0px 3px 0px 3px;vertical-align:bottom;font-weight:bold;text-align:center;">g-value</td> <td data-sheets-value='{"1":2,"2":"Rw-value "}' style="overflow:hidden;padding:0px 3px 0px 3px;vertical-align:bottom;font-weight:bold;text-align:center;">Rw-value </td> </tr> <tr style="height:20px;"> <td style="overflow:hidden;padding:0px 3px 0px 3px;vertical-align:bottom;"></td> <td style="overflow:hidden;padding:0px 3px 0px 3px;vertical-align:bottom;"></td> <td style="overflow:hidden;padding:0px 3px 0px 3px;vertical-align:bottom;"></td> <td data-sheets-numberformat='{"1":2,"2":"0.00","3":1}' data-sheets-value='{"1":2,"2":"EN 1873 : 2014"}' style="overflow:hidden;padding:0px 3px 0px 3px;vertical-align:bottom;text-align:center;">EN 1873 : 2014</td> <td data-sheets-numberformat='{"1":2,"2":"0","3":1}' data-sheets-value='{"1":2,"2":"EN ISO 13468 EN 16153 EN 410"}' style="overflow:hidden;padding:0px 3px 0px 3px;vertical-align:bottom;text-align:center;">EN ISO 13468 EN 16153 EN 410</td> <td data-sheets-numberformat='{"1":2,"2":"0","3":1}' data-sheets-value='{"1":2,"2":"EN 410"}' style="overflow:hidden;padding:0px 3px 0px 3px;vertical-align:bottom;text-align:center;">EN 410</td> <td data-sheets-value='{"1":2,"2":"EN ISO 140-3\t\t"}' style="overflow:hidden;padding:0px 3px 0px 3px;vertical-align:bottom;text-align:center;">EN ISO 140-3 </td> </tr> <tr style="height:20px;"> <td data-sheets-value='{"1":2,"2":"Material"}' style="border-bottom:1px solid #000000;overflow:hidden;padding:0px 3px 0px 3px;vertical-align:bottom;background-color:#000000;font-weight:bold;color:#ffffff;">Material</td> <td data-sheets-value='{"1":2,"2":"Walls"}' style="border-bottom:1px solid #000000;overflow:hidden;padding:0px 3px 0px 3px;vertical-align:bottom;background-color:#000000;font-weight:bold;color:#ffffff;">Walls</td> <td data-sheets-value='{"1":2,"2":"Shells"}' style="border-bottom:1px solid #000000;overflow:hidden;padding:0px 3px 0px 3px;vertical-align:bottom;background-color:#000000;font-weight:bold;color:#ffffff;">Shells</td> <td data-sheets-numberformat='{"1":2,"2":"0.00","3":1}' data-sheets-value='{"1":2,"2":"(W/m²K)\t"}' style="border-bottom:1px solid #000000;overflow:hidden;padding:0px 3px 0px 3px;vertical-align:bottom;background-color:#000000;font-weight:bold;color:#ffffff;text-align:center;">(W/m²K) </td> <td data-sheets-numberformat='{"1":2,"2":"0","3":1}' data-sheets-value='{"1":2,"2":"(%)"}' style="border-bottom:1px solid #000000;overflow:hidden;padding:0px 3px 0px 3px;vertical-align:bottom;background-color:#000000;font-weight:bold;color:#ffffff;text-align:center;">(%)</td> <td data-sheets-numberformat='{"1":2,"2":"0","3":1}' data-sheets-value='{"1":2,"2":"(%)"}' style="border-bottom:1px solid #000000;overflow:hidden;padding:0px 3px 0px 3px;vertical-align:bottom;background-color:#000000;font-weight:bold;color:#ffffff;text-align:center;">(%)</td> <td data-sheets-value='{"1":2,"2":"(dB)"}' style="border-bottom:1px solid #000000;overflow:hidden;padding:0px 3px 0px 3px;vertical-align:bottom;background-color:#000000;font-weight:bold;color:#ffffff;text-align:center;">(dB)</td> </tr> <tr style="height:20px;"> <td data-sheets-value='{"1":2,"2":"Acrylic"}' style="border-left:1px solid #000000;overflow:hidden;padding:0px 3px 0px 3px;vertical-align:bottom;font-weight:bold;">Acrylic</td> <td data-sheets-value='{"1":2,"2":"Single-walled"}' style="overflow:hidden;padding:0px 3px 0px 3px;vertical-align:bottom;font-weight:bold;">Single-walled</td> <td data-sheets-value='{"1":2,"2":"Clear (H)"}' style="border-right:1px solid #000000;overflow:hidden;padding:0px 3px 0px 3px;vertical-align:bottom;font-weight:bold;">Clear (H)</td> <td data-sheets-numberformat='{"1":2,"2":"0.00","3":1}' data-sheets-value='{"1":3,"3":5.17}' style="overflow:hidden;padding:0px 3px 0px 3px;vertical-align:bottom;text-align:center;">5.17</td> <td data-sheets-numberformat='{"1":2,"2":"0","3":1}' data-sheets-value='{"1":3,"3":90}' style="overflow:hidden;padding:0px 3px 0px 3px;vertical-align:bottom;text-align:center;">90</td> <td data-sheets-numberformat='{"1":2,"2":"0","3":1}' data-sheets-value='{"1":3,"3":87}' style="overflow:hidden;padding:0px 3px 0px 3px;vertical-align:bottom;text-align:center;">87</td> <td data-sheets-numberformat='{"1":2,"2":"0","3":1}' data-sheets-value='{"1":2,"2":"-"}' style="border-right:1px solid #000000;overflow:hidden;padding:0px 3px 0px 3px;vertical-align:bottom;text-align:center;">-</td> </tr> <tr style="height:20px;"> <td data-sheets-value='{"1":2,"2":"PMMA"}' style="border-left:1px solid #000000;overflow:hidden;padding:0px 3px 0px 3px;vertical-align:bottom;font-weight:bold;">PMMA</td> <td data-sheets-value='{"1":2,"2":"Single-walled"}' style="overflow:hidden;padding:0px 3px 0px 3px;vertical-align:bottom;font-weight:bold;">Single-walled</td> <td data-sheets-value='{"1":2,"2":"Opal (O)"}' style="border-right:1px solid #000000;overflow:hidden;padding:0px 3px 0px 3px;vertical-align:bottom;font-weight:bold;">Opal (O)</td> <td data-sheets-numberformat='{"1":2,"2":"0.00","3":1}' data-sheets-value='{"1":3,"3":5.17}' style="overflow:hidden;padding:0px 3px 0px 3px;vertical-align:bottom;text-align:center;">5.17</td> <td data-sheets-numberformat='{"1":2,"2":"0","3":1}' data-sheets-value='{"1":3,"3":83}' style="overflow:hidden;padding:0px 3px 0px 3px;vertical-align:bottom;text-align:center;">83</td> <td data-sheets-numberformat='{"1":2,"2":"0","3":1}' data-sheets-value='{"1":3,"3":76}' style="overflow:hidden;padding:0px 3px 0px 3px;vertical-align:bottom;text-align:center;">76</td> <td data-sheets-numberformat='{"1":2,"2":"0","3":1}' data-sheets-value='{"1":2,"2":"-"}' style="border-right:1px solid #000000;overflow:hidden;padding:0px 3px 0px 3px;vertical-align:bottom;text-align:center;">-</td> </tr> <tr style="height:20px;"> <td style="border-left:1px solid #000000;overflow:hidden;padding:0px 3px 0px 3px;vertical-align:bottom;font-weight:bold;"></td> <td data-sheets-value='{"1":2,"2":"Double-walled"}' style="overflow:hidden;padding:0px 3px 0px 3px;vertical-align:bottom;font-weight:bold;">Double-walled</td> <td data-sheets-value='{"1":2,"2":"Clear (H/H)"}' style="border-right:1px solid #000000;overflow:hidden;padding:0px 3px 0px 3px;vertical-align:bottom;font-weight:bold;">Clear (H/H)</td> <td data-sheets-numberformat='{"1":2,"2":"0.00","3":1}' data-sheets-value='{"1":3,"3":2.9}' style="overflow:hidden;padding:0px 3px 0px 3px;vertical-align:bottom;text-align:center;">2.90</td> <td data-sheets-numberformat='{"1":2,"2":"0","3":1}' data-sheets-value='{"1":3,"3":81}' style="overflow:hidden;padding:0px 3px 0px 3px;vertical-align:bottom;text-align:center;">81</td> <td data-sheets-numberformat='{"1":2,"2":"0","3":1}' data-sheets-value='{"1":3,"3":75}' style="overflow:hidden;padding:0px 3px 0px 3px;vertical-align:bottom;text-align:center;">75</td> <td data-sheets-numberformat='{"1":2,"2":"0","3":1}' data-sheets-value='{"1":3,"3":20}' style="border-right:1px solid #000000;overflow:hidden;padding:0px 3px 0px 3px;vertical-align:bottom;text-align:center;">20</td> </tr> <tr style="height:20px;"> <td style="border-left:1px solid #000000;overflow:hidden;padding:0px 3px 0px 3px;vertical-align:bottom;font-weight:bold;"></td> <td data-sheets-value='{"1":2,"2":"Double-walled"}' style="overflow:hidden;padding:0px 3px 0px 3px;vertical-align:bottom;font-weight:bold;">Double-walled</td> <td data-sheets-value='{"1":2,"2":"Opal (O/O)"}' style="border-right:1px solid #000000;overflow:hidden;padding:0px 3px 0px 3px;vertical-align:bottom;font-weight:bold;">Opal (O/O)</td> <td data-sheets-numberformat='{"1":2,"2":"0.00","3":1}' data-sheets-value='{"1":3,"3":2.9}' style="overflow:hidden;padding:0px 3px 0px 3px;vertical-align:bottom;text-align:center;">2.90</td> <td data-sheets-numberformat='{"1":2,"2":"0","3":1}' data-sheets-value='{"1":3,"3":69}' style="overflow:hidden;padding:0px 3px 0px 3px;vertical-align:bottom;text-align:center;">69</td> <td data-sheets-numberformat='{"1":2,"2":"0","3":1}' data-sheets-value='{"1":3,"3":58}' style="overflow:hidden;padding:0px 3px 0px 3px;vertical-align:bottom;text-align:center;">58</td> <td data-sheets-numberformat='{"1":2,"2":"0","3":1}' data-sheets-value='{"1":3,"3":20}' style="border-right:1px solid #000000;overflow:hidden;padding:0px 3px 0px 3px;vertical-align:bottom;text-align:center;">20</td> </tr> <tr style="height:20px;"> <td style="border-left:1px solid #000000;overflow:hidden;padding:0px 3px 0px 3px;vertical-align:bottom;font-weight:bold;"></td> <td data-sheets-value='{"1":2,"2":"Triple-walled"}' style="overflow:hidden;padding:0px 3px 0px 3px;vertical-align:bottom;font-weight:bold;">Triple-walled</td> <td data-sheets-value='{"1":2,"2":"Clear (H/H/H)"}' style="border-right:1px solid #000000;overflow:hidden;padding:0px 3px 0px 3px;vertical-align:bottom;font-weight:bold;">Clear (H/H/H)</td> <td data-sheets-numberformat='{"1":2,"2":"0.00","3":1}' data-sheets-value='{"1":3,"3":1.7}' style="overflow:hidden;padding:0px 3px 0px 3px;vertical-align:bottom;text-align:center;">1.70</td> <td data-sheets-numberformat='{"1":2,"2":"0","3":1}' data-sheets-value='{"1":3,"3":73}' style="overflow:hidden;padding:0px 3px 0px 3px;vertical-align:bottom;text-align:center;">73</td> <td data-sheets-numberformat='{"1":2,"2":"0","3":1}' data-sheets-value='{"1":3,"3":65}' style="overflow:hidden;padding:0px 3px 0px 3px;vertical-align:bottom;text-align:center;">65</td> <td data-sheets-numberformat='{"1":2,"2":"0","3":1}' data-sheets-value='{"1":3,"3":22}' style="border-right:1px solid #000000;overflow:hidden;padding:0px 3px 0px 3px;vertical-align:bottom;text-align:center;">22</td> </tr> <tr style="height:20px;"> <td style="border-left:1px solid #000000;overflow:hidden;padding:0px 3px 0px 3px;vertical-align:bottom;font-weight:bold;"></td> <td data-sheets-value='{"1":2,"2":"Triple-walled"}' style="overflow:hidden;padding:0px 3px 0px 3px;vertical-align:bottom;font-weight:bold;">Triple-walled</td> <td data-sheets-value='{"1":2,"2":"Opal (O/H/O)"}' style="border-right:1px solid #000000;overflow:hidden;padding:0px 3px 0px 3px;vertical-align:bottom;font-weight:bold;">Opal (O/H/O)</td> <td data-sheets-numberformat='{"1":2,"2":"0.00","3":1}' data-sheets-value='{"1":3,"3":1.7}' style="overflow:hidden;padding:0px 3px 0px 3px;vertical-align:bottom;text-align:center;">1.70</td> <td data-sheets-numberformat='{"1":2,"2":"0","3":1}' data-sheets-value='{"1":3,"3":62}' style="overflow:hidden;padding:0px 3px 0px 3px;vertical-align:bottom;text-align:center;">62</td> <td data-sheets-numberformat='{"1":2,"2":"0","3":1}' data-sheets-value='{"1":3,"3":51}' style="overflow:hidden;padding:0px 3px 0px 3px;vertical-align:bottom;text-align:center;">51</td> <td data-sheets-numberformat='{"1":2,"2":"0","3":1}' data-sheets-value='{"1":3,"3":22}' style="border-right:1px solid #000000;overflow:hidden;padding:0px 3px 0px 3px;vertical-align:bottom;text-align:center;">22</td> </tr> <tr style="height:20px;"> <td style="border-left:1px solid #000000;overflow:hidden;padding:0px 3px 0px 3px;vertical-align:bottom;font-weight:bold;"></td> <td data-sheets-value='{"1":2,"2":"Four-walled"}' style="overflow:hidden;padding:0px 3px 0px 3px;vertical-align:bottom;font-weight:bold;">Four-walled</td> <td data-sheets-value='{"1":2,"2":"Clear (H/H/H/H)"}' style="border-right:1px solid #000000;overflow:hidden;padding:0px 3px 0px 3px;vertical-align:bottom;font-weight:bold;">Clear (H/H/H/H)</td> <td data-sheets-numberformat='{"1":2,"2":"0.00","3":1}' data-sheets-value='{"1":3,"3":1.28}' style="overflow:hidden;padding:0px 3px 0px 3px;vertical-align:bottom;text-align:center;">1.28</td> <td data-sheets-numberformat='{"1":2,"2":"0","3":1}' data-sheets-value='{"1":3,"3":64}' style="overflow:hidden;padding:0px 3px 0px 3px;vertical-align:bottom;text-align:center;">64</td> <td data-sheets-numberformat='{"1":2,"2":"0","3":1}' data-sheets-value='{"1":3,"3":54}' style="overflow:hidden;padding:0px 3px 0px 3px;vertical-align:bottom;text-align:center;">54</td> <td data-sheets-numberformat='{"1":2,"2":"0","3":1}' data-sheets-value='{"1":3,"3":23}' style="border-right:1px solid #000000;overflow:hidden;padding:0px 3px 0px 3px;vertical-align:bottom;text-align:center;">23</td> </tr> <tr style="height:20px;"> <td style="border-bottom:1px solid #000000;border-left:1px solid #000000;overflow:hidden;padding:0px 3px 0px 3px;vertical-align:bottom;"></td> <td data-sheets-value='{"1":2,"2":"Four-walled"}' style="border-bottom:1px solid #000000;overflow:hidden;padding:0px 3px 0px 3px;vertical-align:bottom;font-weight:bold;">Four-walled</td> <td data-sheets-value='{"1":2,"2":"Opal (H/H/O/H)"}' style="border-right:1px solid #000000;border-bottom:1px solid #000000;overflow:hidden;padding:0px 3px 0px 3px;vertical-align:bottom;font-weight:bold;">Opal (H/H/O/H)</td> <td data-sheets-numberformat='{"1":2,"2":"0.00","3":1}' data-sheets-value='{"1":3,"3":1.28}' style="border-bottom:1px solid #000000;overflow:hidden;padding:0px 3px 0px 3px;vertical-align:bottom;text-align:center;">1.28</td> <td data-sheets-numberformat='{"1":2,"2":"0","3":1}' data-sheets-value='{"1":3,"3":59}' style="border-bottom:1px solid #000000;overflow:hidden;padding:0px 3px 0px 3px;vertical-align:bottom;text-align:center;">59</td> <td data-sheets-numberformat='{"1":2,"2":"0","3":1}' data-sheets-value='{"1":3,"3":48}' style="border-bottom:1px solid #000000;overflow:hidden;padding:0px 3px 0px 3px;vertical-align:bottom;text-align:center;">48</td> <td data-sheets-numberformat='{"1":2,"2":"0","3":1}' data-sheets-value='{"1":3,"3":23}' style="border-right:1px solid #000000;border-bottom:1px solid #000000;overflow:hidden;padding:0px 3px 0px 3px;vertical-align:bottom;text-align:center;">23</td> </tr> <tr style="height:20px;"> <td data-sheets-value='{"1":2,"2":"Polycarbonate "}' style="border-left:1px solid #000000;overflow:hidden;padding:0px 3px 0px 3px;vertical-align:bottom;font-weight:bold;">Polycarbonate </td> <td data-sheets-value='{"1":2,"2":"Single-walled"}' style="overflow:hidden;padding:0px 3px 0px 3px;vertical-align:bottom;font-weight:bold;">Single-walled</td> <td data-sheets-value='{"1":2,"2":"Clear (A)"}' style="border-right:1px solid #000000;overflow:hidden;padding:0px 3px 0px 3px;vertical-align:bottom;font-weight:bold;">Clear (A)</td> <td data-sheets-numberformat='{"1":2,"2":"0.00","3":1}' data-sheets-value='{"1":3,"3":5.17}' style="overflow:hidden;padding:0px 3px 0px 3px;vertical-align:bottom;text-align:center;">5.17</td> <td data-sheets-numberformat='{"1":2,"2":"0","3":1}' data-sheets-value='{"1":3,"3":88}' style="overflow:hidden;padding:0px 3px 0px 3px;vertical-align:bottom;text-align:center;">88</td> <td data-sheets-numberformat='{"1":2,"2":"0","3":1}' data-sheets-value='{"1":3,"3":83}' style="overflow:hidden;padding:0px 3px 0px 3px;vertical-align:bottom;text-align:center;">83</td> <td data-sheets-numberformat='{"1":2,"2":"0","3":1}' data-sheets-value='{"1":2,"2":"-"}' style="border-right:1px solid #000000;overflow:hidden;padding:0px 3px 0px 3px;vertical-align:bottom;text-align:center;">-</td> </tr> <tr style="height:20px;"> <td data-sheets-value='{"1":2,"2":"PC"}' style="border-left:1px solid #000000;overflow:hidden;padding:0px 3px 0px 3px;vertical-align:bottom;font-weight:bold;">PC</td> <td data-sheets-value='{"1":2,"2":"Single-walled"}' style="overflow:hidden;padding:0px 3px 0px 3px;vertical-align:bottom;font-weight:bold;">Single-walled</td> <td data-sheets-value='{"1":2,"2":"Opal (D)"}' style="border-right:1px solid #000000;overflow:hidden;padding:0px 3px 0px 3px;vertical-align:bottom;font-weight:bold;">Opal (D)</td> <td data-sheets-numberformat='{"1":2,"2":"0.00","3":1}' data-sheets-value='{"1":3,"3":5.17}' style="overflow:hidden;padding:0px 3px 0px 3px;vertical-align:bottom;text-align:center;">5.17</td> <td data-sheets-numberformat='{"1":2,"2":"0","3":1}' data-sheets-value='{"1":3,"3":58}' style="overflow:hidden;padding:0px 3px 0px 3px;vertical-align:bottom;text-align:center;">58</td> <td data-sheets-numberformat='{"1":2,"2":"0","3":1}' data-sheets-value='{"1":3,"3":60}' style="overflow:hidden;padding:0px 3px 0px 3px;vertical-align:bottom;text-align:center;">60</td> <td data-sheets-numberformat='{"1":2,"2":"0","3":1}' data-sheets-value='{"1":2,"2":"-"}' style="border-right:1px solid #000000;overflow:hidden;padding:0px 3px 0px 3px;vertical-align:bottom;text-align:center;">-</td> </tr> <tr style="height:20px;"> <td style="border-left:1px solid #000000;overflow:hidden;padding:0px 3px 0px 3px;vertical-align:bottom;font-weight:bold;"></td> <td data-sheets-value='{"1":2,"2":"Double-walled"}' style="overflow:hidden;padding:0px 3px 0px 3px;vertical-align:bottom;font-weight:bold;">Double-walled</td> <td data-sheets-value='{"1":2,"2":"Clear (A/H)"}' style="border-right:1px solid #000000;overflow:hidden;padding:0px 3px 0px 3px;vertical-align:bottom;font-weight:bold;">Clear (A/H)</td> <td data-sheets-numberformat='{"1":2,"2":"0.00","3":1}' data-sheets-value='{"1":3,"3":2.9}' style="overflow:hidden;padding:0px 3px 0px 3px;vertical-align:bottom;text-align:center;">2.90</td> <td data-sheets-numberformat='{"1":2,"2":"0","3":1}' data-sheets-value='{"1":3,"3":79}' style="overflow:hidden;padding:0px 3px 0px 3px;vertical-align:bottom;text-align:center;">79</td> <td data-sheets-numberformat='{"1":2,"2":"0","3":1}' data-sheets-value='{"1":3,"3":72}' style="overflow:hidden;padding:0px 3px 0px 3px;vertical-align:bottom;text-align:center;">72</td> <td data-sheets-numberformat='{"1":2,"2":"0","3":1}' data-sheets-value='{"1":3,"3":20}' style="border-right:1px solid #000000;overflow:hidden;padding:0px 3px 0px 3px;vertical-align:bottom;text-align:center;">20</td> </tr> <tr style="height:20px;"> <td style="border-left:1px solid #000000;overflow:hidden;padding:0px 3px 0px 3px;vertical-align:bottom;font-weight:bold;"></td> <td data-sheets-value='{"1":2,"2":"Double-walled"}' style="overflow:hidden;padding:0px 3px 0px 3px;vertical-align:bottom;font-weight:bold;">Double-walled</td> <td data-sheets-value='{"1":2,"2":"Clear (A/A)"}' style="border-right:1px solid #000000;overflow:hidden;padding:0px 3px 0px 3px;vertical-align:bottom;font-weight:bold;">Clear (A/A)</td> <td data-sheets-numberformat='{"1":2,"2":"0.00","3":1}' data-sheets-value='{"1":3,"3":2.9}' style="overflow:hidden;padding:0px 3px 0px 3px;vertical-align:bottom;text-align:center;">2.90</td> <td data-sheets-numberformat='{"1":2,"2":"0","3":1}' data-sheets-value='{"1":3,"3":77}' style="overflow:hidden;padding:0px 3px 0px 3px;vertical-align:bottom;text-align:center;">77</td> <td data-sheets-numberformat='{"1":2,"2":"0","3":1}' data-sheets-value='{"1":3,"3":69}' style="overflow:hidden;padding:0px 3px 0px 3px;vertical-align:bottom;text-align:center;">69</td> <td data-sheets-numberformat='{"1":2,"2":"0","3":1}' data-sheets-value='{"1":3,"3":20}' style="border-right:1px solid #000000;overflow:hidden;padding:0px 3px 0px 3px;vertical-align:bottom;text-align:center;">20</td> </tr> <tr style="height:20px;"> <td style="border-left:1px solid #000000;overflow:hidden;padding:0px 3px 0px 3px;vertical-align:bottom;font-weight:bold;"></td> <td data-sheets-value='{"1":2,"2":"Double-walled"}' style="overflow:hidden;padding:0px 3px 0px 3px;vertical-align:bottom;font-weight:bold;">Double-walled</td> <td data-sheets-value='{"1":2,"2":"Opal (A/O)"}' style="border-right:1px solid #000000;overflow:hidden;padding:0px 3px 0px 3px;vertical-align:bottom;font-weight:bold;">Opal (A/O)</td> <td data-sheets-numberformat='{"1":2,"2":"0.00","3":1}' data-sheets-value='{"1":3,"3":2.9}' style="overflow:hidden;padding:0px 3px 0px 3px;vertical-align:bottom;text-align:center;">2.90</td> <td data-sheets-numberformat='{"1":2,"2":"0","3":1}' data-sheets-value='{"1":3,"3":73}' style="overflow:hidden;padding:0px 3px 0px 3px;vertical-align:bottom;text-align:center;">73</td> <td data-sheets-numberformat='{"1":2,"2":"0","3":1}' data-sheets-value='{"1":3,"3":63}' style="overflow:hidden;padding:0px 3px 0px 3px;vertical-align:bottom;text-align:center;">63</td> <td data-sheets-numberformat='{"1":2,"2":"0","3":1}' data-sheets-value='{"1":3,"3":20}' style="border-right:1px solid #000000;overflow:hidden;padding:0px 3px 0px 3px;vertical-align:bottom;text-align:center;">20</td> </tr> <tr style="height:20px;"> <td style="border-left:1px solid #000000;overflow:hidden;padding:0px 3px 0px 3px;vertical-align:bottom;font-weight:bold;"></td> <td data-sheets-value='{"1":2,"2":"Double-walled"}' style="overflow:hidden;padding:0px 3px 0px 3px;vertical-align:bottom;font-weight:bold;">Double-walled</td> <td data-sheets-value='{"1":2,"2":"Opal (A/D)"}' style="border-right:1px solid #000000;overflow:hidden;padding:0px 3px 0px 3px;vertical-align:bottom;font-weight:bold;">Opal (A/D)</td> <td data-sheets-numberformat='{"1":2,"2":"0.00","3":1}' data-sheets-value='{"1":3,"3":2.9}' style="overflow:hidden;padding:0px 3px 0px 3px;vertical-align:bottom;text-align:center;">2.90</td> <td data-sheets-numberformat='{"1":2,"2":"0","3":1}' data-sheets-value='{"1":3,"3":51}' style="overflow:hidden;padding:0px 3px 0px 3px;vertical-align:bottom;text-align:center;">51</td> <td data-sheets-numberformat='{"1":2,"2":"0","3":1}' data-sheets-value='{"1":3,"3":50}' style="overflow:hidden;padding:0px 3px 0px 3px;vertical-align:bottom;text-align:center;">50</td> <td data-sheets-numberformat='{"1":2,"2":"0","3":1}' data-sheets-value='{"1":3,"3":20}' style="border-right:1px solid #000000;overflow:hidden;padding:0px 3px 0px 3px;vertical-align:bottom;text-align:center;">20</td> </tr> <tr style="height:20px;"> <td style="border-left:1px solid #000000;overflow:hidden;padding:0px 3px 0px 3px;vertical-align:bottom;font-weight:bold;"></td> <td data-sheets-value='{"1":2,"2":"Triple-walled"}' style="overflow:hidden;padding:0px 3px 0px 3px;vertical-align:bottom;font-weight:bold;">Triple-walled</td> <td data-sheets-value='{"1":2,"2":"Clear (A/H/H)"}' style="border-right:1px solid #000000;overflow:hidden;padding:0px 3px 0px 3px;vertical-align:bottom;font-weight:bold;">Clear (A/H/H)</td> <td data-sheets-numberformat='{"1":2,"2":"0.00","3":1}' data-sheets-value='{"1":3,"3":1.7}' style="overflow:hidden;padding:0px 3px 0px 3px;vertical-align:bottom;text-align:center;">1.70</td> <td data-sheets-numberformat='{"1":2,"2":"0","3":1}' data-sheets-value='{"1":3,"3":71}' style="overflow:hidden;padding:0px 3px 0px 3px;vertical-align:bottom;text-align:center;">71</td> <td data-sheets-numberformat='{"1":2,"2":"0","3":1}' data-sheets-value='{"1":3,"3":63}' style="overflow:hidden;padding:0px 3px 0px 3px;vertical-align:bottom;text-align:center;">63</td> <td data-sheets-numberformat='{"1":2,"2":"0","3":1}' data-sheets-value='{"1":3,"3":22}' style="border-right:1px solid #000000;overflow:hidden;padding:0px 3px 0px 3px;vertical-align:bottom;text-align:center;">22</td> </tr> <tr style="height:20px;"> <td style="border-left:1px solid #000000;overflow:hidden;padding:0px 3px 0px 3px;vertical-align:bottom;font-weight:bold;"></td> <td data-sheets-value='{"1":2,"2":"Triple-walled"}' style="overflow:hidden;padding:0px 3px 0px 3px;vertical-align:bottom;font-weight:bold;">Triple-walled</td> <td data-sheets-value='{"1":2,"2":"Opal (A/O/O)"}' style="border-right:1px solid #000000;overflow:hidden;padding:0px 3px 0px 3px;vertical-align:bottom;font-weight:bold;">Opal (A/O/O)</td> <td data-sheets-numberformat='{"1":2,"2":"0.00","3":1}' data-sheets-value='{"1":3,"3":1.7}' style="overflow:hidden;padding:0px 3px 0px 3px;vertical-align:bottom;text-align:center;">1.70</td> <td data-sheets-numberformat='{"1":2,"2":"0","3":1}' data-sheets-value='{"1":3,"3":61}' style="overflow:hidden;padding:0px 3px 0px 3px;vertical-align:bottom;text-align:center;">61</td> <td data-sheets-numberformat='{"1":2,"2":"0","3":1}' data-sheets-value='{"1":3,"3":48}' style="overflow:hidden;padding:0px 3px 0px 3px;vertical-align:bottom;text-align:center;">48</td> <td data-sheets-numberformat='{"1":2,"2":"0","3":1}' data-sheets-value='{"1":3,"3":22}' style="border-right:1px solid #000000;overflow:hidden;padding:0px 3px 0px 3px;vertical-align:bottom;text-align:center;">22</td> </tr> <tr style="height:20px;"> <td style="border-left:1px solid #000000;overflow:hidden;padding:0px 3px 0px 3px;vertical-align:bottom;font-weight:bold;"></td> <td data-sheets-value='{"1":2,"2":"Four-walled"}' style="overflow:hidden;padding:0px 3px 0px 3px;vertical-align:bottom;font-weight:bold;">Four-walled</td> <td data-sheets-value='{"1":2,"2":"Clear (A/H/H/H)"}' style="border-right:1px solid #000000;overflow:hidden;padding:0px 3px 0px 3px;vertical-align:bottom;font-weight:bold;">Clear (A/H/H/H)</td> <td data-sheets-numberformat='{"1":2,"2":"0.00","3":1}' data-sheets-value='{"1":3,"3":1.28}' style="overflow:hidden;padding:0px 3px 0px 3px;vertical-align:bottom;text-align:center;">1.28</td> <td data-sheets-numberformat='{"1":2,"2":"0","3":1}' data-sheets-value='{"1":3,"3":64}' style="overflow:hidden;padding:0px 3px 0px 3px;vertical-align:bottom;text-align:center;">64</td> <td data-sheets-numberformat='{"1":2,"2":"0","3":1}' data-sheets-value='{"1":3,"3":52}' style="overflow:hidden;padding:0px 3px 0px 3px;vertical-align:bottom;text-align:center;">52</td> <td data-sheets-numberformat='{"1":2,"2":"0","3":1}' data-sheets-value='{"1":3,"3":23}' style="border-right:1px solid #000000;overflow:hidden;padding:0px 3px 0px 3px;vertical-align:bottom;text-align:center;">23</td> </tr> <tr style="height:20px;"> <td style="border-bottom:1px solid #000000;border-left:1px solid #000000;overflow:hidden;padding:0px 3px 0px 3px;vertical-align:bottom;"></td> <td data-sheets-value='{"1":2,"2":"Four-walled"}' style="border-bottom:1px solid #000000;overflow:hidden;padding:0px 3px 0px 3px;vertical-align:bottom;font-weight:bold;">Four-walled</td> <td data-sheets-value='{"1":2,"2":"Opal (A/H/O/H)"}' style="border-right:1px solid #000000;border-bottom:1px solid #000000;overflow:hidden;padding:0px 3px 0px 3px;vertical-align:bottom;font-weight:bold;">Opal (A/H/O/H)</td> <td data-sheets-numberformat='{"1":2,"2":"0.00","3":1}' data-sheets-value='{"1":3,"3":1.28}' style="border-bottom:1px solid #000000;overflow:hidden;padding:0px 3px 0px 3px;vertical-align:bottom;text-align:center;">1.28</td> <td data-sheets-numberformat='{"1":2,"2":"0","3":1}' data-sheets-value='{"1":3,"3":59}' style="border-bottom:1px solid #000000;overflow:hidden;padding:0px 3px 0px 3px;vertical-align:bottom;text-align:center;">59</td> <td data-sheets-numberformat='{"1":2,"2":"0","3":1}' data-sheets-value='{"1":3,"3":46}' style="border-bottom:1px solid #000000;overflow:hidden;padding:0px 3px 0px 3px;vertical-align:bottom;text-align:center;">46</td> <td data-sheets-numberformat='{"1":2,"2":"0","3":1}' data-sheets-value='{"1":3,"3":23}' style="border-right:1px solid #000000;border-bottom:1px solid #000000;overflow:hidden;padding:0px 3px 0px 3px;vertical-align:bottom;text-align:center;">23</td> </tr> <tr style="height:20px;"> <td data-sheets-value='{"1":2,"2":"Polycarbonate"}' style="border-left:1px solid #000000;overflow:hidden;padding:0px 3px 0px 3px;vertical-align:bottom;font-weight:bold;">Polycarbonate</td> <td data-sheets-value='{"1":2,"2":"Single-walled"}' style="overflow:hidden;padding:0px 3px 0px 3px;vertical-align:bottom;font-weight:bold;">Single-walled</td> <td data-sheets-value='{"1":2,"2":"Heatstop Opal (T)"}' style="border-right:1px solid #000000;overflow:hidden;padding:0px 3px 0px 3px;vertical-align:bottom;font-weight:bold;">Heatstop Opal (T)</td> <td data-sheets-numberformat='{"1":2,"2":"0.00","3":1}' data-sheets-value='{"1":3,"3":5.17}' style="overflow:hidden;padding:0px 3px 0px 3px;vertical-align:bottom;text-align:center;">5.17</td> <td data-sheets-numberformat='{"1":2,"2":"0","3":1}' data-sheets-value='{"1":3,"3":49}' style="overflow:hidden;padding:0px 3px 0px 3px;vertical-align:bottom;text-align:center;">49</td> <td data-sheets-numberformat='{"1":2,"2":"0","3":1}' data-sheets-value='{"1":3,"3":59}' style="overflow:hidden;padding:0px 3px 0px 3px;vertical-align:bottom;text-align:center;">59</td> <td data-sheets-numberformat='{"1":2,"2":"0","3":1}' data-sheets-value='{"1":2,"2":"-"}' style="border-right:1px solid #000000;overflow:hidden;padding:0px 3px 0px 3px;vertical-align:bottom;text-align:center;">-</td> </tr> <tr style="height:20px;"> <td data-sheets-value='{"1":2,"2":"Heatstop PC"}' style="border-left:1px solid #000000;overflow:hidden;padding:0px 3px 0px 3px;vertical-align:bottom;font-weight:bold;">Heatstop PC</td> <td data-sheets-value='{"1":2,"2":"Double-walled"}' style="overflow:hidden;padding:0px 3px 0px 3px;vertical-align:bottom;font-weight:bold;">Double-walled</td> <td data-sheets-value='{"1":2,"2":"Clear (T/H)"}' style="border-right:1px solid #000000;overflow:hidden;padding:0px 3px 0px 3px;vertical-align:bottom;font-weight:bold;">Clear (T/H)</td> <td data-sheets-numberformat='{"1":2,"2":"0.00","3":1}' data-sheets-value='{"1":3,"3":2.9}' style="overflow:hidden;padding:0px 3px 0px 3px;vertical-align:bottom;text-align:center;">2.90</td> <td data-sheets-numberformat='{"1":2,"2":"0","3":1}' data-sheets-value='{"1":3,"3":44}' style="overflow:hidden;padding:0px 3px 0px 3px;vertical-align:bottom;text-align:center;">44</td> <td data-sheets-numberformat='{"1":2,"2":"0","3":1}' data-sheets-value='{"1":3,"3":51}' style="overflow:hidden;padding:0px 3px 0px 3px;vertical-align:bottom;text-align:center;">51</td> <td data-sheets-numberformat='{"1":2,"2":"0","3":1}' data-sheets-value='{"1":3,"3":20}' style="border-right:1px solid #000000;overflow:hidden;padding:0px 3px 0px 3px;vertical-align:bottom;text-align:center;">20</td> </tr> <tr style="height:20px;"> <td style="border-left:1px solid #000000;overflow:hidden;padding:0px 3px 0px 3px;vertical-align:bottom;font-weight:bold;"></td> <td data-sheets-value='{"1":2,"2":"Double-walled"}' style="overflow:hidden;padding:0px 3px 0px 3px;vertical-align:bottom;font-weight:bold;">Double-walled</td> <td data-sheets-value='{"1":2,"2":"Opal (T/O)"}' style="border-right:1px solid #000000;overflow:hidden;padding:0px 3px 0px 3px;vertical-align:bottom;font-weight:bold;">Opal (T/O)</td> <td data-sheets-numberformat='{"1":2,"2":"0.00","3":1}' data-sheets-value='{"1":3,"3":2.9}' style="overflow:hidden;padding:0px 3px 0px 3px;vertical-align:bottom;text-align:center;">2.90</td> <td data-sheets-numberformat='{"1":2,"2":"0","3":1}' data-sheets-value='{"1":3,"3":41}' style="overflow:hidden;padding:0px 3px 0px 3px;vertical-align:bottom;text-align:center;">41</td> <td data-sheets-numberformat='{"1":2,"2":"0","3":1}' data-sheets-value='{"1":3,"3":45}' style="overflow:hidden;padding:0px 3px 0px 3px;vertical-align:bottom;text-align:center;">45</td> <td data-sheets-numberformat='{"1":2,"2":"0","3":1}' data-sheets-value='{"1":3,"3":20}' style="border-right:1px solid #000000;overflow:hidden;padding:0px 3px 0px 3px;vertical-align:bottom;text-align:center;">20</td> </tr> <tr style="height:20px;"> <td style="border-left:1px solid #000000;overflow:hidden;padding:0px 3px 0px 3px;vertical-align:bottom;font-weight:bold;"></td> <td data-sheets-value='{"1":2,"2":"Triple-walled"}' style="overflow:hidden; | skylux-160-ce-met-koepel-en-metaalopstand-met-lm-motor-0700-x-1300-mm | 8585987195213 | 46872261820749
Smoke and heat exhaust (SHEV) | SHE system | Skylux | Skylux 160° CE with skylight and metal curb with LM-actuator 0700 x 1500 mm |  | 33397 | 5412970333975 | 3288.8 | Yes | 30-45 | 71.2 | 700 x 1500 mm | 1500 | 700 |  | metal curb M30 (30 cm high) | Rectangular | 5.17 W/m²K - 1.28 W/m²K | 87% - 32% | 90% - 32% | 20dB - 23dB | 160° CE (for industry) | skylight | without spoiler | E | Single actuator | Maximum four-walled skylight possible for this product | Ut-value LT-value g-value Rw-value EN 1873 : 2014 EN ISO 13468 EN 16153 EN 410 EN 410 EN ISO 140-3 Material Walls Shells (W/m²K) (%) (%) (dB) Acrylic Single-walled Clear (H) 5.17 90 87 - PMMA Single-walled Opal (O) 5.17 83 76 - Double-walled Clear (H/H) 2.90 81 75 20 Double-walled Opal (O/O) 2.90 69 58 20 Triple-walled Clear (H/H/H) 1.70 73 65 22 Triple-walled Opal (O/H/O) 1.70 62 51 22 Four-walled Clear (H/H/H/H) 1.28 64 54 23 Four-walled Opal (H/H/O/H) 1.28 59 48 23 Polycarbonate Single-walled Clear (A) 5.17 88 83 - PC Single-walled Opal (D) 5.17 58 60 - Double-walled Clear (A/H) 2.90 79 72 20 Double-walled Clear (A/A) 2.90 77 69 20 Double-walled Opal (A/O) 2.90 73 63 20 Double-walled Opal (A/D) 2.90 51 50 20 Triple-walled Clear (A/H/H) 1.70 71 63 22 Triple-walled Opal (A/O/O) 1.70 61 48 22 Four-walled Clear (A/H/H/H) 1.28 64 52 23 Four-walled Opal (A/H/O/H) 1.28 59 46 23 Polycarbonate Single-walled Heatstop Opal (T) 5.17 49 59 - Heatstop PC Double-walled Clear (T/H) 2.90 44 51 20 Double-walled Opal (T/O) 2.90 41 45 20 Triple-walled Clear (T/H/H) 1.70 40 <td data-sheets-numberformat='{"1":2,"2":"0","3":1}' data-sheets-value='{"1":3,"3":44}' style="overflow:hidden;paddin | https://skylux.eu/en/products/skylux-160-ce-met-koepel-en-metaalopstand-met-lm-motor-0700-x-1500-mm | https://skylux.eu/cdn/shop/files/Skylux-160deg-CE-met-koepel-en-metaalopstand-met-LM-motor-0700-x-1500-mm-RWA-systeem.jpg?v=1702976489&width=1600 | https://skylux.eu/cdn/shop/files/e5a82811-1bb0-48e4-a776-cacb59c7c092_42ef7160-e5e0-4239-8ab2-888f81ab94bb.jpg?v=1688550148&width=1600 | //skylux.eu/cdn/shop/files/E_MH_Mounting_instructions_Skylux_160_CE_LM.pdf?v=12406716259046007223 | //skylux.eu/cdn/shop/files/E_TD_Technical_File_Skylux_Skylux_160_CE_Electric.pdf?v=3667116872303399239 | <style type="text/css" id="isPasted"> <!--td { border: 1px solid #cccccc; } br { mso-data-placement: same-cell; } --> </style> <table border="1" cellpadding="0" cellspacing="0" dir="ltr" style="table-layout:fixed;font-size:10pt;font-family:Arial;border-collapse:collapse;border:none;"><tbody> <tr style="height:20px;"> <td style="overflow:hidden;padding:0px 3px 0px 3px;vertical-align:bottom;"></td> <td style="overflow:hidden;padding:0px 3px 0px 3px;vertical-align:bottom;"></td> <td style="overflow:hidden;padding:0px 3px 0px 3px;vertical-align:bottom;"></td> <td data-sheets-value='{"1":2,"2":"Ut-value"}' style="overflow:hidden;padding:0px 3px 0px 3px;vertical-align:bottom;font-weight:bold;text-align:center;">Ut-value</td> <td data-sheets-value='{"1":2,"2":"LT-value"}' style="overflow:hidden;padding:0px 3px 0px 3px;vertical-align:bottom;font-weight:bold;text-align:center;">LT-value</td> <td data-sheets-value='{"1":2,"2":"g-value"}' style="overflow:hidden;padding:0px 3px 0px 3px;vertical-align:bottom;font-weight:bold;text-align:center;">g-value</td> <td data-sheets-value='{"1":2,"2":"Rw-value "}' style="overflow:hidden;padding:0px 3px 0px 3px;vertical-align:bottom;font-weight:bold;text-align:center;">Rw-value </td> </tr> <tr style="height:20px;"> <td style="overflow:hidden;padding:0px 3px 0px 3px;vertical-align:bottom;"></td> <td style="overflow:hidden;padding:0px 3px 0px 3px;vertical-align:bottom;"></td> <td style="overflow:hidden;padding:0px 3px 0px 3px;vertical-align:bottom;"></td> <td data-sheets-numberformat='{"1":2,"2":"0.00","3":1}' data-sheets-value='{"1":2,"2":"EN 1873 : 2014"}' style="overflow:hidden;padding:0px 3px 0px 3px;vertical-align:bottom;text-align:center;">EN 1873 : 2014</td> <td data-sheets-numberformat='{"1":2,"2":"0","3":1}' data-sheets-value='{"1":2,"2":"EN ISO 13468 EN 16153 EN 410"}' style="overflow:hidden;padding:0px 3px 0px 3px;vertical-align:bottom;text-align:center;">EN ISO 13468 EN 16153 EN 410</td> <td data-sheets-numberformat='{"1":2,"2":"0","3":1}' data-sheets-value='{"1":2,"2":"EN 410"}' style="overflow:hidden;padding:0px 3px 0px 3px;vertical-align:bottom;text-align:center;">EN 410</td> <td data-sheets-value='{"1":2,"2":"EN ISO 140-3\t\t"}' style="overflow:hidden;padding:0px 3px 0px 3px;vertical-align:bottom;text-align:center;">EN ISO 140-3 </td> </tr> <tr style="height:20px;"> <td data-sheets-value='{"1":2,"2":"Material"}' style="border-bottom:1px solid #000000;overflow:hidden;padding:0px 3px 0px 3px;vertical-align:bottom;background-color:#000000;font-weight:bold;color:#ffffff;">Material</td> <td data-sheets-value='{"1":2,"2":"Walls"}' style="border-bottom:1px solid #000000;overflow:hidden;padding:0px 3px 0px 3px;vertical-align:bottom;background-color:#000000;font-weight:bold;color:#ffffff;">Walls</td> <td data-sheets-value='{"1":2,"2":"Shells"}' style="border-bottom:1px solid #000000;overflow:hidden;padding:0px 3px 0px 3px;vertical-align:bottom;background-color:#000000;font-weight:bold;color:#ffffff;">Shells</td> <td data-sheets-numberformat='{"1":2,"2":"0.00","3":1}' data-sheets-value='{"1":2,"2":"(W/m²K)\t"}' style="border-bottom:1px solid #000000;overflow:hidden;padding:0px 3px 0px 3px;vertical-align:bottom;background-color:#000000;font-weight:bold;color:#ffffff;text-align:center;">(W/m²K) </td> <td data-sheets-numberformat='{"1":2,"2":"0","3":1}' data-sheets-value='{"1":2,"2":"(%)"}' style="border-bottom:1px solid #000000;overflow:hidden;padding:0px 3px 0px 3px;vertical-align:bottom;background-color:#000000;font-weight:bold;color:#ffffff;text-align:center;">(%)</td> <td data-sheets-numberformat='{"1":2,"2":"0","3":1}' data-sheets-value='{"1":2,"2":"(%)"}' style="border-bottom:1px solid #000000;overflow:hidden;padding:0px 3px 0px 3px;vertical-align:bottom;background-color:#000000;font-weight:bold;color:#ffffff;text-align:center;">(%)</td> <td data-sheets-value='{"1":2,"2":"(dB)"}' style="border-bottom:1px solid #000000;overflow:hidden;padding:0px 3px 0px 3px;vertical-align:bottom;background-color:#000000;font-weight:bold;color:#ffffff;text-align:center;">(dB)</td> </tr> <tr style="height:20px;"> <td data-sheets-value='{"1":2,"2":"Acrylic"}' style="border-left:1px solid #000000;overflow:hidden;padding:0px 3px 0px 3px;vertical-align:bottom;font-weight:bold;">Acrylic</td> <td data-sheets-value='{"1":2,"2":"Single-walled"}' style="overflow:hidden;padding:0px 3px 0px 3px;vertical-align:bottom;font-weight:bold;">Single-walled</td> <td data-sheets-value='{"1":2,"2":"Clear (H)"}' style="border-right:1px solid #000000;overflow:hidden;padding:0px 3px 0px 3px;vertical-align:bottom;font-weight:bold;">Clear (H)</td> <td data-sheets-numberformat='{"1":2,"2":"0.00","3":1}' data-sheets-value='{"1":3,"3":5.17}' style="overflow:hidden;padding:0px 3px 0px 3px;vertical-align:bottom;text-align:center;">5.17</td> <td data-sheets-numberformat='{"1":2,"2":"0","3":1}' data-sheets-value='{"1":3,"3":90}' style="overflow:hidden;padding:0px 3px 0px 3px;vertical-align:bottom;text-align:center;">90</td> <td data-sheets-numberformat='{"1":2,"2":"0","3":1}' data-sheets-value='{"1":3,"3":87}' style="overflow:hidden;padding:0px 3px 0px 3px;vertical-align:bottom;text-align:center;">87</td> <td data-sheets-numberformat='{"1":2,"2":"0","3":1}' data-sheets-value='{"1":2,"2":"-"}' style="border-right:1px solid #000000;overflow:hidden;padding:0px 3px 0px 3px;vertical-align:bottom;text-align:center;">-</td> </tr> <tr style="height:20px;"> <td data-sheets-value='{"1":2,"2":"PMMA"}' style="border-left:1px solid #000000;overflow:hidden;padding:0px 3px 0px 3px;vertical-align:bottom;font-weight:bold;">PMMA</td> <td data-sheets-value='{"1":2,"2":"Single-walled"}' style="overflow:hidden;padding:0px 3px 0px 3px;vertical-align:bottom;font-weight:bold;">Single-walled</td> <td data-sheets-value='{"1":2,"2":"Opal (O)"}' style="border-right:1px solid #000000;overflow:hidden;padding:0px 3px 0px 3px;vertical-align:bottom;font-weight:bold;">Opal (O)</td> <td data-sheets-numberformat='{"1":2,"2":"0.00","3":1}' data-sheets-value='{"1":3,"3":5.17}' style="overflow:hidden;padding:0px 3px 0px 3px;vertical-align:bottom;text-align:center;">5.17</td> <td data-sheets-numberformat='{"1":2,"2":"0","3":1}' data-sheets-value='{"1":3,"3":83}' style="overflow:hidden;padding:0px 3px 0px 3px;vertical-align:bottom;text-align:center;">83</td> <td data-sheets-numberformat='{"1":2,"2":"0","3":1}' data-sheets-value='{"1":3,"3":76}' style="overflow:hidden;padding:0px 3px 0px 3px;vertical-align:bottom;text-align:center;">76</td> <td data-sheets-numberformat='{"1":2,"2":"0","3":1}' data-sheets-value='{"1":2,"2":"-"}' style="border-right:1px solid #000000;overflow:hidden;padding:0px 3px 0px 3px;vertical-align:bottom;text-align:center;">-</td> </tr> <tr style="height:20px;"> <td style="border-left:1px solid #000000;overflow:hidden;padding:0px 3px 0px 3px;vertical-align:bottom;font-weight:bold;"></td> <td data-sheets-value='{"1":2,"2":"Double-walled"}' style="overflow:hidden;padding:0px 3px 0px 3px;vertical-align:bottom;font-weight:bold;">Double-walled</td> <td data-sheets-value='{"1":2,"2":"Clear (H/H)"}' style="border-right:1px solid #000000;overflow:hidden;padding:0px 3px 0px 3px;vertical-align:bottom;font-weight:bold;">Clear (H/H)</td> <td data-sheets-numberformat='{"1":2,"2":"0.00","3":1}' data-sheets-value='{"1":3,"3":2.9}' style="overflow:hidden;padding:0px 3px 0px 3px;vertical-align:bottom;text-align:center;">2.90</td> <td data-sheets-numberformat='{"1":2,"2":"0","3":1}' data-sheets-value='{"1":3,"3":81}' style="overflow:hidden;padding:0px 3px 0px 3px;vertical-align:bottom;text-align:center;">81</td> <td data-sheets-numberformat='{"1":2,"2":"0","3":1}' data-sheets-value='{"1":3,"3":75}' style="overflow:hidden;padding:0px 3px 0px 3px;vertical-align:bottom;text-align:center;">75</td> <td data-sheets-numberformat='{"1":2,"2":"0","3":1}' data-sheets-value='{"1":3,"3":20}' style="border-right:1px solid #000000;overflow:hidden;padding:0px 3px 0px 3px;vertical-align:bottom;text-align:center;">20</td> </tr> <tr style="height:20px;"> <td style="border-left:1px solid #000000;overflow:hidden;padding:0px 3px 0px 3px;vertical-align:bottom;font-weight:bold;"></td> <td data-sheets-value='{"1":2,"2":"Double-walled"}' style="overflow:hidden;padding:0px 3px 0px 3px;vertical-align:bottom;font-weight:bold;">Double-walled</td> <td data-sheets-value='{"1":2,"2":"Opal (O/O)"}' style="border-right:1px solid #000000;overflow:hidden;padding:0px 3px 0px 3px;vertical-align:bottom;font-weight:bold;">Opal (O/O)</td> <td data-sheets-numberformat='{"1":2,"2":"0.00","3":1}' data-sheets-value='{"1":3,"3":2.9}' style="overflow:hidden;padding:0px 3px 0px 3px;vertical-align:bottom;text-align:center;">2.90</td> <td data-sheets-numberformat='{"1":2,"2":"0","3":1}' data-sheets-value='{"1":3,"3":69}' style="overflow:hidden;padding:0px 3px 0px 3px;vertical-align:bottom;text-align:center;">69</td> <td data-sheets-numberformat='{"1":2,"2":"0","3":1}' data-sheets-value='{"1":3,"3":58}' style="overflow:hidden;padding:0px 3px 0px 3px;vertical-align:bottom;text-align:center;">58</td> <td data-sheets-numberformat='{"1":2,"2":"0","3":1}' data-sheets-value='{"1":3,"3":20}' style="border-right:1px solid #000000;overflow:hidden;padding:0px 3px 0px 3px;vertical-align:bottom;text-align:center;">20</td> </tr> <tr style="height:20px;"> <td style="border-left:1px solid #000000;overflow:hidden;padding:0px 3px 0px 3px;vertical-align:bottom;font-weight:bold;"></td> <td data-sheets-value='{"1":2,"2":"Triple-walled"}' style="overflow:hidden;padding:0px 3px 0px 3px;vertical-align:bottom;font-weight:bold;">Triple-walled</td> <td data-sheets-value='{"1":2,"2":"Clear (H/H/H)"}' style="border-right:1px solid #000000;overflow:hidden;padding:0px 3px 0px 3px;vertical-align:bottom;font-weight:bold;">Clear (H/H/H)</td> <td data-sheets-numberformat='{"1":2,"2":"0.00","3":1}' data-sheets-value='{"1":3,"3":1.7}' style="overflow:hidden;padding:0px 3px 0px 3px;vertical-align:bottom;text-align:center;">1.70</td> <td data-sheets-numberformat='{"1":2,"2":"0","3":1}' data-sheets-value='{"1":3,"3":73}' style="overflow:hidden;padding:0px 3px 0px 3px;vertical-align:bottom;text-align:center;">73</td> <td data-sheets-numberformat='{"1":2,"2":"0","3":1}' data-sheets-value='{"1":3,"3":65}' style="overflow:hidden;padding:0px 3px 0px 3px;vertical-align:bottom;text-align:center;">65</td> <td data-sheets-numberformat='{"1":2,"2":"0","3":1}' data-sheets-value='{"1":3,"3":22}' style="border-right:1px solid #000000;overflow:hidden;padding:0px 3px 0px 3px;vertical-align:bottom;text-align:center;">22</td> </tr> <tr style="height:20px;"> <td style="border-left:1px solid #000000;overflow:hidden;padding:0px 3px 0px 3px;vertical-align:bottom;font-weight:bold;"></td> <td data-sheets-value='{"1":2,"2":"Triple-walled"}' style="overflow:hidden;padding:0px 3px 0px 3px;vertical-align:bottom;font-weight:bold;">Triple-walled</td> <td data-sheets-value='{"1":2,"2":"Opal (O/H/O)"}' style="border-right:1px solid #000000;overflow:hidden;padding:0px 3px 0px 3px;vertical-align:bottom;font-weight:bold;">Opal (O/H/O)</td> <td data-sheets-numberformat='{"1":2,"2":"0.00","3":1}' data-sheets-value='{"1":3,"3":1.7}' style="overflow:hidden;padding:0px 3px 0px 3px;vertical-align:bottom;text-align:center;">1.70</td> <td data-sheets-numberformat='{"1":2,"2":"0","3":1}' data-sheets-value='{"1":3,"3":62}' style="overflow:hidden;padding:0px 3px 0px 3px;vertical-align:bottom;text-align:center;">62</td> <td data-sheets-numberformat='{"1":2,"2":"0","3":1}' data-sheets-value='{"1":3,"3":51}' style="overflow:hidden;padding:0px 3px 0px 3px;vertical-align:bottom;text-align:center;">51</td> <td data-sheets-numberformat='{"1":2,"2":"0","3":1}' data-sheets-value='{"1":3,"3":22}' style="border-right:1px solid #000000;overflow:hidden;padding:0px 3px 0px 3px;vertical-align:bottom;text-align:center;">22</td> </tr> <tr style="height:20px;"> <td style="border-left:1px solid #000000;overflow:hidden;padding:0px 3px 0px 3px;vertical-align:bottom;font-weight:bold;"></td> <td data-sheets-value='{"1":2,"2":"Four-walled"}' style="overflow:hidden;padding:0px 3px 0px 3px;vertical-align:bottom;font-weight:bold;">Four-walled</td> <td data-sheets-value='{"1":2,"2":"Clear (H/H/H/H)"}' style="border-right:1px solid #000000;overflow:hidden;padding:0px 3px 0px 3px;vertical-align:bottom;font-weight:bold;">Clear (H/H/H/H)</td> <td data-sheets-numberformat='{"1":2,"2":"0.00","3":1}' data-sheets-value='{"1":3,"3":1.28}' style="overflow:hidden;padding:0px 3px 0px 3px;vertical-align:bottom;text-align:center;">1.28</td> <td data-sheets-numberformat='{"1":2,"2":"0","3":1}' data-sheets-value='{"1":3,"3":64}' style="overflow:hidden;padding:0px 3px 0px 3px;vertical-align:bottom;text-align:center;">64</td> <td data-sheets-numberformat='{"1":2,"2":"0","3":1}' data-sheets-value='{"1":3,"3":54}' style="overflow:hidden;padding:0px 3px 0px 3px;vertical-align:bottom;text-align:center;">54</td> <td data-sheets-numberformat='{"1":2,"2":"0","3":1}' data-sheets-value='{"1":3,"3":23}' style="border-right:1px solid #000000;overflow:hidden;padding:0px 3px 0px 3px;vertical-align:bottom;text-align:center;">23</td> </tr> <tr style="height:20px;"> <td style="border-bottom:1px solid #000000;border-left:1px solid #000000;overflow:hidden;padding:0px 3px 0px 3px;vertical-align:bottom;"></td> <td data-sheets-value='{"1":2,"2":"Four-walled"}' style="border-bottom:1px solid #000000;overflow:hidden;padding:0px 3px 0px 3px;vertical-align:bottom;font-weight:bold;">Four-walled</td> <td data-sheets-value='{"1":2,"2":"Opal (H/H/O/H)"}' style="border-right:1px solid #000000;border-bottom:1px solid #000000;overflow:hidden;padding:0px 3px 0px 3px;vertical-align:bottom;font-weight:bold;">Opal (H/H/O/H)</td> <td data-sheets-numberformat='{"1":2,"2":"0.00","3":1}' data-sheets-value='{"1":3,"3":1.28}' style="border-bottom:1px solid #000000;overflow:hidden;padding:0px 3px 0px 3px;vertical-align:bottom;text-align:center;">1.28</td> <td data-sheets-numberformat='{"1":2,"2":"0","3":1}' data-sheets-value='{"1":3,"3":59}' style="border-bottom:1px solid #000000;overflow:hidden;padding:0px 3px 0px 3px;vertical-align:bottom;text-align:center;">59</td> <td data-sheets-numberformat='{"1":2,"2":"0","3":1}' data-sheets-value='{"1":3,"3":48}' style="border-bottom:1px solid #000000;overflow:hidden;padding:0px 3px 0px 3px;vertical-align:bottom;text-align:center;">48</td> <td data-sheets-numberformat='{"1":2,"2":"0","3":1}' data-sheets-value='{"1":3,"3":23}' style="border-right:1px solid #000000;border-bottom:1px solid #000000;overflow:hidden;padding:0px 3px 0px 3px;vertical-align:bottom;text-align:center;">23</td> </tr> <tr style="height:20px;"> <td data-sheets-value='{"1":2,"2":"Polycarbonate "}' style="border-left:1px solid #000000;overflow:hidden;padding:0px 3px 0px 3px;vertical-align:bottom;font-weight:bold;">Polycarbonate </td> <td data-sheets-value='{"1":2,"2":"Single-walled"}' style="overflow:hidden;padding:0px 3px 0px 3px;vertical-align:bottom;font-weight:bold;">Single-walled</td> <td data-sheets-value='{"1":2,"2":"Clear (A)"}' style="border-right:1px solid #000000;overflow:hidden;padding:0px 3px 0px 3px;vertical-align:bottom;font-weight:bold;">Clear (A)</td> <td data-sheets-numberformat='{"1":2,"2":"0.00","3":1}' data-sheets-value='{"1":3,"3":5.17}' style="overflow:hidden;padding:0px 3px 0px 3px;vertical-align:bottom;text-align:center;">5.17</td> <td data-sheets-numberformat='{"1":2,"2":"0","3":1}' data-sheets-value='{"1":3,"3":88}' style="overflow:hidden;padding:0px 3px 0px 3px;vertical-align:bottom;text-align:center;">88</td> <td data-sheets-numberformat='{"1":2,"2":"0","3":1}' data-sheets-value='{"1":3,"3":83}' style="overflow:hidden;padding:0px 3px 0px 3px;vertical-align:bottom;text-align:center;">83</td> <td data-sheets-numberformat='{"1":2,"2":"0","3":1}' data-sheets-value='{"1":2,"2":"-"}' style="border-right:1px solid #000000;overflow:hidden;padding:0px 3px 0px 3px;vertical-align:bottom;text-align:center;">-</td> </tr> <tr style="height:20px;"> <td data-sheets-value='{"1":2,"2":"PC"}' style="border-left:1px solid #000000;overflow:hidden;padding:0px 3px 0px 3px;vertical-align:bottom;font-weight:bold;">PC</td> <td data-sheets-value='{"1":2,"2":"Single-walled"}' style="overflow:hidden;padding:0px 3px 0px 3px;vertical-align:bottom;font-weight:bold;">Single-walled</td> <td data-sheets-value='{"1":2,"2":"Opal (D)"}' style="border-right:1px solid #000000;overflow:hidden;padding:0px 3px 0px 3px;vertical-align:bottom;font-weight:bold;">Opal (D)</td> <td data-sheets-numberformat='{"1":2,"2":"0.00","3":1}' data-sheets-value='{"1":3,"3":5.17}' style="overflow:hidden;padding:0px 3px 0px 3px;vertical-align:bottom;text-align:center;">5.17</td> <td data-sheets-numberformat='{"1":2,"2":"0","3":1}' data-sheets-value='{"1":3,"3":58}' style="overflow:hidden;padding:0px 3px 0px 3px;vertical-align:bottom;text-align:center;">58</td> <td data-sheets-numberformat='{"1":2,"2":"0","3":1}' data-sheets-value='{"1":3,"3":60}' style="overflow:hidden;padding:0px 3px 0px 3px;vertical-align:bottom;text-align:center;">60</td> <td data-sheets-numberformat='{"1":2,"2":"0","3":1}' data-sheets-value='{"1":2,"2":"-"}' style="border-right:1px solid #000000;overflow:hidden;padding:0px 3px 0px 3px;vertical-align:bottom;text-align:center;">-</td> </tr> <tr style="height:20px;"> <td style="border-left:1px solid #000000;overflow:hidden;padding:0px 3px 0px 3px;vertical-align:bottom;font-weight:bold;"></td> <td data-sheets-value='{"1":2,"2":"Double-walled"}' style="overflow:hidden;padding:0px 3px 0px 3px;vertical-align:bottom;font-weight:bold;">Double-walled</td> <td data-sheets-value='{"1":2,"2":"Clear (A/H)"}' style="border-right:1px solid #000000;overflow:hidden;padding:0px 3px 0px 3px;vertical-align:bottom;font-weight:bold;">Clear (A/H)</td> <td data-sheets-numberformat='{"1":2,"2":"0.00","3":1}' data-sheets-value='{"1":3,"3":2.9}' style="overflow:hidden;padding:0px 3px 0px 3px;vertical-align:bottom;text-align:center;">2.90</td> <td data-sheets-numberformat='{"1":2,"2":"0","3":1}' data-sheets-value='{"1":3,"3":79}' style="overflow:hidden;padding:0px 3px 0px 3px;vertical-align:bottom;text-align:center;">79</td> <td data-sheets-numberformat='{"1":2,"2":"0","3":1}' data-sheets-value='{"1":3,"3":72}' style="overflow:hidden;padding:0px 3px 0px 3px;vertical-align:bottom;text-align:center;">72</td> <td data-sheets-numberformat='{"1":2,"2":"0","3":1}' data-sheets-value='{"1":3,"3":20}' style="border-right:1px solid #000000;overflow:hidden;padding:0px 3px 0px 3px;vertical-align:bottom;text-align:center;">20</td> </tr> <tr style="height:20px;"> <td style="border-left:1px solid #000000;overflow:hidden;padding:0px 3px 0px 3px;vertical-align:bottom;font-weight:bold;"></td> <td data-sheets-value='{"1":2,"2":"Double-walled"}' style="overflow:hidden;padding:0px 3px 0px 3px;vertical-align:bottom;font-weight:bold;">Double-walled</td> <td data-sheets-value='{"1":2,"2":"Clear (A/A)"}' style="border-right:1px solid #000000;overflow:hidden;padding:0px 3px 0px 3px;vertical-align:bottom;font-weight:bold;">Clear (A/A)</td> <td data-sheets-numberformat='{"1":2,"2":"0.00","3":1}' data-sheets-value='{"1":3,"3":2.9}' style="overflow:hidden;padding:0px 3px 0px 3px;vertical-align:bottom;text-align:center;">2.90</td> <td data-sheets-numberformat='{"1":2,"2":"0","3":1}' data-sheets-value='{"1":3,"3":77}' style="overflow:hidden;padding:0px 3px 0px 3px;vertical-align:bottom;text-align:center;">77</td> <td data-sheets-numberformat='{"1":2,"2":"0","3":1}' data-sheets-value='{"1":3,"3":69}' style="overflow:hidden;padding:0px 3px 0px 3px;vertical-align:bottom;text-align:center;">69</td> <td data-sheets-numberformat='{"1":2,"2":"0","3":1}' data-sheets-value='{"1":3,"3":20}' style="border-right:1px solid #000000;overflow:hidden;padding:0px 3px 0px 3px;vertical-align:bottom;text-align:center;">20</td> </tr> <tr style="height:20px;"> <td style="border-left:1px solid #000000;overflow:hidden;padding:0px 3px 0px 3px;vertical-align:bottom;font-weight:bold;"></td> <td data-sheets-value='{"1":2,"2":"Double-walled"}' style="overflow:hidden;padding:0px 3px 0px 3px;vertical-align:bottom;font-weight:bold;">Double-walled</td> <td data-sheets-value='{"1":2,"2":"Opal (A/O)"}' style="border-right:1px solid #000000;overflow:hidden;padding:0px 3px 0px 3px;vertical-align:bottom;font-weight:bold;">Opal (A/O)</td> <td data-sheets-numberformat='{"1":2,"2":"0.00","3":1}' data-sheets-value='{"1":3,"3":2.9}' style="overflow:hidden;padding:0px 3px 0px 3px;vertical-align:bottom;text-align:center;">2.90</td> <td data-sheets-numberformat='{"1":2,"2":"0","3":1}' data-sheets-value='{"1":3,"3":73}' style="overflow:hidden;padding:0px 3px 0px 3px;vertical-align:bottom;text-align:center;">73</td> <td data-sheets-numberformat='{"1":2,"2":"0","3":1}' data-sheets-value='{"1":3,"3":63}' style="overflow:hidden;padding:0px 3px 0px 3px;vertical-align:bottom;text-align:center;">63</td> <td data-sheets-numberformat='{"1":2,"2":"0","3":1}' data-sheets-value='{"1":3,"3":20}' style="border-right:1px solid #000000;overflow:hidden;padding:0px 3px 0px 3px;vertical-align:bottom;text-align:center;">20</td> </tr> <tr style="height:20px;"> <td style="border-left:1px solid #000000;overflow:hidden;padding:0px 3px 0px 3px;vertical-align:bottom;font-weight:bold;"></td> <td data-sheets-value='{"1":2,"2":"Double-walled"}' style="overflow:hidden;padding:0px 3px 0px 3px;vertical-align:bottom;font-weight:bold;">Double-walled</td> <td data-sheets-value='{"1":2,"2":"Opal (A/D)"}' style="border-right:1px solid #000000;overflow:hidden;padding:0px 3px 0px 3px;vertical-align:bottom;font-weight:bold;">Opal (A/D)</td> <td data-sheets-numberformat='{"1":2,"2":"0.00","3":1}' data-sheets-value='{"1":3,"3":2.9}' style="overflow:hidden;padding:0px 3px 0px 3px;vertical-align:bottom;text-align:center;">2.90</td> <td data-sheets-numberformat='{"1":2,"2":"0","3":1}' data-sheets-value='{"1":3,"3":51}' style="overflow:hidden;padding:0px 3px 0px 3px;vertical-align:bottom;text-align:center;">51</td> <td data-sheets-numberformat='{"1":2,"2":"0","3":1}' data-sheets-value='{"1":3,"3":50}' style="overflow:hidden;padding:0px 3px 0px 3px;vertical-align:bottom;text-align:center;">50</td> <td data-sheets-numberformat='{"1":2,"2":"0","3":1}' data-sheets-value='{"1":3,"3":20}' style="border-right:1px solid #000000;overflow:hidden;padding:0px 3px 0px 3px;vertical-align:bottom;text-align:center;">20</td> </tr> <tr style="height:20px;"> <td style="border-left:1px solid #000000;overflow:hidden;padding:0px 3px 0px 3px;vertical-align:bottom;font-weight:bold;"></td> <td data-sheets-value='{"1":2,"2":"Triple-walled"}' style="overflow:hidden;padding:0px 3px 0px 3px;vertical-align:bottom;font-weight:bold;">Triple-walled</td> <td data-sheets-value='{"1":2,"2":"Clear (A/H/H)"}' style="border-right:1px solid #000000;overflow:hidden;padding:0px 3px 0px 3px;vertical-align:bottom;font-weight:bold;">Clear (A/H/H)</td> <td data-sheets-numberformat='{"1":2,"2":"0.00","3":1}' data-sheets-value='{"1":3,"3":1.7}' style="overflow:hidden;padding:0px 3px 0px 3px;vertical-align:bottom;text-align:center;">1.70</td> <td data-sheets-numberformat='{"1":2,"2":"0","3":1}' data-sheets-value='{"1":3,"3":71}' style="overflow:hidden;padding:0px 3px 0px 3px;vertical-align:bottom;text-align:center;">71</td> <td data-sheets-numberformat='{"1":2,"2":"0","3":1}' data-sheets-value='{"1":3,"3":63}' style="overflow:hidden;padding:0px 3px 0px 3px;vertical-align:bottom;text-align:center;">63</td> <td data-sheets-numberformat='{"1":2,"2":"0","3":1}' data-sheets-value='{"1":3,"3":22}' style="border-right:1px solid #000000;overflow:hidden;padding:0px 3px 0px 3px;vertical-align:bottom;text-align:center;">22</td> </tr> <tr style="height:20px;"> <td style="border-left:1px solid #000000;overflow:hidden;padding:0px 3px 0px 3px;vertical-align:bottom;font-weight:bold;"></td> <td data-sheets-value='{"1":2,"2":"Triple-walled"}' style="overflow:hidden;padding:0px 3px 0px 3px;vertical-align:bottom;font-weight:bold;">Triple-walled</td> <td data-sheets-value='{"1":2,"2":"Opal (A/O/O)"}' style="border-right:1px solid #000000;overflow:hidden;padding:0px 3px 0px 3px;vertical-align:bottom;font-weight:bold;">Opal (A/O/O)</td> <td data-sheets-numberformat='{"1":2,"2":"0.00","3":1}' data-sheets-value='{"1":3,"3":1.7}' style="overflow:hidden;padding:0px 3px 0px 3px;vertical-align:bottom;text-align:center;">1.70</td> <td data-sheets-numberformat='{"1":2,"2":"0","3":1}' data-sheets-value='{"1":3,"3":61}' style="overflow:hidden;padding:0px 3px 0px 3px;vertical-align:bottom;text-align:center;">61</td> <td data-sheets-numberformat='{"1":2,"2":"0","3":1}' data-sheets-value='{"1":3,"3":48}' style="overflow:hidden;padding:0px 3px 0px 3px;vertical-align:bottom;text-align:center;">48</td> <td data-sheets-numberformat='{"1":2,"2":"0","3":1}' data-sheets-value='{"1":3,"3":22}' style="border-right:1px solid #000000;overflow:hidden;padding:0px 3px 0px 3px;vertical-align:bottom;text-align:center;">22</td> </tr> <tr style="height:20px;"> <td style="border-left:1px solid #000000;overflow:hidden;padding:0px 3px 0px 3px;vertical-align:bottom;font-weight:bold;"></td> <td data-sheets-value='{"1":2,"2":"Four-walled"}' style="overflow:hidden;padding:0px 3px 0px 3px;vertical-align:bottom;font-weight:bold;">Four-walled</td> <td data-sheets-value='{"1":2,"2":"Clear (A/H/H/H)"}' style="border-right:1px solid #000000;overflow:hidden;padding:0px 3px 0px 3px;vertical-align:bottom;font-weight:bold;">Clear (A/H/H/H)</td> <td data-sheets-numberformat='{"1":2,"2":"0.00","3":1}' data-sheets-value='{"1":3,"3":1.28}' style="overflow:hidden;padding:0px 3px 0px 3px;vertical-align:bottom;text-align:center;">1.28</td> <td data-sheets-numberformat='{"1":2,"2":"0","3":1}' data-sheets-value='{"1":3,"3":64}' style="overflow:hidden;padding:0px 3px 0px 3px;vertical-align:bottom;text-align:center;">64</td> <td data-sheets-numberformat='{"1":2,"2":"0","3":1}' data-sheets-value='{"1":3,"3":52}' style="overflow:hidden;padding:0px 3px 0px 3px;vertical-align:bottom;text-align:center;">52</td> <td data-sheets-numberformat='{"1":2,"2":"0","3":1}' data-sheets-value='{"1":3,"3":23}' style="border-right:1px solid #000000;overflow:hidden;padding:0px 3px 0px 3px;vertical-align:bottom;text-align:center;">23</td> </tr> <tr style="height:20px;"> <td style="border-bottom:1px solid #000000;border-left:1px solid #000000;overflow:hidden;padding:0px 3px 0px 3px;vertical-align:bottom;"></td> <td data-sheets-value='{"1":2,"2":"Four-walled"}' style="border-bottom:1px solid #000000;overflow:hidden;padding:0px 3px 0px 3px;vertical-align:bottom;font-weight:bold;">Four-walled</td> <td data-sheets-value='{"1":2,"2":"Opal (A/H/O/H)"}' style="border-right:1px solid #000000;border-bottom:1px solid #000000;overflow:hidden;padding:0px 3px 0px 3px;vertical-align:bottom;font-weight:bold;">Opal (A/H/O/H)</td> <td data-sheets-numberformat='{"1":2,"2":"0.00","3":1}' data-sheets-value='{"1":3,"3":1.28}' style="border-bottom:1px solid #000000;overflow:hidden;padding:0px 3px 0px 3px;vertical-align:bottom;text-align:center;">1.28</td> <td data-sheets-numberformat='{"1":2,"2":"0","3":1}' data-sheets-value='{"1":3,"3":59}' style="border-bottom:1px solid #000000;overflow:hidden;padding:0px 3px 0px 3px;vertical-align:bottom;text-align:center;">59</td> <td data-sheets-numberformat='{"1":2,"2":"0","3":1}' data-sheets-value='{"1":3,"3":46}' style="border-bottom:1px solid #000000;overflow:hidden;padding:0px 3px 0px 3px;vertical-align:bottom;text-align:center;">46</td> <td data-sheets-numberformat='{"1":2,"2":"0","3":1}' data-sheets-value='{"1":3,"3":23}' style="border-right:1px solid #000000;border-bottom:1px solid #000000;overflow:hidden;padding:0px 3px 0px 3px;vertical-align:bottom;text-align:center;">23</td> </tr> <tr style="height:20px;"> <td data-sheets-value='{"1":2,"2":"Polycarbonate"}' style="border-left:1px solid #000000;overflow:hidden;padding:0px 3px 0px 3px;vertical-align:bottom;font-weight:bold;">Polycarbonate</td> <td data-sheets-value='{"1":2,"2":"Single-walled"}' style="overflow:hidden;padding:0px 3px 0px 3px;vertical-align:bottom;font-weight:bold;">Single-walled</td> <td data-sheets-value='{"1":2,"2":"Heatstop Opal (T)"}' style="border-right:1px solid #000000;overflow:hidden;padding:0px 3px 0px 3px;vertical-align:bottom;font-weight:bold;">Heatstop Opal (T)</td> <td data-sheets-numberformat='{"1":2,"2":"0.00","3":1}' data-sheets-value='{"1":3,"3":5.17}' style="overflow:hidden;padding:0px 3px 0px 3px;vertical-align:bottom;text-align:center;">5.17</td> <td data-sheets-numberformat='{"1":2,"2":"0","3":1}' data-sheets-value='{"1":3,"3":49}' style="overflow:hidden;padding:0px 3px 0px 3px;vertical-align:bottom;text-align:center;">49</td> <td data-sheets-numberformat='{"1":2,"2":"0","3":1}' data-sheets-value='{"1":3,"3":59}' style="overflow:hidden;padding:0px 3px 0px 3px;vertical-align:bottom;text-align:center;">59</td> <td data-sheets-numberformat='{"1":2,"2":"0","3":1}' data-sheets-value='{"1":2,"2":"-"}' style="border-right:1px solid #000000;overflow:hidden;padding:0px 3px 0px 3px;vertical-align:bottom;text-align:center;">-</td> </tr> <tr style="height:20px;"> <td data-sheets-value='{"1":2,"2":"Heatstop PC"}' style="border-left:1px solid #000000;overflow:hidden;padding:0px 3px 0px 3px;vertical-align:bottom;font-weight:bold;">Heatstop PC</td> <td data-sheets-value='{"1":2,"2":"Double-walled"}' style="overflow:hidden;padding:0px 3px 0px 3px;vertical-align:bottom;font-weight:bold;">Double-walled</td> <td data-sheets-value='{"1":2,"2":"Clear (T/H)"}' style="border-right:1px solid #000000;overflow:hidden;padding:0px 3px 0px 3px;vertical-align:bottom;font-weight:bold;">Clear (T/H)</td> <td data-sheets-numberformat='{"1":2,"2":"0.00","3":1}' data-sheets-value='{"1":3,"3":2.9}' style="overflow:hidden;padding:0px 3px 0px 3px;vertical-align:bottom;text-align:center;">2.90</td> <td data-sheets-numberformat='{"1":2,"2":"0","3":1}' data-sheets-value='{"1":3,"3":44}' style="overflow:hidden;padding:0px 3px 0px 3px;vertical-align:bottom;text-align:center;">44</td> <td data-sheets-numberformat='{"1":2,"2":"0","3":1}' data-sheets-value='{"1":3,"3":51}' style="overflow:hidden;padding:0px 3px 0px 3px;vertical-align:bottom;text-align:center;">51</td> <td data-sheets-numberformat='{"1":2,"2":"0","3":1}' data-sheets-value='{"1":3,"3":20}' style="border-right:1px solid #000000;overflow:hidden;padding:0px 3px 0px 3px;vertical-align:bottom;text-align:center;">20</td> </tr> <tr style="height:20px;"> <td style="border-left:1px solid #000000;overflow:hidden;padding:0px 3px 0px 3px;vertical-align:bottom;font-weight:bold;"></td> <td data-sheets-value='{"1":2,"2":"Double-walled"}' style="overflow:hidden;padding:0px 3px 0px 3px;vertical-align:bottom;font-weight:bold;">Double-walled</td> <td data-sheets-value='{"1":2,"2":"Opal (T/O)"}' style="border-right:1px solid #000000;overflow:hidden;padding:0px 3px 0px 3px;vertical-align:bottom;font-weight:bold;">Opal (T/O)</td> <td data-sheets-numberformat='{"1":2,"2":"0.00","3":1}' data-sheets-value='{"1":3,"3":2.9}' style="overflow:hidden;padding:0px 3px 0px 3px;vertical-align:bottom;text-align:center;">2.90</td> <td data-sheets-numberformat='{"1":2,"2":"0","3":1}' data-sheets-value='{"1":3,"3":41}' style="overflow:hidden;padding:0px 3px 0px 3px;vertical-align:bottom;text-align:center;">41</td> <td data-sheets-numberformat='{"1":2,"2":"0","3":1}' data-sheets-value='{"1":3,"3":45}' style="overflow:hidden;padding:0px 3px 0px 3px;vertical-align:bottom;text-align:center;">45</td> <td data-sheets-numberformat='{"1":2,"2":"0","3":1}' data-sheets-value='{"1":3,"3":20}' style="border-right:1px solid #000000;overflow:hidden;padding:0px 3px 0px 3px;vertical-align:bottom;text-align:center;">20</td> </tr> <tr style="height:20px;"> <td style="border-left:1px solid #000000;overflow:hidden;padding:0px 3px 0px 3px;vertical-align:bottom;font-weight:bold;"></td> <td data-sheets-value='{"1":2,"2":"Triple-walled"}' style="overflow:hidden; | skylux-160-ce-met-koepel-en-metaalopstand-met-lm-motor-0700-x-1500-mm | 8585987326285 | 46872261951821
Smoke and heat exhaust (SHEV) | SHE system | Skylux | Skylux 160° CE with skylight and metal curb with LM-actuator 0750 x 1250 mm |  | 50868 | 5412970508687 | 3181.1 | Yes | 30-45 | 66.45 | 750 x 1250 mm | 1250 | 750 |  | metal curb M30 (30 cm high) | Rectangular | 5.17 W/m²K - 1.28 W/m²K | 87% - 32% | 90% - 32% | 20dB - 23dB | 160° CE (for industry) | skylight | without spoiler | E | Single actuator | Maximum four-walled skylight possible for this product | Ut-value LT-value g-value Rw-value EN 1873 : 2014 EN ISO 13468 EN 16153 EN 410 EN 410 EN ISO 140-3 Material Walls Shells (W/m²K) (%) (%) (dB) Acrylic Single-walled Clear (H) 5.17 90 87 - PMMA Single-walled Opal (O) 5.17 83 76 - Double-walled Clear (H/H) 2.90 81 75 20 Double-walled Opal (O/O) 2.90 69 58 20 Triple-walled Clear (H/H/H) 1.70 73 65 22 Triple-walled Opal (O/H/O) 1.70 62 51 22 Four-walled Clear (H/H/H/H) 1.28 64 54 23 Four-walled Opal (H/H/O/H) 1.28 59 48 23 Polycarbonate Single-walled Clear (A) 5.17 88 83 - PC Single-walled Opal (D) 5.17 58 60 - Double-walled Clear (A/H) 2.90 79 72 20 Double-walled Clear (A/A) 2.90 77 69 20 Double-walled Opal (A/O) 2.90 73 63 20 Double-walled Opal (A/D) 2.90 51 50 20 Triple-walled Clear (A/H/H) 1.70 71 63 22 Triple-walled Opal (A/O/O) 1.70 61 48 22 Four-walled Clear (A/H/H/H) 1.28 64 52 23 Four-walled Opal (A/H/O/H) 1.28 59 46 23 Polycarbonate Single-walled Heatstop Opal (T) 5.17 49 59 - Heatstop PC Double-walled Clear (T/H) 2.90 44 51 20 Double-walled Opal (T/O) 2.90 41 45 20 Triple-walled Clear (T/H/H) 1.70 40 <td data-sheets-numberformat='{"1":2,"2":"0","3":1}' data-sheets-value='{"1":3,"3":44}' style="overflow:hidden;paddin | https://skylux.eu/en/products/skylux-160-ce-met-koepel-en-metaalopstand-met-lm-motor-0750-x-1250-mm | https://skylux.eu/cdn/shop/files/Skylux-160deg-CE-met-koepel-en-metaalopstand-met-LM-motor-0750-x-1250-mm-RWA-systeem.jpg?v=1702976495&width=1600 | https://skylux.eu/cdn/shop/files/e5a82811-1bb0-48e4-a776-cacb59c7c092_70da3265-8bdc-4435-9eff-cee3f8e3a1f5.jpg?v=1688550149&width=1600 | //skylux.eu/cdn/shop/files/E_MH_Mounting_instructions_Skylux_160_CE_LM.pdf?v=12406716259046007223 | //skylux.eu/cdn/shop/files/E_TD_Technical_File_Skylux_Skylux_160_CE_Electric.pdf?v=3667116872303399239 | <style type="text/css" id="isPasted"> <!--td { border: 1px solid #cccccc; } br { mso-data-placement: same-cell; } --> </style> <table border="1" cellpadding="0" cellspacing="0" dir="ltr" style="table-layout:fixed;font-size:10pt;font-family:Arial;border-collapse:collapse;border:none;"><tbody> <tr style="height:20px;"> <td style="overflow:hidden;padding:0px 3px 0px 3px;vertical-align:bottom;"></td> <td style="overflow:hidden;padding:0px 3px 0px 3px;vertical-align:bottom;"></td> <td style="overflow:hidden;padding:0px 3px 0px 3px;vertical-align:bottom;"></td> <td data-sheets-value='{"1":2,"2":"Ut-value"}' style="overflow:hidden;padding:0px 3px 0px 3px;vertical-align:bottom;font-weight:bold;text-align:center;">Ut-value</td> <td data-sheets-value='{"1":2,"2":"LT-value"}' style="overflow:hidden;padding:0px 3px 0px 3px;vertical-align:bottom;font-weight:bold;text-align:center;">LT-value</td> <td data-sheets-value='{"1":2,"2":"g-value"}' style="overflow:hidden;padding:0px 3px 0px 3px;vertical-align:bottom;font-weight:bold;text-align:center;">g-value</td> <td data-sheets-value='{"1":2,"2":"Rw-value "}' style="overflow:hidden;padding:0px 3px 0px 3px;vertical-align:bottom;font-weight:bold;text-align:center;">Rw-value </td> </tr> <tr style="height:20px;"> <td style="overflow:hidden;padding:0px 3px 0px 3px;vertical-align:bottom;"></td> <td style="overflow:hidden;padding:0px 3px 0px 3px;vertical-align:bottom;"></td> <td style="overflow:hidden;padding:0px 3px 0px 3px;vertical-align:bottom;"></td> <td data-sheets-numberformat='{"1":2,"2":"0.00","3":1}' data-sheets-value='{"1":2,"2":"EN 1873 : 2014"}' style="overflow:hidden;padding:0px 3px 0px 3px;vertical-align:bottom;text-align:center;">EN 1873 : 2014</td> <td data-sheets-numberformat='{"1":2,"2":"0","3":1}' data-sheets-value='{"1":2,"2":"EN ISO 13468 EN 16153 EN 410"}' style="overflow:hidden;padding:0px 3px 0px 3px;vertical-align:bottom;text-align:center;">EN ISO 13468 EN 16153 EN 410</td> <td data-sheets-numberformat='{"1":2,"2":"0","3":1}' data-sheets-value='{"1":2,"2":"EN 410"}' style="overflow:hidden;padding:0px 3px 0px 3px;vertical-align:bottom;text-align:center;">EN 410</td> <td data-sheets-value='{"1":2,"2":"EN ISO 140-3\t\t"}' style="overflow:hidden;padding:0px 3px 0px 3px;vertical-align:bottom;text-align:center;">EN ISO 140-3 </td> </tr> <tr style="height:20px;"> <td data-sheets-value='{"1":2,"2":"Material"}' style="border-bottom:1px solid #000000;overflow:hidden;padding:0px 3px 0px 3px;vertical-align:bottom;background-color:#000000;font-weight:bold;color:#ffffff;">Material</td> <td data-sheets-value='{"1":2,"2":"Walls"}' style="border-bottom:1px solid #000000;overflow:hidden;padding:0px 3px 0px 3px;vertical-align:bottom;background-color:#000000;font-weight:bold;color:#ffffff;">Walls</td> <td data-sheets-value='{"1":2,"2":"Shells"}' style="border-bottom:1px solid #000000;overflow:hidden;padding:0px 3px 0px 3px;vertical-align:bottom;background-color:#000000;font-weight:bold;color:#ffffff;">Shells</td> <td data-sheets-numberformat='{"1":2,"2":"0.00","3":1}' data-sheets-value='{"1":2,"2":"(W/m²K)\t"}' style="border-bottom:1px solid #000000;overflow:hidden;padding:0px 3px 0px 3px;vertical-align:bottom;background-color:#000000;font-weight:bold;color:#ffffff;text-align:center;">(W/m²K) </td> <td data-sheets-numberformat='{"1":2,"2":"0","3":1}' data-sheets-value='{"1":2,"2":"(%)"}' style="border-bottom:1px solid #000000;overflow:hidden;padding:0px 3px 0px 3px;vertical-align:bottom;background-color:#000000;font-weight:bold;color:#ffffff;text-align:center;">(%)</td> <td data-sheets-numberformat='{"1":2,"2":"0","3":1}' data-sheets-value='{"1":2,"2":"(%)"}' style="border-bottom:1px solid #000000;overflow:hidden;padding:0px 3px 0px 3px;vertical-align:bottom;background-color:#000000;font-weight:bold;color:#ffffff;text-align:center;">(%)</td> <td data-sheets-value='{"1":2,"2":"(dB)"}' style="border-bottom:1px solid #000000;overflow:hidden;padding:0px 3px 0px 3px;vertical-align:bottom;background-color:#000000;font-weight:bold;color:#ffffff;text-align:center;">(dB)</td> </tr> <tr style="height:20px;"> <td data-sheets-value='{"1":2,"2":"Acrylic"}' style="border-left:1px solid #000000;overflow:hidden;padding:0px 3px 0px 3px;vertical-align:bottom;font-weight:bold;">Acrylic</td> <td data-sheets-value='{"1":2,"2":"Single-walled"}' style="overflow:hidden;padding:0px 3px 0px 3px;vertical-align:bottom;font-weight:bold;">Single-walled</td> <td data-sheets-value='{"1":2,"2":"Clear (H)"}' style="border-right:1px solid #000000;overflow:hidden;padding:0px 3px 0px 3px;vertical-align:bottom;font-weight:bold;">Clear (H)</td> <td data-sheets-numberformat='{"1":2,"2":"0.00","3":1}' data-sheets-value='{"1":3,"3":5.17}' style="overflow:hidden;padding:0px 3px 0px 3px;vertical-align:bottom;text-align:center;">5.17</td> <td data-sheets-numberformat='{"1":2,"2":"0","3":1}' data-sheets-value='{"1":3,"3":90}' style="overflow:hidden;padding:0px 3px 0px 3px;vertical-align:bottom;text-align:center;">90</td> <td data-sheets-numberformat='{"1":2,"2":"0","3":1}' data-sheets-value='{"1":3,"3":87}' style="overflow:hidden;padding:0px 3px 0px 3px;vertical-align:bottom;text-align:center;">87</td> <td data-sheets-numberformat='{"1":2,"2":"0","3":1}' data-sheets-value='{"1":2,"2":"-"}' style="border-right:1px solid #000000;overflow:hidden;padding:0px 3px 0px 3px;vertical-align:bottom;text-align:center;">-</td> </tr> <tr style="height:20px;"> <td data-sheets-value='{"1":2,"2":"PMMA"}' style="border-left:1px solid #000000;overflow:hidden;padding:0px 3px 0px 3px;vertical-align:bottom;font-weight:bold;">PMMA</td> <td data-sheets-value='{"1":2,"2":"Single-walled"}' style="overflow:hidden;padding:0px 3px 0px 3px;vertical-align:bottom;font-weight:bold;">Single-walled</td> <td data-sheets-value='{"1":2,"2":"Opal (O)"}' style="border-right:1px solid #000000;overflow:hidden;padding:0px 3px 0px 3px;vertical-align:bottom;font-weight:bold;">Opal (O)</td> <td data-sheets-numberformat='{"1":2,"2":"0.00","3":1}' data-sheets-value='{"1":3,"3":5.17}' style="overflow:hidden;padding:0px 3px 0px 3px;vertical-align:bottom;text-align:center;">5.17</td> <td data-sheets-numberformat='{"1":2,"2":"0","3":1}' data-sheets-value='{"1":3,"3":83}' style="overflow:hidden;padding:0px 3px 0px 3px;vertical-align:bottom;text-align:center;">83</td> <td data-sheets-numberformat='{"1":2,"2":"0","3":1}' data-sheets-value='{"1":3,"3":76}' style="overflow:hidden;padding:0px 3px 0px 3px;vertical-align:bottom;text-align:center;">76</td> <td data-sheets-numberformat='{"1":2,"2":"0","3":1}' data-sheets-value='{"1":2,"2":"-"}' style="border-right:1px solid #000000;overflow:hidden;padding:0px 3px 0px 3px;vertical-align:bottom;text-align:center;">-</td> </tr> <tr style="height:20px;"> <td style="border-left:1px solid #000000;overflow:hidden;padding:0px 3px 0px 3px;vertical-align:bottom;font-weight:bold;"></td> <td data-sheets-value='{"1":2,"2":"Double-walled"}' style="overflow:hidden;padding:0px 3px 0px 3px;vertical-align:bottom;font-weight:bold;">Double-walled</td> <td data-sheets-value='{"1":2,"2":"Clear (H/H)"}' style="border-right:1px solid #000000;overflow:hidden;padding:0px 3px 0px 3px;vertical-align:bottom;font-weight:bold;">Clear (H/H)</td> <td data-sheets-numberformat='{"1":2,"2":"0.00","3":1}' data-sheets-value='{"1":3,"3":2.9}' style="overflow:hidden;padding:0px 3px 0px 3px;vertical-align:bottom;text-align:center;">2.90</td> <td data-sheets-numberformat='{"1":2,"2":"0","3":1}' data-sheets-value='{"1":3,"3":81}' style="overflow:hidden;padding:0px 3px 0px 3px;vertical-align:bottom;text-align:center;">81</td> <td data-sheets-numberformat='{"1":2,"2":"0","3":1}' data-sheets-value='{"1":3,"3":75}' style="overflow:hidden;padding:0px 3px 0px 3px;vertical-align:bottom;text-align:center;">75</td> <td data-sheets-numberformat='{"1":2,"2":"0","3":1}' data-sheets-value='{"1":3,"3":20}' style="border-right:1px solid #000000;overflow:hidden;padding:0px 3px 0px 3px;vertical-align:bottom;text-align:center;">20</td> </tr> <tr style="height:20px;"> <td style="border-left:1px solid #000000;overflow:hidden;padding:0px 3px 0px 3px;vertical-align:bottom;font-weight:bold;"></td> <td data-sheets-value='{"1":2,"2":"Double-walled"}' style="overflow:hidden;padding:0px 3px 0px 3px;vertical-align:bottom;font-weight:bold;">Double-walled</td> <td data-sheets-value='{"1":2,"2":"Opal (O/O)"}' style="border-right:1px solid #000000;overflow:hidden;padding:0px 3px 0px 3px;vertical-align:bottom;font-weight:bold;">Opal (O/O)</td> <td data-sheets-numberformat='{"1":2,"2":"0.00","3":1}' data-sheets-value='{"1":3,"3":2.9}' style="overflow:hidden;padding:0px 3px 0px 3px;vertical-align:bottom;text-align:center;">2.90</td> <td data-sheets-numberformat='{"1":2,"2":"0","3":1}' data-sheets-value='{"1":3,"3":69}' style="overflow:hidden;padding:0px 3px 0px 3px;vertical-align:bottom;text-align:center;">69</td> <td data-sheets-numberformat='{"1":2,"2":"0","3":1}' data-sheets-value='{"1":3,"3":58}' style="overflow:hidden;padding:0px 3px 0px 3px;vertical-align:bottom;text-align:center;">58</td> <td data-sheets-numberformat='{"1":2,"2":"0","3":1}' data-sheets-value='{"1":3,"3":20}' style="border-right:1px solid #000000;overflow:hidden;padding:0px 3px 0px 3px;vertical-align:bottom;text-align:center;">20</td> </tr> <tr style="height:20px;"> <td style="border-left:1px solid #000000;overflow:hidden;padding:0px 3px 0px 3px;vertical-align:bottom;font-weight:bold;"></td> <td data-sheets-value='{"1":2,"2":"Triple-walled"}' style="overflow:hidden;padding:0px 3px 0px 3px;vertical-align:bottom;font-weight:bold;">Triple-walled</td> <td data-sheets-value='{"1":2,"2":"Clear (H/H/H)"}' style="border-right:1px solid #000000;overflow:hidden;padding:0px 3px 0px 3px;vertical-align:bottom;font-weight:bold;">Clear (H/H/H)</td> <td data-sheets-numberformat='{"1":2,"2":"0.00","3":1}' data-sheets-value='{"1":3,"3":1.7}' style="overflow:hidden;padding:0px 3px 0px 3px;vertical-align:bottom;text-align:center;">1.70</td> <td data-sheets-numberformat='{"1":2,"2":"0","3":1}' data-sheets-value='{"1":3,"3":73}' style="overflow:hidden;padding:0px 3px 0px 3px;vertical-align:bottom;text-align:center;">73</td> <td data-sheets-numberformat='{"1":2,"2":"0","3":1}' data-sheets-value='{"1":3,"3":65}' style="overflow:hidden;padding:0px 3px 0px 3px;vertical-align:bottom;text-align:center;">65</td> <td data-sheets-numberformat='{"1":2,"2":"0","3":1}' data-sheets-value='{"1":3,"3":22}' style="border-right:1px solid #000000;overflow:hidden;padding:0px 3px 0px 3px;vertical-align:bottom;text-align:center;">22</td> </tr> <tr style="height:20px;"> <td style="border-left:1px solid #000000;overflow:hidden;padding:0px 3px 0px 3px;vertical-align:bottom;font-weight:bold;"></td> <td data-sheets-value='{"1":2,"2":"Triple-walled"}' style="overflow:hidden;padding:0px 3px 0px 3px;vertical-align:bottom;font-weight:bold;">Triple-walled</td> <td data-sheets-value='{"1":2,"2":"Opal (O/H/O)"}' style="border-right:1px solid #000000;overflow:hidden;padding:0px 3px 0px 3px;vertical-align:bottom;font-weight:bold;">Opal (O/H/O)</td> <td data-sheets-numberformat='{"1":2,"2":"0.00","3":1}' data-sheets-value='{"1":3,"3":1.7}' style="overflow:hidden;padding:0px 3px 0px 3px;vertical-align:bottom;text-align:center;">1.70</td> <td data-sheets-numberformat='{"1":2,"2":"0","3":1}' data-sheets-value='{"1":3,"3":62}' style="overflow:hidden;padding:0px 3px 0px 3px;vertical-align:bottom;text-align:center;">62</td> <td data-sheets-numberformat='{"1":2,"2":"0","3":1}' data-sheets-value='{"1":3,"3":51}' style="overflow:hidden;padding:0px 3px 0px 3px;vertical-align:bottom;text-align:center;">51</td> <td data-sheets-numberformat='{"1":2,"2":"0","3":1}' data-sheets-value='{"1":3,"3":22}' style="border-right:1px solid #000000;overflow:hidden;padding:0px 3px 0px 3px;vertical-align:bottom;text-align:center;">22</td> </tr> <tr style="height:20px;"> <td style="border-left:1px solid #000000;overflow:hidden;padding:0px 3px 0px 3px;vertical-align:bottom;font-weight:bold;"></td> <td data-sheets-value='{"1":2,"2":"Four-walled"}' style="overflow:hidden;padding:0px 3px 0px 3px;vertical-align:bottom;font-weight:bold;">Four-walled</td> <td data-sheets-value='{"1":2,"2":"Clear (H/H/H/H)"}' style="border-right:1px solid #000000;overflow:hidden;padding:0px 3px 0px 3px;vertical-align:bottom;font-weight:bold;">Clear (H/H/H/H)</td> <td data-sheets-numberformat='{"1":2,"2":"0.00","3":1}' data-sheets-value='{"1":3,"3":1.28}' style="overflow:hidden;padding:0px 3px 0px 3px;vertical-align:bottom;text-align:center;">1.28</td> <td data-sheets-numberformat='{"1":2,"2":"0","3":1}' data-sheets-value='{"1":3,"3":64}' style="overflow:hidden;padding:0px 3px 0px 3px;vertical-align:bottom;text-align:center;">64</td> <td data-sheets-numberformat='{"1":2,"2":"0","3":1}' data-sheets-value='{"1":3,"3":54}' style="overflow:hidden;padding:0px 3px 0px 3px;vertical-align:bottom;text-align:center;">54</td> <td data-sheets-numberformat='{"1":2,"2":"0","3":1}' data-sheets-value='{"1":3,"3":23}' style="border-right:1px solid #000000;overflow:hidden;padding:0px 3px 0px 3px;vertical-align:bottom;text-align:center;">23</td> </tr> <tr style="height:20px;"> <td style="border-bottom:1px solid #000000;border-left:1px solid #000000;overflow:hidden;padding:0px 3px 0px 3px;vertical-align:bottom;"></td> <td data-sheets-value='{"1":2,"2":"Four-walled"}' style="border-bottom:1px solid #000000;overflow:hidden;padding:0px 3px 0px 3px;vertical-align:bottom;font-weight:bold;">Four-walled</td> <td data-sheets-value='{"1":2,"2":"Opal (H/H/O/H)"}' style="border-right:1px solid #000000;border-bottom:1px solid #000000;overflow:hidden;padding:0px 3px 0px 3px;vertical-align:bottom;font-weight:bold;">Opal (H/H/O/H)</td> <td data-sheets-numberformat='{"1":2,"2":"0.00","3":1}' data-sheets-value='{"1":3,"3":1.28}' style="border-bottom:1px solid #000000;overflow:hidden;padding:0px 3px 0px 3px;vertical-align:bottom;text-align:center;">1.28</td> <td data-sheets-numberformat='{"1":2,"2":"0","3":1}' data-sheets-value='{"1":3,"3":59}' style="border-bottom:1px solid #000000;overflow:hidden;padding:0px 3px 0px 3px;vertical-align:bottom;text-align:center;">59</td> <td data-sheets-numberformat='{"1":2,"2":"0","3":1}' data-sheets-value='{"1":3,"3":48}' style="border-bottom:1px solid #000000;overflow:hidden;padding:0px 3px 0px 3px;vertical-align:bottom;text-align:center;">48</td> <td data-sheets-numberformat='{"1":2,"2":"0","3":1}' data-sheets-value='{"1":3,"3":23}' style="border-right:1px solid #000000;border-bottom:1px solid #000000;overflow:hidden;padding:0px 3px 0px 3px;vertical-align:bottom;text-align:center;">23</td> </tr> <tr style="height:20px;"> <td data-sheets-value='{"1":2,"2":"Polycarbonate "}' style="border-left:1px solid #000000;overflow:hidden;padding:0px 3px 0px 3px;vertical-align:bottom;font-weight:bold;">Polycarbonate </td> <td data-sheets-value='{"1":2,"2":"Single-walled"}' style="overflow:hidden;padding:0px 3px 0px 3px;vertical-align:bottom;font-weight:bold;">Single-walled</td> <td data-sheets-value='{"1":2,"2":"Clear (A)"}' style="border-right:1px solid #000000;overflow:hidden;padding:0px 3px 0px 3px;vertical-align:bottom;font-weight:bold;">Clear (A)</td> <td data-sheets-numberformat='{"1":2,"2":"0.00","3":1}' data-sheets-value='{"1":3,"3":5.17}' style="overflow:hidden;padding:0px 3px 0px 3px;vertical-align:bottom;text-align:center;">5.17</td> <td data-sheets-numberformat='{"1":2,"2":"0","3":1}' data-sheets-value='{"1":3,"3":88}' style="overflow:hidden;padding:0px 3px 0px 3px;vertical-align:bottom;text-align:center;">88</td> <td data-sheets-numberformat='{"1":2,"2":"0","3":1}' data-sheets-value='{"1":3,"3":83}' style="overflow:hidden;padding:0px 3px 0px 3px;vertical-align:bottom;text-align:center;">83</td> <td data-sheets-numberformat='{"1":2,"2":"0","3":1}' data-sheets-value='{"1":2,"2":"-"}' style="border-right:1px solid #000000;overflow:hidden;padding:0px 3px 0px 3px;vertical-align:bottom;text-align:center;">-</td> </tr> <tr style="height:20px;"> <td data-sheets-value='{"1":2,"2":"PC"}' style="border-left:1px solid #000000;overflow:hidden;padding:0px 3px 0px 3px;vertical-align:bottom;font-weight:bold;">PC</td> <td data-sheets-value='{"1":2,"2":"Single-walled"}' style="overflow:hidden;padding:0px 3px 0px 3px;vertical-align:bottom;font-weight:bold;">Single-walled</td> <td data-sheets-value='{"1":2,"2":"Opal (D)"}' style="border-right:1px solid #000000;overflow:hidden;padding:0px 3px 0px 3px;vertical-align:bottom;font-weight:bold;">Opal (D)</td> <td data-sheets-numberformat='{"1":2,"2":"0.00","3":1}' data-sheets-value='{"1":3,"3":5.17}' style="overflow:hidden;padding:0px 3px 0px 3px;vertical-align:bottom;text-align:center;">5.17</td> <td data-sheets-numberformat='{"1":2,"2":"0","3":1}' data-sheets-value='{"1":3,"3":58}' style="overflow:hidden;padding:0px 3px 0px 3px;vertical-align:bottom;text-align:center;">58</td> <td data-sheets-numberformat='{"1":2,"2":"0","3":1}' data-sheets-value='{"1":3,"3":60}' style="overflow:hidden;padding:0px 3px 0px 3px;vertical-align:bottom;text-align:center;">60</td> <td data-sheets-numberformat='{"1":2,"2":"0","3":1}' data-sheets-value='{"1":2,"2":"-"}' style="border-right:1px solid #000000;overflow:hidden;padding:0px 3px 0px 3px;vertical-align:bottom;text-align:center;">-</td> </tr> <tr style="height:20px;"> <td style="border-left:1px solid #000000;overflow:hidden;padding:0px 3px 0px 3px;vertical-align:bottom;font-weight:bold;"></td> <td data-sheets-value='{"1":2,"2":"Double-walled"}' style="overflow:hidden;padding:0px 3px 0px 3px;vertical-align:bottom;font-weight:bold;">Double-walled</td> <td data-sheets-value='{"1":2,"2":"Clear (A/H)"}' style="border-right:1px solid #000000;overflow:hidden;padding:0px 3px 0px 3px;vertical-align:bottom;font-weight:bold;">Clear (A/H)</td> <td data-sheets-numberformat='{"1":2,"2":"0.00","3":1}' data-sheets-value='{"1":3,"3":2.9}' style="overflow:hidden;padding:0px 3px 0px 3px;vertical-align:bottom;text-align:center;">2.90</td> <td data-sheets-numberformat='{"1":2,"2":"0","3":1}' data-sheets-value='{"1":3,"3":79}' style="overflow:hidden;padding:0px 3px 0px 3px;vertical-align:bottom;text-align:center;">79</td> <td data-sheets-numberformat='{"1":2,"2":"0","3":1}' data-sheets-value='{"1":3,"3":72}' style="overflow:hidden;padding:0px 3px 0px 3px;vertical-align:bottom;text-align:center;">72</td> <td data-sheets-numberformat='{"1":2,"2":"0","3":1}' data-sheets-value='{"1":3,"3":20}' style="border-right:1px solid #000000;overflow:hidden;padding:0px 3px 0px 3px;vertical-align:bottom;text-align:center;">20</td> </tr> <tr style="height:20px;"> <td style="border-left:1px solid #000000;overflow:hidden;padding:0px 3px 0px 3px;vertical-align:bottom;font-weight:bold;"></td> <td data-sheets-value='{"1":2,"2":"Double-walled"}' style="overflow:hidden;padding:0px 3px 0px 3px;vertical-align:bottom;font-weight:bold;">Double-walled</td> <td data-sheets-value='{"1":2,"2":"Clear (A/A)"}' style="border-right:1px solid #000000;overflow:hidden;padding:0px 3px 0px 3px;vertical-align:bottom;font-weight:bold;">Clear (A/A)</td> <td data-sheets-numberformat='{"1":2,"2":"0.00","3":1}' data-sheets-value='{"1":3,"3":2.9}' style="overflow:hidden;padding:0px 3px 0px 3px;vertical-align:bottom;text-align:center;">2.90</td> <td data-sheets-numberformat='{"1":2,"2":"0","3":1}' data-sheets-value='{"1":3,"3":77}' style="overflow:hidden;padding:0px 3px 0px 3px;vertical-align:bottom;text-align:center;">77</td> <td data-sheets-numberformat='{"1":2,"2":"0","3":1}' data-sheets-value='{"1":3,"3":69}' style="overflow:hidden;padding:0px 3px 0px 3px;vertical-align:bottom;text-align:center;">69</td> <td data-sheets-numberformat='{"1":2,"2":"0","3":1}' data-sheets-value='{"1":3,"3":20}' style="border-right:1px solid #000000;overflow:hidden;padding:0px 3px 0px 3px;vertical-align:bottom;text-align:center;">20</td> </tr> <tr style="height:20px;"> <td style="border-left:1px solid #000000;overflow:hidden;padding:0px 3px 0px 3px;vertical-align:bottom;font-weight:bold;"></td> <td data-sheets-value='{"1":2,"2":"Double-walled"}' style="overflow:hidden;padding:0px 3px 0px 3px;vertical-align:bottom;font-weight:bold;">Double-walled</td> <td data-sheets-value='{"1":2,"2":"Opal (A/O)"}' style="border-right:1px solid #000000;overflow:hidden;padding:0px 3px 0px 3px;vertical-align:bottom;font-weight:bold;">Opal (A/O)</td> <td data-sheets-numberformat='{"1":2,"2":"0.00","3":1}' data-sheets-value='{"1":3,"3":2.9}' style="overflow:hidden;padding:0px 3px 0px 3px;vertical-align:bottom;text-align:center;">2.90</td> <td data-sheets-numberformat='{"1":2,"2":"0","3":1}' data-sheets-value='{"1":3,"3":73}' style="overflow:hidden;padding:0px 3px 0px 3px;vertical-align:bottom;text-align:center;">73</td> <td data-sheets-numberformat='{"1":2,"2":"0","3":1}' data-sheets-value='{"1":3,"3":63}' style="overflow:hidden;padding:0px 3px 0px 3px;vertical-align:bottom;text-align:center;">63</td> <td data-sheets-numberformat='{"1":2,"2":"0","3":1}' data-sheets-value='{"1":3,"3":20}' style="border-right:1px solid #000000;overflow:hidden;padding:0px 3px 0px 3px;vertical-align:bottom;text-align:center;">20</td> </tr> <tr style="height:20px;"> <td style="border-left:1px solid #000000;overflow:hidden;padding:0px 3px 0px 3px;vertical-align:bottom;font-weight:bold;"></td> <td data-sheets-value='{"1":2,"2":"Double-walled"}' style="overflow:hidden;padding:0px 3px 0px 3px;vertical-align:bottom;font-weight:bold;">Double-walled</td> <td data-sheets-value='{"1":2,"2":"Opal (A/D)"}' style="border-right:1px solid #000000;overflow:hidden;padding:0px 3px 0px 3px;vertical-align:bottom;font-weight:bold;">Opal (A/D)</td> <td data-sheets-numberformat='{"1":2,"2":"0.00","3":1}' data-sheets-value='{"1":3,"3":2.9}' style="overflow:hidden;padding:0px 3px 0px 3px;vertical-align:bottom;text-align:center;">2.90</td> <td data-sheets-numberformat='{"1":2,"2":"0","3":1}' data-sheets-value='{"1":3,"3":51}' style="overflow:hidden;padding:0px 3px 0px 3px;vertical-align:bottom;text-align:center;">51</td> <td data-sheets-numberformat='{"1":2,"2":"0","3":1}' data-sheets-value='{"1":3,"3":50}' style="overflow:hidden;padding:0px 3px 0px 3px;vertical-align:bottom;text-align:center;">50</td> <td data-sheets-numberformat='{"1":2,"2":"0","3":1}' data-sheets-value='{"1":3,"3":20}' style="border-right:1px solid #000000;overflow:hidden;padding:0px 3px 0px 3px;vertical-align:bottom;text-align:center;">20</td> </tr> <tr style="height:20px;"> <td style="border-left:1px solid #000000;overflow:hidden;padding:0px 3px 0px 3px;vertical-align:bottom;font-weight:bold;"></td> <td data-sheets-value='{"1":2,"2":"Triple-walled"}' style="overflow:hidden;padding:0px 3px 0px 3px;vertical-align:bottom;font-weight:bold;">Triple-walled</td> <td data-sheets-value='{"1":2,"2":"Clear (A/H/H)"}' style="border-right:1px solid #000000;overflow:hidden;padding:0px 3px 0px 3px;vertical-align:bottom;font-weight:bold;">Clear (A/H/H)</td> <td data-sheets-numberformat='{"1":2,"2":"0.00","3":1}' data-sheets-value='{"1":3,"3":1.7}' style="overflow:hidden;padding:0px 3px 0px 3px;vertical-align:bottom;text-align:center;">1.70</td> <td data-sheets-numberformat='{"1":2,"2":"0","3":1}' data-sheets-value='{"1":3,"3":71}' style="overflow:hidden;padding:0px 3px 0px 3px;vertical-align:bottom;text-align:center;">71</td> <td data-sheets-numberformat='{"1":2,"2":"0","3":1}' data-sheets-value='{"1":3,"3":63}' style="overflow:hidden;padding:0px 3px 0px 3px;vertical-align:bottom;text-align:center;">63</td> <td data-sheets-numberformat='{"1":2,"2":"0","3":1}' data-sheets-value='{"1":3,"3":22}' style="border-right:1px solid #000000;overflow:hidden;padding:0px 3px 0px 3px;vertical-align:bottom;text-align:center;">22</td> </tr> <tr style="height:20px;"> <td style="border-left:1px solid #000000;overflow:hidden;padding:0px 3px 0px 3px;vertical-align:bottom;font-weight:bold;"></td> <td data-sheets-value='{"1":2,"2":"Triple-walled"}' style="overflow:hidden;padding:0px 3px 0px 3px;vertical-align:bottom;font-weight:bold;">Triple-walled</td> <td data-sheets-value='{"1":2,"2":"Opal (A/O/O)"}' style="border-right:1px solid #000000;overflow:hidden;padding:0px 3px 0px 3px;vertical-align:bottom;font-weight:bold;">Opal (A/O/O)</td> <td data-sheets-numberformat='{"1":2,"2":"0.00","3":1}' data-sheets-value='{"1":3,"3":1.7}' style="overflow:hidden;padding:0px 3px 0px 3px;vertical-align:bottom;text-align:center;">1.70</td> <td data-sheets-numberformat='{"1":2,"2":"0","3":1}' data-sheets-value='{"1":3,"3":61}' style="overflow:hidden;padding:0px 3px 0px 3px;vertical-align:bottom;text-align:center;">61</td> <td data-sheets-numberformat='{"1":2,"2":"0","3":1}' data-sheets-value='{"1":3,"3":48}' style="overflow:hidden;padding:0px 3px 0px 3px;vertical-align:bottom;text-align:center;">48</td> <td data-sheets-numberformat='{"1":2,"2":"0","3":1}' data-sheets-value='{"1":3,"3":22}' style="border-right:1px solid #000000;overflow:hidden;padding:0px 3px 0px 3px;vertical-align:bottom;text-align:center;">22</td> </tr> <tr style="height:20px;"> <td style="border-left:1px solid #000000;overflow:hidden;padding:0px 3px 0px 3px;vertical-align:bottom;font-weight:bold;"></td> <td data-sheets-value='{"1":2,"2":"Four-walled"}' style="overflow:hidden;padding:0px 3px 0px 3px;vertical-align:bottom;font-weight:bold;">Four-walled</td> <td data-sheets-value='{"1":2,"2":"Clear (A/H/H/H)"}' style="border-right:1px solid #000000;overflow:hidden;padding:0px 3px 0px 3px;vertical-align:bottom;font-weight:bold;">Clear (A/H/H/H)</td> <td data-sheets-numberformat='{"1":2,"2":"0.00","3":1}' data-sheets-value='{"1":3,"3":1.28}' style="overflow:hidden;padding:0px 3px 0px 3px;vertical-align:bottom;text-align:center;">1.28</td> <td data-sheets-numberformat='{"1":2,"2":"0","3":1}' data-sheets-value='{"1":3,"3":64}' style="overflow:hidden;padding:0px 3px 0px 3px;vertical-align:bottom;text-align:center;">64</td> <td data-sheets-numberformat='{"1":2,"2":"0","3":1}' data-sheets-value='{"1":3,"3":52}' style="overflow:hidden;padding:0px 3px 0px 3px;vertical-align:bottom;text-align:center;">52</td> <td data-sheets-numberformat='{"1":2,"2":"0","3":1}' data-sheets-value='{"1":3,"3":23}' style="border-right:1px solid #000000;overflow:hidden;padding:0px 3px 0px 3px;vertical-align:bottom;text-align:center;">23</td> </tr> <tr style="height:20px;"> <td style="border-bottom:1px solid #000000;border-left:1px solid #000000;overflow:hidden;padding:0px 3px 0px 3px;vertical-align:bottom;"></td> <td data-sheets-value='{"1":2,"2":"Four-walled"}' style="border-bottom:1px solid #000000;overflow:hidden;padding:0px 3px 0px 3px;vertical-align:bottom;font-weight:bold;">Four-walled</td> <td data-sheets-value='{"1":2,"2":"Opal (A/H/O/H)"}' style="border-right:1px solid #000000;border-bottom:1px solid #000000;overflow:hidden;padding:0px 3px 0px 3px;vertical-align:bottom;font-weight:bold;">Opal (A/H/O/H)</td> <td data-sheets-numberformat='{"1":2,"2":"0.00","3":1}' data-sheets-value='{"1":3,"3":1.28}' style="border-bottom:1px solid #000000;overflow:hidden;padding:0px 3px 0px 3px;vertical-align:bottom;text-align:center;">1.28</td> <td data-sheets-numberformat='{"1":2,"2":"0","3":1}' data-sheets-value='{"1":3,"3":59}' style="border-bottom:1px solid #000000;overflow:hidden;padding:0px 3px 0px 3px;vertical-align:bottom;text-align:center;">59</td> <td data-sheets-numberformat='{"1":2,"2":"0","3":1}' data-sheets-value='{"1":3,"3":46}' style="border-bottom:1px solid #000000;overflow:hidden;padding:0px 3px 0px 3px;vertical-align:bottom;text-align:center;">46</td> <td data-sheets-numberformat='{"1":2,"2":"0","3":1}' data-sheets-value='{"1":3,"3":23}' style="border-right:1px solid #000000;border-bottom:1px solid #000000;overflow:hidden;padding:0px 3px 0px 3px;vertical-align:bottom;text-align:center;">23</td> </tr> <tr style="height:20px;"> <td data-sheets-value='{"1":2,"2":"Polycarbonate"}' style="border-left:1px solid #000000;overflow:hidden;padding:0px 3px 0px 3px;vertical-align:bottom;font-weight:bold;">Polycarbonate</td> <td data-sheets-value='{"1":2,"2":"Single-walled"}' style="overflow:hidden;padding:0px 3px 0px 3px;vertical-align:bottom;font-weight:bold;">Single-walled</td> <td data-sheets-value='{"1":2,"2":"Heatstop Opal (T)"}' style="border-right:1px solid #000000;overflow:hidden;padding:0px 3px 0px 3px;vertical-align:bottom;font-weight:bold;">Heatstop Opal (T)</td> <td data-sheets-numberformat='{"1":2,"2":"0.00","3":1}' data-sheets-value='{"1":3,"3":5.17}' style="overflow:hidden;padding:0px 3px 0px 3px;vertical-align:bottom;text-align:center;">5.17</td> <td data-sheets-numberformat='{"1":2,"2":"0","3":1}' data-sheets-value='{"1":3,"3":49}' style="overflow:hidden;padding:0px 3px 0px 3px;vertical-align:bottom;text-align:center;">49</td> <td data-sheets-numberformat='{"1":2,"2":"0","3":1}' data-sheets-value='{"1":3,"3":59}' style="overflow:hidden;padding:0px 3px 0px 3px;vertical-align:bottom;text-align:center;">59</td> <td data-sheets-numberformat='{"1":2,"2":"0","3":1}' data-sheets-value='{"1":2,"2":"-"}' style="border-right:1px solid #000000;overflow:hidden;padding:0px 3px 0px 3px;vertical-align:bottom;text-align:center;">-</td> </tr> <tr style="height:20px;"> <td data-sheets-value='{"1":2,"2":"Heatstop PC"}' style="border-left:1px solid #000000;overflow:hidden;padding:0px 3px 0px 3px;vertical-align:bottom;font-weight:bold;">Heatstop PC</td> <td data-sheets-value='{"1":2,"2":"Double-walled"}' style="overflow:hidden;padding:0px 3px 0px 3px;vertical-align:bottom;font-weight:bold;">Double-walled</td> <td data-sheets-value='{"1":2,"2":"Clear (T/H)"}' style="border-right:1px solid #000000;overflow:hidden;padding:0px 3px 0px 3px;vertical-align:bottom;font-weight:bold;">Clear (T/H)</td> <td data-sheets-numberformat='{"1":2,"2":"0.00","3":1}' data-sheets-value='{"1":3,"3":2.9}' style="overflow:hidden;padding:0px 3px 0px 3px;vertical-align:bottom;text-align:center;">2.90</td> <td data-sheets-numberformat='{"1":2,"2":"0","3":1}' data-sheets-value='{"1":3,"3":44}' style="overflow:hidden;padding:0px 3px 0px 3px;vertical-align:bottom;text-align:center;">44</td> <td data-sheets-numberformat='{"1":2,"2":"0","3":1}' data-sheets-value='{"1":3,"3":51}' style="overflow:hidden;padding:0px 3px 0px 3px;vertical-align:bottom;text-align:center;">51</td> <td data-sheets-numberformat='{"1":2,"2":"0","3":1}' data-sheets-value='{"1":3,"3":20}' style="border-right:1px solid #000000;overflow:hidden;padding:0px 3px 0px 3px;vertical-align:bottom;text-align:center;">20</td> </tr> <tr style="height:20px;"> <td style="border-left:1px solid #000000;overflow:hidden;padding:0px 3px 0px 3px;vertical-align:bottom;font-weight:bold;"></td> <td data-sheets-value='{"1":2,"2":"Double-walled"}' style="overflow:hidden;padding:0px 3px 0px 3px;vertical-align:bottom;font-weight:bold;">Double-walled</td> <td data-sheets-value='{"1":2,"2":"Opal (T/O)"}' style="border-right:1px solid #000000;overflow:hidden;padding:0px 3px 0px 3px;vertical-align:bottom;font-weight:bold;">Opal (T/O)</td> <td data-sheets-numberformat='{"1":2,"2":"0.00","3":1}' data-sheets-value='{"1":3,"3":2.9}' style="overflow:hidden;padding:0px 3px 0px 3px;vertical-align:bottom;text-align:center;">2.90</td> <td data-sheets-numberformat='{"1":2,"2":"0","3":1}' data-sheets-value='{"1":3,"3":41}' style="overflow:hidden;padding:0px 3px 0px 3px;vertical-align:bottom;text-align:center;">41</td> <td data-sheets-numberformat='{"1":2,"2":"0","3":1}' data-sheets-value='{"1":3,"3":45}' style="overflow:hidden;padding:0px 3px 0px 3px;vertical-align:bottom;text-align:center;">45</td> <td data-sheets-numberformat='{"1":2,"2":"0","3":1}' data-sheets-value='{"1":3,"3":20}' style="border-right:1px solid #000000;overflow:hidden;padding:0px 3px 0px 3px;vertical-align:bottom;text-align:center;">20</td> </tr> <tr style="height:20px;"> <td style="border-left:1px solid #000000;overflow:hidden;padding:0px 3px 0px 3px;vertical-align:bottom;font-weight:bold;"></td> <td data-sheets-value='{"1":2,"2":"Triple-walled"}' style="overflow:hidden; | skylux-160-ce-met-koepel-en-metaalopstand-met-lm-motor-0750-x-1250-mm | 8585987424589 | 46872262050125
Smoke and heat exhaust (SHEV) | SHE system | Skylux | Skylux 160° CE with skylight and metal curb with LM-actuator 0800 x 1100 mm |  | 50869 | 5412970508694 | 3144.8 | Yes | 30-45 | 64.4 | 800 x 1100 mm | 1100 | 800 |  | metal curb M30 (30 cm high) | Rectangular | 5.17 W/m²K - 1.28 W/m²K | 87% - 32% | 90% - 32% | 20dB - 23dB | 160° CE (for industry) | skylight | without spoiler | E | Single actuator | Maximum four-walled skylight possible for this product | Ut-value LT-value g-value Rw-value EN 1873 : 2014 EN ISO 13468 EN 16153 EN 410 EN 410 EN ISO 140-3 Material Walls Shells (W/m²K) (%) (%) (dB) Acrylic Single-walled Clear (H) 5.17 90 87 - PMMA Single-walled Opal (O) 5.17 83 76 - Double-walled Clear (H/H) 2.90 81 75 20 Double-walled Opal (O/O) 2.90 69 58 20 Triple-walled Clear (H/H/H) 1.70 73 65 22 Triple-walled Opal (O/H/O) 1.70 62 51 22 Four-walled Clear (H/H/H/H) 1.28 64 54 23 Four-walled Opal (H/H/O/H) 1.28 59 48 23 Polycarbonate Single-walled Clear (A) 5.17 88 83 - PC Single-walled Opal (D) 5.17 58 60 - Double-walled Clear (A/H) 2.90 79 72 20 Double-walled Clear (A/A) 2.90 77 69 20 Double-walled Opal (A/O) 2.90 73 63 20 Double-walled Opal (A/D) 2.90 51 50 20 Triple-walled Clear (A/H/H) 1.70 71 63 22 Triple-walled Opal (A/O/O) 1.70 61 48 22 Four-walled Clear (A/H/H/H) 1.28 64 52 23 Four-walled Opal (A/H/O/H) 1.28 59 46 23 Polycarbonate Single-walled Heatstop Opal (T) 5.17 49 59 - Heatstop PC Double-walled Clear (T/H) 2.90 44 51 20 Double-walled Opal (T/O) 2.90 41 45 20 Triple-walled Clear (T/H/H) 1.70 40 <td data-sheets-numberformat='{"1":2,"2":"0","3":1}' data-sheets-value='{"1":3,"3":44}' style="overflow:hidden;paddin | https://skylux.eu/en/products/skylux-160-ce-met-koepel-en-metaalopstand-met-lm-motor-0800-x-1100-mm | https://skylux.eu/cdn/shop/files/Skylux-160deg-CE-met-koepel-en-metaalopstand-met-LM-motor-0800-x-1100-mm-RWA-systeem.jpg?v=1702976500&width=1600 | https://skylux.eu/cdn/shop/files/e5a82811-1bb0-48e4-a776-cacb59c7c092_5a496472-dd93-4f48-a0b4-dba0bc0919e9.jpg?v=1688550150&width=1600 | //skylux.eu/cdn/shop/files/E_MH_Mounting_instructions_Skylux_160_CE_LM.pdf?v=12406716259046007223 | //skylux.eu/cdn/shop/files/E_TD_Technical_File_Skylux_Skylux_160_CE_Electric.pdf?v=3667116872303399239 | <style type="text/css" id="isPasted"> <!--td { border: 1px solid #cccccc; } br { mso-data-placement: same-cell; } --> </style> <table border="1" cellpadding="0" cellspacing="0" dir="ltr" style="table-layout:fixed;font-size:10pt;font-family:Arial;border-collapse:collapse;border:none;"><tbody> <tr style="height:20px;"> <td style="overflow:hidden;padding:0px 3px 0px 3px;vertical-align:bottom;"></td> <td style="overflow:hidden;padding:0px 3px 0px 3px;vertical-align:bottom;"></td> <td style="overflow:hidden;padding:0px 3px 0px 3px;vertical-align:bottom;"></td> <td data-sheets-value='{"1":2,"2":"Ut-value"}' style="overflow:hidden;padding:0px 3px 0px 3px;vertical-align:bottom;font-weight:bold;text-align:center;">Ut-value</td> <td data-sheets-value='{"1":2,"2":"LT-value"}' style="overflow:hidden;padding:0px 3px 0px 3px;vertical-align:bottom;font-weight:bold;text-align:center;">LT-value</td> <td data-sheets-value='{"1":2,"2":"g-value"}' style="overflow:hidden;padding:0px 3px 0px 3px;vertical-align:bottom;font-weight:bold;text-align:center;">g-value</td> <td data-sheets-value='{"1":2,"2":"Rw-value "}' style="overflow:hidden;padding:0px 3px 0px 3px;vertical-align:bottom;font-weight:bold;text-align:center;">Rw-value </td> </tr> <tr style="height:20px;"> <td style="overflow:hidden;padding:0px 3px 0px 3px;vertical-align:bottom;"></td> <td style="overflow:hidden;padding:0px 3px 0px 3px;vertical-align:bottom;"></td> <td style="overflow:hidden;padding:0px 3px 0px 3px;vertical-align:bottom;"></td> <td data-sheets-numberformat='{"1":2,"2":"0.00","3":1}' data-sheets-value='{"1":2,"2":"EN 1873 : 2014"}' style="overflow:hidden;padding:0px 3px 0px 3px;vertical-align:bottom;text-align:center;">EN 1873 : 2014</td> <td data-sheets-numberformat='{"1":2,"2":"0","3":1}' data-sheets-value='{"1":2,"2":"EN ISO 13468 EN 16153 EN 410"}' style="overflow:hidden;padding:0px 3px 0px 3px;vertical-align:bottom;text-align:center;">EN ISO 13468 EN 16153 EN 410</td> <td data-sheets-numberformat='{"1":2,"2":"0","3":1}' data-sheets-value='{"1":2,"2":"EN 410"}' style="overflow:hidden;padding:0px 3px 0px 3px;vertical-align:bottom;text-align:center;">EN 410</td> <td data-sheets-value='{"1":2,"2":"EN ISO 140-3\t\t"}' style="overflow:hidden;padding:0px 3px 0px 3px;vertical-align:bottom;text-align:center;">EN ISO 140-3 </td> </tr> <tr style="height:20px;"> <td data-sheets-value='{"1":2,"2":"Material"}' style="border-bottom:1px solid #000000;overflow:hidden;padding:0px 3px 0px 3px;vertical-align:bottom;background-color:#000000;font-weight:bold;color:#ffffff;">Material</td> <td data-sheets-value='{"1":2,"2":"Walls"}' style="border-bottom:1px solid #000000;overflow:hidden;padding:0px 3px 0px 3px;vertical-align:bottom;background-color:#000000;font-weight:bold;color:#ffffff;">Walls</td> <td data-sheets-value='{"1":2,"2":"Shells"}' style="border-bottom:1px solid #000000;overflow:hidden;padding:0px 3px 0px 3px;vertical-align:bottom;background-color:#000000;font-weight:bold;color:#ffffff;">Shells</td> <td data-sheets-numberformat='{"1":2,"2":"0.00","3":1}' data-sheets-value='{"1":2,"2":"(W/m²K)\t"}' style="border-bottom:1px solid #000000;overflow:hidden;padding:0px 3px 0px 3px;vertical-align:bottom;background-color:#000000;font-weight:bold;color:#ffffff;text-align:center;">(W/m²K) </td> <td data-sheets-numberformat='{"1":2,"2":"0","3":1}' data-sheets-value='{"1":2,"2":"(%)"}' style="border-bottom:1px solid #000000;overflow:hidden;padding:0px 3px 0px 3px;vertical-align:bottom;background-color:#000000;font-weight:bold;color:#ffffff;text-align:center;">(%)</td> <td data-sheets-numberformat='{"1":2,"2":"0","3":1}' data-sheets-value='{"1":2,"2":"(%)"}' style="border-bottom:1px solid #000000;overflow:hidden;padding:0px 3px 0px 3px;vertical-align:bottom;background-color:#000000;font-weight:bold;color:#ffffff;text-align:center;">(%)</td> <td data-sheets-value='{"1":2,"2":"(dB)"}' style="border-bottom:1px solid #000000;overflow:hidden;padding:0px 3px 0px 3px;vertical-align:bottom;background-color:#000000;font-weight:bold;color:#ffffff;text-align:center;">(dB)</td> </tr> <tr style="height:20px;"> <td data-sheets-value='{"1":2,"2":"Acrylic"}' style="border-left:1px solid #000000;overflow:hidden;padding:0px 3px 0px 3px;vertical-align:bottom;font-weight:bold;">Acrylic</td> <td data-sheets-value='{"1":2,"2":"Single-walled"}' style="overflow:hidden;padding:0px 3px 0px 3px;vertical-align:bottom;font-weight:bold;">Single-walled</td> <td data-sheets-value='{"1":2,"2":"Clear (H)"}' style="border-right:1px solid #000000;overflow:hidden;padding:0px 3px 0px 3px;vertical-align:bottom;font-weight:bold;">Clear (H)</td> <td data-sheets-numberformat='{"1":2,"2":"0.00","3":1}' data-sheets-value='{"1":3,"3":5.17}' style="overflow:hidden;padding:0px 3px 0px 3px;vertical-align:bottom;text-align:center;">5.17</td> <td data-sheets-numberformat='{"1":2,"2":"0","3":1}' data-sheets-value='{"1":3,"3":90}' style="overflow:hidden;padding:0px 3px 0px 3px;vertical-align:bottom;text-align:center;">90</td> <td data-sheets-numberformat='{"1":2,"2":"0","3":1}' data-sheets-value='{"1":3,"3":87}' style="overflow:hidden;padding:0px 3px 0px 3px;vertical-align:bottom;text-align:center;">87</td> <td data-sheets-numberformat='{"1":2,"2":"0","3":1}' data-sheets-value='{"1":2,"2":"-"}' style="border-right:1px solid #000000;overflow:hidden;padding:0px 3px 0px 3px;vertical-align:bottom;text-align:center;">-</td> </tr> <tr style="height:20px;"> <td data-sheets-value='{"1":2,"2":"PMMA"}' style="border-left:1px solid #000000;overflow:hidden;padding:0px 3px 0px 3px;vertical-align:bottom;font-weight:bold;">PMMA</td> <td data-sheets-value='{"1":2,"2":"Single-walled"}' style="overflow:hidden;padding:0px 3px 0px 3px;vertical-align:bottom;font-weight:bold;">Single-walled</td> <td data-sheets-value='{"1":2,"2":"Opal (O)"}' style="border-right:1px solid #000000;overflow:hidden;padding:0px 3px 0px 3px;vertical-align:bottom;font-weight:bold;">Opal (O)</td> <td data-sheets-numberformat='{"1":2,"2":"0.00","3":1}' data-sheets-value='{"1":3,"3":5.17}' style="overflow:hidden;padding:0px 3px 0px 3px;vertical-align:bottom;text-align:center;">5.17</td> <td data-sheets-numberformat='{"1":2,"2":"0","3":1}' data-sheets-value='{"1":3,"3":83}' style="overflow:hidden;padding:0px 3px 0px 3px;vertical-align:bottom;text-align:center;">83</td> <td data-sheets-numberformat='{"1":2,"2":"0","3":1}' data-sheets-value='{"1":3,"3":76}' style="overflow:hidden;padding:0px 3px 0px 3px;vertical-align:bottom;text-align:center;">76</td> <td data-sheets-numberformat='{"1":2,"2":"0","3":1}' data-sheets-value='{"1":2,"2":"-"}' style="border-right:1px solid #000000;overflow:hidden;padding:0px 3px 0px 3px;vertical-align:bottom;text-align:center;">-</td> </tr> <tr style="height:20px;"> <td style="border-left:1px solid #000000;overflow:hidden;padding:0px 3px 0px 3px;vertical-align:bottom;font-weight:bold;"></td> <td data-sheets-value='{"1":2,"2":"Double-walled"}' style="overflow:hidden;padding:0px 3px 0px 3px;vertical-align:bottom;font-weight:bold;">Double-walled</td> <td data-sheets-value='{"1":2,"2":"Clear (H/H)"}' style="border-right:1px solid #000000;overflow:hidden;padding:0px 3px 0px 3px;vertical-align:bottom;font-weight:bold;">Clear (H/H)</td> <td data-sheets-numberformat='{"1":2,"2":"0.00","3":1}' data-sheets-value='{"1":3,"3":2.9}' style="overflow:hidden;padding:0px 3px 0px 3px;vertical-align:bottom;text-align:center;">2.90</td> <td data-sheets-numberformat='{"1":2,"2":"0","3":1}' data-sheets-value='{"1":3,"3":81}' style="overflow:hidden;padding:0px 3px 0px 3px;vertical-align:bottom;text-align:center;">81</td> <td data-sheets-numberformat='{"1":2,"2":"0","3":1}' data-sheets-value='{"1":3,"3":75}' style="overflow:hidden;padding:0px 3px 0px 3px;vertical-align:bottom;text-align:center;">75</td> <td data-sheets-numberformat='{"1":2,"2":"0","3":1}' data-sheets-value='{"1":3,"3":20}' style="border-right:1px solid #000000;overflow:hidden;padding:0px 3px 0px 3px;vertical-align:bottom;text-align:center;">20</td> </tr> <tr style="height:20px;"> <td style="border-left:1px solid #000000;overflow:hidden;padding:0px 3px 0px 3px;vertical-align:bottom;font-weight:bold;"></td> <td data-sheets-value='{"1":2,"2":"Double-walled"}' style="overflow:hidden;padding:0px 3px 0px 3px;vertical-align:bottom;font-weight:bold;">Double-walled</td> <td data-sheets-value='{"1":2,"2":"Opal (O/O)"}' style="border-right:1px solid #000000;overflow:hidden;padding:0px 3px 0px 3px;vertical-align:bottom;font-weight:bold;">Opal (O/O)</td> <td data-sheets-numberformat='{"1":2,"2":"0.00","3":1}' data-sheets-value='{"1":3,"3":2.9}' style="overflow:hidden;padding:0px 3px 0px 3px;vertical-align:bottom;text-align:center;">2.90</td> <td data-sheets-numberformat='{"1":2,"2":"0","3":1}' data-sheets-value='{"1":3,"3":69}' style="overflow:hidden;padding:0px 3px 0px 3px;vertical-align:bottom;text-align:center;">69</td> <td data-sheets-numberformat='{"1":2,"2":"0","3":1}' data-sheets-value='{"1":3,"3":58}' style="overflow:hidden;padding:0px 3px 0px 3px;vertical-align:bottom;text-align:center;">58</td> <td data-sheets-numberformat='{"1":2,"2":"0","3":1}' data-sheets-value='{"1":3,"3":20}' style="border-right:1px solid #000000;overflow:hidden;padding:0px 3px 0px 3px;vertical-align:bottom;text-align:center;">20</td> </tr> <tr style="height:20px;"> <td style="border-left:1px solid #000000;overflow:hidden;padding:0px 3px 0px 3px;vertical-align:bottom;font-weight:bold;"></td> <td data-sheets-value='{"1":2,"2":"Triple-walled"}' style="overflow:hidden;padding:0px 3px 0px 3px;vertical-align:bottom;font-weight:bold;">Triple-walled</td> <td data-sheets-value='{"1":2,"2":"Clear (H/H/H)"}' style="border-right:1px solid #000000;overflow:hidden;padding:0px 3px 0px 3px;vertical-align:bottom;font-weight:bold;">Clear (H/H/H)</td> <td data-sheets-numberformat='{"1":2,"2":"0.00","3":1}' data-sheets-value='{"1":3,"3":1.7}' style="overflow:hidden;padding:0px 3px 0px 3px;vertical-align:bottom;text-align:center;">1.70</td> <td data-sheets-numberformat='{"1":2,"2":"0","3":1}' data-sheets-value='{"1":3,"3":73}' style="overflow:hidden;padding:0px 3px 0px 3px;vertical-align:bottom;text-align:center;">73</td> <td data-sheets-numberformat='{"1":2,"2":"0","3":1}' data-sheets-value='{"1":3,"3":65}' style="overflow:hidden;padding:0px 3px 0px 3px;vertical-align:bottom;text-align:center;">65</td> <td data-sheets-numberformat='{"1":2,"2":"0","3":1}' data-sheets-value='{"1":3,"3":22}' style="border-right:1px solid #000000;overflow:hidden;padding:0px 3px 0px 3px;vertical-align:bottom;text-align:center;">22</td> </tr> <tr style="height:20px;"> <td style="border-left:1px solid #000000;overflow:hidden;padding:0px 3px 0px 3px;vertical-align:bottom;font-weight:bold;"></td> <td data-sheets-value='{"1":2,"2":"Triple-walled"}' style="overflow:hidden;padding:0px 3px 0px 3px;vertical-align:bottom;font-weight:bold;">Triple-walled</td> <td data-sheets-value='{"1":2,"2":"Opal (O/H/O)"}' style="border-right:1px solid #000000;overflow:hidden;padding:0px 3px 0px 3px;vertical-align:bottom;font-weight:bold;">Opal (O/H/O)</td> <td data-sheets-numberformat='{"1":2,"2":"0.00","3":1}' data-sheets-value='{"1":3,"3":1.7}' style="overflow:hidden;padding:0px 3px 0px 3px;vertical-align:bottom;text-align:center;">1.70</td> <td data-sheets-numberformat='{"1":2,"2":"0","3":1}' data-sheets-value='{"1":3,"3":62}' style="overflow:hidden;padding:0px 3px 0px 3px;vertical-align:bottom;text-align:center;">62</td> <td data-sheets-numberformat='{"1":2,"2":"0","3":1}' data-sheets-value='{"1":3,"3":51}' style="overflow:hidden;padding:0px 3px 0px 3px;vertical-align:bottom;text-align:center;">51</td> <td data-sheets-numberformat='{"1":2,"2":"0","3":1}' data-sheets-value='{"1":3,"3":22}' style="border-right:1px solid #000000;overflow:hidden;padding:0px 3px 0px 3px;vertical-align:bottom;text-align:center;">22</td> </tr> <tr style="height:20px;"> <td style="border-left:1px solid #000000;overflow:hidden;padding:0px 3px 0px 3px;vertical-align:bottom;font-weight:bold;"></td> <td data-sheets-value='{"1":2,"2":"Four-walled"}' style="overflow:hidden;padding:0px 3px 0px 3px;vertical-align:bottom;font-weight:bold;">Four-walled</td> <td data-sheets-value='{"1":2,"2":"Clear (H/H/H/H)"}' style="border-right:1px solid #000000;overflow:hidden;padding:0px 3px 0px 3px;vertical-align:bottom;font-weight:bold;">Clear (H/H/H/H)</td> <td data-sheets-numberformat='{"1":2,"2":"0.00","3":1}' data-sheets-value='{"1":3,"3":1.28}' style="overflow:hidden;padding:0px 3px 0px 3px;vertical-align:bottom;text-align:center;">1.28</td> <td data-sheets-numberformat='{"1":2,"2":"0","3":1}' data-sheets-value='{"1":3,"3":64}' style="overflow:hidden;padding:0px 3px 0px 3px;vertical-align:bottom;text-align:center;">64</td> <td data-sheets-numberformat='{"1":2,"2":"0","3":1}' data-sheets-value='{"1":3,"3":54}' style="overflow:hidden;padding:0px 3px 0px 3px;vertical-align:bottom;text-align:center;">54</td> <td data-sheets-numberformat='{"1":2,"2":"0","3":1}' data-sheets-value='{"1":3,"3":23}' style="border-right:1px solid #000000;overflow:hidden;padding:0px 3px 0px 3px;vertical-align:bottom;text-align:center;">23</td> </tr> <tr style="height:20px;"> <td style="border-bottom:1px solid #000000;border-left:1px solid #000000;overflow:hidden;padding:0px 3px 0px 3px;vertical-align:bottom;"></td> <td data-sheets-value='{"1":2,"2":"Four-walled"}' style="border-bottom:1px solid #000000;overflow:hidden;padding:0px 3px 0px 3px;vertical-align:bottom;font-weight:bold;">Four-walled</td> <td data-sheets-value='{"1":2,"2":"Opal (H/H/O/H)"}' style="border-right:1px solid #000000;border-bottom:1px solid #000000;overflow:hidden;padding:0px 3px 0px 3px;vertical-align:bottom;font-weight:bold;">Opal (H/H/O/H)</td> <td data-sheets-numberformat='{"1":2,"2":"0.00","3":1}' data-sheets-value='{"1":3,"3":1.28}' style="border-bottom:1px solid #000000;overflow:hidden;padding:0px 3px 0px 3px;vertical-align:bottom;text-align:center;">1.28</td> <td data-sheets-numberformat='{"1":2,"2":"0","3":1}' data-sheets-value='{"1":3,"3":59}' style="border-bottom:1px solid #000000;overflow:hidden;padding:0px 3px 0px 3px;vertical-align:bottom;text-align:center;">59</td> <td data-sheets-numberformat='{"1":2,"2":"0","3":1}' data-sheets-value='{"1":3,"3":48}' style="border-bottom:1px solid #000000;overflow:hidden;padding:0px 3px 0px 3px;vertical-align:bottom;text-align:center;">48</td> <td data-sheets-numberformat='{"1":2,"2":"0","3":1}' data-sheets-value='{"1":3,"3":23}' style="border-right:1px solid #000000;border-bottom:1px solid #000000;overflow:hidden;padding:0px 3px 0px 3px;vertical-align:bottom;text-align:center;">23</td> </tr> <tr style="height:20px;"> <td data-sheets-value='{"1":2,"2":"Polycarbonate "}' style="border-left:1px solid #000000;overflow:hidden;padding:0px 3px 0px 3px;vertical-align:bottom;font-weight:bold;">Polycarbonate </td> <td data-sheets-value='{"1":2,"2":"Single-walled"}' style="overflow:hidden;padding:0px 3px 0px 3px;vertical-align:bottom;font-weight:bold;">Single-walled</td> <td data-sheets-value='{"1":2,"2":"Clear (A)"}' style="border-right:1px solid #000000;overflow:hidden;padding:0px 3px 0px 3px;vertical-align:bottom;font-weight:bold;">Clear (A)</td> <td data-sheets-numberformat='{"1":2,"2":"0.00","3":1}' data-sheets-value='{"1":3,"3":5.17}' style="overflow:hidden;padding:0px 3px 0px 3px;vertical-align:bottom;text-align:center;">5.17</td> <td data-sheets-numberformat='{"1":2,"2":"0","3":1}' data-sheets-value='{"1":3,"3":88}' style="overflow:hidden;padding:0px 3px 0px 3px;vertical-align:bottom;text-align:center;">88</td> <td data-sheets-numberformat='{"1":2,"2":"0","3":1}' data-sheets-value='{"1":3,"3":83}' style="overflow:hidden;padding:0px 3px 0px 3px;vertical-align:bottom;text-align:center;">83</td> <td data-sheets-numberformat='{"1":2,"2":"0","3":1}' data-sheets-value='{"1":2,"2":"-"}' style="border-right:1px solid #000000;overflow:hidden;padding:0px 3px 0px 3px;vertical-align:bottom;text-align:center;">-</td> </tr> <tr style="height:20px;"> <td data-sheets-value='{"1":2,"2":"PC"}' style="border-left:1px solid #000000;overflow:hidden;padding:0px 3px 0px 3px;vertical-align:bottom;font-weight:bold;">PC</td> <td data-sheets-value='{"1":2,"2":"Single-walled"}' style="overflow:hidden;padding:0px 3px 0px 3px;vertical-align:bottom;font-weight:bold;">Single-walled</td> <td data-sheets-value='{"1":2,"2":"Opal (D)"}' style="border-right:1px solid #000000;overflow:hidden;padding:0px 3px 0px 3px;vertical-align:bottom;font-weight:bold;">Opal (D)</td> <td data-sheets-numberformat='{"1":2,"2":"0.00","3":1}' data-sheets-value='{"1":3,"3":5.17}' style="overflow:hidden;padding:0px 3px 0px 3px;vertical-align:bottom;text-align:center;">5.17</td> <td data-sheets-numberformat='{"1":2,"2":"0","3":1}' data-sheets-value='{"1":3,"3":58}' style="overflow:hidden;padding:0px 3px 0px 3px;vertical-align:bottom;text-align:center;">58</td> <td data-sheets-numberformat='{"1":2,"2":"0","3":1}' data-sheets-value='{"1":3,"3":60}' style="overflow:hidden;padding:0px 3px 0px 3px;vertical-align:bottom;text-align:center;">60</td> <td data-sheets-numberformat='{"1":2,"2":"0","3":1}' data-sheets-value='{"1":2,"2":"-"}' style="border-right:1px solid #000000;overflow:hidden;padding:0px 3px 0px 3px;vertical-align:bottom;text-align:center;">-</td> </tr> <tr style="height:20px;"> <td style="border-left:1px solid #000000;overflow:hidden;padding:0px 3px 0px 3px;vertical-align:bottom;font-weight:bold;"></td> <td data-sheets-value='{"1":2,"2":"Double-walled"}' style="overflow:hidden;padding:0px 3px 0px 3px;vertical-align:bottom;font-weight:bold;">Double-walled</td> <td data-sheets-value='{"1":2,"2":"Clear (A/H)"}' style="border-right:1px solid #000000;overflow:hidden;padding:0px 3px 0px 3px;vertical-align:bottom;font-weight:bold;">Clear (A/H)</td> <td data-sheets-numberformat='{"1":2,"2":"0.00","3":1}' data-sheets-value='{"1":3,"3":2.9}' style="overflow:hidden;padding:0px 3px 0px 3px;vertical-align:bottom;text-align:center;">2.90</td> <td data-sheets-numberformat='{"1":2,"2":"0","3":1}' data-sheets-value='{"1":3,"3":79}' style="overflow:hidden;padding:0px 3px 0px 3px;vertical-align:bottom;text-align:center;">79</td> <td data-sheets-numberformat='{"1":2,"2":"0","3":1}' data-sheets-value='{"1":3,"3":72}' style="overflow:hidden;padding:0px 3px 0px 3px;vertical-align:bottom;text-align:center;">72</td> <td data-sheets-numberformat='{"1":2,"2":"0","3":1}' data-sheets-value='{"1":3,"3":20}' style="border-right:1px solid #000000;overflow:hidden;padding:0px 3px 0px 3px;vertical-align:bottom;text-align:center;">20</td> </tr> <tr style="height:20px;"> <td style="border-left:1px solid #000000;overflow:hidden;padding:0px 3px 0px 3px;vertical-align:bottom;font-weight:bold;"></td> <td data-sheets-value='{"1":2,"2":"Double-walled"}' style="overflow:hidden;padding:0px 3px 0px 3px;vertical-align:bottom;font-weight:bold;">Double-walled</td> <td data-sheets-value='{"1":2,"2":"Clear (A/A)"}' style="border-right:1px solid #000000;overflow:hidden;padding:0px 3px 0px 3px;vertical-align:bottom;font-weight:bold;">Clear (A/A)</td> <td data-sheets-numberformat='{"1":2,"2":"0.00","3":1}' data-sheets-value='{"1":3,"3":2.9}' style="overflow:hidden;padding:0px 3px 0px 3px;vertical-align:bottom;text-align:center;">2.90</td> <td data-sheets-numberformat='{"1":2,"2":"0","3":1}' data-sheets-value='{"1":3,"3":77}' style="overflow:hidden;padding:0px 3px 0px 3px;vertical-align:bottom;text-align:center;">77</td> <td data-sheets-numberformat='{"1":2,"2":"0","3":1}' data-sheets-value='{"1":3,"3":69}' style="overflow:hidden;padding:0px 3px 0px 3px;vertical-align:bottom;text-align:center;">69</td> <td data-sheets-numberformat='{"1":2,"2":"0","3":1}' data-sheets-value='{"1":3,"3":20}' style="border-right:1px solid #000000;overflow:hidden;padding:0px 3px 0px 3px;vertical-align:bottom;text-align:center;">20</td> </tr> <tr style="height:20px;"> <td style="border-left:1px solid #000000;overflow:hidden;padding:0px 3px 0px 3px;vertical-align:bottom;font-weight:bold;"></td> <td data-sheets-value='{"1":2,"2":"Double-walled"}' style="overflow:hidden;padding:0px 3px 0px 3px;vertical-align:bottom;font-weight:bold;">Double-walled</td> <td data-sheets-value='{"1":2,"2":"Opal (A/O)"}' style="border-right:1px solid #000000;overflow:hidden;padding:0px 3px 0px 3px;vertical-align:bottom;font-weight:bold;">Opal (A/O)</td> <td data-sheets-numberformat='{"1":2,"2":"0.00","3":1}' data-sheets-value='{"1":3,"3":2.9}' style="overflow:hidden;padding:0px 3px 0px 3px;vertical-align:bottom;text-align:center;">2.90</td> <td data-sheets-numberformat='{"1":2,"2":"0","3":1}' data-sheets-value='{"1":3,"3":73}' style="overflow:hidden;padding:0px 3px 0px 3px;vertical-align:bottom;text-align:center;">73</td> <td data-sheets-numberformat='{"1":2,"2":"0","3":1}' data-sheets-value='{"1":3,"3":63}' style="overflow:hidden;padding:0px 3px 0px 3px;vertical-align:bottom;text-align:center;">63</td> <td data-sheets-numberformat='{"1":2,"2":"0","3":1}' data-sheets-value='{"1":3,"3":20}' style="border-right:1px solid #000000;overflow:hidden;padding:0px 3px 0px 3px;vertical-align:bottom;text-align:center;">20</td> </tr> <tr style="height:20px;"> <td style="border-left:1px solid #000000;overflow:hidden;padding:0px 3px 0px 3px;vertical-align:bottom;font-weight:bold;"></td> <td data-sheets-value='{"1":2,"2":"Double-walled"}' style="overflow:hidden;padding:0px 3px 0px 3px;vertical-align:bottom;font-weight:bold;">Double-walled</td> <td data-sheets-value='{"1":2,"2":"Opal (A/D)"}' style="border-right:1px solid #000000;overflow:hidden;padding:0px 3px 0px 3px;vertical-align:bottom;font-weight:bold;">Opal (A/D)</td> <td data-sheets-numberformat='{"1":2,"2":"0.00","3":1}' data-sheets-value='{"1":3,"3":2.9}' style="overflow:hidden;padding:0px 3px 0px 3px;vertical-align:bottom;text-align:center;">2.90</td> <td data-sheets-numberformat='{"1":2,"2":"0","3":1}' data-sheets-value='{"1":3,"3":51}' style="overflow:hidden;padding:0px 3px 0px 3px;vertical-align:bottom;text-align:center;">51</td> <td data-sheets-numberformat='{"1":2,"2":"0","3":1}' data-sheets-value='{"1":3,"3":50}' style="overflow:hidden;padding:0px 3px 0px 3px;vertical-align:bottom;text-align:center;">50</td> <td data-sheets-numberformat='{"1":2,"2":"0","3":1}' data-sheets-value='{"1":3,"3":20}' style="border-right:1px solid #000000;overflow:hidden;padding:0px 3px 0px 3px;vertical-align:bottom;text-align:center;">20</td> </tr> <tr style="height:20px;"> <td style="border-left:1px solid #000000;overflow:hidden;padding:0px 3px 0px 3px;vertical-align:bottom;font-weight:bold;"></td> <td data-sheets-value='{"1":2,"2":"Triple-walled"}' style="overflow:hidden;padding:0px 3px 0px 3px;vertical-align:bottom;font-weight:bold;">Triple-walled</td> <td data-sheets-value='{"1":2,"2":"Clear (A/H/H)"}' style="border-right:1px solid #000000;overflow:hidden;padding:0px 3px 0px 3px;vertical-align:bottom;font-weight:bold;">Clear (A/H/H)</td> <td data-sheets-numberformat='{"1":2,"2":"0.00","3":1}' data-sheets-value='{"1":3,"3":1.7}' style="overflow:hidden;padding:0px 3px 0px 3px;vertical-align:bottom;text-align:center;">1.70</td> <td data-sheets-numberformat='{"1":2,"2":"0","3":1}' data-sheets-value='{"1":3,"3":71}' style="overflow:hidden;padding:0px 3px 0px 3px;vertical-align:bottom;text-align:center;">71</td> <td data-sheets-numberformat='{"1":2,"2":"0","3":1}' data-sheets-value='{"1":3,"3":63}' style="overflow:hidden;padding:0px 3px 0px 3px;vertical-align:bottom;text-align:center;">63</td> <td data-sheets-numberformat='{"1":2,"2":"0","3":1}' data-sheets-value='{"1":3,"3":22}' style="border-right:1px solid #000000;overflow:hidden;padding:0px 3px 0px 3px;vertical-align:bottom;text-align:center;">22</td> </tr> <tr style="height:20px;"> <td style="border-left:1px solid #000000;overflow:hidden;padding:0px 3px 0px 3px;vertical-align:bottom;font-weight:bold;"></td> <td data-sheets-value='{"1":2,"2":"Triple-walled"}' style="overflow:hidden;padding:0px 3px 0px 3px;vertical-align:bottom;font-weight:bold;">Triple-walled</td> <td data-sheets-value='{"1":2,"2":"Opal (A/O/O)"}' style="border-right:1px solid #000000;overflow:hidden;padding:0px 3px 0px 3px;vertical-align:bottom;font-weight:bold;">Opal (A/O/O)</td> <td data-sheets-numberformat='{"1":2,"2":"0.00","3":1}' data-sheets-value='{"1":3,"3":1.7}' style="overflow:hidden;padding:0px 3px 0px 3px;vertical-align:bottom;text-align:center;">1.70</td> <td data-sheets-numberformat='{"1":2,"2":"0","3":1}' data-sheets-value='{"1":3,"3":61}' style="overflow:hidden;padding:0px 3px 0px 3px;vertical-align:bottom;text-align:center;">61</td> <td data-sheets-numberformat='{"1":2,"2":"0","3":1}' data-sheets-value='{"1":3,"3":48}' style="overflow:hidden;padding:0px 3px 0px 3px;vertical-align:bottom;text-align:center;">48</td> <td data-sheets-numberformat='{"1":2,"2":"0","3":1}' data-sheets-value='{"1":3,"3":22}' style="border-right:1px solid #000000;overflow:hidden;padding:0px 3px 0px 3px;vertical-align:bottom;text-align:center;">22</td> </tr> <tr style="height:20px;"> <td style="border-left:1px solid #000000;overflow:hidden;padding:0px 3px 0px 3px;vertical-align:bottom;font-weight:bold;"></td> <td data-sheets-value='{"1":2,"2":"Four-walled"}' style="overflow:hidden;padding:0px 3px 0px 3px;vertical-align:bottom;font-weight:bold;">Four-walled</td> <td data-sheets-value='{"1":2,"2":"Clear (A/H/H/H)"}' style="border-right:1px solid #000000;overflow:hidden;padding:0px 3px 0px 3px;vertical-align:bottom;font-weight:bold;">Clear (A/H/H/H)</td> <td data-sheets-numberformat='{"1":2,"2":"0.00","3":1}' data-sheets-value='{"1":3,"3":1.28}' style="overflow:hidden;padding:0px 3px 0px 3px;vertical-align:bottom;text-align:center;">1.28</td> <td data-sheets-numberformat='{"1":2,"2":"0","3":1}' data-sheets-value='{"1":3,"3":64}' style="overflow:hidden;padding:0px 3px 0px 3px;vertical-align:bottom;text-align:center;">64</td> <td data-sheets-numberformat='{"1":2,"2":"0","3":1}' data-sheets-value='{"1":3,"3":52}' style="overflow:hidden;padding:0px 3px 0px 3px;vertical-align:bottom;text-align:center;">52</td> <td data-sheets-numberformat='{"1":2,"2":"0","3":1}' data-sheets-value='{"1":3,"3":23}' style="border-right:1px solid #000000;overflow:hidden;padding:0px 3px 0px 3px;vertical-align:bottom;text-align:center;">23</td> </tr> <tr style="height:20px;"> <td style="border-bottom:1px solid #000000;border-left:1px solid #000000;overflow:hidden;padding:0px 3px 0px 3px;vertical-align:bottom;"></td> <td data-sheets-value='{"1":2,"2":"Four-walled"}' style="border-bottom:1px solid #000000;overflow:hidden;padding:0px 3px 0px 3px;vertical-align:bottom;font-weight:bold;">Four-walled</td> <td data-sheets-value='{"1":2,"2":"Opal (A/H/O/H)"}' style="border-right:1px solid #000000;border-bottom:1px solid #000000;overflow:hidden;padding:0px 3px 0px 3px;vertical-align:bottom;font-weight:bold;">Opal (A/H/O/H)</td> <td data-sheets-numberformat='{"1":2,"2":"0.00","3":1}' data-sheets-value='{"1":3,"3":1.28}' style="border-bottom:1px solid #000000;overflow:hidden;padding:0px 3px 0px 3px;vertical-align:bottom;text-align:center;">1.28</td> <td data-sheets-numberformat='{"1":2,"2":"0","3":1}' data-sheets-value='{"1":3,"3":59}' style="border-bottom:1px solid #000000;overflow:hidden;padding:0px 3px 0px 3px;vertical-align:bottom;text-align:center;">59</td> <td data-sheets-numberformat='{"1":2,"2":"0","3":1}' data-sheets-value='{"1":3,"3":46}' style="border-bottom:1px solid #000000;overflow:hidden;padding:0px 3px 0px 3px;vertical-align:bottom;text-align:center;">46</td> <td data-sheets-numberformat='{"1":2,"2":"0","3":1}' data-sheets-value='{"1":3,"3":23}' style="border-right:1px solid #000000;border-bottom:1px solid #000000;overflow:hidden;padding:0px 3px 0px 3px;vertical-align:bottom;text-align:center;">23</td> </tr> <tr style="height:20px;"> <td data-sheets-value='{"1":2,"2":"Polycarbonate"}' style="border-left:1px solid #000000;overflow:hidden;padding:0px 3px 0px 3px;vertical-align:bottom;font-weight:bold;">Polycarbonate</td> <td data-sheets-value='{"1":2,"2":"Single-walled"}' style="overflow:hidden;padding:0px 3px 0px 3px;vertical-align:bottom;font-weight:bold;">Single-walled</td> <td data-sheets-value='{"1":2,"2":"Heatstop Opal (T)"}' style="border-right:1px solid #000000;overflow:hidden;padding:0px 3px 0px 3px;vertical-align:bottom;font-weight:bold;">Heatstop Opal (T)</td> <td data-sheets-numberformat='{"1":2,"2":"0.00","3":1}' data-sheets-value='{"1":3,"3":5.17}' style="overflow:hidden;padding:0px 3px 0px 3px;vertical-align:bottom;text-align:center;">5.17</td> <td data-sheets-numberformat='{"1":2,"2":"0","3":1}' data-sheets-value='{"1":3,"3":49}' style="overflow:hidden;padding:0px 3px 0px 3px;vertical-align:bottom;text-align:center;">49</td> <td data-sheets-numberformat='{"1":2,"2":"0","3":1}' data-sheets-value='{"1":3,"3":59}' style="overflow:hidden;padding:0px 3px 0px 3px;vertical-align:bottom;text-align:center;">59</td> <td data-sheets-numberformat='{"1":2,"2":"0","3":1}' data-sheets-value='{"1":2,"2":"-"}' style="border-right:1px solid #000000;overflow:hidden;padding:0px 3px 0px 3px;vertical-align:bottom;text-align:center;">-</td> </tr> <tr style="height:20px;"> <td data-sheets-value='{"1":2,"2":"Heatstop PC"}' style="border-left:1px solid #000000;overflow:hidden;padding:0px 3px 0px 3px;vertical-align:bottom;font-weight:bold;">Heatstop PC</td> <td data-sheets-value='{"1":2,"2":"Double-walled"}' style="overflow:hidden;padding:0px 3px 0px 3px;vertical-align:bottom;font-weight:bold;">Double-walled</td> <td data-sheets-value='{"1":2,"2":"Clear (T/H)"}' style="border-right:1px solid #000000;overflow:hidden;padding:0px 3px 0px 3px;vertical-align:bottom;font-weight:bold;">Clear (T/H)</td> <td data-sheets-numberformat='{"1":2,"2":"0.00","3":1}' data-sheets-value='{"1":3,"3":2.9}' style="overflow:hidden;padding:0px 3px 0px 3px;vertical-align:bottom;text-align:center;">2.90</td> <td data-sheets-numberformat='{"1":2,"2":"0","3":1}' data-sheets-value='{"1":3,"3":44}' style="overflow:hidden;padding:0px 3px 0px 3px;vertical-align:bottom;text-align:center;">44</td> <td data-sheets-numberformat='{"1":2,"2":"0","3":1}' data-sheets-value='{"1":3,"3":51}' style="overflow:hidden;padding:0px 3px 0px 3px;vertical-align:bottom;text-align:center;">51</td> <td data-sheets-numberformat='{"1":2,"2":"0","3":1}' data-sheets-value='{"1":3,"3":20}' style="border-right:1px solid #000000;overflow:hidden;padding:0px 3px 0px 3px;vertical-align:bottom;text-align:center;">20</td> </tr> <tr style="height:20px;"> <td style="border-left:1px solid #000000;overflow:hidden;padding:0px 3px 0px 3px;vertical-align:bottom;font-weight:bold;"></td> <td data-sheets-value='{"1":2,"2":"Double-walled"}' style="overflow:hidden;padding:0px 3px 0px 3px;vertical-align:bottom;font-weight:bold;">Double-walled</td> <td data-sheets-value='{"1":2,"2":"Opal (T/O)"}' style="border-right:1px solid #000000;overflow:hidden;padding:0px 3px 0px 3px;vertical-align:bottom;font-weight:bold;">Opal (T/O)</td> <td data-sheets-numberformat='{"1":2,"2":"0.00","3":1}' data-sheets-value='{"1":3,"3":2.9}' style="overflow:hidden;padding:0px 3px 0px 3px;vertical-align:bottom;text-align:center;">2.90</td> <td data-sheets-numberformat='{"1":2,"2":"0","3":1}' data-sheets-value='{"1":3,"3":41}' style="overflow:hidden;padding:0px 3px 0px 3px;vertical-align:bottom;text-align:center;">41</td> <td data-sheets-numberformat='{"1":2,"2":"0","3":1}' data-sheets-value='{"1":3,"3":45}' style="overflow:hidden;padding:0px 3px 0px 3px;vertical-align:bottom;text-align:center;">45</td> <td data-sheets-numberformat='{"1":2,"2":"0","3":1}' data-sheets-value='{"1":3,"3":20}' style="border-right:1px solid #000000;overflow:hidden;padding:0px 3px 0px 3px;vertical-align:bottom;text-align:center;">20</td> </tr> <tr style="height:20px;"> <td style="border-left:1px solid #000000;overflow:hidden;padding:0px 3px 0px 3px;vertical-align:bottom;font-weight:bold;"></td> <td data-sheets-value='{"1":2,"2":"Triple-walled"}' style="overflow:hidden; | skylux-160-ce-met-koepel-en-metaalopstand-met-lm-motor-0800-x-1100-mm | 8585987522893 | 46872262148429
Smoke and heat exhaust (SHEV) | SHE system | Skylux | Skylux 160° CE with skylight and metal curb with LM-actuator 0800 x 1300 mm |  | 33568 | 5412970335689 | 3231.95 | Yes | 30-45 | 68.55 | 800 x 1300 mm | 1300 | 800 |  | metal curb M30 (30 cm high) | Rectangular | 5.17 W/m²K - 1.28 W/m²K | 87% - 32% | 90% - 32% | 20dB - 23dB | 160° CE (for industry) | skylight | without spoiler | E | Single actuator | Maximum four-walled skylight possible for this product | Ut-value LT-value g-value Rw-value EN 1873 : 2014 EN ISO 13468 EN 16153 EN 410 EN 410 EN ISO 140-3 Material Walls Shells (W/m²K) (%) (%) (dB) Acrylic Single-walled Clear (H) 5.17 90 87 - PMMA Single-walled Opal (O) 5.17 83 76 - Double-walled Clear (H/H) 2.90 81 75 20 Double-walled Opal (O/O) 2.90 69 58 20 Triple-walled Clear (H/H/H) 1.70 73 65 22 Triple-walled Opal (O/H/O) 1.70 62 51 22 Four-walled Clear (H/H/H/H) 1.28 64 54 23 Four-walled Opal (H/H/O/H) 1.28 59 48 23 Polycarbonate Single-walled Clear (A) 5.17 88 83 - PC Single-walled Opal (D) 5.17 58 60 - Double-walled Clear (A/H) 2.90 79 72 20 Double-walled Clear (A/A) 2.90 77 69 20 Double-walled Opal (A/O) 2.90 73 63 20 Double-walled Opal (A/D) 2.90 51 50 20 Triple-walled Clear (A/H/H) 1.70 71 63 22 Triple-walled Opal (A/O/O) 1.70 61 48 22 Four-walled Clear (A/H/H/H) 1.28 64 52 23 Four-walled Opal (A/H/O/H) 1.28 59 46 23 Polycarbonate Single-walled Heatstop Opal (T) 5.17 49 59 - Heatstop PC Double-walled Clear (T/H) 2.90 44 51 20 Double-walled Opal (T/O) 2.90 41 45 20 Triple-walled Clear (T/H/H) 1.70 40 <td data-sheets-numberformat='{"1":2,"2":"0","3":1}' data-sheets-value='{"1":3,"3":44}' style="overflow:hidden;paddin | https://skylux.eu/en/products/skylux-160-ce-met-koepel-en-metaalopstand-met-lm-motor-0800-x-1300-mm | https://skylux.eu/cdn/shop/files/Skylux-160deg-CE-met-koepel-en-metaalopstand-met-LM-motor-0800-x-1300-mm-RWA-systeem.jpg?v=1702976507&width=1600 | https://skylux.eu/cdn/shop/files/e5a82811-1bb0-48e4-a776-cacb59c7c092_ecba211d-29da-41f0-9497-c879fc73ab96.jpg?v=1688550151&width=1600 | //skylux.eu/cdn/shop/files/E_MH_Mounting_instructions_Skylux_160_CE_LM.pdf?v=12406716259046007223 | //skylux.eu/cdn/shop/files/E_TD_Technical_File_Skylux_Skylux_160_CE_Electric.pdf?v=3667116872303399239 | <style type="text/css" id="isPasted"> <!--td { border: 1px solid #cccccc; } br { mso-data-placement: same-cell; } --> </style> <table border="1" cellpadding="0" cellspacing="0" dir="ltr" style="table-layout:fixed;font-size:10pt;font-family:Arial;border-collapse:collapse;border:none;"><tbody> <tr style="height:20px;"> <td style="overflow:hidden;padding:0px 3px 0px 3px;vertical-align:bottom;"></td> <td style="overflow:hidden;padding:0px 3px 0px 3px;vertical-align:bottom;"></td> <td style="overflow:hidden;padding:0px 3px 0px 3px;vertical-align:bottom;"></td> <td data-sheets-value='{"1":2,"2":"Ut-value"}' style="overflow:hidden;padding:0px 3px 0px 3px;vertical-align:bottom;font-weight:bold;text-align:center;">Ut-value</td> <td data-sheets-value='{"1":2,"2":"LT-value"}' style="overflow:hidden;padding:0px 3px 0px 3px;vertical-align:bottom;font-weight:bold;text-align:center;">LT-value</td> <td data-sheets-value='{"1":2,"2":"g-value"}' style="overflow:hidden;padding:0px 3px 0px 3px;vertical-align:bottom;font-weight:bold;text-align:center;">g-value</td> <td data-sheets-value='{"1":2,"2":"Rw-value "}' style="overflow:hidden;padding:0px 3px 0px 3px;vertical-align:bottom;font-weight:bold;text-align:center;">Rw-value </td> </tr> <tr style="height:20px;"> <td style="overflow:hidden;padding:0px 3px 0px 3px;vertical-align:bottom;"></td> <td style="overflow:hidden;padding:0px 3px 0px 3px;vertical-align:bottom;"></td> <td style="overflow:hidden;padding:0px 3px 0px 3px;vertical-align:bottom;"></td> <td data-sheets-numberformat='{"1":2,"2":"0.00","3":1}' data-sheets-value='{"1":2,"2":"EN 1873 : 2014"}' style="overflow:hidden;padding:0px 3px 0px 3px;vertical-align:bottom;text-align:center;">EN 1873 : 2014</td> <td data-sheets-numberformat='{"1":2,"2":"0","3":1}' data-sheets-value='{"1":2,"2":"EN ISO 13468 EN 16153 EN 410"}' style="overflow:hidden;padding:0px 3px 0px 3px;vertical-align:bottom;text-align:center;">EN ISO 13468 EN 16153 EN 410</td> <td data-sheets-numberformat='{"1":2,"2":"0","3":1}' data-sheets-value='{"1":2,"2":"EN 410"}' style="overflow:hidden;padding:0px 3px 0px 3px;vertical-align:bottom;text-align:center;">EN 410</td> <td data-sheets-value='{"1":2,"2":"EN ISO 140-3\t\t"}' style="overflow:hidden;padding:0px 3px 0px 3px;vertical-align:bottom;text-align:center;">EN ISO 140-3 </td> </tr> <tr style="height:20px;"> <td data-sheets-value='{"1":2,"2":"Material"}' style="border-bottom:1px solid #000000;overflow:hidden;padding:0px 3px 0px 3px;vertical-align:bottom;background-color:#000000;font-weight:bold;color:#ffffff;">Material</td> <td data-sheets-value='{"1":2,"2":"Walls"}' style="border-bottom:1px solid #000000;overflow:hidden;padding:0px 3px 0px 3px;vertical-align:bottom;background-color:#000000;font-weight:bold;color:#ffffff;">Walls</td> <td data-sheets-value='{"1":2,"2":"Shells"}' style="border-bottom:1px solid #000000;overflow:hidden;padding:0px 3px 0px 3px;vertical-align:bottom;background-color:#000000;font-weight:bold;color:#ffffff;">Shells</td> <td data-sheets-numberformat='{"1":2,"2":"0.00","3":1}' data-sheets-value='{"1":2,"2":"(W/m²K)\t"}' style="border-bottom:1px solid #000000;overflow:hidden;padding:0px 3px 0px 3px;vertical-align:bottom;background-color:#000000;font-weight:bold;color:#ffffff;text-align:center;">(W/m²K) </td> <td data-sheets-numberformat='{"1":2,"2":"0","3":1}' data-sheets-value='{"1":2,"2":"(%)"}' style="border-bottom:1px solid #000000;overflow:hidden;padding:0px 3px 0px 3px;vertical-align:bottom;background-color:#000000;font-weight:bold;color:#ffffff;text-align:center;">(%)</td> <td data-sheets-numberformat='{"1":2,"2":"0","3":1}' data-sheets-value='{"1":2,"2":"(%)"}' style="border-bottom:1px solid #000000;overflow:hidden;padding:0px 3px 0px 3px;vertical-align:bottom;background-color:#000000;font-weight:bold;color:#ffffff;text-align:center;">(%)</td> <td data-sheets-value='{"1":2,"2":"(dB)"}' style="border-bottom:1px solid #000000;overflow:hidden;padding:0px 3px 0px 3px;vertical-align:bottom;background-color:#000000;font-weight:bold;color:#ffffff;text-align:center;">(dB)</td> </tr> <tr style="height:20px;"> <td data-sheets-value='{"1":2,"2":"Acrylic"}' style="border-left:1px solid #000000;overflow:hidden;padding:0px 3px 0px 3px;vertical-align:bottom;font-weight:bold;">Acrylic</td> <td data-sheets-value='{"1":2,"2":"Single-walled"}' style="overflow:hidden;padding:0px 3px 0px 3px;vertical-align:bottom;font-weight:bold;">Single-walled</td> <td data-sheets-value='{"1":2,"2":"Clear (H)"}' style="border-right:1px solid #000000;overflow:hidden;padding:0px 3px 0px 3px;vertical-align:bottom;font-weight:bold;">Clear (H)</td> <td data-sheets-numberformat='{"1":2,"2":"0.00","3":1}' data-sheets-value='{"1":3,"3":5.17}' style="overflow:hidden;padding:0px 3px 0px 3px;vertical-align:bottom;text-align:center;">5.17</td> <td data-sheets-numberformat='{"1":2,"2":"0","3":1}' data-sheets-value='{"1":3,"3":90}' style="overflow:hidden;padding:0px 3px 0px 3px;vertical-align:bottom;text-align:center;">90</td> <td data-sheets-numberformat='{"1":2,"2":"0","3":1}' data-sheets-value='{"1":3,"3":87}' style="overflow:hidden;padding:0px 3px 0px 3px;vertical-align:bottom;text-align:center;">87</td> <td data-sheets-numberformat='{"1":2,"2":"0","3":1}' data-sheets-value='{"1":2,"2":"-"}' style="border-right:1px solid #000000;overflow:hidden;padding:0px 3px 0px 3px;vertical-align:bottom;text-align:center;">-</td> </tr> <tr style="height:20px;"> <td data-sheets-value='{"1":2,"2":"PMMA"}' style="border-left:1px solid #000000;overflow:hidden;padding:0px 3px 0px 3px;vertical-align:bottom;font-weight:bold;">PMMA</td> <td data-sheets-value='{"1":2,"2":"Single-walled"}' style="overflow:hidden;padding:0px 3px 0px 3px;vertical-align:bottom;font-weight:bold;">Single-walled</td> <td data-sheets-value='{"1":2,"2":"Opal (O)"}' style="border-right:1px solid #000000;overflow:hidden;padding:0px 3px 0px 3px;vertical-align:bottom;font-weight:bold;">Opal (O)</td> <td data-sheets-numberformat='{"1":2,"2":"0.00","3":1}' data-sheets-value='{"1":3,"3":5.17}' style="overflow:hidden;padding:0px 3px 0px 3px;vertical-align:bottom;text-align:center;">5.17</td> <td data-sheets-numberformat='{"1":2,"2":"0","3":1}' data-sheets-value='{"1":3,"3":83}' style="overflow:hidden;padding:0px 3px 0px 3px;vertical-align:bottom;text-align:center;">83</td> <td data-sheets-numberformat='{"1":2,"2":"0","3":1}' data-sheets-value='{"1":3,"3":76}' style="overflow:hidden;padding:0px 3px 0px 3px;vertical-align:bottom;text-align:center;">76</td> <td data-sheets-numberformat='{"1":2,"2":"0","3":1}' data-sheets-value='{"1":2,"2":"-"}' style="border-right:1px solid #000000;overflow:hidden;padding:0px 3px 0px 3px;vertical-align:bottom;text-align:center;">-</td> </tr> <tr style="height:20px;"> <td style="border-left:1px solid #000000;overflow:hidden;padding:0px 3px 0px 3px;vertical-align:bottom;font-weight:bold;"></td> <td data-sheets-value='{"1":2,"2":"Double-walled"}' style="overflow:hidden;padding:0px 3px 0px 3px;vertical-align:bottom;font-weight:bold;">Double-walled</td> <td data-sheets-value='{"1":2,"2":"Clear (H/H)"}' style="border-right:1px solid #000000;overflow:hidden;padding:0px 3px 0px 3px;vertical-align:bottom;font-weight:bold;">Clear (H/H)</td> <td data-sheets-numberformat='{"1":2,"2":"0.00","3":1}' data-sheets-value='{"1":3,"3":2.9}' style="overflow:hidden;padding:0px 3px 0px 3px;vertical-align:bottom;text-align:center;">2.90</td> <td data-sheets-numberformat='{"1":2,"2":"0","3":1}' data-sheets-value='{"1":3,"3":81}' style="overflow:hidden;padding:0px 3px 0px 3px;vertical-align:bottom;text-align:center;">81</td> <td data-sheets-numberformat='{"1":2,"2":"0","3":1}' data-sheets-value='{"1":3,"3":75}' style="overflow:hidden;padding:0px 3px 0px 3px;vertical-align:bottom;text-align:center;">75</td> <td data-sheets-numberformat='{"1":2,"2":"0","3":1}' data-sheets-value='{"1":3,"3":20}' style="border-right:1px solid #000000;overflow:hidden;padding:0px 3px 0px 3px;vertical-align:bottom;text-align:center;">20</td> </tr> <tr style="height:20px;"> <td style="border-left:1px solid #000000;overflow:hidden;padding:0px 3px 0px 3px;vertical-align:bottom;font-weight:bold;"></td> <td data-sheets-value='{"1":2,"2":"Double-walled"}' style="overflow:hidden;padding:0px 3px 0px 3px;vertical-align:bottom;font-weight:bold;">Double-walled</td> <td data-sheets-value='{"1":2,"2":"Opal (O/O)"}' style="border-right:1px solid #000000;overflow:hidden;padding:0px 3px 0px 3px;vertical-align:bottom;font-weight:bold;">Opal (O/O)</td> <td data-sheets-numberformat='{"1":2,"2":"0.00","3":1}' data-sheets-value='{"1":3,"3":2.9}' style="overflow:hidden;padding:0px 3px 0px 3px;vertical-align:bottom;text-align:center;">2.90</td> <td data-sheets-numberformat='{"1":2,"2":"0","3":1}' data-sheets-value='{"1":3,"3":69}' style="overflow:hidden;padding:0px 3px 0px 3px;vertical-align:bottom;text-align:center;">69</td> <td data-sheets-numberformat='{"1":2,"2":"0","3":1}' data-sheets-value='{"1":3,"3":58}' style="overflow:hidden;padding:0px 3px 0px 3px;vertical-align:bottom;text-align:center;">58</td> <td data-sheets-numberformat='{"1":2,"2":"0","3":1}' data-sheets-value='{"1":3,"3":20}' style="border-right:1px solid #000000;overflow:hidden;padding:0px 3px 0px 3px;vertical-align:bottom;text-align:center;">20</td> </tr> <tr style="height:20px;"> <td style="border-left:1px solid #000000;overflow:hidden;padding:0px 3px 0px 3px;vertical-align:bottom;font-weight:bold;"></td> <td data-sheets-value='{"1":2,"2":"Triple-walled"}' style="overflow:hidden;padding:0px 3px 0px 3px;vertical-align:bottom;font-weight:bold;">Triple-walled</td> <td data-sheets-value='{"1":2,"2":"Clear (H/H/H)"}' style="border-right:1px solid #000000;overflow:hidden;padding:0px 3px 0px 3px;vertical-align:bottom;font-weight:bold;">Clear (H/H/H)</td> <td data-sheets-numberformat='{"1":2,"2":"0.00","3":1}' data-sheets-value='{"1":3,"3":1.7}' style="overflow:hidden;padding:0px 3px 0px 3px;vertical-align:bottom;text-align:center;">1.70</td> <td data-sheets-numberformat='{"1":2,"2":"0","3":1}' data-sheets-value='{"1":3,"3":73}' style="overflow:hidden;padding:0px 3px 0px 3px;vertical-align:bottom;text-align:center;">73</td> <td data-sheets-numberformat='{"1":2,"2":"0","3":1}' data-sheets-value='{"1":3,"3":65}' style="overflow:hidden;padding:0px 3px 0px 3px;vertical-align:bottom;text-align:center;">65</td> <td data-sheets-numberformat='{"1":2,"2":"0","3":1}' data-sheets-value='{"1":3,"3":22}' style="border-right:1px solid #000000;overflow:hidden;padding:0px 3px 0px 3px;vertical-align:bottom;text-align:center;">22</td> </tr> <tr style="height:20px;"> <td style="border-left:1px solid #000000;overflow:hidden;padding:0px 3px 0px 3px;vertical-align:bottom;font-weight:bold;"></td> <td data-sheets-value='{"1":2,"2":"Triple-walled"}' style="overflow:hidden;padding:0px 3px 0px 3px;vertical-align:bottom;font-weight:bold;">Triple-walled</td> <td data-sheets-value='{"1":2,"2":"Opal (O/H/O)"}' style="border-right:1px solid #000000;overflow:hidden;padding:0px 3px 0px 3px;vertical-align:bottom;font-weight:bold;">Opal (O/H/O)</td> <td data-sheets-numberformat='{"1":2,"2":"0.00","3":1}' data-sheets-value='{"1":3,"3":1.7}' style="overflow:hidden;padding:0px 3px 0px 3px;vertical-align:bottom;text-align:center;">1.70</td> <td data-sheets-numberformat='{"1":2,"2":"0","3":1}' data-sheets-value='{"1":3,"3":62}' style="overflow:hidden;padding:0px 3px 0px 3px;vertical-align:bottom;text-align:center;">62</td> <td data-sheets-numberformat='{"1":2,"2":"0","3":1}' data-sheets-value='{"1":3,"3":51}' style="overflow:hidden;padding:0px 3px 0px 3px;vertical-align:bottom;text-align:center;">51</td> <td data-sheets-numberformat='{"1":2,"2":"0","3":1}' data-sheets-value='{"1":3,"3":22}' style="border-right:1px solid #000000;overflow:hidden;padding:0px 3px 0px 3px;vertical-align:bottom;text-align:center;">22</td> </tr> <tr style="height:20px;"> <td style="border-left:1px solid #000000;overflow:hidden;padding:0px 3px 0px 3px;vertical-align:bottom;font-weight:bold;"></td> <td data-sheets-value='{"1":2,"2":"Four-walled"}' style="overflow:hidden;padding:0px 3px 0px 3px;vertical-align:bottom;font-weight:bold;">Four-walled</td> <td data-sheets-value='{"1":2,"2":"Clear (H/H/H/H)"}' style="border-right:1px solid #000000;overflow:hidden;padding:0px 3px 0px 3px;vertical-align:bottom;font-weight:bold;">Clear (H/H/H/H)</td> <td data-sheets-numberformat='{"1":2,"2":"0.00","3":1}' data-sheets-value='{"1":3,"3":1.28}' style="overflow:hidden;padding:0px 3px 0px 3px;vertical-align:bottom;text-align:center;">1.28</td> <td data-sheets-numberformat='{"1":2,"2":"0","3":1}' data-sheets-value='{"1":3,"3":64}' style="overflow:hidden;padding:0px 3px 0px 3px;vertical-align:bottom;text-align:center;">64</td> <td data-sheets-numberformat='{"1":2,"2":"0","3":1}' data-sheets-value='{"1":3,"3":54}' style="overflow:hidden;padding:0px 3px 0px 3px;vertical-align:bottom;text-align:center;">54</td> <td data-sheets-numberformat='{"1":2,"2":"0","3":1}' data-sheets-value='{"1":3,"3":23}' style="border-right:1px solid #000000;overflow:hidden;padding:0px 3px 0px 3px;vertical-align:bottom;text-align:center;">23</td> </tr> <tr style="height:20px;"> <td style="border-bottom:1px solid #000000;border-left:1px solid #000000;overflow:hidden;padding:0px 3px 0px 3px;vertical-align:bottom;"></td> <td data-sheets-value='{"1":2,"2":"Four-walled"}' style="border-bottom:1px solid #000000;overflow:hidden;padding:0px 3px 0px 3px;vertical-align:bottom;font-weight:bold;">Four-walled</td> <td data-sheets-value='{"1":2,"2":"Opal (H/H/O/H)"}' style="border-right:1px solid #000000;border-bottom:1px solid #000000;overflow:hidden;padding:0px 3px 0px 3px;vertical-align:bottom;font-weight:bold;">Opal (H/H/O/H)</td> <td data-sheets-numberformat='{"1":2,"2":"0.00","3":1}' data-sheets-value='{"1":3,"3":1.28}' style="border-bottom:1px solid #000000;overflow:hidden;padding:0px 3px 0px 3px;vertical-align:bottom;text-align:center;">1.28</td> <td data-sheets-numberformat='{"1":2,"2":"0","3":1}' data-sheets-value='{"1":3,"3":59}' style="border-bottom:1px solid #000000;overflow:hidden;padding:0px 3px 0px 3px;vertical-align:bottom;text-align:center;">59</td> <td data-sheets-numberformat='{"1":2,"2":"0","3":1}' data-sheets-value='{"1":3,"3":48}' style="border-bottom:1px solid #000000;overflow:hidden;padding:0px 3px 0px 3px;vertical-align:bottom;text-align:center;">48</td> <td data-sheets-numberformat='{"1":2,"2":"0","3":1}' data-sheets-value='{"1":3,"3":23}' style="border-right:1px solid #000000;border-bottom:1px solid #000000;overflow:hidden;padding:0px 3px 0px 3px;vertical-align:bottom;text-align:center;">23</td> </tr> <tr style="height:20px;"> <td data-sheets-value='{"1":2,"2":"Polycarbonate "}' style="border-left:1px solid #000000;overflow:hidden;padding:0px 3px 0px 3px;vertical-align:bottom;font-weight:bold;">Polycarbonate </td> <td data-sheets-value='{"1":2,"2":"Single-walled"}' style="overflow:hidden;padding:0px 3px 0px 3px;vertical-align:bottom;font-weight:bold;">Single-walled</td> <td data-sheets-value='{"1":2,"2":"Clear (A)"}' style="border-right:1px solid #000000;overflow:hidden;padding:0px 3px 0px 3px;vertical-align:bottom;font-weight:bold;">Clear (A)</td> <td data-sheets-numberformat='{"1":2,"2":"0.00","3":1}' data-sheets-value='{"1":3,"3":5.17}' style="overflow:hidden;padding:0px 3px 0px 3px;vertical-align:bottom;text-align:center;">5.17</td> <td data-sheets-numberformat='{"1":2,"2":"0","3":1}' data-sheets-value='{"1":3,"3":88}' style="overflow:hidden;padding:0px 3px 0px 3px;vertical-align:bottom;text-align:center;">88</td> <td data-sheets-numberformat='{"1":2,"2":"0","3":1}' data-sheets-value='{"1":3,"3":83}' style="overflow:hidden;padding:0px 3px 0px 3px;vertical-align:bottom;text-align:center;">83</td> <td data-sheets-numberformat='{"1":2,"2":"0","3":1}' data-sheets-value='{"1":2,"2":"-"}' style="border-right:1px solid #000000;overflow:hidden;padding:0px 3px 0px 3px;vertical-align:bottom;text-align:center;">-</td> </tr> <tr style="height:20px;"> <td data-sheets-value='{"1":2,"2":"PC"}' style="border-left:1px solid #000000;overflow:hidden;padding:0px 3px 0px 3px;vertical-align:bottom;font-weight:bold;">PC</td> <td data-sheets-value='{"1":2,"2":"Single-walled"}' style="overflow:hidden;padding:0px 3px 0px 3px;vertical-align:bottom;font-weight:bold;">Single-walled</td> <td data-sheets-value='{"1":2,"2":"Opal (D)"}' style="border-right:1px solid #000000;overflow:hidden;padding:0px 3px 0px 3px;vertical-align:bottom;font-weight:bold;">Opal (D)</td> <td data-sheets-numberformat='{"1":2,"2":"0.00","3":1}' data-sheets-value='{"1":3,"3":5.17}' style="overflow:hidden;padding:0px 3px 0px 3px;vertical-align:bottom;text-align:center;">5.17</td> <td data-sheets-numberformat='{"1":2,"2":"0","3":1}' data-sheets-value='{"1":3,"3":58}' style="overflow:hidden;padding:0px 3px 0px 3px;vertical-align:bottom;text-align:center;">58</td> <td data-sheets-numberformat='{"1":2,"2":"0","3":1}' data-sheets-value='{"1":3,"3":60}' style="overflow:hidden;padding:0px 3px 0px 3px;vertical-align:bottom;text-align:center;">60</td> <td data-sheets-numberformat='{"1":2,"2":"0","3":1}' data-sheets-value='{"1":2,"2":"-"}' style="border-right:1px solid #000000;overflow:hidden;padding:0px 3px 0px 3px;vertical-align:bottom;text-align:center;">-</td> </tr> <tr style="height:20px;"> <td style="border-left:1px solid #000000;overflow:hidden;padding:0px 3px 0px 3px;vertical-align:bottom;font-weight:bold;"></td> <td data-sheets-value='{"1":2,"2":"Double-walled"}' style="overflow:hidden;padding:0px 3px 0px 3px;vertical-align:bottom;font-weight:bold;">Double-walled</td> <td data-sheets-value='{"1":2,"2":"Clear (A/H)"}' style="border-right:1px solid #000000;overflow:hidden;padding:0px 3px 0px 3px;vertical-align:bottom;font-weight:bold;">Clear (A/H)</td> <td data-sheets-numberformat='{"1":2,"2":"0.00","3":1}' data-sheets-value='{"1":3,"3":2.9}' style="overflow:hidden;padding:0px 3px 0px 3px;vertical-align:bottom;text-align:center;">2.90</td> <td data-sheets-numberformat='{"1":2,"2":"0","3":1}' data-sheets-value='{"1":3,"3":79}' style="overflow:hidden;padding:0px 3px 0px 3px;vertical-align:bottom;text-align:center;">79</td> <td data-sheets-numberformat='{"1":2,"2":"0","3":1}' data-sheets-value='{"1":3,"3":72}' style="overflow:hidden;padding:0px 3px 0px 3px;vertical-align:bottom;text-align:center;">72</td> <td data-sheets-numberformat='{"1":2,"2":"0","3":1}' data-sheets-value='{"1":3,"3":20}' style="border-right:1px solid #000000;overflow:hidden;padding:0px 3px 0px 3px;vertical-align:bottom;text-align:center;">20</td> </tr> <tr style="height:20px;"> <td style="border-left:1px solid #000000;overflow:hidden;padding:0px 3px 0px 3px;vertical-align:bottom;font-weight:bold;"></td> <td data-sheets-value='{"1":2,"2":"Double-walled"}' style="overflow:hidden;padding:0px 3px 0px 3px;vertical-align:bottom;font-weight:bold;">Double-walled</td> <td data-sheets-value='{"1":2,"2":"Clear (A/A)"}' style="border-right:1px solid #000000;overflow:hidden;padding:0px 3px 0px 3px;vertical-align:bottom;font-weight:bold;">Clear (A/A)</td> <td data-sheets-numberformat='{"1":2,"2":"0.00","3":1}' data-sheets-value='{"1":3,"3":2.9}' style="overflow:hidden;padding:0px 3px 0px 3px;vertical-align:bottom;text-align:center;">2.90</td> <td data-sheets-numberformat='{"1":2,"2":"0","3":1}' data-sheets-value='{"1":3,"3":77}' style="overflow:hidden;padding:0px 3px 0px 3px;vertical-align:bottom;text-align:center;">77</td> <td data-sheets-numberformat='{"1":2,"2":"0","3":1}' data-sheets-value='{"1":3,"3":69}' style="overflow:hidden;padding:0px 3px 0px 3px;vertical-align:bottom;text-align:center;">69</td> <td data-sheets-numberformat='{"1":2,"2":"0","3":1}' data-sheets-value='{"1":3,"3":20}' style="border-right:1px solid #000000;overflow:hidden;padding:0px 3px 0px 3px;vertical-align:bottom;text-align:center;">20</td> </tr> <tr style="height:20px;"> <td style="border-left:1px solid #000000;overflow:hidden;padding:0px 3px 0px 3px;vertical-align:bottom;font-weight:bold;"></td> <td data-sheets-value='{"1":2,"2":"Double-walled"}' style="overflow:hidden;padding:0px 3px 0px 3px;vertical-align:bottom;font-weight:bold;">Double-walled</td> <td data-sheets-value='{"1":2,"2":"Opal (A/O)"}' style="border-right:1px solid #000000;overflow:hidden;padding:0px 3px 0px 3px;vertical-align:bottom;font-weight:bold;">Opal (A/O)</td> <td data-sheets-numberformat='{"1":2,"2":"0.00","3":1}' data-sheets-value='{"1":3,"3":2.9}' style="overflow:hidden;padding:0px 3px 0px 3px;vertical-align:bottom;text-align:center;">2.90</td> <td data-sheets-numberformat='{"1":2,"2":"0","3":1}' data-sheets-value='{"1":3,"3":73}' style="overflow:hidden;padding:0px 3px 0px 3px;vertical-align:bottom;text-align:center;">73</td> <td data-sheets-numberformat='{"1":2,"2":"0","3":1}' data-sheets-value='{"1":3,"3":63}' style="overflow:hidden;padding:0px 3px 0px 3px;vertical-align:bottom;text-align:center;">63</td> <td data-sheets-numberformat='{"1":2,"2":"0","3":1}' data-sheets-value='{"1":3,"3":20}' style="border-right:1px solid #000000;overflow:hidden;padding:0px 3px 0px 3px;vertical-align:bottom;text-align:center;">20</td> </tr> <tr style="height:20px;"> <td style="border-left:1px solid #000000;overflow:hidden;padding:0px 3px 0px 3px;vertical-align:bottom;font-weight:bold;"></td> <td data-sheets-value='{"1":2,"2":"Double-walled"}' style="overflow:hidden;padding:0px 3px 0px 3px;vertical-align:bottom;font-weight:bold;">Double-walled</td> <td data-sheets-value='{"1":2,"2":"Opal (A/D)"}' style="border-right:1px solid #000000;overflow:hidden;padding:0px 3px 0px 3px;vertical-align:bottom;font-weight:bold;">Opal (A/D)</td> <td data-sheets-numberformat='{"1":2,"2":"0.00","3":1}' data-sheets-value='{"1":3,"3":2.9}' style="overflow:hidden;padding:0px 3px 0px 3px;vertical-align:bottom;text-align:center;">2.90</td> <td data-sheets-numberformat='{"1":2,"2":"0","3":1}' data-sheets-value='{"1":3,"3":51}' style="overflow:hidden;padding:0px 3px 0px 3px;vertical-align:bottom;text-align:center;">51</td> <td data-sheets-numberformat='{"1":2,"2":"0","3":1}' data-sheets-value='{"1":3,"3":50}' style="overflow:hidden;padding:0px 3px 0px 3px;vertical-align:bottom;text-align:center;">50</td> <td data-sheets-numberformat='{"1":2,"2":"0","3":1}' data-sheets-value='{"1":3,"3":20}' style="border-right:1px solid #000000;overflow:hidden;padding:0px 3px 0px 3px;vertical-align:bottom;text-align:center;">20</td> </tr> <tr style="height:20px;"> <td style="border-left:1px solid #000000;overflow:hidden;padding:0px 3px 0px 3px;vertical-align:bottom;font-weight:bold;"></td> <td data-sheets-value='{"1":2,"2":"Triple-walled"}' style="overflow:hidden;padding:0px 3px 0px 3px;vertical-align:bottom;font-weight:bold;">Triple-walled</td> <td data-sheets-value='{"1":2,"2":"Clear (A/H/H)"}' style="border-right:1px solid #000000;overflow:hidden;padding:0px 3px 0px 3px;vertical-align:bottom;font-weight:bold;">Clear (A/H/H)</td> <td data-sheets-numberformat='{"1":2,"2":"0.00","3":1}' data-sheets-value='{"1":3,"3":1.7}' style="overflow:hidden;padding:0px 3px 0px 3px;vertical-align:bottom;text-align:center;">1.70</td> <td data-sheets-numberformat='{"1":2,"2":"0","3":1}' data-sheets-value='{"1":3,"3":71}' style="overflow:hidden;padding:0px 3px 0px 3px;vertical-align:bottom;text-align:center;">71</td> <td data-sheets-numberformat='{"1":2,"2":"0","3":1}' data-sheets-value='{"1":3,"3":63}' style="overflow:hidden;padding:0px 3px 0px 3px;vertical-align:bottom;text-align:center;">63</td> <td data-sheets-numberformat='{"1":2,"2":"0","3":1}' data-sheets-value='{"1":3,"3":22}' style="border-right:1px solid #000000;overflow:hidden;padding:0px 3px 0px 3px;vertical-align:bottom;text-align:center;">22</td> </tr> <tr style="height:20px;"> <td style="border-left:1px solid #000000;overflow:hidden;padding:0px 3px 0px 3px;vertical-align:bottom;font-weight:bold;"></td> <td data-sheets-value='{"1":2,"2":"Triple-walled"}' style="overflow:hidden;padding:0px 3px 0px 3px;vertical-align:bottom;font-weight:bold;">Triple-walled</td> <td data-sheets-value='{"1":2,"2":"Opal (A/O/O)"}' style="border-right:1px solid #000000;overflow:hidden;padding:0px 3px 0px 3px;vertical-align:bottom;font-weight:bold;">Opal (A/O/O)</td> <td data-sheets-numberformat='{"1":2,"2":"0.00","3":1}' data-sheets-value='{"1":3,"3":1.7}' style="overflow:hidden;padding:0px 3px 0px 3px;vertical-align:bottom;text-align:center;">1.70</td> <td data-sheets-numberformat='{"1":2,"2":"0","3":1}' data-sheets-value='{"1":3,"3":61}' style="overflow:hidden;padding:0px 3px 0px 3px;vertical-align:bottom;text-align:center;">61</td> <td data-sheets-numberformat='{"1":2,"2":"0","3":1}' data-sheets-value='{"1":3,"3":48}' style="overflow:hidden;padding:0px 3px 0px 3px;vertical-align:bottom;text-align:center;">48</td> <td data-sheets-numberformat='{"1":2,"2":"0","3":1}' data-sheets-value='{"1":3,"3":22}' style="border-right:1px solid #000000;overflow:hidden;padding:0px 3px 0px 3px;vertical-align:bottom;text-align:center;">22</td> </tr> <tr style="height:20px;"> <td style="border-left:1px solid #000000;overflow:hidden;padding:0px 3px 0px 3px;vertical-align:bottom;font-weight:bold;"></td> <td data-sheets-value='{"1":2,"2":"Four-walled"}' style="overflow:hidden;padding:0px 3px 0px 3px;vertical-align:bottom;font-weight:bold;">Four-walled</td> <td data-sheets-value='{"1":2,"2":"Clear (A/H/H/H)"}' style="border-right:1px solid #000000;overflow:hidden;padding:0px 3px 0px 3px;vertical-align:bottom;font-weight:bold;">Clear (A/H/H/H)</td> <td data-sheets-numberformat='{"1":2,"2":"0.00","3":1}' data-sheets-value='{"1":3,"3":1.28}' style="overflow:hidden;padding:0px 3px 0px 3px;vertical-align:bottom;text-align:center;">1.28</td> <td data-sheets-numberformat='{"1":2,"2":"0","3":1}' data-sheets-value='{"1":3,"3":64}' style="overflow:hidden;padding:0px 3px 0px 3px;vertical-align:bottom;text-align:center;">64</td> <td data-sheets-numberformat='{"1":2,"2":"0","3":1}' data-sheets-value='{"1":3,"3":52}' style="overflow:hidden;padding:0px 3px 0px 3px;vertical-align:bottom;text-align:center;">52</td> <td data-sheets-numberformat='{"1":2,"2":"0","3":1}' data-sheets-value='{"1":3,"3":23}' style="border-right:1px solid #000000;overflow:hidden;padding:0px 3px 0px 3px;vertical-align:bottom;text-align:center;">23</td> </tr> <tr style="height:20px;"> <td style="border-bottom:1px solid #000000;border-left:1px solid #000000;overflow:hidden;padding:0px 3px 0px 3px;vertical-align:bottom;"></td> <td data-sheets-value='{"1":2,"2":"Four-walled"}' style="border-bottom:1px solid #000000;overflow:hidden;padding:0px 3px 0px 3px;vertical-align:bottom;font-weight:bold;">Four-walled</td> <td data-sheets-value='{"1":2,"2":"Opal (A/H/O/H)"}' style="border-right:1px solid #000000;border-bottom:1px solid #000000;overflow:hidden;padding:0px 3px 0px 3px;vertical-align:bottom;font-weight:bold;">Opal (A/H/O/H)</td> <td data-sheets-numberformat='{"1":2,"2":"0.00","3":1}' data-sheets-value='{"1":3,"3":1.28}' style="border-bottom:1px solid #000000;overflow:hidden;padding:0px 3px 0px 3px;vertical-align:bottom;text-align:center;">1.28</td> <td data-sheets-numberformat='{"1":2,"2":"0","3":1}' data-sheets-value='{"1":3,"3":59}' style="border-bottom:1px solid #000000;overflow:hidden;padding:0px 3px 0px 3px;vertical-align:bottom;text-align:center;">59</td> <td data-sheets-numberformat='{"1":2,"2":"0","3":1}' data-sheets-value='{"1":3,"3":46}' style="border-bottom:1px solid #000000;overflow:hidden;padding:0px 3px 0px 3px;vertical-align:bottom;text-align:center;">46</td> <td data-sheets-numberformat='{"1":2,"2":"0","3":1}' data-sheets-value='{"1":3,"3":23}' style="border-right:1px solid #000000;border-bottom:1px solid #000000;overflow:hidden;padding:0px 3px 0px 3px;vertical-align:bottom;text-align:center;">23</td> </tr> <tr style="height:20px;"> <td data-sheets-value='{"1":2,"2":"Polycarbonate"}' style="border-left:1px solid #000000;overflow:hidden;padding:0px 3px 0px 3px;vertical-align:bottom;font-weight:bold;">Polycarbonate</td> <td data-sheets-value='{"1":2,"2":"Single-walled"}' style="overflow:hidden;padding:0px 3px 0px 3px;vertical-align:bottom;font-weight:bold;">Single-walled</td> <td data-sheets-value='{"1":2,"2":"Heatstop Opal (T)"}' style="border-right:1px solid #000000;overflow:hidden;padding:0px 3px 0px 3px;vertical-align:bottom;font-weight:bold;">Heatstop Opal (T)</td> <td data-sheets-numberformat='{"1":2,"2":"0.00","3":1}' data-sheets-value='{"1":3,"3":5.17}' style="overflow:hidden;padding:0px 3px 0px 3px;vertical-align:bottom;text-align:center;">5.17</td> <td data-sheets-numberformat='{"1":2,"2":"0","3":1}' data-sheets-value='{"1":3,"3":49}' style="overflow:hidden;padding:0px 3px 0px 3px;vertical-align:bottom;text-align:center;">49</td> <td data-sheets-numberformat='{"1":2,"2":"0","3":1}' data-sheets-value='{"1":3,"3":59}' style="overflow:hidden;padding:0px 3px 0px 3px;vertical-align:bottom;text-align:center;">59</td> <td data-sheets-numberformat='{"1":2,"2":"0","3":1}' data-sheets-value='{"1":2,"2":"-"}' style="border-right:1px solid #000000;overflow:hidden;padding:0px 3px 0px 3px;vertical-align:bottom;text-align:center;">-</td> </tr> <tr style="height:20px;"> <td data-sheets-value='{"1":2,"2":"Heatstop PC"}' style="border-left:1px solid #000000;overflow:hidden;padding:0px 3px 0px 3px;vertical-align:bottom;font-weight:bold;">Heatstop PC</td> <td data-sheets-value='{"1":2,"2":"Double-walled"}' style="overflow:hidden;padding:0px 3px 0px 3px;vertical-align:bottom;font-weight:bold;">Double-walled</td> <td data-sheets-value='{"1":2,"2":"Clear (T/H)"}' style="border-right:1px solid #000000;overflow:hidden;padding:0px 3px 0px 3px;vertical-align:bottom;font-weight:bold;">Clear (T/H)</td> <td data-sheets-numberformat='{"1":2,"2":"0.00","3":1}' data-sheets-value='{"1":3,"3":2.9}' style="overflow:hidden;padding:0px 3px 0px 3px;vertical-align:bottom;text-align:center;">2.90</td> <td data-sheets-numberformat='{"1":2,"2":"0","3":1}' data-sheets-value='{"1":3,"3":44}' style="overflow:hidden;padding:0px 3px 0px 3px;vertical-align:bottom;text-align:center;">44</td> <td data-sheets-numberformat='{"1":2,"2":"0","3":1}' data-sheets-value='{"1":3,"3":51}' style="overflow:hidden;padding:0px 3px 0px 3px;vertical-align:bottom;text-align:center;">51</td> <td data-sheets-numberformat='{"1":2,"2":"0","3":1}' data-sheets-value='{"1":3,"3":20}' style="border-right:1px solid #000000;overflow:hidden;padding:0px 3px 0px 3px;vertical-align:bottom;text-align:center;">20</td> </tr> <tr style="height:20px;"> <td style="border-left:1px solid #000000;overflow:hidden;padding:0px 3px 0px 3px;vertical-align:bottom;font-weight:bold;"></td> <td data-sheets-value='{"1":2,"2":"Double-walled"}' style="overflow:hidden;padding:0px 3px 0px 3px;vertical-align:bottom;font-weight:bold;">Double-walled</td> <td data-sheets-value='{"1":2,"2":"Opal (T/O)"}' style="border-right:1px solid #000000;overflow:hidden;padding:0px 3px 0px 3px;vertical-align:bottom;font-weight:bold;">Opal (T/O)</td> <td data-sheets-numberformat='{"1":2,"2":"0.00","3":1}' data-sheets-value='{"1":3,"3":2.9}' style="overflow:hidden;padding:0px 3px 0px 3px;vertical-align:bottom;text-align:center;">2.90</td> <td data-sheets-numberformat='{"1":2,"2":"0","3":1}' data-sheets-value='{"1":3,"3":41}' style="overflow:hidden;padding:0px 3px 0px 3px;vertical-align:bottom;text-align:center;">41</td> <td data-sheets-numberformat='{"1":2,"2":"0","3":1}' data-sheets-value='{"1":3,"3":45}' style="overflow:hidden;padding:0px 3px 0px 3px;vertical-align:bottom;text-align:center;">45</td> <td data-sheets-numberformat='{"1":2,"2":"0","3":1}' data-sheets-value='{"1":3,"3":20}' style="border-right:1px solid #000000;overflow:hidden;padding:0px 3px 0px 3px;vertical-align:bottom;text-align:center;">20</td> </tr> <tr style="height:20px;"> <td style="border-left:1px solid #000000;overflow:hidden;padding:0px 3px 0px 3px;vertical-align:bottom;font-weight:bold;"></td> <td data-sheets-value='{"1":2,"2":"Triple-walled"}' style="overflow:hidden; | skylux-160-ce-met-koepel-en-metaalopstand-met-lm-motor-0800-x-1300-mm | 8585987653965 | 46872262312269
Smoke and heat exhaust (SHEV) | SHE system | Skylux | Skylux 160° CE with skylight and metal curb with LM-actuator 0800 x 1400 mm |  | 34507 | 5412970345077 | 3386.8 | Yes | 30-45 | 67.85 | 800 x 1400 mm | 1400 | 800 |  | metal curb M30 (30 cm high) | Rectangular | 5.17 W/m²K - 1.28 W/m²K | 87% - 32% | 90% - 32% | 20dB - 23dB | 160° CE (for industry) | skylight | without spoiler | E | Single actuator | Maximum four-walled skylight possible for this product | Ut-value LT-value g-value Rw-value EN 1873 : 2014 EN ISO 13468 EN 16153 EN 410 EN 410 EN ISO 140-3 Material Walls Shells (W/m²K) (%) (%) (dB) Acrylic Single-walled Clear (H) 5.17 90 87 - PMMA Single-walled Opal (O) 5.17 83 76 - Double-walled Clear (H/H) 2.90 81 75 20 Double-walled Opal (O/O) 2.90 69 58 20 Triple-walled Clear (H/H/H) 1.70 73 65 22 Triple-walled Opal (O/H/O) 1.70 62 51 22 Four-walled Clear (H/H/H/H) 1.28 64 54 23 Four-walled Opal (H/H/O/H) 1.28 59 48 23 Polycarbonate Single-walled Clear (A) 5.17 88 83 - PC Single-walled Opal (D) 5.17 58 60 - Double-walled Clear (A/H) 2.90 79 72 20 Double-walled Clear (A/A) 2.90 77 69 20 Double-walled Opal (A/O) 2.90 73 63 20 Double-walled Opal (A/D) 2.90 51 50 20 Triple-walled Clear (A/H/H) 1.70 71 63 22 Triple-walled Opal (A/O/O) 1.70 61 48 22 Four-walled Clear (A/H/H/H) 1.28 64 52 23 Four-walled Opal (A/H/O/H) 1.28 59 46 23 Polycarbonate Single-walled Heatstop Opal (T) 5.17 49 59 - Heatstop PC Double-walled Clear (T/H) 2.90 44 51 20 Double-walled Opal (T/O) 2.90 41 45 20 Triple-walled Clear (T/H/H) 1.70 40 <td data-sheets-numberformat='{"1":2,"2":"0","3":1}' data-sheets-value='{"1":3,"3":44}' style="overflow:hidden;paddin | https://skylux.eu/en/products/skylux-160-ce-met-koepel-en-metaalopstand-met-lm-motor-0800-x-1400-mm | https://skylux.eu/cdn/shop/files/Skylux-160deg-CE-met-koepel-en-metaalopstand-met-LM-motor-0800-x-1400-mm-RWA-systeem.jpg?v=1702976513&width=1600 | https://skylux.eu/cdn/shop/files/e5a82811-1bb0-48e4-a776-cacb59c7c092_365d49d3-9b69-4aca-99b8-e9dfa7ca683a.jpg?v=1688550152&width=1600 | //skylux.eu/cdn/shop/files/E_MH_Mounting_instructions_Skylux_160_CE_LM.pdf?v=12406716259046007223 | //skylux.eu/cdn/shop/files/E_TD_Technical_File_Skylux_Skylux_160_CE_Electric.pdf?v=3667116872303399239 | <style type="text/css" id="isPasted"> <!--td { border: 1px solid #cccccc; } br { mso-data-placement: same-cell; } --> </style> <table border="1" cellpadding="0" cellspacing="0" dir="ltr" style="table-layout:fixed;font-size:10pt;font-family:Arial;border-collapse:collapse;border:none;"><tbody> <tr style="height:20px;"> <td style="overflow:hidden;padding:0px 3px 0px 3px;vertical-align:bottom;"></td> <td style="overflow:hidden;padding:0px 3px 0px 3px;vertical-align:bottom;"></td> <td style="overflow:hidden;padding:0px 3px 0px 3px;vertical-align:bottom;"></td> <td data-sheets-value='{"1":2,"2":"Ut-value"}' style="overflow:hidden;padding:0px 3px 0px 3px;vertical-align:bottom;font-weight:bold;text-align:center;">Ut-value</td> <td data-sheets-value='{"1":2,"2":"LT-value"}' style="overflow:hidden;padding:0px 3px 0px 3px;vertical-align:bottom;font-weight:bold;text-align:center;">LT-value</td> <td data-sheets-value='{"1":2,"2":"g-value"}' style="overflow:hidden;padding:0px 3px 0px 3px;vertical-align:bottom;font-weight:bold;text-align:center;">g-value</td> <td data-sheets-value='{"1":2,"2":"Rw-value "}' style="overflow:hidden;padding:0px 3px 0px 3px;vertical-align:bottom;font-weight:bold;text-align:center;">Rw-value </td> </tr> <tr style="height:20px;"> <td style="overflow:hidden;padding:0px 3px 0px 3px;vertical-align:bottom;"></td> <td style="overflow:hidden;padding:0px 3px 0px 3px;vertical-align:bottom;"></td> <td style="overflow:hidden;padding:0px 3px 0px 3px;vertical-align:bottom;"></td> <td data-sheets-numberformat='{"1":2,"2":"0.00","3":1}' data-sheets-value='{"1":2,"2":"EN 1873 : 2014"}' style="overflow:hidden;padding:0px 3px 0px 3px;vertical-align:bottom;text-align:center;">EN 1873 : 2014</td> <td data-sheets-numberformat='{"1":2,"2":"0","3":1}' data-sheets-value='{"1":2,"2":"EN ISO 13468 EN 16153 EN 410"}' style="overflow:hidden;padding:0px 3px 0px 3px;vertical-align:bottom;text-align:center;">EN ISO 13468 EN 16153 EN 410</td> <td data-sheets-numberformat='{"1":2,"2":"0","3":1}' data-sheets-value='{"1":2,"2":"EN 410"}' style="overflow:hidden;padding:0px 3px 0px 3px;vertical-align:bottom;text-align:center;">EN 410</td> <td data-sheets-value='{"1":2,"2":"EN ISO 140-3\t\t"}' style="overflow:hidden;padding:0px 3px 0px 3px;vertical-align:bottom;text-align:center;">EN ISO 140-3 </td> </tr> <tr style="height:20px;"> <td data-sheets-value='{"1":2,"2":"Material"}' style="border-bottom:1px solid #000000;overflow:hidden;padding:0px 3px 0px 3px;vertical-align:bottom;background-color:#000000;font-weight:bold;color:#ffffff;">Material</td> <td data-sheets-value='{"1":2,"2":"Walls"}' style="border-bottom:1px solid #000000;overflow:hidden;padding:0px 3px 0px 3px;vertical-align:bottom;background-color:#000000;font-weight:bold;color:#ffffff;">Walls</td> <td data-sheets-value='{"1":2,"2":"Shells"}' style="border-bottom:1px solid #000000;overflow:hidden;padding:0px 3px 0px 3px;vertical-align:bottom;background-color:#000000;font-weight:bold;color:#ffffff;">Shells</td> <td data-sheets-numberformat='{"1":2,"2":"0.00","3":1}' data-sheets-value='{"1":2,"2":"(W/m²K)\t"}' style="border-bottom:1px solid #000000;overflow:hidden;padding:0px 3px 0px 3px;vertical-align:bottom;background-color:#000000;font-weight:bold;color:#ffffff;text-align:center;">(W/m²K) </td> <td data-sheets-numberformat='{"1":2,"2":"0","3":1}' data-sheets-value='{"1":2,"2":"(%)"}' style="border-bottom:1px solid #000000;overflow:hidden;padding:0px 3px 0px 3px;vertical-align:bottom;background-color:#000000;font-weight:bold;color:#ffffff;text-align:center;">(%)</td> <td data-sheets-numberformat='{"1":2,"2":"0","3":1}' data-sheets-value='{"1":2,"2":"(%)"}' style="border-bottom:1px solid #000000;overflow:hidden;padding:0px 3px 0px 3px;vertical-align:bottom;background-color:#000000;font-weight:bold;color:#ffffff;text-align:center;">(%)</td> <td data-sheets-value='{"1":2,"2":"(dB)"}' style="border-bottom:1px solid #000000;overflow:hidden;padding:0px 3px 0px 3px;vertical-align:bottom;background-color:#000000;font-weight:bold;color:#ffffff;text-align:center;">(dB)</td> </tr> <tr style="height:20px;"> <td data-sheets-value='{"1":2,"2":"Acrylic"}' style="border-left:1px solid #000000;overflow:hidden;padding:0px 3px 0px 3px;vertical-align:bottom;font-weight:bold;">Acrylic</td> <td data-sheets-value='{"1":2,"2":"Single-walled"}' style="overflow:hidden;padding:0px 3px 0px 3px;vertical-align:bottom;font-weight:bold;">Single-walled</td> <td data-sheets-value='{"1":2,"2":"Clear (H)"}' style="border-right:1px solid #000000;overflow:hidden;padding:0px 3px 0px 3px;vertical-align:bottom;font-weight:bold;">Clear (H)</td> <td data-sheets-numberformat='{"1":2,"2":"0.00","3":1}' data-sheets-value='{"1":3,"3":5.17}' style="overflow:hidden;padding:0px 3px 0px 3px;vertical-align:bottom;text-align:center;">5.17</td> <td data-sheets-numberformat='{"1":2,"2":"0","3":1}' data-sheets-value='{"1":3,"3":90}' style="overflow:hidden;padding:0px 3px 0px 3px;vertical-align:bottom;text-align:center;">90</td> <td data-sheets-numberformat='{"1":2,"2":"0","3":1}' data-sheets-value='{"1":3,"3":87}' style="overflow:hidden;padding:0px 3px 0px 3px;vertical-align:bottom;text-align:center;">87</td> <td data-sheets-numberformat='{"1":2,"2":"0","3":1}' data-sheets-value='{"1":2,"2":"-"}' style="border-right:1px solid #000000;overflow:hidden;padding:0px 3px 0px 3px;vertical-align:bottom;text-align:center;">-</td> </tr> <tr style="height:20px;"> <td data-sheets-value='{"1":2,"2":"PMMA"}' style="border-left:1px solid #000000;overflow:hidden;padding:0px 3px 0px 3px;vertical-align:bottom;font-weight:bold;">PMMA</td> <td data-sheets-value='{"1":2,"2":"Single-walled"}' style="overflow:hidden;padding:0px 3px 0px 3px;vertical-align:bottom;font-weight:bold;">Single-walled</td> <td data-sheets-value='{"1":2,"2":"Opal (O)"}' style="border-right:1px solid #000000;overflow:hidden;padding:0px 3px 0px 3px;vertical-align:bottom;font-weight:bold;">Opal (O)</td> <td data-sheets-numberformat='{"1":2,"2":"0.00","3":1}' data-sheets-value='{"1":3,"3":5.17}' style="overflow:hidden;padding:0px 3px 0px 3px;vertical-align:bottom;text-align:center;">5.17</td> <td data-sheets-numberformat='{"1":2,"2":"0","3":1}' data-sheets-value='{"1":3,"3":83}' style="overflow:hidden;padding:0px 3px 0px 3px;vertical-align:bottom;text-align:center;">83</td> <td data-sheets-numberformat='{"1":2,"2":"0","3":1}' data-sheets-value='{"1":3,"3":76}' style="overflow:hidden;padding:0px 3px 0px 3px;vertical-align:bottom;text-align:center;">76</td> <td data-sheets-numberformat='{"1":2,"2":"0","3":1}' data-sheets-value='{"1":2,"2":"-"}' style="border-right:1px solid #000000;overflow:hidden;padding:0px 3px 0px 3px;vertical-align:bottom;text-align:center;">-</td> </tr> <tr style="height:20px;"> <td style="border-left:1px solid #000000;overflow:hidden;padding:0px 3px 0px 3px;vertical-align:bottom;font-weight:bold;"></td> <td data-sheets-value='{"1":2,"2":"Double-walled"}' style="overflow:hidden;padding:0px 3px 0px 3px;vertical-align:bottom;font-weight:bold;">Double-walled</td> <td data-sheets-value='{"1":2,"2":"Clear (H/H)"}' style="border-right:1px solid #000000;overflow:hidden;padding:0px 3px 0px 3px;vertical-align:bottom;font-weight:bold;">Clear (H/H)</td> <td data-sheets-numberformat='{"1":2,"2":"0.00","3":1}' data-sheets-value='{"1":3,"3":2.9}' style="overflow:hidden;padding:0px 3px 0px 3px;vertical-align:bottom;text-align:center;">2.90</td> <td data-sheets-numberformat='{"1":2,"2":"0","3":1}' data-sheets-value='{"1":3,"3":81}' style="overflow:hidden;padding:0px 3px 0px 3px;vertical-align:bottom;text-align:center;">81</td> <td data-sheets-numberformat='{"1":2,"2":"0","3":1}' data-sheets-value='{"1":3,"3":75}' style="overflow:hidden;padding:0px 3px 0px 3px;vertical-align:bottom;text-align:center;">75</td> <td data-sheets-numberformat='{"1":2,"2":"0","3":1}' data-sheets-value='{"1":3,"3":20}' style="border-right:1px solid #000000;overflow:hidden;padding:0px 3px 0px 3px;vertical-align:bottom;text-align:center;">20</td> </tr> <tr style="height:20px;"> <td style="border-left:1px solid #000000;overflow:hidden;padding:0px 3px 0px 3px;vertical-align:bottom;font-weight:bold;"></td> <td data-sheets-value='{"1":2,"2":"Double-walled"}' style="overflow:hidden;padding:0px 3px 0px 3px;vertical-align:bottom;font-weight:bold;">Double-walled</td> <td data-sheets-value='{"1":2,"2":"Opal (O/O)"}' style="border-right:1px solid #000000;overflow:hidden;padding:0px 3px 0px 3px;vertical-align:bottom;font-weight:bold;">Opal (O/O)</td> <td data-sheets-numberformat='{"1":2,"2":"0.00","3":1}' data-sheets-value='{"1":3,"3":2.9}' style="overflow:hidden;padding:0px 3px 0px 3px;vertical-align:bottom;text-align:center;">2.90</td> <td data-sheets-numberformat='{"1":2,"2":"0","3":1}' data-sheets-value='{"1":3,"3":69}' style="overflow:hidden;padding:0px 3px 0px 3px;vertical-align:bottom;text-align:center;">69</td> <td data-sheets-numberformat='{"1":2,"2":"0","3":1}' data-sheets-value='{"1":3,"3":58}' style="overflow:hidden;padding:0px 3px 0px 3px;vertical-align:bottom;text-align:center;">58</td> <td data-sheets-numberformat='{"1":2,"2":"0","3":1}' data-sheets-value='{"1":3,"3":20}' style="border-right:1px solid #000000;overflow:hidden;padding:0px 3px 0px 3px;vertical-align:bottom;text-align:center;">20</td> </tr> <tr style="height:20px;"> <td style="border-left:1px solid #000000;overflow:hidden;padding:0px 3px 0px 3px;vertical-align:bottom;font-weight:bold;"></td> <td data-sheets-value='{"1":2,"2":"Triple-walled"}' style="overflow:hidden;padding:0px 3px 0px 3px;vertical-align:bottom;font-weight:bold;">Triple-walled</td> <td data-sheets-value='{"1":2,"2":"Clear (H/H/H)"}' style="border-right:1px solid #000000;overflow:hidden;padding:0px 3px 0px 3px;vertical-align:bottom;font-weight:bold;">Clear (H/H/H)</td> <td data-sheets-numberformat='{"1":2,"2":"0.00","3":1}' data-sheets-value='{"1":3,"3":1.7}' style="overflow:hidden;padding:0px 3px 0px 3px;vertical-align:bottom;text-align:center;">1.70</td> <td data-sheets-numberformat='{"1":2,"2":"0","3":1}' data-sheets-value='{"1":3,"3":73}' style="overflow:hidden;padding:0px 3px 0px 3px;vertical-align:bottom;text-align:center;">73</td> <td data-sheets-numberformat='{"1":2,"2":"0","3":1}' data-sheets-value='{"1":3,"3":65}' style="overflow:hidden;padding:0px 3px 0px 3px;vertical-align:bottom;text-align:center;">65</td> <td data-sheets-numberformat='{"1":2,"2":"0","3":1}' data-sheets-value='{"1":3,"3":22}' style="border-right:1px solid #000000;overflow:hidden;padding:0px 3px 0px 3px;vertical-align:bottom;text-align:center;">22</td> </tr> <tr style="height:20px;"> <td style="border-left:1px solid #000000;overflow:hidden;padding:0px 3px 0px 3px;vertical-align:bottom;font-weight:bold;"></td> <td data-sheets-value='{"1":2,"2":"Triple-walled"}' style="overflow:hidden;padding:0px 3px 0px 3px;vertical-align:bottom;font-weight:bold;">Triple-walled</td> <td data-sheets-value='{"1":2,"2":"Opal (O/H/O)"}' style="border-right:1px solid #000000;overflow:hidden;padding:0px 3px 0px 3px;vertical-align:bottom;font-weight:bold;">Opal (O/H/O)</td> <td data-sheets-numberformat='{"1":2,"2":"0.00","3":1}' data-sheets-value='{"1":3,"3":1.7}' style="overflow:hidden;padding:0px 3px 0px 3px;vertical-align:bottom;text-align:center;">1.70</td> <td data-sheets-numberformat='{"1":2,"2":"0","3":1}' data-sheets-value='{"1":3,"3":62}' style="overflow:hidden;padding:0px 3px 0px 3px;vertical-align:bottom;text-align:center;">62</td> <td data-sheets-numberformat='{"1":2,"2":"0","3":1}' data-sheets-value='{"1":3,"3":51}' style="overflow:hidden;padding:0px 3px 0px 3px;vertical-align:bottom;text-align:center;">51</td> <td data-sheets-numberformat='{"1":2,"2":"0","3":1}' data-sheets-value='{"1":3,"3":22}' style="border-right:1px solid #000000;overflow:hidden;padding:0px 3px 0px 3px;vertical-align:bottom;text-align:center;">22</td> </tr> <tr style="height:20px;"> <td style="border-left:1px solid #000000;overflow:hidden;padding:0px 3px 0px 3px;vertical-align:bottom;font-weight:bold;"></td> <td data-sheets-value='{"1":2,"2":"Four-walled"}' style="overflow:hidden;padding:0px 3px 0px 3px;vertical-align:bottom;font-weight:bold;">Four-walled</td> <td data-sheets-value='{"1":2,"2":"Clear (H/H/H/H)"}' style="border-right:1px solid #000000;overflow:hidden;padding:0px 3px 0px 3px;vertical-align:bottom;font-weight:bold;">Clear (H/H/H/H)</td> <td data-sheets-numberformat='{"1":2,"2":"0.00","3":1}' data-sheets-value='{"1":3,"3":1.28}' style="overflow:hidden;padding:0px 3px 0px 3px;vertical-align:bottom;text-align:center;">1.28</td> <td data-sheets-numberformat='{"1":2,"2":"0","3":1}' data-sheets-value='{"1":3,"3":64}' style="overflow:hidden;padding:0px 3px 0px 3px;vertical-align:bottom;text-align:center;">64</td> <td data-sheets-numberformat='{"1":2,"2":"0","3":1}' data-sheets-value='{"1":3,"3":54}' style="overflow:hidden;padding:0px 3px 0px 3px;vertical-align:bottom;text-align:center;">54</td> <td data-sheets-numberformat='{"1":2,"2":"0","3":1}' data-sheets-value='{"1":3,"3":23}' style="border-right:1px solid #000000;overflow:hidden;padding:0px 3px 0px 3px;vertical-align:bottom;text-align:center;">23</td> </tr> <tr style="height:20px;"> <td style="border-bottom:1px solid #000000;border-left:1px solid #000000;overflow:hidden;padding:0px 3px 0px 3px;vertical-align:bottom;"></td> <td data-sheets-value='{"1":2,"2":"Four-walled"}' style="border-bottom:1px solid #000000;overflow:hidden;padding:0px 3px 0px 3px;vertical-align:bottom;font-weight:bold;">Four-walled</td> <td data-sheets-value='{"1":2,"2":"Opal (H/H/O/H)"}' style="border-right:1px solid #000000;border-bottom:1px solid #000000;overflow:hidden;padding:0px 3px 0px 3px;vertical-align:bottom;font-weight:bold;">Opal (H/H/O/H)</td> <td data-sheets-numberformat='{"1":2,"2":"0.00","3":1}' data-sheets-value='{"1":3,"3":1.28}' style="border-bottom:1px solid #000000;overflow:hidden;padding:0px 3px 0px 3px;vertical-align:bottom;text-align:center;">1.28</td> <td data-sheets-numberformat='{"1":2,"2":"0","3":1}' data-sheets-value='{"1":3,"3":59}' style="border-bottom:1px solid #000000;overflow:hidden;padding:0px 3px 0px 3px;vertical-align:bottom;text-align:center;">59</td> <td data-sheets-numberformat='{"1":2,"2":"0","3":1}' data-sheets-value='{"1":3,"3":48}' style="border-bottom:1px solid #000000;overflow:hidden;padding:0px 3px 0px 3px;vertical-align:bottom;text-align:center;">48</td> <td data-sheets-numberformat='{"1":2,"2":"0","3":1}' data-sheets-value='{"1":3,"3":23}' style="border-right:1px solid #000000;border-bottom:1px solid #000000;overflow:hidden;padding:0px 3px 0px 3px;vertical-align:bottom;text-align:center;">23</td> </tr> <tr style="height:20px;"> <td data-sheets-value='{"1":2,"2":"Polycarbonate "}' style="border-left:1px solid #000000;overflow:hidden;padding:0px 3px 0px 3px;vertical-align:bottom;font-weight:bold;">Polycarbonate </td> <td data-sheets-value='{"1":2,"2":"Single-walled"}' style="overflow:hidden;padding:0px 3px 0px 3px;vertical-align:bottom;font-weight:bold;">Single-walled</td> <td data-sheets-value='{"1":2,"2":"Clear (A)"}' style="border-right:1px solid #000000;overflow:hidden;padding:0px 3px 0px 3px;vertical-align:bottom;font-weight:bold;">Clear (A)</td> <td data-sheets-numberformat='{"1":2,"2":"0.00","3":1}' data-sheets-value='{"1":3,"3":5.17}' style="overflow:hidden;padding:0px 3px 0px 3px;vertical-align:bottom;text-align:center;">5.17</td> <td data-sheets-numberformat='{"1":2,"2":"0","3":1}' data-sheets-value='{"1":3,"3":88}' style="overflow:hidden;padding:0px 3px 0px 3px;vertical-align:bottom;text-align:center;">88</td> <td data-sheets-numberformat='{"1":2,"2":"0","3":1}' data-sheets-value='{"1":3,"3":83}' style="overflow:hidden;padding:0px 3px 0px 3px;vertical-align:bottom;text-align:center;">83</td> <td data-sheets-numberformat='{"1":2,"2":"0","3":1}' data-sheets-value='{"1":2,"2":"-"}' style="border-right:1px solid #000000;overflow:hidden;padding:0px 3px 0px 3px;vertical-align:bottom;text-align:center;">-</td> </tr> <tr style="height:20px;"> <td data-sheets-value='{"1":2,"2":"PC"}' style="border-left:1px solid #000000;overflow:hidden;padding:0px 3px 0px 3px;vertical-align:bottom;font-weight:bold;">PC</td> <td data-sheets-value='{"1":2,"2":"Single-walled"}' style="overflow:hidden;padding:0px 3px 0px 3px;vertical-align:bottom;font-weight:bold;">Single-walled</td> <td data-sheets-value='{"1":2,"2":"Opal (D)"}' style="border-right:1px solid #000000;overflow:hidden;padding:0px 3px 0px 3px;vertical-align:bottom;font-weight:bold;">Opal (D)</td> <td data-sheets-numberformat='{"1":2,"2":"0.00","3":1}' data-sheets-value='{"1":3,"3":5.17}' style="overflow:hidden;padding:0px 3px 0px 3px;vertical-align:bottom;text-align:center;">5.17</td> <td data-sheets-numberformat='{"1":2,"2":"0","3":1}' data-sheets-value='{"1":3,"3":58}' style="overflow:hidden;padding:0px 3px 0px 3px;vertical-align:bottom;text-align:center;">58</td> <td data-sheets-numberformat='{"1":2,"2":"0","3":1}' data-sheets-value='{"1":3,"3":60}' style="overflow:hidden;padding:0px 3px 0px 3px;vertical-align:bottom;text-align:center;">60</td> <td data-sheets-numberformat='{"1":2,"2":"0","3":1}' data-sheets-value='{"1":2,"2":"-"}' style="border-right:1px solid #000000;overflow:hidden;padding:0px 3px 0px 3px;vertical-align:bottom;text-align:center;">-</td> </tr> <tr style="height:20px;"> <td style="border-left:1px solid #000000;overflow:hidden;padding:0px 3px 0px 3px;vertical-align:bottom;font-weight:bold;"></td> <td data-sheets-value='{"1":2,"2":"Double-walled"}' style="overflow:hidden;padding:0px 3px 0px 3px;vertical-align:bottom;font-weight:bold;">Double-walled</td> <td data-sheets-value='{"1":2,"2":"Clear (A/H)"}' style="border-right:1px solid #000000;overflow:hidden;padding:0px 3px 0px 3px;vertical-align:bottom;font-weight:bold;">Clear (A/H)</td> <td data-sheets-numberformat='{"1":2,"2":"0.00","3":1}' data-sheets-value='{"1":3,"3":2.9}' style="overflow:hidden;padding:0px 3px 0px 3px;vertical-align:bottom;text-align:center;">2.90</td> <td data-sheets-numberformat='{"1":2,"2":"0","3":1}' data-sheets-value='{"1":3,"3":79}' style="overflow:hidden;padding:0px 3px 0px 3px;vertical-align:bottom;text-align:center;">79</td> <td data-sheets-numberformat='{"1":2,"2":"0","3":1}' data-sheets-value='{"1":3,"3":72}' style="overflow:hidden;padding:0px 3px 0px 3px;vertical-align:bottom;text-align:center;">72</td> <td data-sheets-numberformat='{"1":2,"2":"0","3":1}' data-sheets-value='{"1":3,"3":20}' style="border-right:1px solid #000000;overflow:hidden;padding:0px 3px 0px 3px;vertical-align:bottom;text-align:center;">20</td> </tr> <tr style="height:20px;"> <td style="border-left:1px solid #000000;overflow:hidden;padding:0px 3px 0px 3px;vertical-align:bottom;font-weight:bold;"></td> <td data-sheets-value='{"1":2,"2":"Double-walled"}' style="overflow:hidden;padding:0px 3px 0px 3px;vertical-align:bottom;font-weight:bold;">Double-walled</td> <td data-sheets-value='{"1":2,"2":"Clear (A/A)"}' style="border-right:1px solid #000000;overflow:hidden;padding:0px 3px 0px 3px;vertical-align:bottom;font-weight:bold;">Clear (A/A)</td> <td data-sheets-numberformat='{"1":2,"2":"0.00","3":1}' data-sheets-value='{"1":3,"3":2.9}' style="overflow:hidden;padding:0px 3px 0px 3px;vertical-align:bottom;text-align:center;">2.90</td> <td data-sheets-numberformat='{"1":2,"2":"0","3":1}' data-sheets-value='{"1":3,"3":77}' style="overflow:hidden;padding:0px 3px 0px 3px;vertical-align:bottom;text-align:center;">77</td> <td data-sheets-numberformat='{"1":2,"2":"0","3":1}' data-sheets-value='{"1":3,"3":69}' style="overflow:hidden;padding:0px 3px 0px 3px;vertical-align:bottom;text-align:center;">69</td> <td data-sheets-numberformat='{"1":2,"2":"0","3":1}' data-sheets-value='{"1":3,"3":20}' style="border-right:1px solid #000000;overflow:hidden;padding:0px 3px 0px 3px;vertical-align:bottom;text-align:center;">20</td> </tr> <tr style="height:20px;"> <td style="border-left:1px solid #000000;overflow:hidden;padding:0px 3px 0px 3px;vertical-align:bottom;font-weight:bold;"></td> <td data-sheets-value='{"1":2,"2":"Double-walled"}' style="overflow:hidden;padding:0px 3px 0px 3px;vertical-align:bottom;font-weight:bold;">Double-walled</td> <td data-sheets-value='{"1":2,"2":"Opal (A/O)"}' style="border-right:1px solid #000000;overflow:hidden;padding:0px 3px 0px 3px;vertical-align:bottom;font-weight:bold;">Opal (A/O)</td> <td data-sheets-numberformat='{"1":2,"2":"0.00","3":1}' data-sheets-value='{"1":3,"3":2.9}' style="overflow:hidden;padding:0px 3px 0px 3px;vertical-align:bottom;text-align:center;">2.90</td> <td data-sheets-numberformat='{"1":2,"2":"0","3":1}' data-sheets-value='{"1":3,"3":73}' style="overflow:hidden;padding:0px 3px 0px 3px;vertical-align:bottom;text-align:center;">73</td> <td data-sheets-numberformat='{"1":2,"2":"0","3":1}' data-sheets-value='{"1":3,"3":63}' style="overflow:hidden;padding:0px 3px 0px 3px;vertical-align:bottom;text-align:center;">63</td> <td data-sheets-numberformat='{"1":2,"2":"0","3":1}' data-sheets-value='{"1":3,"3":20}' style="border-right:1px solid #000000;overflow:hidden;padding:0px 3px 0px 3px;vertical-align:bottom;text-align:center;">20</td> </tr> <tr style="height:20px;"> <td style="border-left:1px solid #000000;overflow:hidden;padding:0px 3px 0px 3px;vertical-align:bottom;font-weight:bold;"></td> <td data-sheets-value='{"1":2,"2":"Double-walled"}' style="overflow:hidden;padding:0px 3px 0px 3px;vertical-align:bottom;font-weight:bold;">Double-walled</td> <td data-sheets-value='{"1":2,"2":"Opal (A/D)"}' style="border-right:1px solid #000000;overflow:hidden;padding:0px 3px 0px 3px;vertical-align:bottom;font-weight:bold;">Opal (A/D)</td> <td data-sheets-numberformat='{"1":2,"2":"0.00","3":1}' data-sheets-value='{"1":3,"3":2.9}' style="overflow:hidden;padding:0px 3px 0px 3px;vertical-align:bottom;text-align:center;">2.90</td> <td data-sheets-numberformat='{"1":2,"2":"0","3":1}' data-sheets-value='{"1":3,"3":51}' style="overflow:hidden;padding:0px 3px 0px 3px;vertical-align:bottom;text-align:center;">51</td> <td data-sheets-numberformat='{"1":2,"2":"0","3":1}' data-sheets-value='{"1":3,"3":50}' style="overflow:hidden;padding:0px 3px 0px 3px;vertical-align:bottom;text-align:center;">50</td> <td data-sheets-numberformat='{"1":2,"2":"0","3":1}' data-sheets-value='{"1":3,"3":20}' style="border-right:1px solid #000000;overflow:hidden;padding:0px 3px 0px 3px;vertical-align:bottom;text-align:center;">20</td> </tr> <tr style="height:20px;"> <td style="border-left:1px solid #000000;overflow:hidden;padding:0px 3px 0px 3px;vertical-align:bottom;font-weight:bold;"></td> <td data-sheets-value='{"1":2,"2":"Triple-walled"}' style="overflow:hidden;padding:0px 3px 0px 3px;vertical-align:bottom;font-weight:bold;">Triple-walled</td> <td data-sheets-value='{"1":2,"2":"Clear (A/H/H)"}' style="border-right:1px solid #000000;overflow:hidden;padding:0px 3px 0px 3px;vertical-align:bottom;font-weight:bold;">Clear (A/H/H)</td> <td data-sheets-numberformat='{"1":2,"2":"0.00","3":1}' data-sheets-value='{"1":3,"3":1.7}' style="overflow:hidden;padding:0px 3px 0px 3px;vertical-align:bottom;text-align:center;">1.70</td> <td data-sheets-numberformat='{"1":2,"2":"0","3":1}' data-sheets-value='{"1":3,"3":71}' style="overflow:hidden;padding:0px 3px 0px 3px;vertical-align:bottom;text-align:center;">71</td> <td data-sheets-numberformat='{"1":2,"2":"0","3":1}' data-sheets-value='{"1":3,"3":63}' style="overflow:hidden;padding:0px 3px 0px 3px;vertical-align:bottom;text-align:center;">63</td> <td data-sheets-numberformat='{"1":2,"2":"0","3":1}' data-sheets-value='{"1":3,"3":22}' style="border-right:1px solid #000000;overflow:hidden;padding:0px 3px 0px 3px;vertical-align:bottom;text-align:center;">22</td> </tr> <tr style="height:20px;"> <td style="border-left:1px solid #000000;overflow:hidden;padding:0px 3px 0px 3px;vertical-align:bottom;font-weight:bold;"></td> <td data-sheets-value='{"1":2,"2":"Triple-walled"}' style="overflow:hidden;padding:0px 3px 0px 3px;vertical-align:bottom;font-weight:bold;">Triple-walled</td> <td data-sheets-value='{"1":2,"2":"Opal (A/O/O)"}' style="border-right:1px solid #000000;overflow:hidden;padding:0px 3px 0px 3px;vertical-align:bottom;font-weight:bold;">Opal (A/O/O)</td> <td data-sheets-numberformat='{"1":2,"2":"0.00","3":1}' data-sheets-value='{"1":3,"3":1.7}' style="overflow:hidden;padding:0px 3px 0px 3px;vertical-align:bottom;text-align:center;">1.70</td> <td data-sheets-numberformat='{"1":2,"2":"0","3":1}' data-sheets-value='{"1":3,"3":61}' style="overflow:hidden;padding:0px 3px 0px 3px;vertical-align:bottom;text-align:center;">61</td> <td data-sheets-numberformat='{"1":2,"2":"0","3":1}' data-sheets-value='{"1":3,"3":48}' style="overflow:hidden;padding:0px 3px 0px 3px;vertical-align:bottom;text-align:center;">48</td> <td data-sheets-numberformat='{"1":2,"2":"0","3":1}' data-sheets-value='{"1":3,"3":22}' style="border-right:1px solid #000000;overflow:hidden;padding:0px 3px 0px 3px;vertical-align:bottom;text-align:center;">22</td> </tr> <tr style="height:20px;"> <td style="border-left:1px solid #000000;overflow:hidden;padding:0px 3px 0px 3px;vertical-align:bottom;font-weight:bold;"></td> <td data-sheets-value='{"1":2,"2":"Four-walled"}' style="overflow:hidden;padding:0px 3px 0px 3px;vertical-align:bottom;font-weight:bold;">Four-walled</td> <td data-sheets-value='{"1":2,"2":"Clear (A/H/H/H)"}' style="border-right:1px solid #000000;overflow:hidden;padding:0px 3px 0px 3px;vertical-align:bottom;font-weight:bold;">Clear (A/H/H/H)</td> <td data-sheets-numberformat='{"1":2,"2":"0.00","3":1}' data-sheets-value='{"1":3,"3":1.28}' style="overflow:hidden;padding:0px 3px 0px 3px;vertical-align:bottom;text-align:center;">1.28</td> <td data-sheets-numberformat='{"1":2,"2":"0","3":1}' data-sheets-value='{"1":3,"3":64}' style="overflow:hidden;padding:0px 3px 0px 3px;vertical-align:bottom;text-align:center;">64</td> <td data-sheets-numberformat='{"1":2,"2":"0","3":1}' data-sheets-value='{"1":3,"3":52}' style="overflow:hidden;padding:0px 3px 0px 3px;vertical-align:bottom;text-align:center;">52</td> <td data-sheets-numberformat='{"1":2,"2":"0","3":1}' data-sheets-value='{"1":3,"3":23}' style="border-right:1px solid #000000;overflow:hidden;padding:0px 3px 0px 3px;vertical-align:bottom;text-align:center;">23</td> </tr> <tr style="height:20px;"> <td style="border-bottom:1px solid #000000;border-left:1px solid #000000;overflow:hidden;padding:0px 3px 0px 3px;vertical-align:bottom;"></td> <td data-sheets-value='{"1":2,"2":"Four-walled"}' style="border-bottom:1px solid #000000;overflow:hidden;padding:0px 3px 0px 3px;vertical-align:bottom;font-weight:bold;">Four-walled</td> <td data-sheets-value='{"1":2,"2":"Opal (A/H/O/H)"}' style="border-right:1px solid #000000;border-bottom:1px solid #000000;overflow:hidden;padding:0px 3px 0px 3px;vertical-align:bottom;font-weight:bold;">Opal (A/H/O/H)</td> <td data-sheets-numberformat='{"1":2,"2":"0.00","3":1}' data-sheets-value='{"1":3,"3":1.28}' style="border-bottom:1px solid #000000;overflow:hidden;padding:0px 3px 0px 3px;vertical-align:bottom;text-align:center;">1.28</td> <td data-sheets-numberformat='{"1":2,"2":"0","3":1}' data-sheets-value='{"1":3,"3":59}' style="border-bottom:1px solid #000000;overflow:hidden;padding:0px 3px 0px 3px;vertical-align:bottom;text-align:center;">59</td> <td data-sheets-numberformat='{"1":2,"2":"0","3":1}' data-sheets-value='{"1":3,"3":46}' style="border-bottom:1px solid #000000;overflow:hidden;padding:0px 3px 0px 3px;vertical-align:bottom;text-align:center;">46</td> <td data-sheets-numberformat='{"1":2,"2":"0","3":1}' data-sheets-value='{"1":3,"3":23}' style="border-right:1px solid #000000;border-bottom:1px solid #000000;overflow:hidden;padding:0px 3px 0px 3px;vertical-align:bottom;text-align:center;">23</td> </tr> <tr style="height:20px;"> <td data-sheets-value='{"1":2,"2":"Polycarbonate"}' style="border-left:1px solid #000000;overflow:hidden;padding:0px 3px 0px 3px;vertical-align:bottom;font-weight:bold;">Polycarbonate</td> <td data-sheets-value='{"1":2,"2":"Single-walled"}' style="overflow:hidden;padding:0px 3px 0px 3px;vertical-align:bottom;font-weight:bold;">Single-walled</td> <td data-sheets-value='{"1":2,"2":"Heatstop Opal (T)"}' style="border-right:1px solid #000000;overflow:hidden;padding:0px 3px 0px 3px;vertical-align:bottom;font-weight:bold;">Heatstop Opal (T)</td> <td data-sheets-numberformat='{"1":2,"2":"0.00","3":1}' data-sheets-value='{"1":3,"3":5.17}' style="overflow:hidden;padding:0px 3px 0px 3px;vertical-align:bottom;text-align:center;">5.17</td> <td data-sheets-numberformat='{"1":2,"2":"0","3":1}' data-sheets-value='{"1":3,"3":49}' style="overflow:hidden;padding:0px 3px 0px 3px;vertical-align:bottom;text-align:center;">49</td> <td data-sheets-numberformat='{"1":2,"2":"0","3":1}' data-sheets-value='{"1":3,"3":59}' style="overflow:hidden;padding:0px 3px 0px 3px;vertical-align:bottom;text-align:center;">59</td> <td data-sheets-numberformat='{"1":2,"2":"0","3":1}' data-sheets-value='{"1":2,"2":"-"}' style="border-right:1px solid #000000;overflow:hidden;padding:0px 3px 0px 3px;vertical-align:bottom;text-align:center;">-</td> </tr> <tr style="height:20px;"> <td data-sheets-value='{"1":2,"2":"Heatstop PC"}' style="border-left:1px solid #000000;overflow:hidden;padding:0px 3px 0px 3px;vertical-align:bottom;font-weight:bold;">Heatstop PC</td> <td data-sheets-value='{"1":2,"2":"Double-walled"}' style="overflow:hidden;padding:0px 3px 0px 3px;vertical-align:bottom;font-weight:bold;">Double-walled</td> <td data-sheets-value='{"1":2,"2":"Clear (T/H)"}' style="border-right:1px solid #000000;overflow:hidden;padding:0px 3px 0px 3px;vertical-align:bottom;font-weight:bold;">Clear (T/H)</td> <td data-sheets-numberformat='{"1":2,"2":"0.00","3":1}' data-sheets-value='{"1":3,"3":2.9}' style="overflow:hidden;padding:0px 3px 0px 3px;vertical-align:bottom;text-align:center;">2.90</td> <td data-sheets-numberformat='{"1":2,"2":"0","3":1}' data-sheets-value='{"1":3,"3":44}' style="overflow:hidden;padding:0px 3px 0px 3px;vertical-align:bottom;text-align:center;">44</td> <td data-sheets-numberformat='{"1":2,"2":"0","3":1}' data-sheets-value='{"1":3,"3":51}' style="overflow:hidden;padding:0px 3px 0px 3px;vertical-align:bottom;text-align:center;">51</td> <td data-sheets-numberformat='{"1":2,"2":"0","3":1}' data-sheets-value='{"1":3,"3":20}' style="border-right:1px solid #000000;overflow:hidden;padding:0px 3px 0px 3px;vertical-align:bottom;text-align:center;">20</td> </tr> <tr style="height:20px;"> <td style="border-left:1px solid #000000;overflow:hidden;padding:0px 3px 0px 3px;vertical-align:bottom;font-weight:bold;"></td> <td data-sheets-value='{"1":2,"2":"Double-walled"}' style="overflow:hidden;padding:0px 3px 0px 3px;vertical-align:bottom;font-weight:bold;">Double-walled</td> <td data-sheets-value='{"1":2,"2":"Opal (T/O)"}' style="border-right:1px solid #000000;overflow:hidden;padding:0px 3px 0px 3px;vertical-align:bottom;font-weight:bold;">Opal (T/O)</td> <td data-sheets-numberformat='{"1":2,"2":"0.00","3":1}' data-sheets-value='{"1":3,"3":2.9}' style="overflow:hidden;padding:0px 3px 0px 3px;vertical-align:bottom;text-align:center;">2.90</td> <td data-sheets-numberformat='{"1":2,"2":"0","3":1}' data-sheets-value='{"1":3,"3":41}' style="overflow:hidden;padding:0px 3px 0px 3px;vertical-align:bottom;text-align:center;">41</td> <td data-sheets-numberformat='{"1":2,"2":"0","3":1}' data-sheets-value='{"1":3,"3":45}' style="overflow:hidden;padding:0px 3px 0px 3px;vertical-align:bottom;text-align:center;">45</td> <td data-sheets-numberformat='{"1":2,"2":"0","3":1}' data-sheets-value='{"1":3,"3":20}' style="border-right:1px solid #000000;overflow:hidden;padding:0px 3px 0px 3px;vertical-align:bottom;text-align:center;">20</td> </tr> <tr style="height:20px;"> <td style="border-left:1px solid #000000;overflow:hidden;padding:0px 3px 0px 3px;vertical-align:bottom;font-weight:bold;"></td> <td data-sheets-value='{"1":2,"2":"Triple-walled"}' style="overflow:hidden; | skylux-160-ce-met-koepel-en-metaalopstand-met-lm-motor-0800-x-1400-mm | 8585987719501 | 46872262377805
Smoke and heat exhaust (SHEV) | SHE system | Skylux | Skylux 160° CE with skylight and metal curb with LM-actuator 0900 x 1200 mm |  | 33645 | 5412970336457 | 3248.85 | Yes | 30-45 | 68.95 | 900 x 1200 mm | 1200 | 900 |  | metal curb M30 (30 cm high) | Rectangular | 5.17 W/m²K - 1.28 W/m²K | 87% - 32% | 90% - 32% | 20dB - 23dB | 160° CE (for industry) | skylight | without spoiler | E | Single actuator | Maximum four-walled skylight possible for this product | Ut-value LT-value g-value Rw-value EN 1873 : 2014 EN ISO 13468 EN 16153 EN 410 EN 410 EN ISO 140-3 Material Walls Shells (W/m²K) (%) (%) (dB) Acrylic Single-walled Clear (H) 5.17 90 87 - PMMA Single-walled Opal (O) 5.17 83 76 - Double-walled Clear (H/H) 2.90 81 75 20 Double-walled Opal (O/O) 2.90 69 58 20 Triple-walled Clear (H/H/H) 1.70 73 65 22 Triple-walled Opal (O/H/O) 1.70 62 51 22 Four-walled Clear (H/H/H/H) 1.28 64 54 23 Four-walled Opal (H/H/O/H) 1.28 59 48 23 Polycarbonate Single-walled Clear (A) 5.17 88 83 - PC Single-walled Opal (D) 5.17 58 60 - Double-walled Clear (A/H) 2.90 79 72 20 Double-walled Clear (A/A) 2.90 77 69 20 Double-walled Opal (A/O) 2.90 73 63 20 Double-walled Opal (A/D) 2.90 51 50 20 Triple-walled Clear (A/H/H) 1.70 71 63 22 Triple-walled Opal (A/O/O) 1.70 61 48 22 Four-walled Clear (A/H/H/H) 1.28 64 52 23 Four-walled Opal (A/H/O/H) 1.28 59 46 23 Polycarbonate Single-walled Heatstop Opal (T) 5.17 49 59 - Heatstop PC Double-walled Clear (T/H) 2.90 44 51 20 Double-walled Opal (T/O) 2.90 41 45 20 Triple-walled Clear (T/H/H) 1.70 40 <td data-sheets-numberformat='{"1":2,"2":"0","3":1}' data-sheets-value='{"1":3,"3":44}' style="overflow:hidden;paddin | https://skylux.eu/en/products/skylux-160-ce-met-koepel-en-metaalopstand-met-lm-motor-0900-x-1200-mm | https://skylux.eu/cdn/shop/files/Skylux-160deg-CE-met-koepel-en-metaalopstand-met-LM-motor-0900-x-1200-mm-RWA-systeem.jpg?v=1702976518&width=1600 | https://skylux.eu/cdn/shop/files/e5a82811-1bb0-48e4-a776-cacb59c7c092_46636469-e135-43cd-a8d4-2d20e28b82c5.jpg?v=1688550153&width=1600 | //skylux.eu/cdn/shop/files/E_MH_Mounting_instructions_Skylux_160_CE_LM.pdf?v=12406716259046007223 | //skylux.eu/cdn/shop/files/E_TD_Technical_File_Skylux_Skylux_160_CE_Electric.pdf?v=3667116872303399239 | <style type="text/css" id="isPasted"> <!--td { border: 1px solid #cccccc; } br { mso-data-placement: same-cell; } --> </style> <table border="1" cellpadding="0" cellspacing="0" dir="ltr" style="table-layout:fixed;font-size:10pt;font-family:Arial;border-collapse:collapse;border:none;"><tbody> <tr style="height:20px;"> <td style="overflow:hidden;padding:0px 3px 0px 3px;vertical-align:bottom;"></td> <td style="overflow:hidden;padding:0px 3px 0px 3px;vertical-align:bottom;"></td> <td style="overflow:hidden;padding:0px 3px 0px 3px;vertical-align:bottom;"></td> <td data-sheets-value='{"1":2,"2":"Ut-value"}' style="overflow:hidden;padding:0px 3px 0px 3px;vertical-align:bottom;font-weight:bold;text-align:center;">Ut-value</td> <td data-sheets-value='{"1":2,"2":"LT-value"}' style="overflow:hidden;padding:0px 3px 0px 3px;vertical-align:bottom;font-weight:bold;text-align:center;">LT-value</td> <td data-sheets-value='{"1":2,"2":"g-value"}' style="overflow:hidden;padding:0px 3px 0px 3px;vertical-align:bottom;font-weight:bold;text-align:center;">g-value</td> <td data-sheets-value='{"1":2,"2":"Rw-value "}' style="overflow:hidden;padding:0px 3px 0px 3px;vertical-align:bottom;font-weight:bold;text-align:center;">Rw-value </td> </tr> <tr style="height:20px;"> <td style="overflow:hidden;padding:0px 3px 0px 3px;vertical-align:bottom;"></td> <td style="overflow:hidden;padding:0px 3px 0px 3px;vertical-align:bottom;"></td> <td style="overflow:hidden;padding:0px 3px 0px 3px;vertical-align:bottom;"></td> <td data-sheets-numberformat='{"1":2,"2":"0.00","3":1}' data-sheets-value='{"1":2,"2":"EN 1873 : 2014"}' style="overflow:hidden;padding:0px 3px 0px 3px;vertical-align:bottom;text-align:center;">EN 1873 : 2014</td> <td data-sheets-numberformat='{"1":2,"2":"0","3":1}' data-sheets-value='{"1":2,"2":"EN ISO 13468 EN 16153 EN 410"}' style="overflow:hidden;padding:0px 3px 0px 3px;vertical-align:bottom;text-align:center;">EN ISO 13468 EN 16153 EN 410</td> <td data-sheets-numberformat='{"1":2,"2":"0","3":1}' data-sheets-value='{"1":2,"2":"EN 410"}' style="overflow:hidden;padding:0px 3px 0px 3px;vertical-align:bottom;text-align:center;">EN 410</td> <td data-sheets-value='{"1":2,"2":"EN ISO 140-3\t\t"}' style="overflow:hidden;padding:0px 3px 0px 3px;vertical-align:bottom;text-align:center;">EN ISO 140-3 </td> </tr> <tr style="height:20px;"> <td data-sheets-value='{"1":2,"2":"Material"}' style="border-bottom:1px solid #000000;overflow:hidden;padding:0px 3px 0px 3px;vertical-align:bottom;background-color:#000000;font-weight:bold;color:#ffffff;">Material</td> <td data-sheets-value='{"1":2,"2":"Walls"}' style="border-bottom:1px solid #000000;overflow:hidden;padding:0px 3px 0px 3px;vertical-align:bottom;background-color:#000000;font-weight:bold;color:#ffffff;">Walls</td> <td data-sheets-value='{"1":2,"2":"Shells"}' style="border-bottom:1px solid #000000;overflow:hidden;padding:0px 3px 0px 3px;vertical-align:bottom;background-color:#000000;font-weight:bold;color:#ffffff;">Shells</td> <td data-sheets-numberformat='{"1":2,"2":"0.00","3":1}' data-sheets-value='{"1":2,"2":"(W/m²K)\t"}' style="border-bottom:1px solid #000000;overflow:hidden;padding:0px 3px 0px 3px;vertical-align:bottom;background-color:#000000;font-weight:bold;color:#ffffff;text-align:center;">(W/m²K) </td> <td data-sheets-numberformat='{"1":2,"2":"0","3":1}' data-sheets-value='{"1":2,"2":"(%)"}' style="border-bottom:1px solid #000000;overflow:hidden;padding:0px 3px 0px 3px;vertical-align:bottom;background-color:#000000;font-weight:bold;color:#ffffff;text-align:center;">(%)</td> <td data-sheets-numberformat='{"1":2,"2":"0","3":1}' data-sheets-value='{"1":2,"2":"(%)"}' style="border-bottom:1px solid #000000;overflow:hidden;padding:0px 3px 0px 3px;vertical-align:bottom;background-color:#000000;font-weight:bold;color:#ffffff;text-align:center;">(%)</td> <td data-sheets-value='{"1":2,"2":"(dB)"}' style="border-bottom:1px solid #000000;overflow:hidden;padding:0px 3px 0px 3px;vertical-align:bottom;background-color:#000000;font-weight:bold;color:#ffffff;text-align:center;">(dB)</td> </tr> <tr style="height:20px;"> <td data-sheets-value='{"1":2,"2":"Acrylic"}' style="border-left:1px solid #000000;overflow:hidden;padding:0px 3px 0px 3px;vertical-align:bottom;font-weight:bold;">Acrylic</td> <td data-sheets-value='{"1":2,"2":"Single-walled"}' style="overflow:hidden;padding:0px 3px 0px 3px;vertical-align:bottom;font-weight:bold;">Single-walled</td> <td data-sheets-value='{"1":2,"2":"Clear (H)"}' style="border-right:1px solid #000000;overflow:hidden;padding:0px 3px 0px 3px;vertical-align:bottom;font-weight:bold;">Clear (H)</td> <td data-sheets-numberformat='{"1":2,"2":"0.00","3":1}' data-sheets-value='{"1":3,"3":5.17}' style="overflow:hidden;padding:0px 3px 0px 3px;vertical-align:bottom;text-align:center;">5.17</td> <td data-sheets-numberformat='{"1":2,"2":"0","3":1}' data-sheets-value='{"1":3,"3":90}' style="overflow:hidden;padding:0px 3px 0px 3px;vertical-align:bottom;text-align:center;">90</td> <td data-sheets-numberformat='{"1":2,"2":"0","3":1}' data-sheets-value='{"1":3,"3":87}' style="overflow:hidden;padding:0px 3px 0px 3px;vertical-align:bottom;text-align:center;">87</td> <td data-sheets-numberformat='{"1":2,"2":"0","3":1}' data-sheets-value='{"1":2,"2":"-"}' style="border-right:1px solid #000000;overflow:hidden;padding:0px 3px 0px 3px;vertical-align:bottom;text-align:center;">-</td> </tr> <tr style="height:20px;"> <td data-sheets-value='{"1":2,"2":"PMMA"}' style="border-left:1px solid #000000;overflow:hidden;padding:0px 3px 0px 3px;vertical-align:bottom;font-weight:bold;">PMMA</td> <td data-sheets-value='{"1":2,"2":"Single-walled"}' style="overflow:hidden;padding:0px 3px 0px 3px;vertical-align:bottom;font-weight:bold;">Single-walled</td> <td data-sheets-value='{"1":2,"2":"Opal (O)"}' style="border-right:1px solid #000000;overflow:hidden;padding:0px 3px 0px 3px;vertical-align:bottom;font-weight:bold;">Opal (O)</td> <td data-sheets-numberformat='{"1":2,"2":"0.00","3":1}' data-sheets-value='{"1":3,"3":5.17}' style="overflow:hidden;padding:0px 3px 0px 3px;vertical-align:bottom;text-align:center;">5.17</td> <td data-sheets-numberformat='{"1":2,"2":"0","3":1}' data-sheets-value='{"1":3,"3":83}' style="overflow:hidden;padding:0px 3px 0px 3px;vertical-align:bottom;text-align:center;">83</td> <td data-sheets-numberformat='{"1":2,"2":"0","3":1}' data-sheets-value='{"1":3,"3":76}' style="overflow:hidden;padding:0px 3px 0px 3px;vertical-align:bottom;text-align:center;">76</td> <td data-sheets-numberformat='{"1":2,"2":"0","3":1}' data-sheets-value='{"1":2,"2":"-"}' style="border-right:1px solid #000000;overflow:hidden;padding:0px 3px 0px 3px;vertical-align:bottom;text-align:center;">-</td> </tr> <tr style="height:20px;"> <td style="border-left:1px solid #000000;overflow:hidden;padding:0px 3px 0px 3px;vertical-align:bottom;font-weight:bold;"></td> <td data-sheets-value='{"1":2,"2":"Double-walled"}' style="overflow:hidden;padding:0px 3px 0px 3px;vertical-align:bottom;font-weight:bold;">Double-walled</td> <td data-sheets-value='{"1":2,"2":"Clear (H/H)"}' style="border-right:1px solid #000000;overflow:hidden;padding:0px 3px 0px 3px;vertical-align:bottom;font-weight:bold;">Clear (H/H)</td> <td data-sheets-numberformat='{"1":2,"2":"0.00","3":1}' data-sheets-value='{"1":3,"3":2.9}' style="overflow:hidden;padding:0px 3px 0px 3px;vertical-align:bottom;text-align:center;">2.90</td> <td data-sheets-numberformat='{"1":2,"2":"0","3":1}' data-sheets-value='{"1":3,"3":81}' style="overflow:hidden;padding:0px 3px 0px 3px;vertical-align:bottom;text-align:center;">81</td> <td data-sheets-numberformat='{"1":2,"2":"0","3":1}' data-sheets-value='{"1":3,"3":75}' style="overflow:hidden;padding:0px 3px 0px 3px;vertical-align:bottom;text-align:center;">75</td> <td data-sheets-numberformat='{"1":2,"2":"0","3":1}' data-sheets-value='{"1":3,"3":20}' style="border-right:1px solid #000000;overflow:hidden;padding:0px 3px 0px 3px;vertical-align:bottom;text-align:center;">20</td> </tr> <tr style="height:20px;"> <td style="border-left:1px solid #000000;overflow:hidden;padding:0px 3px 0px 3px;vertical-align:bottom;font-weight:bold;"></td> <td data-sheets-value='{"1":2,"2":"Double-walled"}' style="overflow:hidden;padding:0px 3px 0px 3px;vertical-align:bottom;font-weight:bold;">Double-walled</td> <td data-sheets-value='{"1":2,"2":"Opal (O/O)"}' style="border-right:1px solid #000000;overflow:hidden;padding:0px 3px 0px 3px;vertical-align:bottom;font-weight:bold;">Opal (O/O)</td> <td data-sheets-numberformat='{"1":2,"2":"0.00","3":1}' data-sheets-value='{"1":3,"3":2.9}' style="overflow:hidden;padding:0px 3px 0px 3px;vertical-align:bottom;text-align:center;">2.90</td> <td data-sheets-numberformat='{"1":2,"2":"0","3":1}' data-sheets-value='{"1":3,"3":69}' style="overflow:hidden;padding:0px 3px 0px 3px;vertical-align:bottom;text-align:center;">69</td> <td data-sheets-numberformat='{"1":2,"2":"0","3":1}' data-sheets-value='{"1":3,"3":58}' style="overflow:hidden;padding:0px 3px 0px 3px;vertical-align:bottom;text-align:center;">58</td> <td data-sheets-numberformat='{"1":2,"2":"0","3":1}' data-sheets-value='{"1":3,"3":20}' style="border-right:1px solid #000000;overflow:hidden;padding:0px 3px 0px 3px;vertical-align:bottom;text-align:center;">20</td> </tr> <tr style="height:20px;"> <td style="border-left:1px solid #000000;overflow:hidden;padding:0px 3px 0px 3px;vertical-align:bottom;font-weight:bold;"></td> <td data-sheets-value='{"1":2,"2":"Triple-walled"}' style="overflow:hidden;padding:0px 3px 0px 3px;vertical-align:bottom;font-weight:bold;">Triple-walled</td> <td data-sheets-value='{"1":2,"2":"Clear (H/H/H)"}' style="border-right:1px solid #000000;overflow:hidden;padding:0px 3px 0px 3px;vertical-align:bottom;font-weight:bold;">Clear (H/H/H)</td> <td data-sheets-numberformat='{"1":2,"2":"0.00","3":1}' data-sheets-value='{"1":3,"3":1.7}' style="overflow:hidden;padding:0px 3px 0px 3px;vertical-align:bottom;text-align:center;">1.70</td> <td data-sheets-numberformat='{"1":2,"2":"0","3":1}' data-sheets-value='{"1":3,"3":73}' style="overflow:hidden;padding:0px 3px 0px 3px;vertical-align:bottom;text-align:center;">73</td> <td data-sheets-numberformat='{"1":2,"2":"0","3":1}' data-sheets-value='{"1":3,"3":65}' style="overflow:hidden;padding:0px 3px 0px 3px;vertical-align:bottom;text-align:center;">65</td> <td data-sheets-numberformat='{"1":2,"2":"0","3":1}' data-sheets-value='{"1":3,"3":22}' style="border-right:1px solid #000000;overflow:hidden;padding:0px 3px 0px 3px;vertical-align:bottom;text-align:center;">22</td> </tr> <tr style="height:20px;"> <td style="border-left:1px solid #000000;overflow:hidden;padding:0px 3px 0px 3px;vertical-align:bottom;font-weight:bold;"></td> <td data-sheets-value='{"1":2,"2":"Triple-walled"}' style="overflow:hidden;padding:0px 3px 0px 3px;vertical-align:bottom;font-weight:bold;">Triple-walled</td> <td data-sheets-value='{"1":2,"2":"Opal (O/H/O)"}' style="border-right:1px solid #000000;overflow:hidden;padding:0px 3px 0px 3px;vertical-align:bottom;font-weight:bold;">Opal (O/H/O)</td> <td data-sheets-numberformat='{"1":2,"2":"0.00","3":1}' data-sheets-value='{"1":3,"3":1.7}' style="overflow:hidden;padding:0px 3px 0px 3px;vertical-align:bottom;text-align:center;">1.70</td> <td data-sheets-numberformat='{"1":2,"2":"0","3":1}' data-sheets-value='{"1":3,"3":62}' style="overflow:hidden;padding:0px 3px 0px 3px;vertical-align:bottom;text-align:center;">62</td> <td data-sheets-numberformat='{"1":2,"2":"0","3":1}' data-sheets-value='{"1":3,"3":51}' style="overflow:hidden;padding:0px 3px 0px 3px;vertical-align:bottom;text-align:center;">51</td> <td data-sheets-numberformat='{"1":2,"2":"0","3":1}' data-sheets-value='{"1":3,"3":22}' style="border-right:1px solid #000000;overflow:hidden;padding:0px 3px 0px 3px;vertical-align:bottom;text-align:center;">22</td> </tr> <tr style="height:20px;"> <td style="border-left:1px solid #000000;overflow:hidden;padding:0px 3px 0px 3px;vertical-align:bottom;font-weight:bold;"></td> <td data-sheets-value='{"1":2,"2":"Four-walled"}' style="overflow:hidden;padding:0px 3px 0px 3px;vertical-align:bottom;font-weight:bold;">Four-walled</td> <td data-sheets-value='{"1":2,"2":"Clear (H/H/H/H)"}' style="border-right:1px solid #000000;overflow:hidden;padding:0px 3px 0px 3px;vertical-align:bottom;font-weight:bold;">Clear (H/H/H/H)</td> <td data-sheets-numberformat='{"1":2,"2":"0.00","3":1}' data-sheets-value='{"1":3,"3":1.28}' style="overflow:hidden;padding:0px 3px 0px 3px;vertical-align:bottom;text-align:center;">1.28</td> <td data-sheets-numberformat='{"1":2,"2":"0","3":1}' data-sheets-value='{"1":3,"3":64}' style="overflow:hidden;padding:0px 3px 0px 3px;vertical-align:bottom;text-align:center;">64</td> <td data-sheets-numberformat='{"1":2,"2":"0","3":1}' data-sheets-value='{"1":3,"3":54}' style="overflow:hidden;padding:0px 3px 0px 3px;vertical-align:bottom;text-align:center;">54</td> <td data-sheets-numberformat='{"1":2,"2":"0","3":1}' data-sheets-value='{"1":3,"3":23}' style="border-right:1px solid #000000;overflow:hidden;padding:0px 3px 0px 3px;vertical-align:bottom;text-align:center;">23</td> </tr> <tr style="height:20px;"> <td style="border-bottom:1px solid #000000;border-left:1px solid #000000;overflow:hidden;padding:0px 3px 0px 3px;vertical-align:bottom;"></td> <td data-sheets-value='{"1":2,"2":"Four-walled"}' style="border-bottom:1px solid #000000;overflow:hidden;padding:0px 3px 0px 3px;vertical-align:bottom;font-weight:bold;">Four-walled</td> <td data-sheets-value='{"1":2,"2":"Opal (H/H/O/H)"}' style="border-right:1px solid #000000;border-bottom:1px solid #000000;overflow:hidden;padding:0px 3px 0px 3px;vertical-align:bottom;font-weight:bold;">Opal (H/H/O/H)</td> <td data-sheets-numberformat='{"1":2,"2":"0.00","3":1}' data-sheets-value='{"1":3,"3":1.28}' style="border-bottom:1px solid #000000;overflow:hidden;padding:0px 3px 0px 3px;vertical-align:bottom;text-align:center;">1.28</td> <td data-sheets-numberformat='{"1":2,"2":"0","3":1}' data-sheets-value='{"1":3,"3":59}' style="border-bottom:1px solid #000000;overflow:hidden;padding:0px 3px 0px 3px;vertical-align:bottom;text-align:center;">59</td> <td data-sheets-numberformat='{"1":2,"2":"0","3":1}' data-sheets-value='{"1":3,"3":48}' style="border-bottom:1px solid #000000;overflow:hidden;padding:0px 3px 0px 3px;vertical-align:bottom;text-align:center;">48</td> <td data-sheets-numberformat='{"1":2,"2":"0","3":1}' data-sheets-value='{"1":3,"3":23}' style="border-right:1px solid #000000;border-bottom:1px solid #000000;overflow:hidden;padding:0px 3px 0px 3px;vertical-align:bottom;text-align:center;">23</td> </tr> <tr style="height:20px;"> <td data-sheets-value='{"1":2,"2":"Polycarbonate "}' style="border-left:1px solid #000000;overflow:hidden;padding:0px 3px 0px 3px;vertical-align:bottom;font-weight:bold;">Polycarbonate </td> <td data-sheets-value='{"1":2,"2":"Single-walled"}' style="overflow:hidden;padding:0px 3px 0px 3px;vertical-align:bottom;font-weight:bold;">Single-walled</td> <td data-sheets-value='{"1":2,"2":"Clear (A)"}' style="border-right:1px solid #000000;overflow:hidden;padding:0px 3px 0px 3px;vertical-align:bottom;font-weight:bold;">Clear (A)</td> <td data-sheets-numberformat='{"1":2,"2":"0.00","3":1}' data-sheets-value='{"1":3,"3":5.17}' style="overflow:hidden;padding:0px 3px 0px 3px;vertical-align:bottom;text-align:center;">5.17</td> <td data-sheets-numberformat='{"1":2,"2":"0","3":1}' data-sheets-value='{"1":3,"3":88}' style="overflow:hidden;padding:0px 3px 0px 3px;vertical-align:bottom;text-align:center;">88</td> <td data-sheets-numberformat='{"1":2,"2":"0","3":1}' data-sheets-value='{"1":3,"3":83}' style="overflow:hidden;padding:0px 3px 0px 3px;vertical-align:bottom;text-align:center;">83</td> <td data-sheets-numberformat='{"1":2,"2":"0","3":1}' data-sheets-value='{"1":2,"2":"-"}' style="border-right:1px solid #000000;overflow:hidden;padding:0px 3px 0px 3px;vertical-align:bottom;text-align:center;">-</td> </tr> <tr style="height:20px;"> <td data-sheets-value='{"1":2,"2":"PC"}' style="border-left:1px solid #000000;overflow:hidden;padding:0px 3px 0px 3px;vertical-align:bottom;font-weight:bold;">PC</td> <td data-sheets-value='{"1":2,"2":"Single-walled"}' style="overflow:hidden;padding:0px 3px 0px 3px;vertical-align:bottom;font-weight:bold;">Single-walled</td> <td data-sheets-value='{"1":2,"2":"Opal (D)"}' style="border-right:1px solid #000000;overflow:hidden;padding:0px 3px 0px 3px;vertical-align:bottom;font-weight:bold;">Opal (D)</td> <td data-sheets-numberformat='{"1":2,"2":"0.00","3":1}' data-sheets-value='{"1":3,"3":5.17}' style="overflow:hidden;padding:0px 3px 0px 3px;vertical-align:bottom;text-align:center;">5.17</td> <td data-sheets-numberformat='{"1":2,"2":"0","3":1}' data-sheets-value='{"1":3,"3":58}' style="overflow:hidden;padding:0px 3px 0px 3px;vertical-align:bottom;text-align:center;">58</td> <td data-sheets-numberformat='{"1":2,"2":"0","3":1}' data-sheets-value='{"1":3,"3":60}' style="overflow:hidden;padding:0px 3px 0px 3px;vertical-align:bottom;text-align:center;">60</td> <td data-sheets-numberformat='{"1":2,"2":"0","3":1}' data-sheets-value='{"1":2,"2":"-"}' style="border-right:1px solid #000000;overflow:hidden;padding:0px 3px 0px 3px;vertical-align:bottom;text-align:center;">-</td> </tr> <tr style="height:20px;"> <td style="border-left:1px solid #000000;overflow:hidden;padding:0px 3px 0px 3px;vertical-align:bottom;font-weight:bold;"></td> <td data-sheets-value='{"1":2,"2":"Double-walled"}' style="overflow:hidden;padding:0px 3px 0px 3px;vertical-align:bottom;font-weight:bold;">Double-walled</td> <td data-sheets-value='{"1":2,"2":"Clear (A/H)"}' style="border-right:1px solid #000000;overflow:hidden;padding:0px 3px 0px 3px;vertical-align:bottom;font-weight:bold;">Clear (A/H)</td> <td data-sheets-numberformat='{"1":2,"2":"0.00","3":1}' data-sheets-value='{"1":3,"3":2.9}' style="overflow:hidden;padding:0px 3px 0px 3px;vertical-align:bottom;text-align:center;">2.90</td> <td data-sheets-numberformat='{"1":2,"2":"0","3":1}' data-sheets-value='{"1":3,"3":79}' style="overflow:hidden;padding:0px 3px 0px 3px;vertical-align:bottom;text-align:center;">79</td> <td data-sheets-numberformat='{"1":2,"2":"0","3":1}' data-sheets-value='{"1":3,"3":72}' style="overflow:hidden;padding:0px 3px 0px 3px;vertical-align:bottom;text-align:center;">72</td> <td data-sheets-numberformat='{"1":2,"2":"0","3":1}' data-sheets-value='{"1":3,"3":20}' style="border-right:1px solid #000000;overflow:hidden;padding:0px 3px 0px 3px;vertical-align:bottom;text-align:center;">20</td> </tr> <tr style="height:20px;"> <td style="border-left:1px solid #000000;overflow:hidden;padding:0px 3px 0px 3px;vertical-align:bottom;font-weight:bold;"></td> <td data-sheets-value='{"1":2,"2":"Double-walled"}' style="overflow:hidden;padding:0px 3px 0px 3px;vertical-align:bottom;font-weight:bold;">Double-walled</td> <td data-sheets-value='{"1":2,"2":"Clear (A/A)"}' style="border-right:1px solid #000000;overflow:hidden;padding:0px 3px 0px 3px;vertical-align:bottom;font-weight:bold;">Clear (A/A)</td> <td data-sheets-numberformat='{"1":2,"2":"0.00","3":1}' data-sheets-value='{"1":3,"3":2.9}' style="overflow:hidden;padding:0px 3px 0px 3px;vertical-align:bottom;text-align:center;">2.90</td> <td data-sheets-numberformat='{"1":2,"2":"0","3":1}' data-sheets-value='{"1":3,"3":77}' style="overflow:hidden;padding:0px 3px 0px 3px;vertical-align:bottom;text-align:center;">77</td> <td data-sheets-numberformat='{"1":2,"2":"0","3":1}' data-sheets-value='{"1":3,"3":69}' style="overflow:hidden;padding:0px 3px 0px 3px;vertical-align:bottom;text-align:center;">69</td> <td data-sheets-numberformat='{"1":2,"2":"0","3":1}' data-sheets-value='{"1":3,"3":20}' style="border-right:1px solid #000000;overflow:hidden;padding:0px 3px 0px 3px;vertical-align:bottom;text-align:center;">20</td> </tr> <tr style="height:20px;"> <td style="border-left:1px solid #000000;overflow:hidden;padding:0px 3px 0px 3px;vertical-align:bottom;font-weight:bold;"></td> <td data-sheets-value='{"1":2,"2":"Double-walled"}' style="overflow:hidden;padding:0px 3px 0px 3px;vertical-align:bottom;font-weight:bold;">Double-walled</td> <td data-sheets-value='{"1":2,"2":"Opal (A/O)"}' style="border-right:1px solid #000000;overflow:hidden;padding:0px 3px 0px 3px;vertical-align:bottom;font-weight:bold;">Opal (A/O)</td> <td data-sheets-numberformat='{"1":2,"2":"0.00","3":1}' data-sheets-value='{"1":3,"3":2.9}' style="overflow:hidden;padding:0px 3px 0px 3px;vertical-align:bottom;text-align:center;">2.90</td> <td data-sheets-numberformat='{"1":2,"2":"0","3":1}' data-sheets-value='{"1":3,"3":73}' style="overflow:hidden;padding:0px 3px 0px 3px;vertical-align:bottom;text-align:center;">73</td> <td data-sheets-numberformat='{"1":2,"2":"0","3":1}' data-sheets-value='{"1":3,"3":63}' style="overflow:hidden;padding:0px 3px 0px 3px;vertical-align:bottom;text-align:center;">63</td> <td data-sheets-numberformat='{"1":2,"2":"0","3":1}' data-sheets-value='{"1":3,"3":20}' style="border-right:1px solid #000000;overflow:hidden;padding:0px 3px 0px 3px;vertical-align:bottom;text-align:center;">20</td> </tr> <tr style="height:20px;"> <td style="border-left:1px solid #000000;overflow:hidden;padding:0px 3px 0px 3px;vertical-align:bottom;font-weight:bold;"></td> <td data-sheets-value='{"1":2,"2":"Double-walled"}' style="overflow:hidden;padding:0px 3px 0px 3px;vertical-align:bottom;font-weight:bold;">Double-walled</td> <td data-sheets-value='{"1":2,"2":"Opal (A/D)"}' style="border-right:1px solid #000000;overflow:hidden;padding:0px 3px 0px 3px;vertical-align:bottom;font-weight:bold;">Opal (A/D)</td> <td data-sheets-numberformat='{"1":2,"2":"0.00","3":1}' data-sheets-value='{"1":3,"3":2.9}' style="overflow:hidden;padding:0px 3px 0px 3px;vertical-align:bottom;text-align:center;">2.90</td> <td data-sheets-numberformat='{"1":2,"2":"0","3":1}' data-sheets-value='{"1":3,"3":51}' style="overflow:hidden;padding:0px 3px 0px 3px;vertical-align:bottom;text-align:center;">51</td> <td data-sheets-numberformat='{"1":2,"2":"0","3":1}' data-sheets-value='{"1":3,"3":50}' style="overflow:hidden;padding:0px 3px 0px 3px;vertical-align:bottom;text-align:center;">50</td> <td data-sheets-numberformat='{"1":2,"2":"0","3":1}' data-sheets-value='{"1":3,"3":20}' style="border-right:1px solid #000000;overflow:hidden;padding:0px 3px 0px 3px;vertical-align:bottom;text-align:center;">20</td> </tr> <tr style="height:20px;"> <td style="border-left:1px solid #000000;overflow:hidden;padding:0px 3px 0px 3px;vertical-align:bottom;font-weight:bold;"></td> <td data-sheets-value='{"1":2,"2":"Triple-walled"}' style="overflow:hidden;padding:0px 3px 0px 3px;vertical-align:bottom;font-weight:bold;">Triple-walled</td> <td data-sheets-value='{"1":2,"2":"Clear (A/H/H)"}' style="border-right:1px solid #000000;overflow:hidden;padding:0px 3px 0px 3px;vertical-align:bottom;font-weight:bold;">Clear (A/H/H)</td> <td data-sheets-numberformat='{"1":2,"2":"0.00","3":1}' data-sheets-value='{"1":3,"3":1.7}' style="overflow:hidden;padding:0px 3px 0px 3px;vertical-align:bottom;text-align:center;">1.70</td> <td data-sheets-numberformat='{"1":2,"2":"0","3":1}' data-sheets-value='{"1":3,"3":71}' style="overflow:hidden;padding:0px 3px 0px 3px;vertical-align:bottom;text-align:center;">71</td> <td data-sheets-numberformat='{"1":2,"2":"0","3":1}' data-sheets-value='{"1":3,"3":63}' style="overflow:hidden;padding:0px 3px 0px 3px;vertical-align:bottom;text-align:center;">63</td> <td data-sheets-numberformat='{"1":2,"2":"0","3":1}' data-sheets-value='{"1":3,"3":22}' style="border-right:1px solid #000000;overflow:hidden;padding:0px 3px 0px 3px;vertical-align:bottom;text-align:center;">22</td> </tr> <tr style="height:20px;"> <td style="border-left:1px solid #000000;overflow:hidden;padding:0px 3px 0px 3px;vertical-align:bottom;font-weight:bold;"></td> <td data-sheets-value='{"1":2,"2":"Triple-walled"}' style="overflow:hidden;padding:0px 3px 0px 3px;vertical-align:bottom;font-weight:bold;">Triple-walled</td> <td data-sheets-value='{"1":2,"2":"Opal (A/O/O)"}' style="border-right:1px solid #000000;overflow:hidden;padding:0px 3px 0px 3px;vertical-align:bottom;font-weight:bold;">Opal (A/O/O)</td> <td data-sheets-numberformat='{"1":2,"2":"0.00","3":1}' data-sheets-value='{"1":3,"3":1.7}' style="overflow:hidden;padding:0px 3px 0px 3px;vertical-align:bottom;text-align:center;">1.70</td> <td data-sheets-numberformat='{"1":2,"2":"0","3":1}' data-sheets-value='{"1":3,"3":61}' style="overflow:hidden;padding:0px 3px 0px 3px;vertical-align:bottom;text-align:center;">61</td> <td data-sheets-numberformat='{"1":2,"2":"0","3":1}' data-sheets-value='{"1":3,"3":48}' style="overflow:hidden;padding:0px 3px 0px 3px;vertical-align:bottom;text-align:center;">48</td> <td data-sheets-numberformat='{"1":2,"2":"0","3":1}' data-sheets-value='{"1":3,"3":22}' style="border-right:1px solid #000000;overflow:hidden;padding:0px 3px 0px 3px;vertical-align:bottom;text-align:center;">22</td> </tr> <tr style="height:20px;"> <td style="border-left:1px solid #000000;overflow:hidden;padding:0px 3px 0px 3px;vertical-align:bottom;font-weight:bold;"></td> <td data-sheets-value='{"1":2,"2":"Four-walled"}' style="overflow:hidden;padding:0px 3px 0px 3px;vertical-align:bottom;font-weight:bold;">Four-walled</td> <td data-sheets-value='{"1":2,"2":"Clear (A/H/H/H)"}' style="border-right:1px solid #000000;overflow:hidden;padding:0px 3px 0px 3px;vertical-align:bottom;font-weight:bold;">Clear (A/H/H/H)</td> <td data-sheets-numberformat='{"1":2,"2":"0.00","3":1}' data-sheets-value='{"1":3,"3":1.28}' style="overflow:hidden;padding:0px 3px 0px 3px;vertical-align:bottom;text-align:center;">1.28</td> <td data-sheets-numberformat='{"1":2,"2":"0","3":1}' data-sheets-value='{"1":3,"3":64}' style="overflow:hidden;padding:0px 3px 0px 3px;vertical-align:bottom;text-align:center;">64</td> <td data-sheets-numberformat='{"1":2,"2":"0","3":1}' data-sheets-value='{"1":3,"3":52}' style="overflow:hidden;padding:0px 3px 0px 3px;vertical-align:bottom;text-align:center;">52</td> <td data-sheets-numberformat='{"1":2,"2":"0","3":1}' data-sheets-value='{"1":3,"3":23}' style="border-right:1px solid #000000;overflow:hidden;padding:0px 3px 0px 3px;vertical-align:bottom;text-align:center;">23</td> </tr> <tr style="height:20px;"> <td style="border-bottom:1px solid #000000;border-left:1px solid #000000;overflow:hidden;padding:0px 3px 0px 3px;vertical-align:bottom;"></td> <td data-sheets-value='{"1":2,"2":"Four-walled"}' style="border-bottom:1px solid #000000;overflow:hidden;padding:0px 3px 0px 3px;vertical-align:bottom;font-weight:bold;">Four-walled</td> <td data-sheets-value='{"1":2,"2":"Opal (A/H/O/H)"}' style="border-right:1px solid #000000;border-bottom:1px solid #000000;overflow:hidden;padding:0px 3px 0px 3px;vertical-align:bottom;font-weight:bold;">Opal (A/H/O/H)</td> <td data-sheets-numberformat='{"1":2,"2":"0.00","3":1}' data-sheets-value='{"1":3,"3":1.28}' style="border-bottom:1px solid #000000;overflow:hidden;padding:0px 3px 0px 3px;vertical-align:bottom;text-align:center;">1.28</td> <td data-sheets-numberformat='{"1":2,"2":"0","3":1}' data-sheets-value='{"1":3,"3":59}' style="border-bottom:1px solid #000000;overflow:hidden;padding:0px 3px 0px 3px;vertical-align:bottom;text-align:center;">59</td> <td data-sheets-numberformat='{"1":2,"2":"0","3":1}' data-sheets-value='{"1":3,"3":46}' style="border-bottom:1px solid #000000;overflow:hidden;padding:0px 3px 0px 3px;vertical-align:bottom;text-align:center;">46</td> <td data-sheets-numberformat='{"1":2,"2":"0","3":1}' data-sheets-value='{"1":3,"3":23}' style="border-right:1px solid #000000;border-bottom:1px solid #000000;overflow:hidden;padding:0px 3px 0px 3px;vertical-align:bottom;text-align:center;">23</td> </tr> <tr style="height:20px;"> <td data-sheets-value='{"1":2,"2":"Polycarbonate"}' style="border-left:1px solid #000000;overflow:hidden;padding:0px 3px 0px 3px;vertical-align:bottom;font-weight:bold;">Polycarbonate</td> <td data-sheets-value='{"1":2,"2":"Single-walled"}' style="overflow:hidden;padding:0px 3px 0px 3px;vertical-align:bottom;font-weight:bold;">Single-walled</td> <td data-sheets-value='{"1":2,"2":"Heatstop Opal (T)"}' style="border-right:1px solid #000000;overflow:hidden;padding:0px 3px 0px 3px;vertical-align:bottom;font-weight:bold;">Heatstop Opal (T)</td> <td data-sheets-numberformat='{"1":2,"2":"0.00","3":1}' data-sheets-value='{"1":3,"3":5.17}' style="overflow:hidden;padding:0px 3px 0px 3px;vertical-align:bottom;text-align:center;">5.17</td> <td data-sheets-numberformat='{"1":2,"2":"0","3":1}' data-sheets-value='{"1":3,"3":49}' style="overflow:hidden;padding:0px 3px 0px 3px;vertical-align:bottom;text-align:center;">49</td> <td data-sheets-numberformat='{"1":2,"2":"0","3":1}' data-sheets-value='{"1":3,"3":59}' style="overflow:hidden;padding:0px 3px 0px 3px;vertical-align:bottom;text-align:center;">59</td> <td data-sheets-numberformat='{"1":2,"2":"0","3":1}' data-sheets-value='{"1":2,"2":"-"}' style="border-right:1px solid #000000;overflow:hidden;padding:0px 3px 0px 3px;vertical-align:bottom;text-align:center;">-</td> </tr> <tr style="height:20px;"> <td data-sheets-value='{"1":2,"2":"Heatstop PC"}' style="border-left:1px solid #000000;overflow:hidden;padding:0px 3px 0px 3px;vertical-align:bottom;font-weight:bold;">Heatstop PC</td> <td data-sheets-value='{"1":2,"2":"Double-walled"}' style="overflow:hidden;padding:0px 3px 0px 3px;vertical-align:bottom;font-weight:bold;">Double-walled</td> <td data-sheets-value='{"1":2,"2":"Clear (T/H)"}' style="border-right:1px solid #000000;overflow:hidden;padding:0px 3px 0px 3px;vertical-align:bottom;font-weight:bold;">Clear (T/H)</td> <td data-sheets-numberformat='{"1":2,"2":"0.00","3":1}' data-sheets-value='{"1":3,"3":2.9}' style="overflow:hidden;padding:0px 3px 0px 3px;vertical-align:bottom;text-align:center;">2.90</td> <td data-sheets-numberformat='{"1":2,"2":"0","3":1}' data-sheets-value='{"1":3,"3":44}' style="overflow:hidden;padding:0px 3px 0px 3px;vertical-align:bottom;text-align:center;">44</td> <td data-sheets-numberformat='{"1":2,"2":"0","3":1}' data-sheets-value='{"1":3,"3":51}' style="overflow:hidden;padding:0px 3px 0px 3px;vertical-align:bottom;text-align:center;">51</td> <td data-sheets-numberformat='{"1":2,"2":"0","3":1}' data-sheets-value='{"1":3,"3":20}' style="border-right:1px solid #000000;overflow:hidden;padding:0px 3px 0px 3px;vertical-align:bottom;text-align:center;">20</td> </tr> <tr style="height:20px;"> <td style="border-left:1px solid #000000;overflow:hidden;padding:0px 3px 0px 3px;vertical-align:bottom;font-weight:bold;"></td> <td data-sheets-value='{"1":2,"2":"Double-walled"}' style="overflow:hidden;padding:0px 3px 0px 3px;vertical-align:bottom;font-weight:bold;">Double-walled</td> <td data-sheets-value='{"1":2,"2":"Opal (T/O)"}' style="border-right:1px solid #000000;overflow:hidden;padding:0px 3px 0px 3px;vertical-align:bottom;font-weight:bold;">Opal (T/O)</td> <td data-sheets-numberformat='{"1":2,"2":"0.00","3":1}' data-sheets-value='{"1":3,"3":2.9}' style="overflow:hidden;padding:0px 3px 0px 3px;vertical-align:bottom;text-align:center;">2.90</td> <td data-sheets-numberformat='{"1":2,"2":"0","3":1}' data-sheets-value='{"1":3,"3":41}' style="overflow:hidden;padding:0px 3px 0px 3px;vertical-align:bottom;text-align:center;">41</td> <td data-sheets-numberformat='{"1":2,"2":"0","3":1}' data-sheets-value='{"1":3,"3":45}' style="overflow:hidden;padding:0px 3px 0px 3px;vertical-align:bottom;text-align:center;">45</td> <td data-sheets-numberformat='{"1":2,"2":"0","3":1}' data-sheets-value='{"1":3,"3":20}' style="border-right:1px solid #000000;overflow:hidden;padding:0px 3px 0px 3px;vertical-align:bottom;text-align:center;">20</td> </tr> <tr style="height:20px;"> <td style="border-left:1px solid #000000;overflow:hidden;padding:0px 3px 0px 3px;vertical-align:bottom;font-weight:bold;"></td> <td data-sheets-value='{"1":2,"2":"Triple-walled"}' style="overflow:hidden; | skylux-160-ce-met-koepel-en-metaalopstand-met-lm-motor-0900-x-1200-mm | 8585987850573 | 46872262541645
Smoke and heat exhaust (SHEV) | SHE system | Skylux | Skylux 160° CE with skylight and metal curb with LM-actuator 0900 x 1500 mm |  | 34445 | 5412970344452 | 3434 | Yes | 30-45 | 74.8 | 900 x 1500 mm | 1500 | 900 |  | metal curb M30 (30 cm high) | Rectangular | 5.17 W/m²K - 1.28 W/m²K | 87% - 32% | 90% - 32% | 20dB - 23dB | 160° CE (for industry) | skylight | without spoiler | E | Single actuator | Maximum four-walled skylight possible for this product | Ut-value LT-value g-value Rw-value EN 1873 : 2014 EN ISO 13468 EN 16153 EN 410 EN 410 EN ISO 140-3 Material Walls Shells (W/m²K) (%) (%) (dB) Acrylic Single-walled Clear (H) 5.17 90 87 - PMMA Single-walled Opal (O) 5.17 83 76 - Double-walled Clear (H/H) 2.90 81 75 20 Double-walled Opal (O/O) 2.90 69 58 20 Triple-walled Clear (H/H/H) 1.70 73 65 22 Triple-walled Opal (O/H/O) 1.70 62 51 22 Four-walled Clear (H/H/H/H) 1.28 64 54 23 Four-walled Opal (H/H/O/H) 1.28 59 48 23 Polycarbonate Single-walled Clear (A) 5.17 88 83 - PC Single-walled Opal (D) 5.17 58 60 - Double-walled Clear (A/H) 2.90 79 72 20 Double-walled Clear (A/A) 2.90 77 69 20 Double-walled Opal (A/O) 2.90 73 63 20 Double-walled Opal (A/D) 2.90 51 50 20 Triple-walled Clear (A/H/H) 1.70 71 63 22 Triple-walled Opal (A/O/O) 1.70 61 48 22 Four-walled Clear (A/H/H/H) 1.28 64 52 23 Four-walled Opal (A/H/O/H) 1.28 59 46 23 Polycarbonate Single-walled Heatstop Opal (T) 5.17 49 59 - Heatstop PC Double-walled Clear (T/H) 2.90 44 51 20 Double-walled Opal (T/O) 2.90 41 45 20 Triple-walled Clear (T/H/H) 1.70 40 <td data-sheets-numberformat='{"1":2,"2":"0","3":1}' data-sheets-value='{"1":3,"3":44}' style="overflow:hidden;paddin | https://skylux.eu/en/products/skylux-160-ce-met-koepel-en-metaalopstand-met-lm-motor-0900-x-1500-mm | https://skylux.eu/cdn/shop/files/Skylux-160deg-CE-met-koepel-en-metaalopstand-met-LM-motor-0900-x-1500-mm-RWA-systeem.jpg?v=1702976523&width=1600 | https://skylux.eu/cdn/shop/files/e5a82811-1bb0-48e4-a776-cacb59c7c092_a7d81e1f-c503-4ff0-a8a3-d27f1cde9e7d.jpg?v=1688550155&width=1600 | //skylux.eu/cdn/shop/files/E_MH_Mounting_instructions_Skylux_160_CE_LM.pdf?v=12406716259046007223 | //skylux.eu/cdn/shop/files/E_TD_Technical_File_Skylux_Skylux_160_CE_Electric.pdf?v=3667116872303399239 | <style type="text/css" id="isPasted"> <!--td { border: 1px solid #cccccc; } br { mso-data-placement: same-cell; } --> </style> <table border="1" cellpadding="0" cellspacing="0" dir="ltr" style="table-layout:fixed;font-size:10pt;font-family:Arial;border-collapse:collapse;border:none;"><tbody> <tr style="height:20px;"> <td style="overflow:hidden;padding:0px 3px 0px 3px;vertical-align:bottom;"></td> <td style="overflow:hidden;padding:0px 3px 0px 3px;vertical-align:bottom;"></td> <td style="overflow:hidden;padding:0px 3px 0px 3px;vertical-align:bottom;"></td> <td data-sheets-value='{"1":2,"2":"Ut-value"}' style="overflow:hidden;padding:0px 3px 0px 3px;vertical-align:bottom;font-weight:bold;text-align:center;">Ut-value</td> <td data-sheets-value='{"1":2,"2":"LT-value"}' style="overflow:hidden;padding:0px 3px 0px 3px;vertical-align:bottom;font-weight:bold;text-align:center;">LT-value</td> <td data-sheets-value='{"1":2,"2":"g-value"}' style="overflow:hidden;padding:0px 3px 0px 3px;vertical-align:bottom;font-weight:bold;text-align:center;">g-value</td> <td data-sheets-value='{"1":2,"2":"Rw-value "}' style="overflow:hidden;padding:0px 3px 0px 3px;vertical-align:bottom;font-weight:bold;text-align:center;">Rw-value </td> </tr> <tr style="height:20px;"> <td style="overflow:hidden;padding:0px 3px 0px 3px;vertical-align:bottom;"></td> <td style="overflow:hidden;padding:0px 3px 0px 3px;vertical-align:bottom;"></td> <td style="overflow:hidden;padding:0px 3px 0px 3px;vertical-align:bottom;"></td> <td data-sheets-numberformat='{"1":2,"2":"0.00","3":1}' data-sheets-value='{"1":2,"2":"EN 1873 : 2014"}' style="overflow:hidden;padding:0px 3px 0px 3px;vertical-align:bottom;text-align:center;">EN 1873 : 2014</td> <td data-sheets-numberformat='{"1":2,"2":"0","3":1}' data-sheets-value='{"1":2,"2":"EN ISO 13468 EN 16153 EN 410"}' style="overflow:hidden;padding:0px 3px 0px 3px;vertical-align:bottom;text-align:center;">EN ISO 13468 EN 16153 EN 410</td> <td data-sheets-numberformat='{"1":2,"2":"0","3":1}' data-sheets-value='{"1":2,"2":"EN 410"}' style="overflow:hidden;padding:0px 3px 0px 3px;vertical-align:bottom;text-align:center;">EN 410</td> <td data-sheets-value='{"1":2,"2":"EN ISO 140-3\t\t"}' style="overflow:hidden;padding:0px 3px 0px 3px;vertical-align:bottom;text-align:center;">EN ISO 140-3 </td> </tr> <tr style="height:20px;"> <td data-sheets-value='{"1":2,"2":"Material"}' style="border-bottom:1px solid #000000;overflow:hidden;padding:0px 3px 0px 3px;vertical-align:bottom;background-color:#000000;font-weight:bold;color:#ffffff;">Material</td> <td data-sheets-value='{"1":2,"2":"Walls"}' style="border-bottom:1px solid #000000;overflow:hidden;padding:0px 3px 0px 3px;vertical-align:bottom;background-color:#000000;font-weight:bold;color:#ffffff;">Walls</td> <td data-sheets-value='{"1":2,"2":"Shells"}' style="border-bottom:1px solid #000000;overflow:hidden;padding:0px 3px 0px 3px;vertical-align:bottom;background-color:#000000;font-weight:bold;color:#ffffff;">Shells</td> <td data-sheets-numberformat='{"1":2,"2":"0.00","3":1}' data-sheets-value='{"1":2,"2":"(W/m²K)\t"}' style="border-bottom:1px solid #000000;overflow:hidden;padding:0px 3px 0px 3px;vertical-align:bottom;background-color:#000000;font-weight:bold;color:#ffffff;text-align:center;">(W/m²K) </td> <td data-sheets-numberformat='{"1":2,"2":"0","3":1}' data-sheets-value='{"1":2,"2":"(%)"}' style="border-bottom:1px solid #000000;overflow:hidden;padding:0px 3px 0px 3px;vertical-align:bottom;background-color:#000000;font-weight:bold;color:#ffffff;text-align:center;">(%)</td> <td data-sheets-numberformat='{"1":2,"2":"0","3":1}' data-sheets-value='{"1":2,"2":"(%)"}' style="border-bottom:1px solid #000000;overflow:hidden;padding:0px 3px 0px 3px;vertical-align:bottom;background-color:#000000;font-weight:bold;color:#ffffff;text-align:center;">(%)</td> <td data-sheets-value='{"1":2,"2":"(dB)"}' style="border-bottom:1px solid #000000;overflow:hidden;padding:0px 3px 0px 3px;vertical-align:bottom;background-color:#000000;font-weight:bold;color:#ffffff;text-align:center;">(dB)</td> </tr> <tr style="height:20px;"> <td data-sheets-value='{"1":2,"2":"Acrylic"}' style="border-left:1px solid #000000;overflow:hidden;padding:0px 3px 0px 3px;vertical-align:bottom;font-weight:bold;">Acrylic</td> <td data-sheets-value='{"1":2,"2":"Single-walled"}' style="overflow:hidden;padding:0px 3px 0px 3px;vertical-align:bottom;font-weight:bold;">Single-walled</td> <td data-sheets-value='{"1":2,"2":"Clear (H)"}' style="border-right:1px solid #000000;overflow:hidden;padding:0px 3px 0px 3px;vertical-align:bottom;font-weight:bold;">Clear (H)</td> <td data-sheets-numberformat='{"1":2,"2":"0.00","3":1}' data-sheets-value='{"1":3,"3":5.17}' style="overflow:hidden;padding:0px 3px 0px 3px;vertical-align:bottom;text-align:center;">5.17</td> <td data-sheets-numberformat='{"1":2,"2":"0","3":1}' data-sheets-value='{"1":3,"3":90}' style="overflow:hidden;padding:0px 3px 0px 3px;vertical-align:bottom;text-align:center;">90</td> <td data-sheets-numberformat='{"1":2,"2":"0","3":1}' data-sheets-value='{"1":3,"3":87}' style="overflow:hidden;padding:0px 3px 0px 3px;vertical-align:bottom;text-align:center;">87</td> <td data-sheets-numberformat='{"1":2,"2":"0","3":1}' data-sheets-value='{"1":2,"2":"-"}' style="border-right:1px solid #000000;overflow:hidden;padding:0px 3px 0px 3px;vertical-align:bottom;text-align:center;">-</td> </tr> <tr style="height:20px;"> <td data-sheets-value='{"1":2,"2":"PMMA"}' style="border-left:1px solid #000000;overflow:hidden;padding:0px 3px 0px 3px;vertical-align:bottom;font-weight:bold;">PMMA</td> <td data-sheets-value='{"1":2,"2":"Single-walled"}' style="overflow:hidden;padding:0px 3px 0px 3px;vertical-align:bottom;font-weight:bold;">Single-walled</td> <td data-sheets-value='{"1":2,"2":"Opal (O)"}' style="border-right:1px solid #000000;overflow:hidden;padding:0px 3px 0px 3px;vertical-align:bottom;font-weight:bold;">Opal (O)</td> <td data-sheets-numberformat='{"1":2,"2":"0.00","3":1}' data-sheets-value='{"1":3,"3":5.17}' style="overflow:hidden;padding:0px 3px 0px 3px;vertical-align:bottom;text-align:center;">5.17</td> <td data-sheets-numberformat='{"1":2,"2":"0","3":1}' data-sheets-value='{"1":3,"3":83}' style="overflow:hidden;padding:0px 3px 0px 3px;vertical-align:bottom;text-align:center;">83</td> <td data-sheets-numberformat='{"1":2,"2":"0","3":1}' data-sheets-value='{"1":3,"3":76}' style="overflow:hidden;padding:0px 3px 0px 3px;vertical-align:bottom;text-align:center;">76</td> <td data-sheets-numberformat='{"1":2,"2":"0","3":1}' data-sheets-value='{"1":2,"2":"-"}' style="border-right:1px solid #000000;overflow:hidden;padding:0px 3px 0px 3px;vertical-align:bottom;text-align:center;">-</td> </tr> <tr style="height:20px;"> <td style="border-left:1px solid #000000;overflow:hidden;padding:0px 3px 0px 3px;vertical-align:bottom;font-weight:bold;"></td> <td data-sheets-value='{"1":2,"2":"Double-walled"}' style="overflow:hidden;padding:0px 3px 0px 3px;vertical-align:bottom;font-weight:bold;">Double-walled</td> <td data-sheets-value='{"1":2,"2":"Clear (H/H)"}' style="border-right:1px solid #000000;overflow:hidden;padding:0px 3px 0px 3px;vertical-align:bottom;font-weight:bold;">Clear (H/H)</td> <td data-sheets-numberformat='{"1":2,"2":"0.00","3":1}' data-sheets-value='{"1":3,"3":2.9}' style="overflow:hidden;padding:0px 3px 0px 3px;vertical-align:bottom;text-align:center;">2.90</td> <td data-sheets-numberformat='{"1":2,"2":"0","3":1}' data-sheets-value='{"1":3,"3":81}' style="overflow:hidden;padding:0px 3px 0px 3px;vertical-align:bottom;text-align:center;">81</td> <td data-sheets-numberformat='{"1":2,"2":"0","3":1}' data-sheets-value='{"1":3,"3":75}' style="overflow:hidden;padding:0px 3px 0px 3px;vertical-align:bottom;text-align:center;">75</td> <td data-sheets-numberformat='{"1":2,"2":"0","3":1}' data-sheets-value='{"1":3,"3":20}' style="border-right:1px solid #000000;overflow:hidden;padding:0px 3px 0px 3px;vertical-align:bottom;text-align:center;">20</td> </tr> <tr style="height:20px;"> <td style="border-left:1px solid #000000;overflow:hidden;padding:0px 3px 0px 3px;vertical-align:bottom;font-weight:bold;"></td> <td data-sheets-value='{"1":2,"2":"Double-walled"}' style="overflow:hidden;padding:0px 3px 0px 3px;vertical-align:bottom;font-weight:bold;">Double-walled</td> <td data-sheets-value='{"1":2,"2":"Opal (O/O)"}' style="border-right:1px solid #000000;overflow:hidden;padding:0px 3px 0px 3px;vertical-align:bottom;font-weight:bold;">Opal (O/O)</td> <td data-sheets-numberformat='{"1":2,"2":"0.00","3":1}' data-sheets-value='{"1":3,"3":2.9}' style="overflow:hidden;padding:0px 3px 0px 3px;vertical-align:bottom;text-align:center;">2.90</td> <td data-sheets-numberformat='{"1":2,"2":"0","3":1}' data-sheets-value='{"1":3,"3":69}' style="overflow:hidden;padding:0px 3px 0px 3px;vertical-align:bottom;text-align:center;">69</td> <td data-sheets-numberformat='{"1":2,"2":"0","3":1}' data-sheets-value='{"1":3,"3":58}' style="overflow:hidden;padding:0px 3px 0px 3px;vertical-align:bottom;text-align:center;">58</td> <td data-sheets-numberformat='{"1":2,"2":"0","3":1}' data-sheets-value='{"1":3,"3":20}' style="border-right:1px solid #000000;overflow:hidden;padding:0px 3px 0px 3px;vertical-align:bottom;text-align:center;">20</td> </tr> <tr style="height:20px;"> <td style="border-left:1px solid #000000;overflow:hidden;padding:0px 3px 0px 3px;vertical-align:bottom;font-weight:bold;"></td> <td data-sheets-value='{"1":2,"2":"Triple-walled"}' style="overflow:hidden;padding:0px 3px 0px 3px;vertical-align:bottom;font-weight:bold;">Triple-walled</td> <td data-sheets-value='{"1":2,"2":"Clear (H/H/H)"}' style="border-right:1px solid #000000;overflow:hidden;padding:0px 3px 0px 3px;vertical-align:bottom;font-weight:bold;">Clear (H/H/H)</td> <td data-sheets-numberformat='{"1":2,"2":"0.00","3":1}' data-sheets-value='{"1":3,"3":1.7}' style="overflow:hidden;padding:0px 3px 0px 3px;vertical-align:bottom;text-align:center;">1.70</td> <td data-sheets-numberformat='{"1":2,"2":"0","3":1}' data-sheets-value='{"1":3,"3":73}' style="overflow:hidden;padding:0px 3px 0px 3px;vertical-align:bottom;text-align:center;">73</td> <td data-sheets-numberformat='{"1":2,"2":"0","3":1}' data-sheets-value='{"1":3,"3":65}' style="overflow:hidden;padding:0px 3px 0px 3px;vertical-align:bottom;text-align:center;">65</td> <td data-sheets-numberformat='{"1":2,"2":"0","3":1}' data-sheets-value='{"1":3,"3":22}' style="border-right:1px solid #000000;overflow:hidden;padding:0px 3px 0px 3px;vertical-align:bottom;text-align:center;">22</td> </tr> <tr style="height:20px;"> <td style="border-left:1px solid #000000;overflow:hidden;padding:0px 3px 0px 3px;vertical-align:bottom;font-weight:bold;"></td> <td data-sheets-value='{"1":2,"2":"Triple-walled"}' style="overflow:hidden;padding:0px 3px 0px 3px;vertical-align:bottom;font-weight:bold;">Triple-walled</td> <td data-sheets-value='{"1":2,"2":"Opal (O/H/O)"}' style="border-right:1px solid #000000;overflow:hidden;padding:0px 3px 0px 3px;vertical-align:bottom;font-weight:bold;">Opal (O/H/O)</td> <td data-sheets-numberformat='{"1":2,"2":"0.00","3":1}' data-sheets-value='{"1":3,"3":1.7}' style="overflow:hidden;padding:0px 3px 0px 3px;vertical-align:bottom;text-align:center;">1.70</td> <td data-sheets-numberformat='{"1":2,"2":"0","3":1}' data-sheets-value='{"1":3,"3":62}' style="overflow:hidden;padding:0px 3px 0px 3px;vertical-align:bottom;text-align:center;">62</td> <td data-sheets-numberformat='{"1":2,"2":"0","3":1}' data-sheets-value='{"1":3,"3":51}' style="overflow:hidden;padding:0px 3px 0px 3px;vertical-align:bottom;text-align:center;">51</td> <td data-sheets-numberformat='{"1":2,"2":"0","3":1}' data-sheets-value='{"1":3,"3":22}' style="border-right:1px solid #000000;overflow:hidden;padding:0px 3px 0px 3px;vertical-align:bottom;text-align:center;">22</td> </tr> <tr style="height:20px;"> <td style="border-left:1px solid #000000;overflow:hidden;padding:0px 3px 0px 3px;vertical-align:bottom;font-weight:bold;"></td> <td data-sheets-value='{"1":2,"2":"Four-walled"}' style="overflow:hidden;padding:0px 3px 0px 3px;vertical-align:bottom;font-weight:bold;">Four-walled</td> <td data-sheets-value='{"1":2,"2":"Clear (H/H/H/H)"}' style="border-right:1px solid #000000;overflow:hidden;padding:0px 3px 0px 3px;vertical-align:bottom;font-weight:bold;">Clear (H/H/H/H)</td> <td data-sheets-numberformat='{"1":2,"2":"0.00","3":1}' data-sheets-value='{"1":3,"3":1.28}' style="overflow:hidden;padding:0px 3px 0px 3px;vertical-align:bottom;text-align:center;">1.28</td> <td data-sheets-numberformat='{"1":2,"2":"0","3":1}' data-sheets-value='{"1":3,"3":64}' style="overflow:hidden;padding:0px 3px 0px 3px;vertical-align:bottom;text-align:center;">64</td> <td data-sheets-numberformat='{"1":2,"2":"0","3":1}' data-sheets-value='{"1":3,"3":54}' style="overflow:hidden;padding:0px 3px 0px 3px;vertical-align:bottom;text-align:center;">54</td> <td data-sheets-numberformat='{"1":2,"2":"0","3":1}' data-sheets-value='{"1":3,"3":23}' style="border-right:1px solid #000000;overflow:hidden;padding:0px 3px 0px 3px;vertical-align:bottom;text-align:center;">23</td> </tr> <tr style="height:20px;"> <td style="border-bottom:1px solid #000000;border-left:1px solid #000000;overflow:hidden;padding:0px 3px 0px 3px;vertical-align:bottom;"></td> <td data-sheets-value='{"1":2,"2":"Four-walled"}' style="border-bottom:1px solid #000000;overflow:hidden;padding:0px 3px 0px 3px;vertical-align:bottom;font-weight:bold;">Four-walled</td> <td data-sheets-value='{"1":2,"2":"Opal (H/H/O/H)"}' style="border-right:1px solid #000000;border-bottom:1px solid #000000;overflow:hidden;padding:0px 3px 0px 3px;vertical-align:bottom;font-weight:bold;">Opal (H/H/O/H)</td> <td data-sheets-numberformat='{"1":2,"2":"0.00","3":1}' data-sheets-value='{"1":3,"3":1.28}' style="border-bottom:1px solid #000000;overflow:hidden;padding:0px 3px 0px 3px;vertical-align:bottom;text-align:center;">1.28</td> <td data-sheets-numberformat='{"1":2,"2":"0","3":1}' data-sheets-value='{"1":3,"3":59}' style="border-bottom:1px solid #000000;overflow:hidden;padding:0px 3px 0px 3px;vertical-align:bottom;text-align:center;">59</td> <td data-sheets-numberformat='{"1":2,"2":"0","3":1}' data-sheets-value='{"1":3,"3":48}' style="border-bottom:1px solid #000000;overflow:hidden;padding:0px 3px 0px 3px;vertical-align:bottom;text-align:center;">48</td> <td data-sheets-numberformat='{"1":2,"2":"0","3":1}' data-sheets-value='{"1":3,"3":23}' style="border-right:1px solid #000000;border-bottom:1px solid #000000;overflow:hidden;padding:0px 3px 0px 3px;vertical-align:bottom;text-align:center;">23</td> </tr> <tr style="height:20px;"> <td data-sheets-value='{"1":2,"2":"Polycarbonate "}' style="border-left:1px solid #000000;overflow:hidden;padding:0px 3px 0px 3px;vertical-align:bottom;font-weight:bold;">Polycarbonate </td> <td data-sheets-value='{"1":2,"2":"Single-walled"}' style="overflow:hidden;padding:0px 3px 0px 3px;vertical-align:bottom;font-weight:bold;">Single-walled</td> <td data-sheets-value='{"1":2,"2":"Clear (A)"}' style="border-right:1px solid #000000;overflow:hidden;padding:0px 3px 0px 3px;vertical-align:bottom;font-weight:bold;">Clear (A)</td> <td data-sheets-numberformat='{"1":2,"2":"0.00","3":1}' data-sheets-value='{"1":3,"3":5.17}' style="overflow:hidden;padding:0px 3px 0px 3px;vertical-align:bottom;text-align:center;">5.17</td> <td data-sheets-numberformat='{"1":2,"2":"0","3":1}' data-sheets-value='{"1":3,"3":88}' style="overflow:hidden;padding:0px 3px 0px 3px;vertical-align:bottom;text-align:center;">88</td> <td data-sheets-numberformat='{"1":2,"2":"0","3":1}' data-sheets-value='{"1":3,"3":83}' style="overflow:hidden;padding:0px 3px 0px 3px;vertical-align:bottom;text-align:center;">83</td> <td data-sheets-numberformat='{"1":2,"2":"0","3":1}' data-sheets-value='{"1":2,"2":"-"}' style="border-right:1px solid #000000;overflow:hidden;padding:0px 3px 0px 3px;vertical-align:bottom;text-align:center;">-</td> </tr> <tr style="height:20px;"> <td data-sheets-value='{"1":2,"2":"PC"}' style="border-left:1px solid #000000;overflow:hidden;padding:0px 3px 0px 3px;vertical-align:bottom;font-weight:bold;">PC</td> <td data-sheets-value='{"1":2,"2":"Single-walled"}' style="overflow:hidden;padding:0px 3px 0px 3px;vertical-align:bottom;font-weight:bold;">Single-walled</td> <td data-sheets-value='{"1":2,"2":"Opal (D)"}' style="border-right:1px solid #000000;overflow:hidden;padding:0px 3px 0px 3px;vertical-align:bottom;font-weight:bold;">Opal (D)</td> <td data-sheets-numberformat='{"1":2,"2":"0.00","3":1}' data-sheets-value='{"1":3,"3":5.17}' style="overflow:hidden;padding:0px 3px 0px 3px;vertical-align:bottom;text-align:center;">5.17</td> <td data-sheets-numberformat='{"1":2,"2":"0","3":1}' data-sheets-value='{"1":3,"3":58}' style="overflow:hidden;padding:0px 3px 0px 3px;vertical-align:bottom;text-align:center;">58</td> <td data-sheets-numberformat='{"1":2,"2":"0","3":1}' data-sheets-value='{"1":3,"3":60}' style="overflow:hidden;padding:0px 3px 0px 3px;vertical-align:bottom;text-align:center;">60</td> <td data-sheets-numberformat='{"1":2,"2":"0","3":1}' data-sheets-value='{"1":2,"2":"-"}' style="border-right:1px solid #000000;overflow:hidden;padding:0px 3px 0px 3px;vertical-align:bottom;text-align:center;">-</td> </tr> <tr style="height:20px;"> <td style="border-left:1px solid #000000;overflow:hidden;padding:0px 3px 0px 3px;vertical-align:bottom;font-weight:bold;"></td> <td data-sheets-value='{"1":2,"2":"Double-walled"}' style="overflow:hidden;padding:0px 3px 0px 3px;vertical-align:bottom;font-weight:bold;">Double-walled</td> <td data-sheets-value='{"1":2,"2":"Clear (A/H)"}' style="border-right:1px solid #000000;overflow:hidden;padding:0px 3px 0px 3px;vertical-align:bottom;font-weight:bold;">Clear (A/H)</td> <td data-sheets-numberformat='{"1":2,"2":"0.00","3":1}' data-sheets-value='{"1":3,"3":2.9}' style="overflow:hidden;padding:0px 3px 0px 3px;vertical-align:bottom;text-align:center;">2.90</td> <td data-sheets-numberformat='{"1":2,"2":"0","3":1}' data-sheets-value='{"1":3,"3":79}' style="overflow:hidden;padding:0px 3px 0px 3px;vertical-align:bottom;text-align:center;">79</td> <td data-sheets-numberformat='{"1":2,"2":"0","3":1}' data-sheets-value='{"1":3,"3":72}' style="overflow:hidden;padding:0px 3px 0px 3px;vertical-align:bottom;text-align:center;">72</td> <td data-sheets-numberformat='{"1":2,"2":"0","3":1}' data-sheets-value='{"1":3,"3":20}' style="border-right:1px solid #000000;overflow:hidden;padding:0px 3px 0px 3px;vertical-align:bottom;text-align:center;">20</td> </tr> <tr style="height:20px;"> <td style="border-left:1px solid #000000;overflow:hidden;padding:0px 3px 0px 3px;vertical-align:bottom;font-weight:bold;"></td> <td data-sheets-value='{"1":2,"2":"Double-walled"}' style="overflow:hidden;padding:0px 3px 0px 3px;vertical-align:bottom;font-weight:bold;">Double-walled</td> <td data-sheets-value='{"1":2,"2":"Clear (A/A)"}' style="border-right:1px solid #000000;overflow:hidden;padding:0px 3px 0px 3px;vertical-align:bottom;font-weight:bold;">Clear (A/A)</td> <td data-sheets-numberformat='{"1":2,"2":"0.00","3":1}' data-sheets-value='{"1":3,"3":2.9}' style="overflow:hidden;padding:0px 3px 0px 3px;vertical-align:bottom;text-align:center;">2.90</td> <td data-sheets-numberformat='{"1":2,"2":"0","3":1}' data-sheets-value='{"1":3,"3":77}' style="overflow:hidden;padding:0px 3px 0px 3px;vertical-align:bottom;text-align:center;">77</td> <td data-sheets-numberformat='{"1":2,"2":"0","3":1}' data-sheets-value='{"1":3,"3":69}' style="overflow:hidden;padding:0px 3px 0px 3px;vertical-align:bottom;text-align:center;">69</td> <td data-sheets-numberformat='{"1":2,"2":"0","3":1}' data-sheets-value='{"1":3,"3":20}' style="border-right:1px solid #000000;overflow:hidden;padding:0px 3px 0px 3px;vertical-align:bottom;text-align:center;">20</td> </tr> <tr style="height:20px;"> <td style="border-left:1px solid #000000;overflow:hidden;padding:0px 3px 0px 3px;vertical-align:bottom;font-weight:bold;"></td> <td data-sheets-value='{"1":2,"2":"Double-walled"}' style="overflow:hidden;padding:0px 3px 0px 3px;vertical-align:bottom;font-weight:bold;">Double-walled</td> <td data-sheets-value='{"1":2,"2":"Opal (A/O)"}' style="border-right:1px solid #000000;overflow:hidden;padding:0px 3px 0px 3px;vertical-align:bottom;font-weight:bold;">Opal (A/O)</td> <td data-sheets-numberformat='{"1":2,"2":"0.00","3":1}' data-sheets-value='{"1":3,"3":2.9}' style="overflow:hidden;padding:0px 3px 0px 3px;vertical-align:bottom;text-align:center;">2.90</td> <td data-sheets-numberformat='{"1":2,"2":"0","3":1}' data-sheets-value='{"1":3,"3":73}' style="overflow:hidden;padding:0px 3px 0px 3px;vertical-align:bottom;text-align:center;">73</td> <td data-sheets-numberformat='{"1":2,"2":"0","3":1}' data-sheets-value='{"1":3,"3":63}' style="overflow:hidden;padding:0px 3px 0px 3px;vertical-align:bottom;text-align:center;">63</td> <td data-sheets-numberformat='{"1":2,"2":"0","3":1}' data-sheets-value='{"1":3,"3":20}' style="border-right:1px solid #000000;overflow:hidden;padding:0px 3px 0px 3px;vertical-align:bottom;text-align:center;">20</td> </tr> <tr style="height:20px;"> <td style="border-left:1px solid #000000;overflow:hidden;padding:0px 3px 0px 3px;vertical-align:bottom;font-weight:bold;"></td> <td data-sheets-value='{"1":2,"2":"Double-walled"}' style="overflow:hidden;padding:0px 3px 0px 3px;vertical-align:bottom;font-weight:bold;">Double-walled</td> <td data-sheets-value='{"1":2,"2":"Opal (A/D)"}' style="border-right:1px solid #000000;overflow:hidden;padding:0px 3px 0px 3px;vertical-align:bottom;font-weight:bold;">Opal (A/D)</td> <td data-sheets-numberformat='{"1":2,"2":"0.00","3":1}' data-sheets-value='{"1":3,"3":2.9}' style="overflow:hidden;padding:0px 3px 0px 3px;vertical-align:bottom;text-align:center;">2.90</td> <td data-sheets-numberformat='{"1":2,"2":"0","3":1}' data-sheets-value='{"1":3,"3":51}' style="overflow:hidden;padding:0px 3px 0px 3px;vertical-align:bottom;text-align:center;">51</td> <td data-sheets-numberformat='{"1":2,"2":"0","3":1}' data-sheets-value='{"1":3,"3":50}' style="overflow:hidden;padding:0px 3px 0px 3px;vertical-align:bottom;text-align:center;">50</td> <td data-sheets-numberformat='{"1":2,"2":"0","3":1}' data-sheets-value='{"1":3,"3":20}' style="border-right:1px solid #000000;overflow:hidden;padding:0px 3px 0px 3px;vertical-align:bottom;text-align:center;">20</td> </tr> <tr style="height:20px;"> <td style="border-left:1px solid #000000;overflow:hidden;padding:0px 3px 0px 3px;vertical-align:bottom;font-weight:bold;"></td> <td data-sheets-value='{"1":2,"2":"Triple-walled"}' style="overflow:hidden;padding:0px 3px 0px 3px;vertical-align:bottom;font-weight:bold;">Triple-walled</td> <td data-sheets-value='{"1":2,"2":"Clear (A/H/H)"}' style="border-right:1px solid #000000;overflow:hidden;padding:0px 3px 0px 3px;vertical-align:bottom;font-weight:bold;">Clear (A/H/H)</td> <td data-sheets-numberformat='{"1":2,"2":"0.00","3":1}' data-sheets-value='{"1":3,"3":1.7}' style="overflow:hidden;padding:0px 3px 0px 3px;vertical-align:bottom;text-align:center;">1.70</td> <td data-sheets-numberformat='{"1":2,"2":"0","3":1}' data-sheets-value='{"1":3,"3":71}' style="overflow:hidden;padding:0px 3px 0px 3px;vertical-align:bottom;text-align:center;">71</td> <td data-sheets-numberformat='{"1":2,"2":"0","3":1}' data-sheets-value='{"1":3,"3":63}' style="overflow:hidden;padding:0px 3px 0px 3px;vertical-align:bottom;text-align:center;">63</td> <td data-sheets-numberformat='{"1":2,"2":"0","3":1}' data-sheets-value='{"1":3,"3":22}' style="border-right:1px solid #000000;overflow:hidden;padding:0px 3px 0px 3px;vertical-align:bottom;text-align:center;">22</td> </tr> <tr style="height:20px;"> <td style="border-left:1px solid #000000;overflow:hidden;padding:0px 3px 0px 3px;vertical-align:bottom;font-weight:bold;"></td> <td data-sheets-value='{"1":2,"2":"Triple-walled"}' style="overflow:hidden;padding:0px 3px 0px 3px;vertical-align:bottom;font-weight:bold;">Triple-walled</td> <td data-sheets-value='{"1":2,"2":"Opal (A/O/O)"}' style="border-right:1px solid #000000;overflow:hidden;padding:0px 3px 0px 3px;vertical-align:bottom;font-weight:bold;">Opal (A/O/O)</td> <td data-sheets-numberformat='{"1":2,"2":"0.00","3":1}' data-sheets-value='{"1":3,"3":1.7}' style="overflow:hidden;padding:0px 3px 0px 3px;vertical-align:bottom;text-align:center;">1.70</td> <td data-sheets-numberformat='{"1":2,"2":"0","3":1}' data-sheets-value='{"1":3,"3":61}' style="overflow:hidden;padding:0px 3px 0px 3px;vertical-align:bottom;text-align:center;">61</td> <td data-sheets-numberformat='{"1":2,"2":"0","3":1}' data-sheets-value='{"1":3,"3":48}' style="overflow:hidden;padding:0px 3px 0px 3px;vertical-align:bottom;text-align:center;">48</td> <td data-sheets-numberformat='{"1":2,"2":"0","3":1}' data-sheets-value='{"1":3,"3":22}' style="border-right:1px solid #000000;overflow:hidden;padding:0px 3px 0px 3px;vertical-align:bottom;text-align:center;">22</td> </tr> <tr style="height:20px;"> <td style="border-left:1px solid #000000;overflow:hidden;padding:0px 3px 0px 3px;vertical-align:bottom;font-weight:bold;"></td> <td data-sheets-value='{"1":2,"2":"Four-walled"}' style="overflow:hidden;padding:0px 3px 0px 3px;vertical-align:bottom;font-weight:bold;">Four-walled</td> <td data-sheets-value='{"1":2,"2":"Clear (A/H/H/H)"}' style="border-right:1px solid #000000;overflow:hidden;padding:0px 3px 0px 3px;vertical-align:bottom;font-weight:bold;">Clear (A/H/H/H)</td> <td data-sheets-numberformat='{"1":2,"2":"0.00","3":1}' data-sheets-value='{"1":3,"3":1.28}' style="overflow:hidden;padding:0px 3px 0px 3px;vertical-align:bottom;text-align:center;">1.28</td> <td data-sheets-numberformat='{"1":2,"2":"0","3":1}' data-sheets-value='{"1":3,"3":64}' style="overflow:hidden;padding:0px 3px 0px 3px;vertical-align:bottom;text-align:center;">64</td> <td data-sheets-numberformat='{"1":2,"2":"0","3":1}' data-sheets-value='{"1":3,"3":52}' style="overflow:hidden;padding:0px 3px 0px 3px;vertical-align:bottom;text-align:center;">52</td> <td data-sheets-numberformat='{"1":2,"2":"0","3":1}' data-sheets-value='{"1":3,"3":23}' style="border-right:1px solid #000000;overflow:hidden;padding:0px 3px 0px 3px;vertical-align:bottom;text-align:center;">23</td> </tr> <tr style="height:20px;"> <td style="border-bottom:1px solid #000000;border-left:1px solid #000000;overflow:hidden;padding:0px 3px 0px 3px;vertical-align:bottom;"></td> <td data-sheets-value='{"1":2,"2":"Four-walled"}' style="border-bottom:1px solid #000000;overflow:hidden;padding:0px 3px 0px 3px;vertical-align:bottom;font-weight:bold;">Four-walled</td> <td data-sheets-value='{"1":2,"2":"Opal (A/H/O/H)"}' style="border-right:1px solid #000000;border-bottom:1px solid #000000;overflow:hidden;padding:0px 3px 0px 3px;vertical-align:bottom;font-weight:bold;">Opal (A/H/O/H)</td> <td data-sheets-numberformat='{"1":2,"2":"0.00","3":1}' data-sheets-value='{"1":3,"3":1.28}' style="border-bottom:1px solid #000000;overflow:hidden;padding:0px 3px 0px 3px;vertical-align:bottom;text-align:center;">1.28</td> <td data-sheets-numberformat='{"1":2,"2":"0","3":1}' data-sheets-value='{"1":3,"3":59}' style="border-bottom:1px solid #000000;overflow:hidden;padding:0px 3px 0px 3px;vertical-align:bottom;text-align:center;">59</td> <td data-sheets-numberformat='{"1":2,"2":"0","3":1}' data-sheets-value='{"1":3,"3":46}' style="border-bottom:1px solid #000000;overflow:hidden;padding:0px 3px 0px 3px;vertical-align:bottom;text-align:center;">46</td> <td data-sheets-numberformat='{"1":2,"2":"0","3":1}' data-sheets-value='{"1":3,"3":23}' style="border-right:1px solid #000000;border-bottom:1px solid #000000;overflow:hidden;padding:0px 3px 0px 3px;vertical-align:bottom;text-align:center;">23</td> </tr> <tr style="height:20px;"> <td data-sheets-value='{"1":2,"2":"Polycarbonate"}' style="border-left:1px solid #000000;overflow:hidden;padding:0px 3px 0px 3px;vertical-align:bottom;font-weight:bold;">Polycarbonate</td> <td data-sheets-value='{"1":2,"2":"Single-walled"}' style="overflow:hidden;padding:0px 3px 0px 3px;vertical-align:bottom;font-weight:bold;">Single-walled</td> <td data-sheets-value='{"1":2,"2":"Heatstop Opal (T)"}' style="border-right:1px solid #000000;overflow:hidden;padding:0px 3px 0px 3px;vertical-align:bottom;font-weight:bold;">Heatstop Opal (T)</td> <td data-sheets-numberformat='{"1":2,"2":"0.00","3":1}' data-sheets-value='{"1":3,"3":5.17}' style="overflow:hidden;padding:0px 3px 0px 3px;vertical-align:bottom;text-align:center;">5.17</td> <td data-sheets-numberformat='{"1":2,"2":"0","3":1}' data-sheets-value='{"1":3,"3":49}' style="overflow:hidden;padding:0px 3px 0px 3px;vertical-align:bottom;text-align:center;">49</td> <td data-sheets-numberformat='{"1":2,"2":"0","3":1}' data-sheets-value='{"1":3,"3":59}' style="overflow:hidden;padding:0px 3px 0px 3px;vertical-align:bottom;text-align:center;">59</td> <td data-sheets-numberformat='{"1":2,"2":"0","3":1}' data-sheets-value='{"1":2,"2":"-"}' style="border-right:1px solid #000000;overflow:hidden;padding:0px 3px 0px 3px;vertical-align:bottom;text-align:center;">-</td> </tr> <tr style="height:20px;"> <td data-sheets-value='{"1":2,"2":"Heatstop PC"}' style="border-left:1px solid #000000;overflow:hidden;padding:0px 3px 0px 3px;vertical-align:bottom;font-weight:bold;">Heatstop PC</td> <td data-sheets-value='{"1":2,"2":"Double-walled"}' style="overflow:hidden;padding:0px 3px 0px 3px;vertical-align:bottom;font-weight:bold;">Double-walled</td> <td data-sheets-value='{"1":2,"2":"Clear (T/H)"}' style="border-right:1px solid #000000;overflow:hidden;padding:0px 3px 0px 3px;vertical-align:bottom;font-weight:bold;">Clear (T/H)</td> <td data-sheets-numberformat='{"1":2,"2":"0.00","3":1}' data-sheets-value='{"1":3,"3":2.9}' style="overflow:hidden;padding:0px 3px 0px 3px;vertical-align:bottom;text-align:center;">2.90</td> <td data-sheets-numberformat='{"1":2,"2":"0","3":1}' data-sheets-value='{"1":3,"3":44}' style="overflow:hidden;padding:0px 3px 0px 3px;vertical-align:bottom;text-align:center;">44</td> <td data-sheets-numberformat='{"1":2,"2":"0","3":1}' data-sheets-value='{"1":3,"3":51}' style="overflow:hidden;padding:0px 3px 0px 3px;vertical-align:bottom;text-align:center;">51</td> <td data-sheets-numberformat='{"1":2,"2":"0","3":1}' data-sheets-value='{"1":3,"3":20}' style="border-right:1px solid #000000;overflow:hidden;padding:0px 3px 0px 3px;vertical-align:bottom;text-align:center;">20</td> </tr> <tr style="height:20px;"> <td style="border-left:1px solid #000000;overflow:hidden;padding:0px 3px 0px 3px;vertical-align:bottom;font-weight:bold;"></td> <td data-sheets-value='{"1":2,"2":"Double-walled"}' style="overflow:hidden;padding:0px 3px 0px 3px;vertical-align:bottom;font-weight:bold;">Double-walled</td> <td data-sheets-value='{"1":2,"2":"Opal (T/O)"}' style="border-right:1px solid #000000;overflow:hidden;padding:0px 3px 0px 3px;vertical-align:bottom;font-weight:bold;">Opal (T/O)</td> <td data-sheets-numberformat='{"1":2,"2":"0.00","3":1}' data-sheets-value='{"1":3,"3":2.9}' style="overflow:hidden;padding:0px 3px 0px 3px;vertical-align:bottom;text-align:center;">2.90</td> <td data-sheets-numberformat='{"1":2,"2":"0","3":1}' data-sheets-value='{"1":3,"3":41}' style="overflow:hidden;padding:0px 3px 0px 3px;vertical-align:bottom;text-align:center;">41</td> <td data-sheets-numberformat='{"1":2,"2":"0","3":1}' data-sheets-value='{"1":3,"3":45}' style="overflow:hidden;padding:0px 3px 0px 3px;vertical-align:bottom;text-align:center;">45</td> <td data-sheets-numberformat='{"1":2,"2":"0","3":1}' data-sheets-value='{"1":3,"3":20}' style="border-right:1px solid #000000;overflow:hidden;padding:0px 3px 0px 3px;vertical-align:bottom;text-align:center;">20</td> </tr> <tr style="height:20px;"> <td style="border-left:1px solid #000000;overflow:hidden;padding:0px 3px 0px 3px;vertical-align:bottom;font-weight:bold;"></td> <td data-sheets-value='{"1":2,"2":"Triple-walled"}' style="overflow:hidden; | skylux-160-ce-met-koepel-en-metaalopstand-met-lm-motor-0900-x-1500-mm | 8585987916109 | 46872262672717
Smoke and heat exhaust (SHEV) | SHE system | Skylux | Skylux 160° CE with skylight and metal curb with LM-actuator 1000 x 1000 mm |  | 26691 | 5412970266914 | 3127.85 | Yes | 30-45 | 66.75 | 1000 x 1000 mm | 1000 | 1000 |  | metal curb M30 (30 cm high) | Square | 5.17 W/m²K - 1.28 W/m²K | 87% - 32% | 90% - 32% | 20dB - 23dB | 160° CE (for industry) | skylight | without spoiler | E | Single actuator | Maximum four-walled skylight possible for this product | Ut-value LT-value g-value Rw-value EN 1873 : 2014 EN ISO 13468 EN 16153 EN 410 EN 410 EN ISO 140-3 Material Walls Shells (W/m²K) (%) (%) (dB) Acrylic Single-walled Clear (H) 5.17 90 87 - PMMA Single-walled Opal (O) 5.17 83 76 - Double-walled Clear (H/H) 2.90 81 75 20 Double-walled Opal (O/O) 2.90 69 58 20 Triple-walled Clear (H/H/H) 1.70 73 65 22 Triple-walled Opal (O/H/O) 1.70 62 51 22 Four-walled Clear (H/H/H/H) 1.28 64 54 23 Four-walled Opal (H/H/O/H) 1.28 59 48 23 Polycarbonate Single-walled Clear (A) 5.17 88 83 - PC Single-walled Opal (D) 5.17 58 60 - Double-walled Clear (A/H) 2.90 79 72 20 Double-walled Clear (A/A) 2.90 77 69 20 Double-walled Opal (A/O) 2.90 73 63 20 Double-walled Opal (A/D) 2.90 51 50 20 Triple-walled Clear (A/H/H) 1.70 71 63 22 Triple-walled Opal (A/O/O) 1.70 61 48 22 Four-walled Clear (A/H/H/H) 1.28 64 52 23 Four-walled Opal (A/H/O/H) 1.28 59 46 23 Polycarbonate Single-walled Heatstop Opal (T) 5.17 49 59 - Heatstop PC Double-walled Clear (T/H) 2.90 44 51 20 Double-walled Opal (T/O) 2.90 41 45 20 Triple-walled Clear (T/H/H) 1.70 40 <td data-sheets-numberformat='{"1":2,"2":"0","3":1}' data-sheets-value='{"1":3,"3":44}' style="overflow:hidden;paddin | https://skylux.eu/en/products/skylux-160-ce-met-koepel-en-metaalopstand-met-lm-motor-1000-x-1000-mm | https://skylux.eu/cdn/shop/files/Skylux-160deg-CE-met-koepel-en-metaalopstand-met-LM-motor-1000-x-1000-mm-RWA-systeem.jpg?v=1702976528&width=1600 | https://skylux.eu/cdn/shop/files/e5a82811-1bb0-48e4-a776-cacb59c7c092_6924e308-f1b9-4af8-9d7e-f0e5ca795a3c.jpg?v=1688550156&width=1600 | //skylux.eu/cdn/shop/files/E_MH_Mounting_instructions_Skylux_160_CE_LM.pdf?v=12406716259046007223 | //skylux.eu/cdn/shop/files/E_TD_Technical_File_Skylux_Skylux_160_CE_Electric.pdf?v=3667116872303399239 | <style type="text/css" id="isPasted"> <!--td { border: 1px solid #cccccc; } br { mso-data-placement: same-cell; } --> </style> <table border="1" cellpadding="0" cellspacing="0" dir="ltr" style="table-layout:fixed;font-size:10pt;font-family:Arial;border-collapse:collapse;border:none;"><tbody> <tr style="height:20px;"> <td style="overflow:hidden;padding:0px 3px 0px 3px;vertical-align:bottom;"></td> <td style="overflow:hidden;padding:0px 3px 0px 3px;vertical-align:bottom;"></td> <td style="overflow:hidden;padding:0px 3px 0px 3px;vertical-align:bottom;"></td> <td data-sheets-value='{"1":2,"2":"Ut-value"}' style="overflow:hidden;padding:0px 3px 0px 3px;vertical-align:bottom;font-weight:bold;text-align:center;">Ut-value</td> <td data-sheets-value='{"1":2,"2":"LT-value"}' style="overflow:hidden;padding:0px 3px 0px 3px;vertical-align:bottom;font-weight:bold;text-align:center;">LT-value</td> <td data-sheets-value='{"1":2,"2":"g-value"}' style="overflow:hidden;padding:0px 3px 0px 3px;vertical-align:bottom;font-weight:bold;text-align:center;">g-value</td> <td data-sheets-value='{"1":2,"2":"Rw-value "}' style="overflow:hidden;padding:0px 3px 0px 3px;vertical-align:bottom;font-weight:bold;text-align:center;">Rw-value </td> </tr> <tr style="height:20px;"> <td style="overflow:hidden;padding:0px 3px 0px 3px;vertical-align:bottom;"></td> <td style="overflow:hidden;padding:0px 3px 0px 3px;vertical-align:bottom;"></td> <td style="overflow:hidden;padding:0px 3px 0px 3px;vertical-align:bottom;"></td> <td data-sheets-numberformat='{"1":2,"2":"0.00","3":1}' data-sheets-value='{"1":2,"2":"EN 1873 : 2014"}' style="overflow:hidden;padding:0px 3px 0px 3px;vertical-align:bottom;text-align:center;">EN 1873 : 2014</td> <td data-sheets-numberformat='{"1":2,"2":"0","3":1}' data-sheets-value='{"1":2,"2":"EN ISO 13468 EN 16153 EN 410"}' style="overflow:hidden;padding:0px 3px 0px 3px;vertical-align:bottom;text-align:center;">EN ISO 13468 EN 16153 EN 410</td> <td data-sheets-numberformat='{"1":2,"2":"0","3":1}' data-sheets-value='{"1":2,"2":"EN 410"}' style="overflow:hidden;padding:0px 3px 0px 3px;vertical-align:bottom;text-align:center;">EN 410</td> <td data-sheets-value='{"1":2,"2":"EN ISO 140-3\t\t"}' style="overflow:hidden;padding:0px 3px 0px 3px;vertical-align:bottom;text-align:center;">EN ISO 140-3 </td> </tr> <tr style="height:20px;"> <td data-sheets-value='{"1":2,"2":"Material"}' style="border-bottom:1px solid #000000;overflow:hidden;padding:0px 3px 0px 3px;vertical-align:bottom;background-color:#000000;font-weight:bold;color:#ffffff;">Material</td> <td data-sheets-value='{"1":2,"2":"Walls"}' style="border-bottom:1px solid #000000;overflow:hidden;padding:0px 3px 0px 3px;vertical-align:bottom;background-color:#000000;font-weight:bold;color:#ffffff;">Walls</td> <td data-sheets-value='{"1":2,"2":"Shells"}' style="border-bottom:1px solid #000000;overflow:hidden;padding:0px 3px 0px 3px;vertical-align:bottom;background-color:#000000;font-weight:bold;color:#ffffff;">Shells</td> <td data-sheets-numberformat='{"1":2,"2":"0.00","3":1}' data-sheets-value='{"1":2,"2":"(W/m²K)\t"}' style="border-bottom:1px solid #000000;overflow:hidden;padding:0px 3px 0px 3px;vertical-align:bottom;background-color:#000000;font-weight:bold;color:#ffffff;text-align:center;">(W/m²K) </td> <td data-sheets-numberformat='{"1":2,"2":"0","3":1}' data-sheets-value='{"1":2,"2":"(%)"}' style="border-bottom:1px solid #000000;overflow:hidden;padding:0px 3px 0px 3px;vertical-align:bottom;background-color:#000000;font-weight:bold;color:#ffffff;text-align:center;">(%)</td> <td data-sheets-numberformat='{"1":2,"2":"0","3":1}' data-sheets-value='{"1":2,"2":"(%)"}' style="border-bottom:1px solid #000000;overflow:hidden;padding:0px 3px 0px 3px;vertical-align:bottom;background-color:#000000;font-weight:bold;color:#ffffff;text-align:center;">(%)</td> <td data-sheets-value='{"1":2,"2":"(dB)"}' style="border-bottom:1px solid #000000;overflow:hidden;padding:0px 3px 0px 3px;vertical-align:bottom;background-color:#000000;font-weight:bold;color:#ffffff;text-align:center;">(dB)</td> </tr> <tr style="height:20px;"> <td data-sheets-value='{"1":2,"2":"Acrylic"}' style="border-left:1px solid #000000;overflow:hidden;padding:0px 3px 0px 3px;vertical-align:bottom;font-weight:bold;">Acrylic</td> <td data-sheets-value='{"1":2,"2":"Single-walled"}' style="overflow:hidden;padding:0px 3px 0px 3px;vertical-align:bottom;font-weight:bold;">Single-walled</td> <td data-sheets-value='{"1":2,"2":"Clear (H)"}' style="border-right:1px solid #000000;overflow:hidden;padding:0px 3px 0px 3px;vertical-align:bottom;font-weight:bold;">Clear (H)</td> <td data-sheets-numberformat='{"1":2,"2":"0.00","3":1}' data-sheets-value='{"1":3,"3":5.17}' style="overflow:hidden;padding:0px 3px 0px 3px;vertical-align:bottom;text-align:center;">5.17</td> <td data-sheets-numberformat='{"1":2,"2":"0","3":1}' data-sheets-value='{"1":3,"3":90}' style="overflow:hidden;padding:0px 3px 0px 3px;vertical-align:bottom;text-align:center;">90</td> <td data-sheets-numberformat='{"1":2,"2":"0","3":1}' data-sheets-value='{"1":3,"3":87}' style="overflow:hidden;padding:0px 3px 0px 3px;vertical-align:bottom;text-align:center;">87</td> <td data-sheets-numberformat='{"1":2,"2":"0","3":1}' data-sheets-value='{"1":2,"2":"-"}' style="border-right:1px solid #000000;overflow:hidden;padding:0px 3px 0px 3px;vertical-align:bottom;text-align:center;">-</td> </tr> <tr style="height:20px;"> <td data-sheets-value='{"1":2,"2":"PMMA"}' style="border-left:1px solid #000000;overflow:hidden;padding:0px 3px 0px 3px;vertical-align:bottom;font-weight:bold;">PMMA</td> <td data-sheets-value='{"1":2,"2":"Single-walled"}' style="overflow:hidden;padding:0px 3px 0px 3px;vertical-align:bottom;font-weight:bold;">Single-walled</td> <td data-sheets-value='{"1":2,"2":"Opal (O)"}' style="border-right:1px solid #000000;overflow:hidden;padding:0px 3px 0px 3px;vertical-align:bottom;font-weight:bold;">Opal (O)</td> <td data-sheets-numberformat='{"1":2,"2":"0.00","3":1}' data-sheets-value='{"1":3,"3":5.17}' style="overflow:hidden;padding:0px 3px 0px 3px;vertical-align:bottom;text-align:center;">5.17</td> <td data-sheets-numberformat='{"1":2,"2":"0","3":1}' data-sheets-value='{"1":3,"3":83}' style="overflow:hidden;padding:0px 3px 0px 3px;vertical-align:bottom;text-align:center;">83</td> <td data-sheets-numberformat='{"1":2,"2":"0","3":1}' data-sheets-value='{"1":3,"3":76}' style="overflow:hidden;padding:0px 3px 0px 3px;vertical-align:bottom;text-align:center;">76</td> <td data-sheets-numberformat='{"1":2,"2":"0","3":1}' data-sheets-value='{"1":2,"2":"-"}' style="border-right:1px solid #000000;overflow:hidden;padding:0px 3px 0px 3px;vertical-align:bottom;text-align:center;">-</td> </tr> <tr style="height:20px;"> <td style="border-left:1px solid #000000;overflow:hidden;padding:0px 3px 0px 3px;vertical-align:bottom;font-weight:bold;"></td> <td data-sheets-value='{"1":2,"2":"Double-walled"}' style="overflow:hidden;padding:0px 3px 0px 3px;vertical-align:bottom;font-weight:bold;">Double-walled</td> <td data-sheets-value='{"1":2,"2":"Clear (H/H)"}' style="border-right:1px solid #000000;overflow:hidden;padding:0px 3px 0px 3px;vertical-align:bottom;font-weight:bold;">Clear (H/H)</td> <td data-sheets-numberformat='{"1":2,"2":"0.00","3":1}' data-sheets-value='{"1":3,"3":2.9}' style="overflow:hidden;padding:0px 3px 0px 3px;vertical-align:bottom;text-align:center;">2.90</td> <td data-sheets-numberformat='{"1":2,"2":"0","3":1}' data-sheets-value='{"1":3,"3":81}' style="overflow:hidden;padding:0px 3px 0px 3px;vertical-align:bottom;text-align:center;">81</td> <td data-sheets-numberformat='{"1":2,"2":"0","3":1}' data-sheets-value='{"1":3,"3":75}' style="overflow:hidden;padding:0px 3px 0px 3px;vertical-align:bottom;text-align:center;">75</td> <td data-sheets-numberformat='{"1":2,"2":"0","3":1}' data-sheets-value='{"1":3,"3":20}' style="border-right:1px solid #000000;overflow:hidden;padding:0px 3px 0px 3px;vertical-align:bottom;text-align:center;">20</td> </tr> <tr style="height:20px;"> <td style="border-left:1px solid #000000;overflow:hidden;padding:0px 3px 0px 3px;vertical-align:bottom;font-weight:bold;"></td> <td data-sheets-value='{"1":2,"2":"Double-walled"}' style="overflow:hidden;padding:0px 3px 0px 3px;vertical-align:bottom;font-weight:bold;">Double-walled</td> <td data-sheets-value='{"1":2,"2":"Opal (O/O)"}' style="border-right:1px solid #000000;overflow:hidden;padding:0px 3px 0px 3px;vertical-align:bottom;font-weight:bold;">Opal (O/O)</td> <td data-sheets-numberformat='{"1":2,"2":"0.00","3":1}' data-sheets-value='{"1":3,"3":2.9}' style="overflow:hidden;padding:0px 3px 0px 3px;vertical-align:bottom;text-align:center;">2.90</td> <td data-sheets-numberformat='{"1":2,"2":"0","3":1}' data-sheets-value='{"1":3,"3":69}' style="overflow:hidden;padding:0px 3px 0px 3px;vertical-align:bottom;text-align:center;">69</td> <td data-sheets-numberformat='{"1":2,"2":"0","3":1}' data-sheets-value='{"1":3,"3":58}' style="overflow:hidden;padding:0px 3px 0px 3px;vertical-align:bottom;text-align:center;">58</td> <td data-sheets-numberformat='{"1":2,"2":"0","3":1}' data-sheets-value='{"1":3,"3":20}' style="border-right:1px solid #000000;overflow:hidden;padding:0px 3px 0px 3px;vertical-align:bottom;text-align:center;">20</td> </tr> <tr style="height:20px;"> <td style="border-left:1px solid #000000;overflow:hidden;padding:0px 3px 0px 3px;vertical-align:bottom;font-weight:bold;"></td> <td data-sheets-value='{"1":2,"2":"Triple-walled"}' style="overflow:hidden;padding:0px 3px 0px 3px;vertical-align:bottom;font-weight:bold;">Triple-walled</td> <td data-sheets-value='{"1":2,"2":"Clear (H/H/H)"}' style="border-right:1px solid #000000;overflow:hidden;padding:0px 3px 0px 3px;vertical-align:bottom;font-weight:bold;">Clear (H/H/H)</td> <td data-sheets-numberformat='{"1":2,"2":"0.00","3":1}' data-sheets-value='{"1":3,"3":1.7}' style="overflow:hidden;padding:0px 3px 0px 3px;vertical-align:bottom;text-align:center;">1.70</td> <td data-sheets-numberformat='{"1":2,"2":"0","3":1}' data-sheets-value='{"1":3,"3":73}' style="overflow:hidden;padding:0px 3px 0px 3px;vertical-align:bottom;text-align:center;">73</td> <td data-sheets-numberformat='{"1":2,"2":"0","3":1}' data-sheets-value='{"1":3,"3":65}' style="overflow:hidden;padding:0px 3px 0px 3px;vertical-align:bottom;text-align:center;">65</td> <td data-sheets-numberformat='{"1":2,"2":"0","3":1}' data-sheets-value='{"1":3,"3":22}' style="border-right:1px solid #000000;overflow:hidden;padding:0px 3px 0px 3px;vertical-align:bottom;text-align:center;">22</td> </tr> <tr style="height:20px;"> <td style="border-left:1px solid #000000;overflow:hidden;padding:0px 3px 0px 3px;vertical-align:bottom;font-weight:bold;"></td> <td data-sheets-value='{"1":2,"2":"Triple-walled"}' style="overflow:hidden;padding:0px 3px 0px 3px;vertical-align:bottom;font-weight:bold;">Triple-walled</td> <td data-sheets-value='{"1":2,"2":"Opal (O/H/O)"}' style="border-right:1px solid #000000;overflow:hidden;padding:0px 3px 0px 3px;vertical-align:bottom;font-weight:bold;">Opal (O/H/O)</td> <td data-sheets-numberformat='{"1":2,"2":"0.00","3":1}' data-sheets-value='{"1":3,"3":1.7}' style="overflow:hidden;padding:0px 3px 0px 3px;vertical-align:bottom;text-align:center;">1.70</td> <td data-sheets-numberformat='{"1":2,"2":"0","3":1}' data-sheets-value='{"1":3,"3":62}' style="overflow:hidden;padding:0px 3px 0px 3px;vertical-align:bottom;text-align:center;">62</td> <td data-sheets-numberformat='{"1":2,"2":"0","3":1}' data-sheets-value='{"1":3,"3":51}' style="overflow:hidden;padding:0px 3px 0px 3px;vertical-align:bottom;text-align:center;">51</td> <td data-sheets-numberformat='{"1":2,"2":"0","3":1}' data-sheets-value='{"1":3,"3":22}' style="border-right:1px solid #000000;overflow:hidden;padding:0px 3px 0px 3px;vertical-align:bottom;text-align:center;">22</td> </tr> <tr style="height:20px;"> <td style="border-left:1px solid #000000;overflow:hidden;padding:0px 3px 0px 3px;vertical-align:bottom;font-weight:bold;"></td> <td data-sheets-value='{"1":2,"2":"Four-walled"}' style="overflow:hidden;padding:0px 3px 0px 3px;vertical-align:bottom;font-weight:bold;">Four-walled</td> <td data-sheets-value='{"1":2,"2":"Clear (H/H/H/H)"}' style="border-right:1px solid #000000;overflow:hidden;padding:0px 3px 0px 3px;vertical-align:bottom;font-weight:bold;">Clear (H/H/H/H)</td> <td data-sheets-numberformat='{"1":2,"2":"0.00","3":1}' data-sheets-value='{"1":3,"3":1.28}' style="overflow:hidden;padding:0px 3px 0px 3px;vertical-align:bottom;text-align:center;">1.28</td> <td data-sheets-numberformat='{"1":2,"2":"0","3":1}' data-sheets-value='{"1":3,"3":64}' style="overflow:hidden;padding:0px 3px 0px 3px;vertical-align:bottom;text-align:center;">64</td> <td data-sheets-numberformat='{"1":2,"2":"0","3":1}' data-sheets-value='{"1":3,"3":54}' style="overflow:hidden;padding:0px 3px 0px 3px;vertical-align:bottom;text-align:center;">54</td> <td data-sheets-numberformat='{"1":2,"2":"0","3":1}' data-sheets-value='{"1":3,"3":23}' style="border-right:1px solid #000000;overflow:hidden;padding:0px 3px 0px 3px;vertical-align:bottom;text-align:center;">23</td> </tr> <tr style="height:20px;"> <td style="border-bottom:1px solid #000000;border-left:1px solid #000000;overflow:hidden;padding:0px 3px 0px 3px;vertical-align:bottom;"></td> <td data-sheets-value='{"1":2,"2":"Four-walled"}' style="border-bottom:1px solid #000000;overflow:hidden;padding:0px 3px 0px 3px;vertical-align:bottom;font-weight:bold;">Four-walled</td> <td data-sheets-value='{"1":2,"2":"Opal (H/H/O/H)"}' style="border-right:1px solid #000000;border-bottom:1px solid #000000;overflow:hidden;padding:0px 3px 0px 3px;vertical-align:bottom;font-weight:bold;">Opal (H/H/O/H)</td> <td data-sheets-numberformat='{"1":2,"2":"0.00","3":1}' data-sheets-value='{"1":3,"3":1.28}' style="border-bottom:1px solid #000000;overflow:hidden;padding:0px 3px 0px 3px;vertical-align:bottom;text-align:center;">1.28</td> <td data-sheets-numberformat='{"1":2,"2":"0","3":1}' data-sheets-value='{"1":3,"3":59}' style="border-bottom:1px solid #000000;overflow:hidden;padding:0px 3px 0px 3px;vertical-align:bottom;text-align:center;">59</td> <td data-sheets-numberformat='{"1":2,"2":"0","3":1}' data-sheets-value='{"1":3,"3":48}' style="border-bottom:1px solid #000000;overflow:hidden;padding:0px 3px 0px 3px;vertical-align:bottom;text-align:center;">48</td> <td data-sheets-numberformat='{"1":2,"2":"0","3":1}' data-sheets-value='{"1":3,"3":23}' style="border-right:1px solid #000000;border-bottom:1px solid #000000;overflow:hidden;padding:0px 3px 0px 3px;vertical-align:bottom;text-align:center;">23</td> </tr> <tr style="height:20px;"> <td data-sheets-value='{"1":2,"2":"Polycarbonate "}' style="border-left:1px solid #000000;overflow:hidden;padding:0px 3px 0px 3px;vertical-align:bottom;font-weight:bold;">Polycarbonate </td> <td data-sheets-value='{"1":2,"2":"Single-walled"}' style="overflow:hidden;padding:0px 3px 0px 3px;vertical-align:bottom;font-weight:bold;">Single-walled</td> <td data-sheets-value='{"1":2,"2":"Clear (A)"}' style="border-right:1px solid #000000;overflow:hidden;padding:0px 3px 0px 3px;vertical-align:bottom;font-weight:bold;">Clear (A)</td> <td data-sheets-numberformat='{"1":2,"2":"0.00","3":1}' data-sheets-value='{"1":3,"3":5.17}' style="overflow:hidden;padding:0px 3px 0px 3px;vertical-align:bottom;text-align:center;">5.17</td> <td data-sheets-numberformat='{"1":2,"2":"0","3":1}' data-sheets-value='{"1":3,"3":88}' style="overflow:hidden;padding:0px 3px 0px 3px;vertical-align:bottom;text-align:center;">88</td> <td data-sheets-numberformat='{"1":2,"2":"0","3":1}' data-sheets-value='{"1":3,"3":83}' style="overflow:hidden;padding:0px 3px 0px 3px;vertical-align:bottom;text-align:center;">83</td> <td data-sheets-numberformat='{"1":2,"2":"0","3":1}' data-sheets-value='{"1":2,"2":"-"}' style="border-right:1px solid #000000;overflow:hidden;padding:0px 3px 0px 3px;vertical-align:bottom;text-align:center;">-</td> </tr> <tr style="height:20px;"> <td data-sheets-value='{"1":2,"2":"PC"}' style="border-left:1px solid #000000;overflow:hidden;padding:0px 3px 0px 3px;vertical-align:bottom;font-weight:bold;">PC</td> <td data-sheets-value='{"1":2,"2":"Single-walled"}' style="overflow:hidden;padding:0px 3px 0px 3px;vertical-align:bottom;font-weight:bold;">Single-walled</td> <td data-sheets-value='{"1":2,"2":"Opal (D)"}' style="border-right:1px solid #000000;overflow:hidden;padding:0px 3px 0px 3px;vertical-align:bottom;font-weight:bold;">Opal (D)</td> <td data-sheets-numberformat='{"1":2,"2":"0.00","3":1}' data-sheets-value='{"1":3,"3":5.17}' style="overflow:hidden;padding:0px 3px 0px 3px;vertical-align:bottom;text-align:center;">5.17</td> <td data-sheets-numberformat='{"1":2,"2":"0","3":1}' data-sheets-value='{"1":3,"3":58}' style="overflow:hidden;padding:0px 3px 0px 3px;vertical-align:bottom;text-align:center;">58</td> <td data-sheets-numberformat='{"1":2,"2":"0","3":1}' data-sheets-value='{"1":3,"3":60}' style="overflow:hidden;padding:0px 3px 0px 3px;vertical-align:bottom;text-align:center;">60</td> <td data-sheets-numberformat='{"1":2,"2":"0","3":1}' data-sheets-value='{"1":2,"2":"-"}' style="border-right:1px solid #000000;overflow:hidden;padding:0px 3px 0px 3px;vertical-align:bottom;text-align:center;">-</td> </tr> <tr style="height:20px;"> <td style="border-left:1px solid #000000;overflow:hidden;padding:0px 3px 0px 3px;vertical-align:bottom;font-weight:bold;"></td> <td data-sheets-value='{"1":2,"2":"Double-walled"}' style="overflow:hidden;padding:0px 3px 0px 3px;vertical-align:bottom;font-weight:bold;">Double-walled</td> <td data-sheets-value='{"1":2,"2":"Clear (A/H)"}' style="border-right:1px solid #000000;overflow:hidden;padding:0px 3px 0px 3px;vertical-align:bottom;font-weight:bold;">Clear (A/H)</td> <td data-sheets-numberformat='{"1":2,"2":"0.00","3":1}' data-sheets-value='{"1":3,"3":2.9}' style="overflow:hidden;padding:0px 3px 0px 3px;vertical-align:bottom;text-align:center;">2.90</td> <td data-sheets-numberformat='{"1":2,"2":"0","3":1}' data-sheets-value='{"1":3,"3":79}' style="overflow:hidden;padding:0px 3px 0px 3px;vertical-align:bottom;text-align:center;">79</td> <td data-sheets-numberformat='{"1":2,"2":"0","3":1}' data-sheets-value='{"1":3,"3":72}' style="overflow:hidden;padding:0px 3px 0px 3px;vertical-align:bottom;text-align:center;">72</td> <td data-sheets-numberformat='{"1":2,"2":"0","3":1}' data-sheets-value='{"1":3,"3":20}' style="border-right:1px solid #000000;overflow:hidden;padding:0px 3px 0px 3px;vertical-align:bottom;text-align:center;">20</td> </tr> <tr style="height:20px;"> <td style="border-left:1px solid #000000;overflow:hidden;padding:0px 3px 0px 3px;vertical-align:bottom;font-weight:bold;"></td> <td data-sheets-value='{"1":2,"2":"Double-walled"}' style="overflow:hidden;padding:0px 3px 0px 3px;vertical-align:bottom;font-weight:bold;">Double-walled</td> <td data-sheets-value='{"1":2,"2":"Clear (A/A)"}' style="border-right:1px solid #000000;overflow:hidden;padding:0px 3px 0px 3px;vertical-align:bottom;font-weight:bold;">Clear (A/A)</td> <td data-sheets-numberformat='{"1":2,"2":"0.00","3":1}' data-sheets-value='{"1":3,"3":2.9}' style="overflow:hidden;padding:0px 3px 0px 3px;vertical-align:bottom;text-align:center;">2.90</td> <td data-sheets-numberformat='{"1":2,"2":"0","3":1}' data-sheets-value='{"1":3,"3":77}' style="overflow:hidden;padding:0px 3px 0px 3px;vertical-align:bottom;text-align:center;">77</td> <td data-sheets-numberformat='{"1":2,"2":"0","3":1}' data-sheets-value='{"1":3,"3":69}' style="overflow:hidden;padding:0px 3px 0px 3px;vertical-align:bottom;text-align:center;">69</td> <td data-sheets-numberformat='{"1":2,"2":"0","3":1}' data-sheets-value='{"1":3,"3":20}' style="border-right:1px solid #000000;overflow:hidden;padding:0px 3px 0px 3px;vertical-align:bottom;text-align:center;">20</td> </tr> <tr style="height:20px;"> <td style="border-left:1px solid #000000;overflow:hidden;padding:0px 3px 0px 3px;vertical-align:bottom;font-weight:bold;"></td> <td data-sheets-value='{"1":2,"2":"Double-walled"}' style="overflow:hidden;padding:0px 3px 0px 3px;vertical-align:bottom;font-weight:bold;">Double-walled</td> <td data-sheets-value='{"1":2,"2":"Opal (A/O)"}' style="border-right:1px solid #000000;overflow:hidden;padding:0px 3px 0px 3px;vertical-align:bottom;font-weight:bold;">Opal (A/O)</td> <td data-sheets-numberformat='{"1":2,"2":"0.00","3":1}' data-sheets-value='{"1":3,"3":2.9}' style="overflow:hidden;padding:0px 3px 0px 3px;vertical-align:bottom;text-align:center;">2.90</td> <td data-sheets-numberformat='{"1":2,"2":"0","3":1}' data-sheets-value='{"1":3,"3":73}' style="overflow:hidden;padding:0px 3px 0px 3px;vertical-align:bottom;text-align:center;">73</td> <td data-sheets-numberformat='{"1":2,"2":"0","3":1}' data-sheets-value='{"1":3,"3":63}' style="overflow:hidden;padding:0px 3px 0px 3px;vertical-align:bottom;text-align:center;">63</td> <td data-sheets-numberformat='{"1":2,"2":"0","3":1}' data-sheets-value='{"1":3,"3":20}' style="border-right:1px solid #000000;overflow:hidden;padding:0px 3px 0px 3px;vertical-align:bottom;text-align:center;">20</td> </tr> <tr style="height:20px;"> <td style="border-left:1px solid #000000;overflow:hidden;padding:0px 3px 0px 3px;vertical-align:bottom;font-weight:bold;"></td> <td data-sheets-value='{"1":2,"2":"Double-walled"}' style="overflow:hidden;padding:0px 3px 0px 3px;vertical-align:bottom;font-weight:bold;">Double-walled</td> <td data-sheets-value='{"1":2,"2":"Opal (A/D)"}' style="border-right:1px solid #000000;overflow:hidden;padding:0px 3px 0px 3px;vertical-align:bottom;font-weight:bold;">Opal (A/D)</td> <td data-sheets-numberformat='{"1":2,"2":"0.00","3":1}' data-sheets-value='{"1":3,"3":2.9}' style="overflow:hidden;padding:0px 3px 0px 3px;vertical-align:bottom;text-align:center;">2.90</td> <td data-sheets-numberformat='{"1":2,"2":"0","3":1}' data-sheets-value='{"1":3,"3":51}' style="overflow:hidden;padding:0px 3px 0px 3px;vertical-align:bottom;text-align:center;">51</td> <td data-sheets-numberformat='{"1":2,"2":"0","3":1}' data-sheets-value='{"1":3,"3":50}' style="overflow:hidden;padding:0px 3px 0px 3px;vertical-align:bottom;text-align:center;">50</td> <td data-sheets-numberformat='{"1":2,"2":"0","3":1}' data-sheets-value='{"1":3,"3":20}' style="border-right:1px solid #000000;overflow:hidden;padding:0px 3px 0px 3px;vertical-align:bottom;text-align:center;">20</td> </tr> <tr style="height:20px;"> <td style="border-left:1px solid #000000;overflow:hidden;padding:0px 3px 0px 3px;vertical-align:bottom;font-weight:bold;"></td> <td data-sheets-value='{"1":2,"2":"Triple-walled"}' style="overflow:hidden;padding:0px 3px 0px 3px;vertical-align:bottom;font-weight:bold;">Triple-walled</td> <td data-sheets-value='{"1":2,"2":"Clear (A/H/H)"}' style="border-right:1px solid #000000;overflow:hidden;padding:0px 3px 0px 3px;vertical-align:bottom;font-weight:bold;">Clear (A/H/H)</td> <td data-sheets-numberformat='{"1":2,"2":"0.00","3":1}' data-sheets-value='{"1":3,"3":1.7}' style="overflow:hidden;padding:0px 3px 0px 3px;vertical-align:bottom;text-align:center;">1.70</td> <td data-sheets-numberformat='{"1":2,"2":"0","3":1}' data-sheets-value='{"1":3,"3":71}' style="overflow:hidden;padding:0px 3px 0px 3px;vertical-align:bottom;text-align:center;">71</td> <td data-sheets-numberformat='{"1":2,"2":"0","3":1}' data-sheets-value='{"1":3,"3":63}' style="overflow:hidden;padding:0px 3px 0px 3px;vertical-align:bottom;text-align:center;">63</td> <td data-sheets-numberformat='{"1":2,"2":"0","3":1}' data-sheets-value='{"1":3,"3":22}' style="border-right:1px solid #000000;overflow:hidden;padding:0px 3px 0px 3px;vertical-align:bottom;text-align:center;">22</td> </tr> <tr style="height:20px;"> <td style="border-left:1px solid #000000;overflow:hidden;padding:0px 3px 0px 3px;vertical-align:bottom;font-weight:bold;"></td> <td data-sheets-value='{"1":2,"2":"Triple-walled"}' style="overflow:hidden;padding:0px 3px 0px 3px;vertical-align:bottom;font-weight:bold;">Triple-walled</td> <td data-sheets-value='{"1":2,"2":"Opal (A/O/O)"}' style="border-right:1px solid #000000;overflow:hidden;padding:0px 3px 0px 3px;vertical-align:bottom;font-weight:bold;">Opal (A/O/O)</td> <td data-sheets-numberformat='{"1":2,"2":"0.00","3":1}' data-sheets-value='{"1":3,"3":1.7}' style="overflow:hidden;padding:0px 3px 0px 3px;vertical-align:bottom;text-align:center;">1.70</td> <td data-sheets-numberformat='{"1":2,"2":"0","3":1}' data-sheets-value='{"1":3,"3":61}' style="overflow:hidden;padding:0px 3px 0px 3px;vertical-align:bottom;text-align:center;">61</td> <td data-sheets-numberformat='{"1":2,"2":"0","3":1}' data-sheets-value='{"1":3,"3":48}' style="overflow:hidden;padding:0px 3px 0px 3px;vertical-align:bottom;text-align:center;">48</td> <td data-sheets-numberformat='{"1":2,"2":"0","3":1}' data-sheets-value='{"1":3,"3":22}' style="border-right:1px solid #000000;overflow:hidden;padding:0px 3px 0px 3px;vertical-align:bottom;text-align:center;">22</td> </tr> <tr style="height:20px;"> <td style="border-left:1px solid #000000;overflow:hidden;padding:0px 3px 0px 3px;vertical-align:bottom;font-weight:bold;"></td> <td data-sheets-value='{"1":2,"2":"Four-walled"}' style="overflow:hidden;padding:0px 3px 0px 3px;vertical-align:bottom;font-weight:bold;">Four-walled</td> <td data-sheets-value='{"1":2,"2":"Clear (A/H/H/H)"}' style="border-right:1px solid #000000;overflow:hidden;padding:0px 3px 0px 3px;vertical-align:bottom;font-weight:bold;">Clear (A/H/H/H)</td> <td data-sheets-numberformat='{"1":2,"2":"0.00","3":1}' data-sheets-value='{"1":3,"3":1.28}' style="overflow:hidden;padding:0px 3px 0px 3px;vertical-align:bottom;text-align:center;">1.28</td> <td data-sheets-numberformat='{"1":2,"2":"0","3":1}' data-sheets-value='{"1":3,"3":64}' style="overflow:hidden;padding:0px 3px 0px 3px;vertical-align:bottom;text-align:center;">64</td> <td data-sheets-numberformat='{"1":2,"2":"0","3":1}' data-sheets-value='{"1":3,"3":52}' style="overflow:hidden;padding:0px 3px 0px 3px;vertical-align:bottom;text-align:center;">52</td> <td data-sheets-numberformat='{"1":2,"2":"0","3":1}' data-sheets-value='{"1":3,"3":23}' style="border-right:1px solid #000000;overflow:hidden;padding:0px 3px 0px 3px;vertical-align:bottom;text-align:center;">23</td> </tr> <tr style="height:20px;"> <td style="border-bottom:1px solid #000000;border-left:1px solid #000000;overflow:hidden;padding:0px 3px 0px 3px;vertical-align:bottom;"></td> <td data-sheets-value='{"1":2,"2":"Four-walled"}' style="border-bottom:1px solid #000000;overflow:hidden;padding:0px 3px 0px 3px;vertical-align:bottom;font-weight:bold;">Four-walled</td> <td data-sheets-value='{"1":2,"2":"Opal (A/H/O/H)"}' style="border-right:1px solid #000000;border-bottom:1px solid #000000;overflow:hidden;padding:0px 3px 0px 3px;vertical-align:bottom;font-weight:bold;">Opal (A/H/O/H)</td> <td data-sheets-numberformat='{"1":2,"2":"0.00","3":1}' data-sheets-value='{"1":3,"3":1.28}' style="border-bottom:1px solid #000000;overflow:hidden;padding:0px 3px 0px 3px;vertical-align:bottom;text-align:center;">1.28</td> <td data-sheets-numberformat='{"1":2,"2":"0","3":1}' data-sheets-value='{"1":3,"3":59}' style="border-bottom:1px solid #000000;overflow:hidden;padding:0px 3px 0px 3px;vertical-align:bottom;text-align:center;">59</td> <td data-sheets-numberformat='{"1":2,"2":"0","3":1}' data-sheets-value='{"1":3,"3":46}' style="border-bottom:1px solid #000000;overflow:hidden;padding:0px 3px 0px 3px;vertical-align:bottom;text-align:center;">46</td> <td data-sheets-numberformat='{"1":2,"2":"0","3":1}' data-sheets-value='{"1":3,"3":23}' style="border-right:1px solid #000000;border-bottom:1px solid #000000;overflow:hidden;padding:0px 3px 0px 3px;vertical-align:bottom;text-align:center;">23</td> </tr> <tr style="height:20px;"> <td data-sheets-value='{"1":2,"2":"Polycarbonate"}' style="border-left:1px solid #000000;overflow:hidden;padding:0px 3px 0px 3px;vertical-align:bottom;font-weight:bold;">Polycarbonate</td> <td data-sheets-value='{"1":2,"2":"Single-walled"}' style="overflow:hidden;padding:0px 3px 0px 3px;vertical-align:bottom;font-weight:bold;">Single-walled</td> <td data-sheets-value='{"1":2,"2":"Heatstop Opal (T)"}' style="border-right:1px solid #000000;overflow:hidden;padding:0px 3px 0px 3px;vertical-align:bottom;font-weight:bold;">Heatstop Opal (T)</td> <td data-sheets-numberformat='{"1":2,"2":"0.00","3":1}' data-sheets-value='{"1":3,"3":5.17}' style="overflow:hidden;padding:0px 3px 0px 3px;vertical-align:bottom;text-align:center;">5.17</td> <td data-sheets-numberformat='{"1":2,"2":"0","3":1}' data-sheets-value='{"1":3,"3":49}' style="overflow:hidden;padding:0px 3px 0px 3px;vertical-align:bottom;text-align:center;">49</td> <td data-sheets-numberformat='{"1":2,"2":"0","3":1}' data-sheets-value='{"1":3,"3":59}' style="overflow:hidden;padding:0px 3px 0px 3px;vertical-align:bottom;text-align:center;">59</td> <td data-sheets-numberformat='{"1":2,"2":"0","3":1}' data-sheets-value='{"1":2,"2":"-"}' style="border-right:1px solid #000000;overflow:hidden;padding:0px 3px 0px 3px;vertical-align:bottom;text-align:center;">-</td> </tr> <tr style="height:20px;"> <td data-sheets-value='{"1":2,"2":"Heatstop PC"}' style="border-left:1px solid #000000;overflow:hidden;padding:0px 3px 0px 3px;vertical-align:bottom;font-weight:bold;">Heatstop PC</td> <td data-sheets-value='{"1":2,"2":"Double-walled"}' style="overflow:hidden;padding:0px 3px 0px 3px;vertical-align:bottom;font-weight:bold;">Double-walled</td> <td data-sheets-value='{"1":2,"2":"Clear (T/H)"}' style="border-right:1px solid #000000;overflow:hidden;padding:0px 3px 0px 3px;vertical-align:bottom;font-weight:bold;">Clear (T/H)</td> <td data-sheets-numberformat='{"1":2,"2":"0.00","3":1}' data-sheets-value='{"1":3,"3":2.9}' style="overflow:hidden;padding:0px 3px 0px 3px;vertical-align:bottom;text-align:center;">2.90</td> <td data-sheets-numberformat='{"1":2,"2":"0","3":1}' data-sheets-value='{"1":3,"3":44}' style="overflow:hidden;padding:0px 3px 0px 3px;vertical-align:bottom;text-align:center;">44</td> <td data-sheets-numberformat='{"1":2,"2":"0","3":1}' data-sheets-value='{"1":3,"3":51}' style="overflow:hidden;padding:0px 3px 0px 3px;vertical-align:bottom;text-align:center;">51</td> <td data-sheets-numberformat='{"1":2,"2":"0","3":1}' data-sheets-value='{"1":3,"3":20}' style="border-right:1px solid #000000;overflow:hidden;padding:0px 3px 0px 3px;vertical-align:bottom;text-align:center;">20</td> </tr> <tr style="height:20px;"> <td style="border-left:1px solid #000000;overflow:hidden;padding:0px 3px 0px 3px;vertical-align:bottom;font-weight:bold;"></td> <td data-sheets-value='{"1":2,"2":"Double-walled"}' style="overflow:hidden;padding:0px 3px 0px 3px;vertical-align:bottom;font-weight:bold;">Double-walled</td> <td data-sheets-value='{"1":2,"2":"Opal (T/O)"}' style="border-right:1px solid #000000;overflow:hidden;padding:0px 3px 0px 3px;vertical-align:bottom;font-weight:bold;">Opal (T/O)</td> <td data-sheets-numberformat='{"1":2,"2":"0.00","3":1}' data-sheets-value='{"1":3,"3":2.9}' style="overflow:hidden;padding:0px 3px 0px 3px;vertical-align:bottom;text-align:center;">2.90</td> <td data-sheets-numberformat='{"1":2,"2":"0","3":1}' data-sheets-value='{"1":3,"3":41}' style="overflow:hidden;padding:0px 3px 0px 3px;vertical-align:bottom;text-align:center;">41</td> <td data-sheets-numberformat='{"1":2,"2":"0","3":1}' data-sheets-value='{"1":3,"3":45}' style="overflow:hidden;padding:0px 3px 0px 3px;vertical-align:bottom;text-align:center;">45</td> <td data-sheets-numberformat='{"1":2,"2":"0","3":1}' data-sheets-value='{"1":3,"3":20}' style="border-right:1px solid #000000;overflow:hidden;padding:0px 3px 0px 3px;vertical-align:bottom;text-align:center;">20</td> </tr> <tr style="height:20px;"> <td style="border-left:1px solid #000000;overflow:hidden;padding:0px 3px 0px 3px;vertical-align:bottom;font-weight:bold;"></td> <td data-sheets-value='{"1":2,"2":"Triple-walled"}' style="overflow:hidden; | skylux-160-ce-met-koepel-en-metaalopstand-met-lm-motor-1000-x-1000-mm | 8585988047181 | 46872262803789
Smoke and heat exhaust (SHEV) | SHE system | Skylux | Skylux 160° CE with skylight and metal curb with LM-actuator 1000 x 1300 mm |  | 26696 | 5412970266969 | 3350.5 | Yes | 30-45 | 73.7 | 1000 x 1300 mm | 1300 | 1000 |  | metal curb M30 (30 cm high) | Rectangular | 5.17 W/m²K - 1.28 W/m²K | 87% - 32% | 90% - 32% | 20dB - 23dB | 160° CE (for industry) | skylight | without spoiler | E | Single actuator | Maximum four-walled skylight possible for this product | Ut-value LT-value g-value Rw-value EN 1873 : 2014 EN ISO 13468 EN 16153 EN 410 EN 410 EN ISO 140-3 Material Walls Shells (W/m²K) (%) (%) (dB) Acrylic Single-walled Clear (H) 5.17 90 87 - PMMA Single-walled Opal (O) 5.17 83 76 - Double-walled Clear (H/H) 2.90 81 75 20 Double-walled Opal (O/O) 2.90 69 58 20 Triple-walled Clear (H/H/H) 1.70 73 65 22 Triple-walled Opal (O/H/O) 1.70 62 51 22 Four-walled Clear (H/H/H/H) 1.28 64 54 23 Four-walled Opal (H/H/O/H) 1.28 59 48 23 Polycarbonate Single-walled Clear (A) 5.17 88 83 - PC Single-walled Opal (D) 5.17 58 60 - Double-walled Clear (A/H) 2.90 79 72 20 Double-walled Clear (A/A) 2.90 77 69 20 Double-walled Opal (A/O) 2.90 73 63 20 Double-walled Opal (A/D) 2.90 51 50 20 Triple-walled Clear (A/H/H) 1.70 71 63 22 Triple-walled Opal (A/O/O) 1.70 61 48 22 Four-walled Clear (A/H/H/H) 1.28 64 52 23 Four-walled Opal (A/H/O/H) 1.28 59 46 23 Polycarbonate Single-walled Heatstop Opal (T) 5.17 49 59 - Heatstop PC Double-walled Clear (T/H) 2.90 44 51 20 Double-walled Opal (T/O) 2.90 41 45 20 Triple-walled Clear (T/H/H) 1.70 40 <td data-sheets-numberformat='{"1":2,"2":"0","3":1}' data-sheets-value='{"1":3,"3":44}' style="overflow:hidden;paddin | https://skylux.eu/en/products/skylux-160-ce-met-koepel-en-metaalopstand-met-lm-motor-1000-x-1300-mm | https://skylux.eu/cdn/shop/files/Skylux-160deg-CE-met-koepel-en-metaalopstand-met-LM-motor-1000-x-1300-mm-RWA-systeem.jpg?v=1702976533&width=1600 | https://skylux.eu/cdn/shop/files/e5a82811-1bb0-48e4-a776-cacb59c7c092_92b5246c-6e48-4936-af0e-3feba82f77a3.jpg?v=1688550157&width=1600 | //skylux.eu/cdn/shop/files/E_MH_Mounting_instructions_Skylux_160_CE_LM.pdf?v=12406716259046007223 | //skylux.eu/cdn/shop/files/E_TD_Technical_File_Skylux_Skylux_160_CE_Electric.pdf?v=3667116872303399239 | <style type="text/css" id="isPasted"> <!--td { border: 1px solid #cccccc; } br { mso-data-placement: same-cell; } --> </style> <table border="1" cellpadding="0" cellspacing="0" dir="ltr" style="table-layout:fixed;font-size:10pt;font-family:Arial;border-collapse:collapse;border:none;"><tbody> <tr style="height:20px;"> <td style="overflow:hidden;padding:0px 3px 0px 3px;vertical-align:bottom;"></td> <td style="overflow:hidden;padding:0px 3px 0px 3px;vertical-align:bottom;"></td> <td style="overflow:hidden;padding:0px 3px 0px 3px;vertical-align:bottom;"></td> <td data-sheets-value='{"1":2,"2":"Ut-value"}' style="overflow:hidden;padding:0px 3px 0px 3px;vertical-align:bottom;font-weight:bold;text-align:center;">Ut-value</td> <td data-sheets-value='{"1":2,"2":"LT-value"}' style="overflow:hidden;padding:0px 3px 0px 3px;vertical-align:bottom;font-weight:bold;text-align:center;">LT-value</td> <td data-sheets-value='{"1":2,"2":"g-value"}' style="overflow:hidden;padding:0px 3px 0px 3px;vertical-align:bottom;font-weight:bold;text-align:center;">g-value</td> <td data-sheets-value='{"1":2,"2":"Rw-value "}' style="overflow:hidden;padding:0px 3px 0px 3px;vertical-align:bottom;font-weight:bold;text-align:center;">Rw-value </td> </tr> <tr style="height:20px;"> <td style="overflow:hidden;padding:0px 3px 0px 3px;vertical-align:bottom;"></td> <td style="overflow:hidden;padding:0px 3px 0px 3px;vertical-align:bottom;"></td> <td style="overflow:hidden;padding:0px 3px 0px 3px;vertical-align:bottom;"></td> <td data-sheets-numberformat='{"1":2,"2":"0.00","3":1}' data-sheets-value='{"1":2,"2":"EN 1873 : 2014"}' style="overflow:hidden;padding:0px 3px 0px 3px;vertical-align:bottom;text-align:center;">EN 1873 : 2014</td> <td data-sheets-numberformat='{"1":2,"2":"0","3":1}' data-sheets-value='{"1":2,"2":"EN ISO 13468 EN 16153 EN 410"}' style="overflow:hidden;padding:0px 3px 0px 3px;vertical-align:bottom;text-align:center;">EN ISO 13468 EN 16153 EN 410</td> <td data-sheets-numberformat='{"1":2,"2":"0","3":1}' data-sheets-value='{"1":2,"2":"EN 410"}' style="overflow:hidden;padding:0px 3px 0px 3px;vertical-align:bottom;text-align:center;">EN 410</td> <td data-sheets-value='{"1":2,"2":"EN ISO 140-3\t\t"}' style="overflow:hidden;padding:0px 3px 0px 3px;vertical-align:bottom;text-align:center;">EN ISO 140-3 </td> </tr> <tr style="height:20px;"> <td data-sheets-value='{"1":2,"2":"Material"}' style="border-bottom:1px solid #000000;overflow:hidden;padding:0px 3px 0px 3px;vertical-align:bottom;background-color:#000000;font-weight:bold;color:#ffffff;">Material</td> <td data-sheets-value='{"1":2,"2":"Walls"}' style="border-bottom:1px solid #000000;overflow:hidden;padding:0px 3px 0px 3px;vertical-align:bottom;background-color:#000000;font-weight:bold;color:#ffffff;">Walls</td> <td data-sheets-value='{"1":2,"2":"Shells"}' style="border-bottom:1px solid #000000;overflow:hidden;padding:0px 3px 0px 3px;vertical-align:bottom;background-color:#000000;font-weight:bold;color:#ffffff;">Shells</td> <td data-sheets-numberformat='{"1":2,"2":"0.00","3":1}' data-sheets-value='{"1":2,"2":"(W/m²K)\t"}' style="border-bottom:1px solid #000000;overflow:hidden;padding:0px 3px 0px 3px;vertical-align:bottom;background-color:#000000;font-weight:bold;color:#ffffff;text-align:center;">(W/m²K) </td> <td data-sheets-numberformat='{"1":2,"2":"0","3":1}' data-sheets-value='{"1":2,"2":"(%)"}' style="border-bottom:1px solid #000000;overflow:hidden;padding:0px 3px 0px 3px;vertical-align:bottom;background-color:#000000;font-weight:bold;color:#ffffff;text-align:center;">(%)</td> <td data-sheets-numberformat='{"1":2,"2":"0","3":1}' data-sheets-value='{"1":2,"2":"(%)"}' style="border-bottom:1px solid #000000;overflow:hidden;padding:0px 3px 0px 3px;vertical-align:bottom;background-color:#000000;font-weight:bold;color:#ffffff;text-align:center;">(%)</td> <td data-sheets-value='{"1":2,"2":"(dB)"}' style="border-bottom:1px solid #000000;overflow:hidden;padding:0px 3px 0px 3px;vertical-align:bottom;background-color:#000000;font-weight:bold;color:#ffffff;text-align:center;">(dB)</td> </tr> <tr style="height:20px;"> <td data-sheets-value='{"1":2,"2":"Acrylic"}' style="border-left:1px solid #000000;overflow:hidden;padding:0px 3px 0px 3px;vertical-align:bottom;font-weight:bold;">Acrylic</td> <td data-sheets-value='{"1":2,"2":"Single-walled"}' style="overflow:hidden;padding:0px 3px 0px 3px;vertical-align:bottom;font-weight:bold;">Single-walled</td> <td data-sheets-value='{"1":2,"2":"Clear (H)"}' style="border-right:1px solid #000000;overflow:hidden;padding:0px 3px 0px 3px;vertical-align:bottom;font-weight:bold;">Clear (H)</td> <td data-sheets-numberformat='{"1":2,"2":"0.00","3":1}' data-sheets-value='{"1":3,"3":5.17}' style="overflow:hidden;padding:0px 3px 0px 3px;vertical-align:bottom;text-align:center;">5.17</td> <td data-sheets-numberformat='{"1":2,"2":"0","3":1}' data-sheets-value='{"1":3,"3":90}' style="overflow:hidden;padding:0px 3px 0px 3px;vertical-align:bottom;text-align:center;">90</td> <td data-sheets-numberformat='{"1":2,"2":"0","3":1}' data-sheets-value='{"1":3,"3":87}' style="overflow:hidden;padding:0px 3px 0px 3px;vertical-align:bottom;text-align:center;">87</td> <td data-sheets-numberformat='{"1":2,"2":"0","3":1}' data-sheets-value='{"1":2,"2":"-"}' style="border-right:1px solid #000000;overflow:hidden;padding:0px 3px 0px 3px;vertical-align:bottom;text-align:center;">-</td> </tr> <tr style="height:20px;"> <td data-sheets-value='{"1":2,"2":"PMMA"}' style="border-left:1px solid #000000;overflow:hidden;padding:0px 3px 0px 3px;vertical-align:bottom;font-weight:bold;">PMMA</td> <td data-sheets-value='{"1":2,"2":"Single-walled"}' style="overflow:hidden;padding:0px 3px 0px 3px;vertical-align:bottom;font-weight:bold;">Single-walled</td> <td data-sheets-value='{"1":2,"2":"Opal (O)"}' style="border-right:1px solid #000000;overflow:hidden;padding:0px 3px 0px 3px;vertical-align:bottom;font-weight:bold;">Opal (O)</td> <td data-sheets-numberformat='{"1":2,"2":"0.00","3":1}' data-sheets-value='{"1":3,"3":5.17}' style="overflow:hidden;padding:0px 3px 0px 3px;vertical-align:bottom;text-align:center;">5.17</td> <td data-sheets-numberformat='{"1":2,"2":"0","3":1}' data-sheets-value='{"1":3,"3":83}' style="overflow:hidden;padding:0px 3px 0px 3px;vertical-align:bottom;text-align:center;">83</td> <td data-sheets-numberformat='{"1":2,"2":"0","3":1}' data-sheets-value='{"1":3,"3":76}' style="overflow:hidden;padding:0px 3px 0px 3px;vertical-align:bottom;text-align:center;">76</td> <td data-sheets-numberformat='{"1":2,"2":"0","3":1}' data-sheets-value='{"1":2,"2":"-"}' style="border-right:1px solid #000000;overflow:hidden;padding:0px 3px 0px 3px;vertical-align:bottom;text-align:center;">-</td> </tr> <tr style="height:20px;"> <td style="border-left:1px solid #000000;overflow:hidden;padding:0px 3px 0px 3px;vertical-align:bottom;font-weight:bold;"></td> <td data-sheets-value='{"1":2,"2":"Double-walled"}' style="overflow:hidden;padding:0px 3px 0px 3px;vertical-align:bottom;font-weight:bold;">Double-walled</td> <td data-sheets-value='{"1":2,"2":"Clear (H/H)"}' style="border-right:1px solid #000000;overflow:hidden;padding:0px 3px 0px 3px;vertical-align:bottom;font-weight:bold;">Clear (H/H)</td> <td data-sheets-numberformat='{"1":2,"2":"0.00","3":1}' data-sheets-value='{"1":3,"3":2.9}' style="overflow:hidden;padding:0px 3px 0px 3px;vertical-align:bottom;text-align:center;">2.90</td> <td data-sheets-numberformat='{"1":2,"2":"0","3":1}' data-sheets-value='{"1":3,"3":81}' style="overflow:hidden;padding:0px 3px 0px 3px;vertical-align:bottom;text-align:center;">81</td> <td data-sheets-numberformat='{"1":2,"2":"0","3":1}' data-sheets-value='{"1":3,"3":75}' style="overflow:hidden;padding:0px 3px 0px 3px;vertical-align:bottom;text-align:center;">75</td> <td data-sheets-numberformat='{"1":2,"2":"0","3":1}' data-sheets-value='{"1":3,"3":20}' style="border-right:1px solid #000000;overflow:hidden;padding:0px 3px 0px 3px;vertical-align:bottom;text-align:center;">20</td> </tr> <tr style="height:20px;"> <td style="border-left:1px solid #000000;overflow:hidden;padding:0px 3px 0px 3px;vertical-align:bottom;font-weight:bold;"></td> <td data-sheets-value='{"1":2,"2":"Double-walled"}' style="overflow:hidden;padding:0px 3px 0px 3px;vertical-align:bottom;font-weight:bold;">Double-walled</td> <td data-sheets-value='{"1":2,"2":"Opal (O/O)"}' style="border-right:1px solid #000000;overflow:hidden;padding:0px 3px 0px 3px;vertical-align:bottom;font-weight:bold;">Opal (O/O)</td> <td data-sheets-numberformat='{"1":2,"2":"0.00","3":1}' data-sheets-value='{"1":3,"3":2.9}' style="overflow:hidden;padding:0px 3px 0px 3px;vertical-align:bottom;text-align:center;">2.90</td> <td data-sheets-numberformat='{"1":2,"2":"0","3":1}' data-sheets-value='{"1":3,"3":69}' style="overflow:hidden;padding:0px 3px 0px 3px;vertical-align:bottom;text-align:center;">69</td> <td data-sheets-numberformat='{"1":2,"2":"0","3":1}' data-sheets-value='{"1":3,"3":58}' style="overflow:hidden;padding:0px 3px 0px 3px;vertical-align:bottom;text-align:center;">58</td> <td data-sheets-numberformat='{"1":2,"2":"0","3":1}' data-sheets-value='{"1":3,"3":20}' style="border-right:1px solid #000000;overflow:hidden;padding:0px 3px 0px 3px;vertical-align:bottom;text-align:center;">20</td> </tr> <tr style="height:20px;"> <td style="border-left:1px solid #000000;overflow:hidden;padding:0px 3px 0px 3px;vertical-align:bottom;font-weight:bold;"></td> <td data-sheets-value='{"1":2,"2":"Triple-walled"}' style="overflow:hidden;padding:0px 3px 0px 3px;vertical-align:bottom;font-weight:bold;">Triple-walled</td> <td data-sheets-value='{"1":2,"2":"Clear (H/H/H)"}' style="border-right:1px solid #000000;overflow:hidden;padding:0px 3px 0px 3px;vertical-align:bottom;font-weight:bold;">Clear (H/H/H)</td> <td data-sheets-numberformat='{"1":2,"2":"0.00","3":1}' data-sheets-value='{"1":3,"3":1.7}' style="overflow:hidden;padding:0px 3px 0px 3px;vertical-align:bottom;text-align:center;">1.70</td> <td data-sheets-numberformat='{"1":2,"2":"0","3":1}' data-sheets-value='{"1":3,"3":73}' style="overflow:hidden;padding:0px 3px 0px 3px;vertical-align:bottom;text-align:center;">73</td> <td data-sheets-numberformat='{"1":2,"2":"0","3":1}' data-sheets-value='{"1":3,"3":65}' style="overflow:hidden;padding:0px 3px 0px 3px;vertical-align:bottom;text-align:center;">65</td> <td data-sheets-numberformat='{"1":2,"2":"0","3":1}' data-sheets-value='{"1":3,"3":22}' style="border-right:1px solid #000000;overflow:hidden;padding:0px 3px 0px 3px;vertical-align:bottom;text-align:center;">22</td> </tr> <tr style="height:20px;"> <td style="border-left:1px solid #000000;overflow:hidden;padding:0px 3px 0px 3px;vertical-align:bottom;font-weight:bold;"></td> <td data-sheets-value='{"1":2,"2":"Triple-walled"}' style="overflow:hidden;padding:0px 3px 0px 3px;vertical-align:bottom;font-weight:bold;">Triple-walled</td> <td data-sheets-value='{"1":2,"2":"Opal (O/H/O)"}' style="border-right:1px solid #000000;overflow:hidden;padding:0px 3px 0px 3px;vertical-align:bottom;font-weight:bold;">Opal (O/H/O)</td> <td data-sheets-numberformat='{"1":2,"2":"0.00","3":1}' data-sheets-value='{"1":3,"3":1.7}' style="overflow:hidden;padding:0px 3px 0px 3px;vertical-align:bottom;text-align:center;">1.70</td> <td data-sheets-numberformat='{"1":2,"2":"0","3":1}' data-sheets-value='{"1":3,"3":62}' style="overflow:hidden;padding:0px 3px 0px 3px;vertical-align:bottom;text-align:center;">62</td> <td data-sheets-numberformat='{"1":2,"2":"0","3":1}' data-sheets-value='{"1":3,"3":51}' style="overflow:hidden;padding:0px 3px 0px 3px;vertical-align:bottom;text-align:center;">51</td> <td data-sheets-numberformat='{"1":2,"2":"0","3":1}' data-sheets-value='{"1":3,"3":22}' style="border-right:1px solid #000000;overflow:hidden;padding:0px 3px 0px 3px;vertical-align:bottom;text-align:center;">22</td> </tr> <tr style="height:20px;"> <td style="border-left:1px solid #000000;overflow:hidden;padding:0px 3px 0px 3px;vertical-align:bottom;font-weight:bold;"></td> <td data-sheets-value='{"1":2,"2":"Four-walled"}' style="overflow:hidden;padding:0px 3px 0px 3px;vertical-align:bottom;font-weight:bold;">Four-walled</td> <td data-sheets-value='{"1":2,"2":"Clear (H/H/H/H)"}' style="border-right:1px solid #000000;overflow:hidden;padding:0px 3px 0px 3px;vertical-align:bottom;font-weight:bold;">Clear (H/H/H/H)</td> <td data-sheets-numberformat='{"1":2,"2":"0.00","3":1}' data-sheets-value='{"1":3,"3":1.28}' style="overflow:hidden;padding:0px 3px 0px 3px;vertical-align:bottom;text-align:center;">1.28</td> <td data-sheets-numberformat='{"1":2,"2":"0","3":1}' data-sheets-value='{"1":3,"3":64}' style="overflow:hidden;padding:0px 3px 0px 3px;vertical-align:bottom;text-align:center;">64</td> <td data-sheets-numberformat='{"1":2,"2":"0","3":1}' data-sheets-value='{"1":3,"3":54}' style="overflow:hidden;padding:0px 3px 0px 3px;vertical-align:bottom;text-align:center;">54</td> <td data-sheets-numberformat='{"1":2,"2":"0","3":1}' data-sheets-value='{"1":3,"3":23}' style="border-right:1px solid #000000;overflow:hidden;padding:0px 3px 0px 3px;vertical-align:bottom;text-align:center;">23</td> </tr> <tr style="height:20px;"> <td style="border-bottom:1px solid #000000;border-left:1px solid #000000;overflow:hidden;padding:0px 3px 0px 3px;vertical-align:bottom;"></td> <td data-sheets-value='{"1":2,"2":"Four-walled"}' style="border-bottom:1px solid #000000;overflow:hidden;padding:0px 3px 0px 3px;vertical-align:bottom;font-weight:bold;">Four-walled</td> <td data-sheets-value='{"1":2,"2":"Opal (H/H/O/H)"}' style="border-right:1px solid #000000;border-bottom:1px solid #000000;overflow:hidden;padding:0px 3px 0px 3px;vertical-align:bottom;font-weight:bold;">Opal (H/H/O/H)</td> <td data-sheets-numberformat='{"1":2,"2":"0.00","3":1}' data-sheets-value='{"1":3,"3":1.28}' style="border-bottom:1px solid #000000;overflow:hidden;padding:0px 3px 0px 3px;vertical-align:bottom;text-align:center;">1.28</td> <td data-sheets-numberformat='{"1":2,"2":"0","3":1}' data-sheets-value='{"1":3,"3":59}' style="border-bottom:1px solid #000000;overflow:hidden;padding:0px 3px 0px 3px;vertical-align:bottom;text-align:center;">59</td> <td data-sheets-numberformat='{"1":2,"2":"0","3":1}' data-sheets-value='{"1":3,"3":48}' style="border-bottom:1px solid #000000;overflow:hidden;padding:0px 3px 0px 3px;vertical-align:bottom;text-align:center;">48</td> <td data-sheets-numberformat='{"1":2,"2":"0","3":1}' data-sheets-value='{"1":3,"3":23}' style="border-right:1px solid #000000;border-bottom:1px solid #000000;overflow:hidden;padding:0px 3px 0px 3px;vertical-align:bottom;text-align:center;">23</td> </tr> <tr style="height:20px;"> <td data-sheets-value='{"1":2,"2":"Polycarbonate "}' style="border-left:1px solid #000000;overflow:hidden;padding:0px 3px 0px 3px;vertical-align:bottom;font-weight:bold;">Polycarbonate </td> <td data-sheets-value='{"1":2,"2":"Single-walled"}' style="overflow:hidden;padding:0px 3px 0px 3px;vertical-align:bottom;font-weight:bold;">Single-walled</td> <td data-sheets-value='{"1":2,"2":"Clear (A)"}' style="border-right:1px solid #000000;overflow:hidden;padding:0px 3px 0px 3px;vertical-align:bottom;font-weight:bold;">Clear (A)</td> <td data-sheets-numberformat='{"1":2,"2":"0.00","3":1}' data-sheets-value='{"1":3,"3":5.17}' style="overflow:hidden;padding:0px 3px 0px 3px;vertical-align:bottom;text-align:center;">5.17</td> <td data-sheets-numberformat='{"1":2,"2":"0","3":1}' data-sheets-value='{"1":3,"3":88}' style="overflow:hidden;padding:0px 3px 0px 3px;vertical-align:bottom;text-align:center;">88</td> <td data-sheets-numberformat='{"1":2,"2":"0","3":1}' data-sheets-value='{"1":3,"3":83}' style="overflow:hidden;padding:0px 3px 0px 3px;vertical-align:bottom;text-align:center;">83</td> <td data-sheets-numberformat='{"1":2,"2":"0","3":1}' data-sheets-value='{"1":2,"2":"-"}' style="border-right:1px solid #000000;overflow:hidden;padding:0px 3px 0px 3px;vertical-align:bottom;text-align:center;">-</td> </tr> <tr style="height:20px;"> <td data-sheets-value='{"1":2,"2":"PC"}' style="border-left:1px solid #000000;overflow:hidden;padding:0px 3px 0px 3px;vertical-align:bottom;font-weight:bold;">PC</td> <td data-sheets-value='{"1":2,"2":"Single-walled"}' style="overflow:hidden;padding:0px 3px 0px 3px;vertical-align:bottom;font-weight:bold;">Single-walled</td> <td data-sheets-value='{"1":2,"2":"Opal (D)"}' style="border-right:1px solid #000000;overflow:hidden;padding:0px 3px 0px 3px;vertical-align:bottom;font-weight:bold;">Opal (D)</td> <td data-sheets-numberformat='{"1":2,"2":"0.00","3":1}' data-sheets-value='{"1":3,"3":5.17}' style="overflow:hidden;padding:0px 3px 0px 3px;vertical-align:bottom;text-align:center;">5.17</td> <td data-sheets-numberformat='{"1":2,"2":"0","3":1}' data-sheets-value='{"1":3,"3":58}' style="overflow:hidden;padding:0px 3px 0px 3px;vertical-align:bottom;text-align:center;">58</td> <td data-sheets-numberformat='{"1":2,"2":"0","3":1}' data-sheets-value='{"1":3,"3":60}' style="overflow:hidden;padding:0px 3px 0px 3px;vertical-align:bottom;text-align:center;">60</td> <td data-sheets-numberformat='{"1":2,"2":"0","3":1}' data-sheets-value='{"1":2,"2":"-"}' style="border-right:1px solid #000000;overflow:hidden;padding:0px 3px 0px 3px;vertical-align:bottom;text-align:center;">-</td> </tr> <tr style="height:20px;"> <td style="border-left:1px solid #000000;overflow:hidden;padding:0px 3px 0px 3px;vertical-align:bottom;font-weight:bold;"></td> <td data-sheets-value='{"1":2,"2":"Double-walled"}' style="overflow:hidden;padding:0px 3px 0px 3px;vertical-align:bottom;font-weight:bold;">Double-walled</td> <td data-sheets-value='{"1":2,"2":"Clear (A/H)"}' style="border-right:1px solid #000000;overflow:hidden;padding:0px 3px 0px 3px;vertical-align:bottom;font-weight:bold;">Clear (A/H)</td> <td data-sheets-numberformat='{"1":2,"2":"0.00","3":1}' data-sheets-value='{"1":3,"3":2.9}' style="overflow:hidden;padding:0px 3px 0px 3px;vertical-align:bottom;text-align:center;">2.90</td> <td data-sheets-numberformat='{"1":2,"2":"0","3":1}' data-sheets-value='{"1":3,"3":79}' style="overflow:hidden;padding:0px 3px 0px 3px;vertical-align:bottom;text-align:center;">79</td> <td data-sheets-numberformat='{"1":2,"2":"0","3":1}' data-sheets-value='{"1":3,"3":72}' style="overflow:hidden;padding:0px 3px 0px 3px;vertical-align:bottom;text-align:center;">72</td> <td data-sheets-numberformat='{"1":2,"2":"0","3":1}' data-sheets-value='{"1":3,"3":20}' style="border-right:1px solid #000000;overflow:hidden;padding:0px 3px 0px 3px;vertical-align:bottom;text-align:center;">20</td> </tr> <tr style="height:20px;"> <td style="border-left:1px solid #000000;overflow:hidden;padding:0px 3px 0px 3px;vertical-align:bottom;font-weight:bold;"></td> <td data-sheets-value='{"1":2,"2":"Double-walled"}' style="overflow:hidden;padding:0px 3px 0px 3px;vertical-align:bottom;font-weight:bold;">Double-walled</td> <td data-sheets-value='{"1":2,"2":"Clear (A/A)"}' style="border-right:1px solid #000000;overflow:hidden;padding:0px 3px 0px 3px;vertical-align:bottom;font-weight:bold;">Clear (A/A)</td> <td data-sheets-numberformat='{"1":2,"2":"0.00","3":1}' data-sheets-value='{"1":3,"3":2.9}' style="overflow:hidden;padding:0px 3px 0px 3px;vertical-align:bottom;text-align:center;">2.90</td> <td data-sheets-numberformat='{"1":2,"2":"0","3":1}' data-sheets-value='{"1":3,"3":77}' style="overflow:hidden;padding:0px 3px 0px 3px;vertical-align:bottom;text-align:center;">77</td> <td data-sheets-numberformat='{"1":2,"2":"0","3":1}' data-sheets-value='{"1":3,"3":69}' style="overflow:hidden;padding:0px 3px 0px 3px;vertical-align:bottom;text-align:center;">69</td> <td data-sheets-numberformat='{"1":2,"2":"0","3":1}' data-sheets-value='{"1":3,"3":20}' style="border-right:1px solid #000000;overflow:hidden;padding:0px 3px 0px 3px;vertical-align:bottom;text-align:center;">20</td> </tr> <tr style="height:20px;"> <td style="border-left:1px solid #000000;overflow:hidden;padding:0px 3px 0px 3px;vertical-align:bottom;font-weight:bold;"></td> <td data-sheets-value='{"1":2,"2":"Double-walled"}' style="overflow:hidden;padding:0px 3px 0px 3px;vertical-align:bottom;font-weight:bold;">Double-walled</td> <td data-sheets-value='{"1":2,"2":"Opal (A/O)"}' style="border-right:1px solid #000000;overflow:hidden;padding:0px 3px 0px 3px;vertical-align:bottom;font-weight:bold;">Opal (A/O)</td> <td data-sheets-numberformat='{"1":2,"2":"0.00","3":1}' data-sheets-value='{"1":3,"3":2.9}' style="overflow:hidden;padding:0px 3px 0px 3px;vertical-align:bottom;text-align:center;">2.90</td> <td data-sheets-numberformat='{"1":2,"2":"0","3":1}' data-sheets-value='{"1":3,"3":73}' style="overflow:hidden;padding:0px 3px 0px 3px;vertical-align:bottom;text-align:center;">73</td> <td data-sheets-numberformat='{"1":2,"2":"0","3":1}' data-sheets-value='{"1":3,"3":63}' style="overflow:hidden;padding:0px 3px 0px 3px;vertical-align:bottom;text-align:center;">63</td> <td data-sheets-numberformat='{"1":2,"2":"0","3":1}' data-sheets-value='{"1":3,"3":20}' style="border-right:1px solid #000000;overflow:hidden;padding:0px 3px 0px 3px;vertical-align:bottom;text-align:center;">20</td> </tr> <tr style="height:20px;"> <td style="border-left:1px solid #000000;overflow:hidden;padding:0px 3px 0px 3px;vertical-align:bottom;font-weight:bold;"></td> <td data-sheets-value='{"1":2,"2":"Double-walled"}' style="overflow:hidden;padding:0px 3px 0px 3px;vertical-align:bottom;font-weight:bold;">Double-walled</td> <td data-sheets-value='{"1":2,"2":"Opal (A/D)"}' style="border-right:1px solid #000000;overflow:hidden;padding:0px 3px 0px 3px;vertical-align:bottom;font-weight:bold;">Opal (A/D)</td> <td data-sheets-numberformat='{"1":2,"2":"0.00","3":1}' data-sheets-value='{"1":3,"3":2.9}' style="overflow:hidden;padding:0px 3px 0px 3px;vertical-align:bottom;text-align:center;">2.90</td> <td data-sheets-numberformat='{"1":2,"2":"0","3":1}' data-sheets-value='{"1":3,"3":51}' style="overflow:hidden;padding:0px 3px 0px 3px;vertical-align:bottom;text-align:center;">51</td> <td data-sheets-numberformat='{"1":2,"2":"0","3":1}' data-sheets-value='{"1":3,"3":50}' style="overflow:hidden;padding:0px 3px 0px 3px;vertical-align:bottom;text-align:center;">50</td> <td data-sheets-numberformat='{"1":2,"2":"0","3":1}' data-sheets-value='{"1":3,"3":20}' style="border-right:1px solid #000000;overflow:hidden;padding:0px 3px 0px 3px;vertical-align:bottom;text-align:center;">20</td> </tr> <tr style="height:20px;"> <td style="border-left:1px solid #000000;overflow:hidden;padding:0px 3px 0px 3px;vertical-align:bottom;font-weight:bold;"></td> <td data-sheets-value='{"1":2,"2":"Triple-walled"}' style="overflow:hidden;padding:0px 3px 0px 3px;vertical-align:bottom;font-weight:bold;">Triple-walled</td> <td data-sheets-value='{"1":2,"2":"Clear (A/H/H)"}' style="border-right:1px solid #000000;overflow:hidden;padding:0px 3px 0px 3px;vertical-align:bottom;font-weight:bold;">Clear (A/H/H)</td> <td data-sheets-numberformat='{"1":2,"2":"0.00","3":1}' data-sheets-value='{"1":3,"3":1.7}' style="overflow:hidden;padding:0px 3px 0px 3px;vertical-align:bottom;text-align:center;">1.70</td> <td data-sheets-numberformat='{"1":2,"2":"0","3":1}' data-sheets-value='{"1":3,"3":71}' style="overflow:hidden;padding:0px 3px 0px 3px;vertical-align:bottom;text-align:center;">71</td> <td data-sheets-numberformat='{"1":2,"2":"0","3":1}' data-sheets-value='{"1":3,"3":63}' style="overflow:hidden;padding:0px 3px 0px 3px;vertical-align:bottom;text-align:center;">63</td> <td data-sheets-numberformat='{"1":2,"2":"0","3":1}' data-sheets-value='{"1":3,"3":22}' style="border-right:1px solid #000000;overflow:hidden;padding:0px 3px 0px 3px;vertical-align:bottom;text-align:center;">22</td> </tr> <tr style="height:20px;"> <td style="border-left:1px solid #000000;overflow:hidden;padding:0px 3px 0px 3px;vertical-align:bottom;font-weight:bold;"></td> <td data-sheets-value='{"1":2,"2":"Triple-walled"}' style="overflow:hidden;padding:0px 3px 0px 3px;vertical-align:bottom;font-weight:bold;">Triple-walled</td> <td data-sheets-value='{"1":2,"2":"Opal (A/O/O)"}' style="border-right:1px solid #000000;overflow:hidden;padding:0px 3px 0px 3px;vertical-align:bottom;font-weight:bold;">Opal (A/O/O)</td> <td data-sheets-numberformat='{"1":2,"2":"0.00","3":1}' data-sheets-value='{"1":3,"3":1.7}' style="overflow:hidden;padding:0px 3px 0px 3px;vertical-align:bottom;text-align:center;">1.70</td> <td data-sheets-numberformat='{"1":2,"2":"0","3":1}' data-sheets-value='{"1":3,"3":61}' style="overflow:hidden;padding:0px 3px 0px 3px;vertical-align:bottom;text-align:center;">61</td> <td data-sheets-numberformat='{"1":2,"2":"0","3":1}' data-sheets-value='{"1":3,"3":48}' style="overflow:hidden;padding:0px 3px 0px 3px;vertical-align:bottom;text-align:center;">48</td> <td data-sheets-numberformat='{"1":2,"2":"0","3":1}' data-sheets-value='{"1":3,"3":22}' style="border-right:1px solid #000000;overflow:hidden;padding:0px 3px 0px 3px;vertical-align:bottom;text-align:center;">22</td> </tr> <tr style="height:20px;"> <td style="border-left:1px solid #000000;overflow:hidden;padding:0px 3px 0px 3px;vertical-align:bottom;font-weight:bold;"></td> <td data-sheets-value='{"1":2,"2":"Four-walled"}' style="overflow:hidden;padding:0px 3px 0px 3px;vertical-align:bottom;font-weight:bold;">Four-walled</td> <td data-sheets-value='{"1":2,"2":"Clear (A/H/H/H)"}' style="border-right:1px solid #000000;overflow:hidden;padding:0px 3px 0px 3px;vertical-align:bottom;font-weight:bold;">Clear (A/H/H/H)</td> <td data-sheets-numberformat='{"1":2,"2":"0.00","3":1}' data-sheets-value='{"1":3,"3":1.28}' style="overflow:hidden;padding:0px 3px 0px 3px;vertical-align:bottom;text-align:center;">1.28</td> <td data-sheets-numberformat='{"1":2,"2":"0","3":1}' data-sheets-value='{"1":3,"3":64}' style="overflow:hidden;padding:0px 3px 0px 3px;vertical-align:bottom;text-align:center;">64</td> <td data-sheets-numberformat='{"1":2,"2":"0","3":1}' data-sheets-value='{"1":3,"3":52}' style="overflow:hidden;padding:0px 3px 0px 3px;vertical-align:bottom;text-align:center;">52</td> <td data-sheets-numberformat='{"1":2,"2":"0","3":1}' data-sheets-value='{"1":3,"3":23}' style="border-right:1px solid #000000;overflow:hidden;padding:0px 3px 0px 3px;vertical-align:bottom;text-align:center;">23</td> </tr> <tr style="height:20px;"> <td style="border-bottom:1px solid #000000;border-left:1px solid #000000;overflow:hidden;padding:0px 3px 0px 3px;vertical-align:bottom;"></td> <td data-sheets-value='{"1":2,"2":"Four-walled"}' style="border-bottom:1px solid #000000;overflow:hidden;padding:0px 3px 0px 3px;vertical-align:bottom;font-weight:bold;">Four-walled</td> <td data-sheets-value='{"1":2,"2":"Opal (A/H/O/H)"}' style="border-right:1px solid #000000;border-bottom:1px solid #000000;overflow:hidden;padding:0px 3px 0px 3px;vertical-align:bottom;font-weight:bold;">Opal (A/H/O/H)</td> <td data-sheets-numberformat='{"1":2,"2":"0.00","3":1}' data-sheets-value='{"1":3,"3":1.28}' style="border-bottom:1px solid #000000;overflow:hidden;padding:0px 3px 0px 3px;vertical-align:bottom;text-align:center;">1.28</td> <td data-sheets-numberformat='{"1":2,"2":"0","3":1}' data-sheets-value='{"1":3,"3":59}' style="border-bottom:1px solid #000000;overflow:hidden;padding:0px 3px 0px 3px;vertical-align:bottom;text-align:center;">59</td> <td data-sheets-numberformat='{"1":2,"2":"0","3":1}' data-sheets-value='{"1":3,"3":46}' style="border-bottom:1px solid #000000;overflow:hidden;padding:0px 3px 0px 3px;vertical-align:bottom;text-align:center;">46</td> <td data-sheets-numberformat='{"1":2,"2":"0","3":1}' data-sheets-value='{"1":3,"3":23}' style="border-right:1px solid #000000;border-bottom:1px solid #000000;overflow:hidden;padding:0px 3px 0px 3px;vertical-align:bottom;text-align:center;">23</td> </tr> <tr style="height:20px;"> <td data-sheets-value='{"1":2,"2":"Polycarbonate"}' style="border-left:1px solid #000000;overflow:hidden;padding:0px 3px 0px 3px;vertical-align:bottom;font-weight:bold;">Polycarbonate</td> <td data-sheets-value='{"1":2,"2":"Single-walled"}' style="overflow:hidden;padding:0px 3px 0px 3px;vertical-align:bottom;font-weight:bold;">Single-walled</td> <td data-sheets-value='{"1":2,"2":"Heatstop Opal (T)"}' style="border-right:1px solid #000000;overflow:hidden;padding:0px 3px 0px 3px;vertical-align:bottom;font-weight:bold;">Heatstop Opal (T)</td> <td data-sheets-numberformat='{"1":2,"2":"0.00","3":1}' data-sheets-value='{"1":3,"3":5.17}' style="overflow:hidden;padding:0px 3px 0px 3px;vertical-align:bottom;text-align:center;">5.17</td> <td data-sheets-numberformat='{"1":2,"2":"0","3":1}' data-sheets-value='{"1":3,"3":49}' style="overflow:hidden;padding:0px 3px 0px 3px;vertical-align:bottom;text-align:center;">49</td> <td data-sheets-numberformat='{"1":2,"2":"0","3":1}' data-sheets-value='{"1":3,"3":59}' style="overflow:hidden;padding:0px 3px 0px 3px;vertical-align:bottom;text-align:center;">59</td> <td data-sheets-numberformat='{"1":2,"2":"0","3":1}' data-sheets-value='{"1":2,"2":"-"}' style="border-right:1px solid #000000;overflow:hidden;padding:0px 3px 0px 3px;vertical-align:bottom;text-align:center;">-</td> </tr> <tr style="height:20px;"> <td data-sheets-value='{"1":2,"2":"Heatstop PC"}' style="border-left:1px solid #000000;overflow:hidden;padding:0px 3px 0px 3px;vertical-align:bottom;font-weight:bold;">Heatstop PC</td> <td data-sheets-value='{"1":2,"2":"Double-walled"}' style="overflow:hidden;padding:0px 3px 0px 3px;vertical-align:bottom;font-weight:bold;">Double-walled</td> <td data-sheets-value='{"1":2,"2":"Clear (T/H)"}' style="border-right:1px solid #000000;overflow:hidden;padding:0px 3px 0px 3px;vertical-align:bottom;font-weight:bold;">Clear (T/H)</td> <td data-sheets-numberformat='{"1":2,"2":"0.00","3":1}' data-sheets-value='{"1":3,"3":2.9}' style="overflow:hidden;padding:0px 3px 0px 3px;vertical-align:bottom;text-align:center;">2.90</td> <td data-sheets-numberformat='{"1":2,"2":"0","3":1}' data-sheets-value='{"1":3,"3":44}' style="overflow:hidden;padding:0px 3px 0px 3px;vertical-align:bottom;text-align:center;">44</td> <td data-sheets-numberformat='{"1":2,"2":"0","3":1}' data-sheets-value='{"1":3,"3":51}' style="overflow:hidden;padding:0px 3px 0px 3px;vertical-align:bottom;text-align:center;">51</td> <td data-sheets-numberformat='{"1":2,"2":"0","3":1}' data-sheets-value='{"1":3,"3":20}' style="border-right:1px solid #000000;overflow:hidden;padding:0px 3px 0px 3px;vertical-align:bottom;text-align:center;">20</td> </tr> <tr style="height:20px;"> <td style="border-left:1px solid #000000;overflow:hidden;padding:0px 3px 0px 3px;vertical-align:bottom;font-weight:bold;"></td> <td data-sheets-value='{"1":2,"2":"Double-walled"}' style="overflow:hidden;padding:0px 3px 0px 3px;vertical-align:bottom;font-weight:bold;">Double-walled</td> <td data-sheets-value='{"1":2,"2":"Opal (T/O)"}' style="border-right:1px solid #000000;overflow:hidden;padding:0px 3px 0px 3px;vertical-align:bottom;font-weight:bold;">Opal (T/O)</td> <td data-sheets-numberformat='{"1":2,"2":"0.00","3":1}' data-sheets-value='{"1":3,"3":2.9}' style="overflow:hidden;padding:0px 3px 0px 3px;vertical-align:bottom;text-align:center;">2.90</td> <td data-sheets-numberformat='{"1":2,"2":"0","3":1}' data-sheets-value='{"1":3,"3":41}' style="overflow:hidden;padding:0px 3px 0px 3px;vertical-align:bottom;text-align:center;">41</td> <td data-sheets-numberformat='{"1":2,"2":"0","3":1}' data-sheets-value='{"1":3,"3":45}' style="overflow:hidden;padding:0px 3px 0px 3px;vertical-align:bottom;text-align:center;">45</td> <td data-sheets-numberformat='{"1":2,"2":"0","3":1}' data-sheets-value='{"1":3,"3":20}' style="border-right:1px solid #000000;overflow:hidden;padding:0px 3px 0px 3px;vertical-align:bottom;text-align:center;">20</td> </tr> <tr style="height:20px;"> <td style="border-left:1px solid #000000;overflow:hidden;padding:0px 3px 0px 3px;vertical-align:bottom;font-weight:bold;"></td> <td data-sheets-value='{"1":2,"2":"Triple-walled"}' style="overflow:hidden; | skylux-160-ce-met-koepel-en-metaalopstand-met-lm-motor-1000-x-1300-mm | 8585988112717 | 46872262902093
Smoke and heat exhaust (SHEV) | SHE system | Skylux | Skylux 160° CE with skylight and metal curb with LM-actuator 1000 x 1500 mm |  | 26697 | 5412970266976 | 3484.8 | Yes | 30-45 | 77.3 | 1000 x 1500 mm | 1500 | 1000 |  | metal curb M30 (30 cm high) | Rectangular | 5.17 W/m²K - 1.28 W/m²K | 87% - 32% | 90% - 32% | 20dB - 23dB | 160° CE (for industry) | skylight | without spoiler | E | Single actuator | Maximum four-walled skylight possible for this product | Ut-value LT-value g-value Rw-value EN 1873 : 2014 EN ISO 13468 EN 16153 EN 410 EN 410 EN ISO 140-3 Material Walls Shells (W/m²K) (%) (%) (dB) Acrylic Single-walled Clear (H) 5.17 90 87 - PMMA Single-walled Opal (O) 5.17 83 76 - Double-walled Clear (H/H) 2.90 81 75 20 Double-walled Opal (O/O) 2.90 69 58 20 Triple-walled Clear (H/H/H) 1.70 73 65 22 Triple-walled Opal (O/H/O) 1.70 62 51 22 Four-walled Clear (H/H/H/H) 1.28 64 54 23 Four-walled Opal (H/H/O/H) 1.28 59 48 23 Polycarbonate Single-walled Clear (A) 5.17 88 83 - PC Single-walled Opal (D) 5.17 58 60 - Double-walled Clear (A/H) 2.90 79 72 20 Double-walled Clear (A/A) 2.90 77 69 20 Double-walled Opal (A/O) 2.90 73 63 20 Double-walled Opal (A/D) 2.90 51 50 20 Triple-walled Clear (A/H/H) 1.70 71 63 22 Triple-walled Opal (A/O/O) 1.70 61 48 22 Four-walled Clear (A/H/H/H) 1.28 64 52 23 Four-walled Opal (A/H/O/H) 1.28 59 46 23 Polycarbonate Single-walled Heatstop Opal (T) 5.17 49 59 - Heatstop PC Double-walled Clear (T/H) 2.90 44 51 20 Double-walled Opal (T/O) 2.90 41 45 20 Triple-walled Clear (T/H/H) 1.70 40 <td data-sheets-numberformat='{"1":2,"2":"0","3":1}' data-sheets-value='{"1":3,"3":44}' style="overflow:hidden;paddin | https://skylux.eu/en/products/skylux-160-ce-met-koepel-en-metaalopstand-met-lm-motor-1000-x-1500-mm | https://skylux.eu/cdn/shop/files/Skylux-160deg-CE-met-koepel-en-metaalopstand-met-LM-motor-1000-x-1500-mm-RWA-systeem.jpg?v=1702976539&width=1600 | https://skylux.eu/cdn/shop/files/e5a82811-1bb0-48e4-a776-cacb59c7c092_d68a3dee-80a9-417f-8d4b-dc053f66bd7e.jpg?v=1688550158&width=1600 | //skylux.eu/cdn/shop/files/E_MH_Mounting_instructions_Skylux_160_CE_LM.pdf?v=12406716259046007223 | //skylux.eu/cdn/shop/files/E_TD_Technical_File_Skylux_Skylux_160_CE_Electric.pdf?v=3667116872303399239 | <style type="text/css" id="isPasted"> <!--td { border: 1px solid #cccccc; } br { mso-data-placement: same-cell; } --> </style> <table border="1" cellpadding="0" cellspacing="0" dir="ltr" style="table-layout:fixed;font-size:10pt;font-family:Arial;border-collapse:collapse;border:none;"><tbody> <tr style="height:20px;"> <td style="overflow:hidden;padding:0px 3px 0px 3px;vertical-align:bottom;"></td> <td style="overflow:hidden;padding:0px 3px 0px 3px;vertical-align:bottom;"></td> <td style="overflow:hidden;padding:0px 3px 0px 3px;vertical-align:bottom;"></td> <td data-sheets-value='{"1":2,"2":"Ut-value"}' style="overflow:hidden;padding:0px 3px 0px 3px;vertical-align:bottom;font-weight:bold;text-align:center;">Ut-value</td> <td data-sheets-value='{"1":2,"2":"LT-value"}' style="overflow:hidden;padding:0px 3px 0px 3px;vertical-align:bottom;font-weight:bold;text-align:center;">LT-value</td> <td data-sheets-value='{"1":2,"2":"g-value"}' style="overflow:hidden;padding:0px 3px 0px 3px;vertical-align:bottom;font-weight:bold;text-align:center;">g-value</td> <td data-sheets-value='{"1":2,"2":"Rw-value "}' style="overflow:hidden;padding:0px 3px 0px 3px;vertical-align:bottom;font-weight:bold;text-align:center;">Rw-value </td> </tr> <tr style="height:20px;"> <td style="overflow:hidden;padding:0px 3px 0px 3px;vertical-align:bottom;"></td> <td style="overflow:hidden;padding:0px 3px 0px 3px;vertical-align:bottom;"></td> <td style="overflow:hidden;padding:0px 3px 0px 3px;vertical-align:bottom;"></td> <td data-sheets-numberformat='{"1":2,"2":"0.00","3":1}' data-sheets-value='{"1":2,"2":"EN 1873 : 2014"}' style="overflow:hidden;padding:0px 3px 0px 3px;vertical-align:bottom;text-align:center;">EN 1873 : 2014</td> <td data-sheets-numberformat='{"1":2,"2":"0","3":1}' data-sheets-value='{"1":2,"2":"EN ISO 13468 EN 16153 EN 410"}' style="overflow:hidden;padding:0px 3px 0px 3px;vertical-align:bottom;text-align:center;">EN ISO 13468 EN 16153 EN 410</td> <td data-sheets-numberformat='{"1":2,"2":"0","3":1}' data-sheets-value='{"1":2,"2":"EN 410"}' style="overflow:hidden;padding:0px 3px 0px 3px;vertical-align:bottom;text-align:center;">EN 410</td> <td data-sheets-value='{"1":2,"2":"EN ISO 140-3\t\t"}' style="overflow:hidden;padding:0px 3px 0px 3px;vertical-align:bottom;text-align:center;">EN ISO 140-3 </td> </tr> <tr style="height:20px;"> <td data-sheets-value='{"1":2,"2":"Material"}' style="border-bottom:1px solid #000000;overflow:hidden;padding:0px 3px 0px 3px;vertical-align:bottom;background-color:#000000;font-weight:bold;color:#ffffff;">Material</td> <td data-sheets-value='{"1":2,"2":"Walls"}' style="border-bottom:1px solid #000000;overflow:hidden;padding:0px 3px 0px 3px;vertical-align:bottom;background-color:#000000;font-weight:bold;color:#ffffff;">Walls</td> <td data-sheets-value='{"1":2,"2":"Shells"}' style="border-bottom:1px solid #000000;overflow:hidden;padding:0px 3px 0px 3px;vertical-align:bottom;background-color:#000000;font-weight:bold;color:#ffffff;">Shells</td> <td data-sheets-numberformat='{"1":2,"2":"0.00","3":1}' data-sheets-value='{"1":2,"2":"(W/m²K)\t"}' style="border-bottom:1px solid #000000;overflow:hidden;padding:0px 3px 0px 3px;vertical-align:bottom;background-color:#000000;font-weight:bold;color:#ffffff;text-align:center;">(W/m²K) </td> <td data-sheets-numberformat='{"1":2,"2":"0","3":1}' data-sheets-value='{"1":2,"2":"(%)"}' style="border-bottom:1px solid #000000;overflow:hidden;padding:0px 3px 0px 3px;vertical-align:bottom;background-color:#000000;font-weight:bold;color:#ffffff;text-align:center;">(%)</td> <td data-sheets-numberformat='{"1":2,"2":"0","3":1}' data-sheets-value='{"1":2,"2":"(%)"}' style="border-bottom:1px solid #000000;overflow:hidden;padding:0px 3px 0px 3px;vertical-align:bottom;background-color:#000000;font-weight:bold;color:#ffffff;text-align:center;">(%)</td> <td data-sheets-value='{"1":2,"2":"(dB)"}' style="border-bottom:1px solid #000000;overflow:hidden;padding:0px 3px 0px 3px;vertical-align:bottom;background-color:#000000;font-weight:bold;color:#ffffff;text-align:center;">(dB)</td> </tr> <tr style="height:20px;"> <td data-sheets-value='{"1":2,"2":"Acrylic"}' style="border-left:1px solid #000000;overflow:hidden;padding:0px 3px 0px 3px;vertical-align:bottom;font-weight:bold;">Acrylic</td> <td data-sheets-value='{"1":2,"2":"Single-walled"}' style="overflow:hidden;padding:0px 3px 0px 3px;vertical-align:bottom;font-weight:bold;">Single-walled</td> <td data-sheets-value='{"1":2,"2":"Clear (H)"}' style="border-right:1px solid #000000;overflow:hidden;padding:0px 3px 0px 3px;vertical-align:bottom;font-weight:bold;">Clear (H)</td> <td data-sheets-numberformat='{"1":2,"2":"0.00","3":1}' data-sheets-value='{"1":3,"3":5.17}' style="overflow:hidden;padding:0px 3px 0px 3px;vertical-align:bottom;text-align:center;">5.17</td> <td data-sheets-numberformat='{"1":2,"2":"0","3":1}' data-sheets-value='{"1":3,"3":90}' style="overflow:hidden;padding:0px 3px 0px 3px;vertical-align:bottom;text-align:center;">90</td> <td data-sheets-numberformat='{"1":2,"2":"0","3":1}' data-sheets-value='{"1":3,"3":87}' style="overflow:hidden;padding:0px 3px 0px 3px;vertical-align:bottom;text-align:center;">87</td> <td data-sheets-numberformat='{"1":2,"2":"0","3":1}' data-sheets-value='{"1":2,"2":"-"}' style="border-right:1px solid #000000;overflow:hidden;padding:0px 3px 0px 3px;vertical-align:bottom;text-align:center;">-</td> </tr> <tr style="height:20px;"> <td data-sheets-value='{"1":2,"2":"PMMA"}' style="border-left:1px solid #000000;overflow:hidden;padding:0px 3px 0px 3px;vertical-align:bottom;font-weight:bold;">PMMA</td> <td data-sheets-value='{"1":2,"2":"Single-walled"}' style="overflow:hidden;padding:0px 3px 0px 3px;vertical-align:bottom;font-weight:bold;">Single-walled</td> <td data-sheets-value='{"1":2,"2":"Opal (O)"}' style="border-right:1px solid #000000;overflow:hidden;padding:0px 3px 0px 3px;vertical-align:bottom;font-weight:bold;">Opal (O)</td> <td data-sheets-numberformat='{"1":2,"2":"0.00","3":1}' data-sheets-value='{"1":3,"3":5.17}' style="overflow:hidden;padding:0px 3px 0px 3px;vertical-align:bottom;text-align:center;">5.17</td> <td data-sheets-numberformat='{"1":2,"2":"0","3":1}' data-sheets-value='{"1":3,"3":83}' style="overflow:hidden;padding:0px 3px 0px 3px;vertical-align:bottom;text-align:center;">83</td> <td data-sheets-numberformat='{"1":2,"2":"0","3":1}' data-sheets-value='{"1":3,"3":76}' style="overflow:hidden;padding:0px 3px 0px 3px;vertical-align:bottom;text-align:center;">76</td> <td data-sheets-numberformat='{"1":2,"2":"0","3":1}' data-sheets-value='{"1":2,"2":"-"}' style="border-right:1px solid #000000;overflow:hidden;padding:0px 3px 0px 3px;vertical-align:bottom;text-align:center;">-</td> </tr> <tr style="height:20px;"> <td style="border-left:1px solid #000000;overflow:hidden;padding:0px 3px 0px 3px;vertical-align:bottom;font-weight:bold;"></td> <td data-sheets-value='{"1":2,"2":"Double-walled"}' style="overflow:hidden;padding:0px 3px 0px 3px;vertical-align:bottom;font-weight:bold;">Double-walled</td> <td data-sheets-value='{"1":2,"2":"Clear (H/H)"}' style="border-right:1px solid #000000;overflow:hidden;padding:0px 3px 0px 3px;vertical-align:bottom;font-weight:bold;">Clear (H/H)</td> <td data-sheets-numberformat='{"1":2,"2":"0.00","3":1}' data-sheets-value='{"1":3,"3":2.9}' style="overflow:hidden;padding:0px 3px 0px 3px;vertical-align:bottom;text-align:center;">2.90</td> <td data-sheets-numberformat='{"1":2,"2":"0","3":1}' data-sheets-value='{"1":3,"3":81}' style="overflow:hidden;padding:0px 3px 0px 3px;vertical-align:bottom;text-align:center;">81</td> <td data-sheets-numberformat='{"1":2,"2":"0","3":1}' data-sheets-value='{"1":3,"3":75}' style="overflow:hidden;padding:0px 3px 0px 3px;vertical-align:bottom;text-align:center;">75</td> <td data-sheets-numberformat='{"1":2,"2":"0","3":1}' data-sheets-value='{"1":3,"3":20}' style="border-right:1px solid #000000;overflow:hidden;padding:0px 3px 0px 3px;vertical-align:bottom;text-align:center;">20</td> </tr> <tr style="height:20px;"> <td style="border-left:1px solid #000000;overflow:hidden;padding:0px 3px 0px 3px;vertical-align:bottom;font-weight:bold;"></td> <td data-sheets-value='{"1":2,"2":"Double-walled"}' style="overflow:hidden;padding:0px 3px 0px 3px;vertical-align:bottom;font-weight:bold;">Double-walled</td> <td data-sheets-value='{"1":2,"2":"Opal (O/O)"}' style="border-right:1px solid #000000;overflow:hidden;padding:0px 3px 0px 3px;vertical-align:bottom;font-weight:bold;">Opal (O/O)</td> <td data-sheets-numberformat='{"1":2,"2":"0.00","3":1}' data-sheets-value='{"1":3,"3":2.9}' style="overflow:hidden;padding:0px 3px 0px 3px;vertical-align:bottom;text-align:center;">2.90</td> <td data-sheets-numberformat='{"1":2,"2":"0","3":1}' data-sheets-value='{"1":3,"3":69}' style="overflow:hidden;padding:0px 3px 0px 3px;vertical-align:bottom;text-align:center;">69</td> <td data-sheets-numberformat='{"1":2,"2":"0","3":1}' data-sheets-value='{"1":3,"3":58}' style="overflow:hidden;padding:0px 3px 0px 3px;vertical-align:bottom;text-align:center;">58</td> <td data-sheets-numberformat='{"1":2,"2":"0","3":1}' data-sheets-value='{"1":3,"3":20}' style="border-right:1px solid #000000;overflow:hidden;padding:0px 3px 0px 3px;vertical-align:bottom;text-align:center;">20</td> </tr> <tr style="height:20px;"> <td style="border-left:1px solid #000000;overflow:hidden;padding:0px 3px 0px 3px;vertical-align:bottom;font-weight:bold;"></td> <td data-sheets-value='{"1":2,"2":"Triple-walled"}' style="overflow:hidden;padding:0px 3px 0px 3px;vertical-align:bottom;font-weight:bold;">Triple-walled</td> <td data-sheets-value='{"1":2,"2":"Clear (H/H/H)"}' style="border-right:1px solid #000000;overflow:hidden;padding:0px 3px 0px 3px;vertical-align:bottom;font-weight:bold;">Clear (H/H/H)</td> <td data-sheets-numberformat='{"1":2,"2":"0.00","3":1}' data-sheets-value='{"1":3,"3":1.7}' style="overflow:hidden;padding:0px 3px 0px 3px;vertical-align:bottom;text-align:center;">1.70</td> <td data-sheets-numberformat='{"1":2,"2":"0","3":1}' data-sheets-value='{"1":3,"3":73}' style="overflow:hidden;padding:0px 3px 0px 3px;vertical-align:bottom;text-align:center;">73</td> <td data-sheets-numberformat='{"1":2,"2":"0","3":1}' data-sheets-value='{"1":3,"3":65}' style="overflow:hidden;padding:0px 3px 0px 3px;vertical-align:bottom;text-align:center;">65</td> <td data-sheets-numberformat='{"1":2,"2":"0","3":1}' data-sheets-value='{"1":3,"3":22}' style="border-right:1px solid #000000;overflow:hidden;padding:0px 3px 0px 3px;vertical-align:bottom;text-align:center;">22</td> </tr> <tr style="height:20px;"> <td style="border-left:1px solid #000000;overflow:hidden;padding:0px 3px 0px 3px;vertical-align:bottom;font-weight:bold;"></td> <td data-sheets-value='{"1":2,"2":"Triple-walled"}' style="overflow:hidden;padding:0px 3px 0px 3px;vertical-align:bottom;font-weight:bold;">Triple-walled</td> <td data-sheets-value='{"1":2,"2":"Opal (O/H/O)"}' style="border-right:1px solid #000000;overflow:hidden;padding:0px 3px 0px 3px;vertical-align:bottom;font-weight:bold;">Opal (O/H/O)</td> <td data-sheets-numberformat='{"1":2,"2":"0.00","3":1}' data-sheets-value='{"1":3,"3":1.7}' style="overflow:hidden;padding:0px 3px 0px 3px;vertical-align:bottom;text-align:center;">1.70</td> <td data-sheets-numberformat='{"1":2,"2":"0","3":1}' data-sheets-value='{"1":3,"3":62}' style="overflow:hidden;padding:0px 3px 0px 3px;vertical-align:bottom;text-align:center;">62</td> <td data-sheets-numberformat='{"1":2,"2":"0","3":1}' data-sheets-value='{"1":3,"3":51}' style="overflow:hidden;padding:0px 3px 0px 3px;vertical-align:bottom;text-align:center;">51</td> <td data-sheets-numberformat='{"1":2,"2":"0","3":1}' data-sheets-value='{"1":3,"3":22}' style="border-right:1px solid #000000;overflow:hidden;padding:0px 3px 0px 3px;vertical-align:bottom;text-align:center;">22</td> </tr> <tr style="height:20px;"> <td style="border-left:1px solid #000000;overflow:hidden;padding:0px 3px 0px 3px;vertical-align:bottom;font-weight:bold;"></td> <td data-sheets-value='{"1":2,"2":"Four-walled"}' style="overflow:hidden;padding:0px 3px 0px 3px;vertical-align:bottom;font-weight:bold;">Four-walled</td> <td data-sheets-value='{"1":2,"2":"Clear (H/H/H/H)"}' style="border-right:1px solid #000000;overflow:hidden;padding:0px 3px 0px 3px;vertical-align:bottom;font-weight:bold;">Clear (H/H/H/H)</td> <td data-sheets-numberformat='{"1":2,"2":"0.00","3":1}' data-sheets-value='{"1":3,"3":1.28}' style="overflow:hidden;padding:0px 3px 0px 3px;vertical-align:bottom;text-align:center;">1.28</td> <td data-sheets-numberformat='{"1":2,"2":"0","3":1}' data-sheets-value='{"1":3,"3":64}' style="overflow:hidden;padding:0px 3px 0px 3px;vertical-align:bottom;text-align:center;">64</td> <td data-sheets-numberformat='{"1":2,"2":"0","3":1}' data-sheets-value='{"1":3,"3":54}' style="overflow:hidden;padding:0px 3px 0px 3px;vertical-align:bottom;text-align:center;">54</td> <td data-sheets-numberformat='{"1":2,"2":"0","3":1}' data-sheets-value='{"1":3,"3":23}' style="border-right:1px solid #000000;overflow:hidden;padding:0px 3px 0px 3px;vertical-align:bottom;text-align:center;">23</td> </tr> <tr style="height:20px;"> <td style="border-bottom:1px solid #000000;border-left:1px solid #000000;overflow:hidden;padding:0px 3px 0px 3px;vertical-align:bottom;"></td> <td data-sheets-value='{"1":2,"2":"Four-walled"}' style="border-bottom:1px solid #000000;overflow:hidden;padding:0px 3px 0px 3px;vertical-align:bottom;font-weight:bold;">Four-walled</td> <td data-sheets-value='{"1":2,"2":"Opal (H/H/O/H)"}' style="border-right:1px solid #000000;border-bottom:1px solid #000000;overflow:hidden;padding:0px 3px 0px 3px;vertical-align:bottom;font-weight:bold;">Opal (H/H/O/H)</td> <td data-sheets-numberformat='{"1":2,"2":"0.00","3":1}' data-sheets-value='{"1":3,"3":1.28}' style="border-bottom:1px solid #000000;overflow:hidden;padding:0px 3px 0px 3px;vertical-align:bottom;text-align:center;">1.28</td> <td data-sheets-numberformat='{"1":2,"2":"0","3":1}' data-sheets-value='{"1":3,"3":59}' style="border-bottom:1px solid #000000;overflow:hidden;padding:0px 3px 0px 3px;vertical-align:bottom;text-align:center;">59</td> <td data-sheets-numberformat='{"1":2,"2":"0","3":1}' data-sheets-value='{"1":3,"3":48}' style="border-bottom:1px solid #000000;overflow:hidden;padding:0px 3px 0px 3px;vertical-align:bottom;text-align:center;">48</td> <td data-sheets-numberformat='{"1":2,"2":"0","3":1}' data-sheets-value='{"1":3,"3":23}' style="border-right:1px solid #000000;border-bottom:1px solid #000000;overflow:hidden;padding:0px 3px 0px 3px;vertical-align:bottom;text-align:center;">23</td> </tr> <tr style="height:20px;"> <td data-sheets-value='{"1":2,"2":"Polycarbonate "}' style="border-left:1px solid #000000;overflow:hidden;padding:0px 3px 0px 3px;vertical-align:bottom;font-weight:bold;">Polycarbonate </td> <td data-sheets-value='{"1":2,"2":"Single-walled"}' style="overflow:hidden;padding:0px 3px 0px 3px;vertical-align:bottom;font-weight:bold;">Single-walled</td> <td data-sheets-value='{"1":2,"2":"Clear (A)"}' style="border-right:1px solid #000000;overflow:hidden;padding:0px 3px 0px 3px;vertical-align:bottom;font-weight:bold;">Clear (A)</td> <td data-sheets-numberformat='{"1":2,"2":"0.00","3":1}' data-sheets-value='{"1":3,"3":5.17}' style="overflow:hidden;padding:0px 3px 0px 3px;vertical-align:bottom;text-align:center;">5.17</td> <td data-sheets-numberformat='{"1":2,"2":"0","3":1}' data-sheets-value='{"1":3,"3":88}' style="overflow:hidden;padding:0px 3px 0px 3px;vertical-align:bottom;text-align:center;">88</td> <td data-sheets-numberformat='{"1":2,"2":"0","3":1}' data-sheets-value='{"1":3,"3":83}' style="overflow:hidden;padding:0px 3px 0px 3px;vertical-align:bottom;text-align:center;">83</td> <td data-sheets-numberformat='{"1":2,"2":"0","3":1}' data-sheets-value='{"1":2,"2":"-"}' style="border-right:1px solid #000000;overflow:hidden;padding:0px 3px 0px 3px;vertical-align:bottom;text-align:center;">-</td> </tr> <tr style="height:20px;"> <td data-sheets-value='{"1":2,"2":"PC"}' style="border-left:1px solid #000000;overflow:hidden;padding:0px 3px 0px 3px;vertical-align:bottom;font-weight:bold;">PC</td> <td data-sheets-value='{"1":2,"2":"Single-walled"}' style="overflow:hidden;padding:0px 3px 0px 3px;vertical-align:bottom;font-weight:bold;">Single-walled</td> <td data-sheets-value='{"1":2,"2":"Opal (D)"}' style="border-right:1px solid #000000;overflow:hidden;padding:0px 3px 0px 3px;vertical-align:bottom;font-weight:bold;">Opal (D)</td> <td data-sheets-numberformat='{"1":2,"2":"0.00","3":1}' data-sheets-value='{"1":3,"3":5.17}' style="overflow:hidden;padding:0px 3px 0px 3px;vertical-align:bottom;text-align:center;">5.17</td> <td data-sheets-numberformat='{"1":2,"2":"0","3":1}' data-sheets-value='{"1":3,"3":58}' style="overflow:hidden;padding:0px 3px 0px 3px;vertical-align:bottom;text-align:center;">58</td> <td data-sheets-numberformat='{"1":2,"2":"0","3":1}' data-sheets-value='{"1":3,"3":60}' style="overflow:hidden;padding:0px 3px 0px 3px;vertical-align:bottom;text-align:center;">60</td> <td data-sheets-numberformat='{"1":2,"2":"0","3":1}' data-sheets-value='{"1":2,"2":"-"}' style="border-right:1px solid #000000;overflow:hidden;padding:0px 3px 0px 3px;vertical-align:bottom;text-align:center;">-</td> </tr> <tr style="height:20px;"> <td style="border-left:1px solid #000000;overflow:hidden;padding:0px 3px 0px 3px;vertical-align:bottom;font-weight:bold;"></td> <td data-sheets-value='{"1":2,"2":"Double-walled"}' style="overflow:hidden;padding:0px 3px 0px 3px;vertical-align:bottom;font-weight:bold;">Double-walled</td> <td data-sheets-value='{"1":2,"2":"Clear (A/H)"}' style="border-right:1px solid #000000;overflow:hidden;padding:0px 3px 0px 3px;vertical-align:bottom;font-weight:bold;">Clear (A/H)</td> <td data-sheets-numberformat='{"1":2,"2":"0.00","3":1}' data-sheets-value='{"1":3,"3":2.9}' style="overflow:hidden;padding:0px 3px 0px 3px;vertical-align:bottom;text-align:center;">2.90</td> <td data-sheets-numberformat='{"1":2,"2":"0","3":1}' data-sheets-value='{"1":3,"3":79}' style="overflow:hidden;padding:0px 3px 0px 3px;vertical-align:bottom;text-align:center;">79</td> <td data-sheets-numberformat='{"1":2,"2":"0","3":1}' data-sheets-value='{"1":3,"3":72}' style="overflow:hidden;padding:0px 3px 0px 3px;vertical-align:bottom;text-align:center;">72</td> <td data-sheets-numberformat='{"1":2,"2":"0","3":1}' data-sheets-value='{"1":3,"3":20}' style="border-right:1px solid #000000;overflow:hidden;padding:0px 3px 0px 3px;vertical-align:bottom;text-align:center;">20</td> </tr> <tr style="height:20px;"> <td style="border-left:1px solid #000000;overflow:hidden;padding:0px 3px 0px 3px;vertical-align:bottom;font-weight:bold;"></td> <td data-sheets-value='{"1":2,"2":"Double-walled"}' style="overflow:hidden;padding:0px 3px 0px 3px;vertical-align:bottom;font-weight:bold;">Double-walled</td> <td data-sheets-value='{"1":2,"2":"Clear (A/A)"}' style="border-right:1px solid #000000;overflow:hidden;padding:0px 3px 0px 3px;vertical-align:bottom;font-weight:bold;">Clear (A/A)</td> <td data-sheets-numberformat='{"1":2,"2":"0.00","3":1}' data-sheets-value='{"1":3,"3":2.9}' style="overflow:hidden;padding:0px 3px 0px 3px;vertical-align:bottom;text-align:center;">2.90</td> <td data-sheets-numberformat='{"1":2,"2":"0","3":1}' data-sheets-value='{"1":3,"3":77}' style="overflow:hidden;padding:0px 3px 0px 3px;vertical-align:bottom;text-align:center;">77</td> <td data-sheets-numberformat='{"1":2,"2":"0","3":1}' data-sheets-value='{"1":3,"3":69}' style="overflow:hidden;padding:0px 3px 0px 3px;vertical-align:bottom;text-align:center;">69</td> <td data-sheets-numberformat='{"1":2,"2":"0","3":1}' data-sheets-value='{"1":3,"3":20}' style="border-right:1px solid #000000;overflow:hidden;padding:0px 3px 0px 3px;vertical-align:bottom;text-align:center;">20</td> </tr> <tr style="height:20px;"> <td style="border-left:1px solid #000000;overflow:hidden;padding:0px 3px 0px 3px;vertical-align:bottom;font-weight:bold;"></td> <td data-sheets-value='{"1":2,"2":"Double-walled"}' style="overflow:hidden;padding:0px 3px 0px 3px;vertical-align:bottom;font-weight:bold;">Double-walled</td> <td data-sheets-value='{"1":2,"2":"Opal (A/O)"}' style="border-right:1px solid #000000;overflow:hidden;padding:0px 3px 0px 3px;vertical-align:bottom;font-weight:bold;">Opal (A/O)</td> <td data-sheets-numberformat='{"1":2,"2":"0.00","3":1}' data-sheets-value='{"1":3,"3":2.9}' style="overflow:hidden;padding:0px 3px 0px 3px;vertical-align:bottom;text-align:center;">2.90</td> <td data-sheets-numberformat='{"1":2,"2":"0","3":1}' data-sheets-value='{"1":3,"3":73}' style="overflow:hidden;padding:0px 3px 0px 3px;vertical-align:bottom;text-align:center;">73</td> <td data-sheets-numberformat='{"1":2,"2":"0","3":1}' data-sheets-value='{"1":3,"3":63}' style="overflow:hidden;padding:0px 3px 0px 3px;vertical-align:bottom;text-align:center;">63</td> <td data-sheets-numberformat='{"1":2,"2":"0","3":1}' data-sheets-value='{"1":3,"3":20}' style="border-right:1px solid #000000;overflow:hidden;padding:0px 3px 0px 3px;vertical-align:bottom;text-align:center;">20</td> </tr> <tr style="height:20px;"> <td style="border-left:1px solid #000000;overflow:hidden;padding:0px 3px 0px 3px;vertical-align:bottom;font-weight:bold;"></td> <td data-sheets-value='{"1":2,"2":"Double-walled"}' style="overflow:hidden;padding:0px 3px 0px 3px;vertical-align:bottom;font-weight:bold;">Double-walled</td> <td data-sheets-value='{"1":2,"2":"Opal (A/D)"}' style="border-right:1px solid #000000;overflow:hidden;padding:0px 3px 0px 3px;vertical-align:bottom;font-weight:bold;">Opal (A/D)</td> <td data-sheets-numberformat='{"1":2,"2":"0.00","3":1}' data-sheets-value='{"1":3,"3":2.9}' style="overflow:hidden;padding:0px 3px 0px 3px;vertical-align:bottom;text-align:center;">2.90</td> <td data-sheets-numberformat='{"1":2,"2":"0","3":1}' data-sheets-value='{"1":3,"3":51}' style="overflow:hidden;padding:0px 3px 0px 3px;vertical-align:bottom;text-align:center;">51</td> <td data-sheets-numberformat='{"1":2,"2":"0","3":1}' data-sheets-value='{"1":3,"3":50}' style="overflow:hidden;padding:0px 3px 0px 3px;vertical-align:bottom;text-align:center;">50</td> <td data-sheets-numberformat='{"1":2,"2":"0","3":1}' data-sheets-value='{"1":3,"3":20}' style="border-right:1px solid #000000;overflow:hidden;padding:0px 3px 0px 3px;vertical-align:bottom;text-align:center;">20</td> </tr> <tr style="height:20px;"> <td style="border-left:1px solid #000000;overflow:hidden;padding:0px 3px 0px 3px;vertical-align:bottom;font-weight:bold;"></td> <td data-sheets-value='{"1":2,"2":"Triple-walled"}' style="overflow:hidden;padding:0px 3px 0px 3px;vertical-align:bottom;font-weight:bold;">Triple-walled</td> <td data-sheets-value='{"1":2,"2":"Clear (A/H/H)"}' style="border-right:1px solid #000000;overflow:hidden;padding:0px 3px 0px 3px;vertical-align:bottom;font-weight:bold;">Clear (A/H/H)</td> <td data-sheets-numberformat='{"1":2,"2":"0.00","3":1}' data-sheets-value='{"1":3,"3":1.7}' style="overflow:hidden;padding:0px 3px 0px 3px;vertical-align:bottom;text-align:center;">1.70</td> <td data-sheets-numberformat='{"1":2,"2":"0","3":1}' data-sheets-value='{"1":3,"3":71}' style="overflow:hidden;padding:0px 3px 0px 3px;vertical-align:bottom;text-align:center;">71</td> <td data-sheets-numberformat='{"1":2,"2":"0","3":1}' data-sheets-value='{"1":3,"3":63}' style="overflow:hidden;padding:0px 3px 0px 3px;vertical-align:bottom;text-align:center;">63</td> <td data-sheets-numberformat='{"1":2,"2":"0","3":1}' data-sheets-value='{"1":3,"3":22}' style="border-right:1px solid #000000;overflow:hidden;padding:0px 3px 0px 3px;vertical-align:bottom;text-align:center;">22</td> </tr> <tr style="height:20px;"> <td style="border-left:1px solid #000000;overflow:hidden;padding:0px 3px 0px 3px;vertical-align:bottom;font-weight:bold;"></td> <td data-sheets-value='{"1":2,"2":"Triple-walled"}' style="overflow:hidden;padding:0px 3px 0px 3px;vertical-align:bottom;font-weight:bold;">Triple-walled</td> <td data-sheets-value='{"1":2,"2":"Opal (A/O/O)"}' style="border-right:1px solid #000000;overflow:hidden;padding:0px 3px 0px 3px;vertical-align:bottom;font-weight:bold;">Opal (A/O/O)</td> <td data-sheets-numberformat='{"1":2,"2":"0.00","3":1}' data-sheets-value='{"1":3,"3":1.7}' style="overflow:hidden;padding:0px 3px 0px 3px;vertical-align:bottom;text-align:center;">1.70</td> <td data-sheets-numberformat='{"1":2,"2":"0","3":1}' data-sheets-value='{"1":3,"3":61}' style="overflow:hidden;padding:0px 3px 0px 3px;vertical-align:bottom;text-align:center;">61</td> <td data-sheets-numberformat='{"1":2,"2":"0","3":1}' data-sheets-value='{"1":3,"3":48}' style="overflow:hidden;padding:0px 3px 0px 3px;vertical-align:bottom;text-align:center;">48</td> <td data-sheets-numberformat='{"1":2,"2":"0","3":1}' data-sheets-value='{"1":3,"3":22}' style="border-right:1px solid #000000;overflow:hidden;padding:0px 3px 0px 3px;vertical-align:bottom;text-align:center;">22</td> </tr> <tr style="height:20px;"> <td style="border-left:1px solid #000000;overflow:hidden;padding:0px 3px 0px 3px;vertical-align:bottom;font-weight:bold;"></td> <td data-sheets-value='{"1":2,"2":"Four-walled"}' style="overflow:hidden;padding:0px 3px 0px 3px;vertical-align:bottom;font-weight:bold;">Four-walled</td> <td data-sheets-value='{"1":2,"2":"Clear (A/H/H/H)"}' style="border-right:1px solid #000000;overflow:hidden;padding:0px 3px 0px 3px;vertical-align:bottom;font-weight:bold;">Clear (A/H/H/H)</td> <td data-sheets-numberformat='{"1":2,"2":"0.00","3":1}' data-sheets-value='{"1":3,"3":1.28}' style="overflow:hidden;padding:0px 3px 0px 3px;vertical-align:bottom;text-align:center;">1.28</td> <td data-sheets-numberformat='{"1":2,"2":"0","3":1}' data-sheets-value='{"1":3,"3":64}' style="overflow:hidden;padding:0px 3px 0px 3px;vertical-align:bottom;text-align:center;">64</td> <td data-sheets-numberformat='{"1":2,"2":"0","3":1}' data-sheets-value='{"1":3,"3":52}' style="overflow:hidden;padding:0px 3px 0px 3px;vertical-align:bottom;text-align:center;">52</td> <td data-sheets-numberformat='{"1":2,"2":"0","3":1}' data-sheets-value='{"1":3,"3":23}' style="border-right:1px solid #000000;overflow:hidden;padding:0px 3px 0px 3px;vertical-align:bottom;text-align:center;">23</td> </tr> <tr style="height:20px;"> <td style="border-bottom:1px solid #000000;border-left:1px solid #000000;overflow:hidden;padding:0px 3px 0px 3px;vertical-align:bottom;"></td> <td data-sheets-value='{"1":2,"2":"Four-walled"}' style="border-bottom:1px solid #000000;overflow:hidden;padding:0px 3px 0px 3px;vertical-align:bottom;font-weight:bold;">Four-walled</td> <td data-sheets-value='{"1":2,"2":"Opal (A/H/O/H)"}' style="border-right:1px solid #000000;border-bottom:1px solid #000000;overflow:hidden;padding:0px 3px 0px 3px;vertical-align:bottom;font-weight:bold;">Opal (A/H/O/H)</td> <td data-sheets-numberformat='{"1":2,"2":"0.00","3":1}' data-sheets-value='{"1":3,"3":1.28}' style="border-bottom:1px solid #000000;overflow:hidden;padding:0px 3px 0px 3px;vertical-align:bottom;text-align:center;">1.28</td> <td data-sheets-numberformat='{"1":2,"2":"0","3":1}' data-sheets-value='{"1":3,"3":59}' style="border-bottom:1px solid #000000;overflow:hidden;padding:0px 3px 0px 3px;vertical-align:bottom;text-align:center;">59</td> <td data-sheets-numberformat='{"1":2,"2":"0","3":1}' data-sheets-value='{"1":3,"3":46}' style="border-bottom:1px solid #000000;overflow:hidden;padding:0px 3px 0px 3px;vertical-align:bottom;text-align:center;">46</td> <td data-sheets-numberformat='{"1":2,"2":"0","3":1}' data-sheets-value='{"1":3,"3":23}' style="border-right:1px solid #000000;border-bottom:1px solid #000000;overflow:hidden;padding:0px 3px 0px 3px;vertical-align:bottom;text-align:center;">23</td> </tr> <tr style="height:20px;"> <td data-sheets-value='{"1":2,"2":"Polycarbonate"}' style="border-left:1px solid #000000;overflow:hidden;padding:0px 3px 0px 3px;vertical-align:bottom;font-weight:bold;">Polycarbonate</td> <td data-sheets-value='{"1":2,"2":"Single-walled"}' style="overflow:hidden;padding:0px 3px 0px 3px;vertical-align:bottom;font-weight:bold;">Single-walled</td> <td data-sheets-value='{"1":2,"2":"Heatstop Opal (T)"}' style="border-right:1px solid #000000;overflow:hidden;padding:0px 3px 0px 3px;vertical-align:bottom;font-weight:bold;">Heatstop Opal (T)</td> <td data-sheets-numberformat='{"1":2,"2":"0.00","3":1}' data-sheets-value='{"1":3,"3":5.17}' style="overflow:hidden;padding:0px 3px 0px 3px;vertical-align:bottom;text-align:center;">5.17</td> <td data-sheets-numberformat='{"1":2,"2":"0","3":1}' data-sheets-value='{"1":3,"3":49}' style="overflow:hidden;padding:0px 3px 0px 3px;vertical-align:bottom;text-align:center;">49</td> <td data-sheets-numberformat='{"1":2,"2":"0","3":1}' data-sheets-value='{"1":3,"3":59}' style="overflow:hidden;padding:0px 3px 0px 3px;vertical-align:bottom;text-align:center;">59</td> <td data-sheets-numberformat='{"1":2,"2":"0","3":1}' data-sheets-value='{"1":2,"2":"-"}' style="border-right:1px solid #000000;overflow:hidden;padding:0px 3px 0px 3px;vertical-align:bottom;text-align:center;">-</td> </tr> <tr style="height:20px;"> <td data-sheets-value='{"1":2,"2":"Heatstop PC"}' style="border-left:1px solid #000000;overflow:hidden;padding:0px 3px 0px 3px;vertical-align:bottom;font-weight:bold;">Heatstop PC</td> <td data-sheets-value='{"1":2,"2":"Double-walled"}' style="overflow:hidden;padding:0px 3px 0px 3px;vertical-align:bottom;font-weight:bold;">Double-walled</td> <td data-sheets-value='{"1":2,"2":"Clear (T/H)"}' style="border-right:1px solid #000000;overflow:hidden;padding:0px 3px 0px 3px;vertical-align:bottom;font-weight:bold;">Clear (T/H)</td> <td data-sheets-numberformat='{"1":2,"2":"0.00","3":1}' data-sheets-value='{"1":3,"3":2.9}' style="overflow:hidden;padding:0px 3px 0px 3px;vertical-align:bottom;text-align:center;">2.90</td> <td data-sheets-numberformat='{"1":2,"2":"0","3":1}' data-sheets-value='{"1":3,"3":44}' style="overflow:hidden;padding:0px 3px 0px 3px;vertical-align:bottom;text-align:center;">44</td> <td data-sheets-numberformat='{"1":2,"2":"0","3":1}' data-sheets-value='{"1":3,"3":51}' style="overflow:hidden;padding:0px 3px 0px 3px;vertical-align:bottom;text-align:center;">51</td> <td data-sheets-numberformat='{"1":2,"2":"0","3":1}' data-sheets-value='{"1":3,"3":20}' style="border-right:1px solid #000000;overflow:hidden;padding:0px 3px 0px 3px;vertical-align:bottom;text-align:center;">20</td> </tr> <tr style="height:20px;"> <td style="border-left:1px solid #000000;overflow:hidden;padding:0px 3px 0px 3px;vertical-align:bottom;font-weight:bold;"></td> <td data-sheets-value='{"1":2,"2":"Double-walled"}' style="overflow:hidden;padding:0px 3px 0px 3px;vertical-align:bottom;font-weight:bold;">Double-walled</td> <td data-sheets-value='{"1":2,"2":"Opal (T/O)"}' style="border-right:1px solid #000000;overflow:hidden;padding:0px 3px 0px 3px;vertical-align:bottom;font-weight:bold;">Opal (T/O)</td> <td data-sheets-numberformat='{"1":2,"2":"0.00","3":1}' data-sheets-value='{"1":3,"3":2.9}' style="overflow:hidden;padding:0px 3px 0px 3px;vertical-align:bottom;text-align:center;">2.90</td> <td data-sheets-numberformat='{"1":2,"2":"0","3":1}' data-sheets-value='{"1":3,"3":41}' style="overflow:hidden;padding:0px 3px 0px 3px;vertical-align:bottom;text-align:center;">41</td> <td data-sheets-numberformat='{"1":2,"2":"0","3":1}' data-sheets-value='{"1":3,"3":45}' style="overflow:hidden;padding:0px 3px 0px 3px;vertical-align:bottom;text-align:center;">45</td> <td data-sheets-numberformat='{"1":2,"2":"0","3":1}' data-sheets-value='{"1":3,"3":20}' style="border-right:1px solid #000000;overflow:hidden;padding:0px 3px 0px 3px;vertical-align:bottom;text-align:center;">20</td> </tr> <tr style="height:20px;"> <td style="border-left:1px solid #000000;overflow:hidden;padding:0px 3px 0px 3px;vertical-align:bottom;font-weight:bold;"></td> <td data-sheets-value='{"1":2,"2":"Triple-walled"}' style="overflow:hidden; | skylux-160-ce-met-koepel-en-metaalopstand-met-lm-motor-1000-x-1500-mm | 8585988243789 | 46872263065933
Smoke and heat exhaust (SHEV) | SHE system | Skylux | Skylux 160° CE with skylight and metal curb with LM-actuator 1000 x 1600 mm |  | 26698 | 5412970266983 | 3914.35 | Yes | 30-45 | 78.6 | 1000 x 1600 mm | 1600 | 1000 |  | metal curb M30 (30 cm high) | Rectangular | 5.17 W/m²K - 1.28 W/m²K | 87% - 32% | 90% - 32% | 20dB - 23dB | 160° CE (for industry) | skylight | without spoiler | E | Single actuator | Maximum four-walled skylight possible for this product | Ut-value LT-value g-value Rw-value EN 1873 : 2014 EN ISO 13468 EN 16153 EN 410 EN 410 EN ISO 140-3 Material Walls Shells (W/m²K) (%) (%) (dB) Acrylic Single-walled Clear (H) 5.17 90 87 - PMMA Single-walled Opal (O) 5.17 83 76 - Double-walled Clear (H/H) 2.90 81 75 20 Double-walled Opal (O/O) 2.90 69 58 20 Triple-walled Clear (H/H/H) 1.70 73 65 22 Triple-walled Opal (O/H/O) 1.70 62 51 22 Four-walled Clear (H/H/H/H) 1.28 64 54 23 Four-walled Opal (H/H/O/H) 1.28 59 48 23 Polycarbonate Single-walled Clear (A) 5.17 88 83 - PC Single-walled Opal (D) 5.17 58 60 - Double-walled Clear (A/H) 2.90 79 72 20 Double-walled Clear (A/A) 2.90 77 69 20 Double-walled Opal (A/O) 2.90 73 63 20 Double-walled Opal (A/D) 2.90 51 50 20 Triple-walled Clear (A/H/H) 1.70 71 63 22 Triple-walled Opal (A/O/O) 1.70 61 48 22 Four-walled Clear (A/H/H/H) 1.28 64 52 23 Four-walled Opal (A/H/O/H) 1.28 59 46 23 Polycarbonate Single-walled Heatstop Opal (T) 5.17 49 59 - Heatstop PC Double-walled Clear (T/H) 2.90 44 51 20 Double-walled Opal (T/O) 2.90 41 45 20 Triple-walled Clear (T/H/H) 1.70 40 <td data-sheets-numberformat='{"1":2,"2":"0","3":1}' data-sheets-value='{"1":3,"3":44}' style="overflow:hidden;paddin | https://skylux.eu/en/products/skylux-160-ce-met-koepel-en-metaalopstand-met-lm-motor-1000-x-1600-mm | https://skylux.eu/cdn/shop/files/Skylux-160deg-CE-met-koepel-en-metaalopstand-met-LM-motor-1000-x-1600-mm-RWA-systeem.jpg?v=1702976544&width=1600 | https://skylux.eu/cdn/shop/files/e5a82811-1bb0-48e4-a776-cacb59c7c092_8cb42639-4afb-4412-a7d0-753faf6ed15e.jpg?v=1688550159&width=1600 | //skylux.eu/cdn/shop/files/E_MH_Mounting_instructions_Skylux_160_CE_LM.pdf?v=12406716259046007223 | //skylux.eu/cdn/shop/files/E_TD_Technical_File_Skylux_Skylux_160_CE_Electric.pdf?v=3667116872303399239 | <style type="text/css" id="isPasted"> <!--td { border: 1px solid #cccccc; } br { mso-data-placement: same-cell; } --> </style> <table border="1" cellpadding="0" cellspacing="0" dir="ltr" style="table-layout:fixed;font-size:10pt;font-family:Arial;border-collapse:collapse;border:none;"><tbody> <tr style="height:20px;"> <td style="overflow:hidden;padding:0px 3px 0px 3px;vertical-align:bottom;"></td> <td style="overflow:hidden;padding:0px 3px 0px 3px;vertical-align:bottom;"></td> <td style="overflow:hidden;padding:0px 3px 0px 3px;vertical-align:bottom;"></td> <td data-sheets-value='{"1":2,"2":"Ut-value"}' style="overflow:hidden;padding:0px 3px 0px 3px;vertical-align:bottom;font-weight:bold;text-align:center;">Ut-value</td> <td data-sheets-value='{"1":2,"2":"LT-value"}' style="overflow:hidden;padding:0px 3px 0px 3px;vertical-align:bottom;font-weight:bold;text-align:center;">LT-value</td> <td data-sheets-value='{"1":2,"2":"g-value"}' style="overflow:hidden;padding:0px 3px 0px 3px;vertical-align:bottom;font-weight:bold;text-align:center;">g-value</td> <td data-sheets-value='{"1":2,"2":"Rw-value "}' style="overflow:hidden;padding:0px 3px 0px 3px;vertical-align:bottom;font-weight:bold;text-align:center;">Rw-value </td> </tr> <tr style="height:20px;"> <td style="overflow:hidden;padding:0px 3px 0px 3px;vertical-align:bottom;"></td> <td style="overflow:hidden;padding:0px 3px 0px 3px;vertical-align:bottom;"></td> <td style="overflow:hidden;padding:0px 3px 0px 3px;vertical-align:bottom;"></td> <td data-sheets-numberformat='{"1":2,"2":"0.00","3":1}' data-sheets-value='{"1":2,"2":"EN 1873 : 2014"}' style="overflow:hidden;padding:0px 3px 0px 3px;vertical-align:bottom;text-align:center;">EN 1873 : 2014</td> <td data-sheets-numberformat='{"1":2,"2":"0","3":1}' data-sheets-value='{"1":2,"2":"EN ISO 13468 EN 16153 EN 410"}' style="overflow:hidden;padding:0px 3px 0px 3px;vertical-align:bottom;text-align:center;">EN ISO 13468 EN 16153 EN 410</td> <td data-sheets-numberformat='{"1":2,"2":"0","3":1}' data-sheets-value='{"1":2,"2":"EN 410"}' style="overflow:hidden;padding:0px 3px 0px 3px;vertical-align:bottom;text-align:center;">EN 410</td> <td data-sheets-value='{"1":2,"2":"EN ISO 140-3\t\t"}' style="overflow:hidden;padding:0px 3px 0px 3px;vertical-align:bottom;text-align:center;">EN ISO 140-3 </td> </tr> <tr style="height:20px;"> <td data-sheets-value='{"1":2,"2":"Material"}' style="border-bottom:1px solid #000000;overflow:hidden;padding:0px 3px 0px 3px;vertical-align:bottom;background-color:#000000;font-weight:bold;color:#ffffff;">Material</td> <td data-sheets-value='{"1":2,"2":"Walls"}' style="border-bottom:1px solid #000000;overflow:hidden;padding:0px 3px 0px 3px;vertical-align:bottom;background-color:#000000;font-weight:bold;color:#ffffff;">Walls</td> <td data-sheets-value='{"1":2,"2":"Shells"}' style="border-bottom:1px solid #000000;overflow:hidden;padding:0px 3px 0px 3px;vertical-align:bottom;background-color:#000000;font-weight:bold;color:#ffffff;">Shells</td> <td data-sheets-numberformat='{"1":2,"2":"0.00","3":1}' data-sheets-value='{"1":2,"2":"(W/m²K)\t"}' style="border-bottom:1px solid #000000;overflow:hidden;padding:0px 3px 0px 3px;vertical-align:bottom;background-color:#000000;font-weight:bold;color:#ffffff;text-align:center;">(W/m²K) </td> <td data-sheets-numberformat='{"1":2,"2":"0","3":1}' data-sheets-value='{"1":2,"2":"(%)"}' style="border-bottom:1px solid #000000;overflow:hidden;padding:0px 3px 0px 3px;vertical-align:bottom;background-color:#000000;font-weight:bold;color:#ffffff;text-align:center;">(%)</td> <td data-sheets-numberformat='{"1":2,"2":"0","3":1}' data-sheets-value='{"1":2,"2":"(%)"}' style="border-bottom:1px solid #000000;overflow:hidden;padding:0px 3px 0px 3px;vertical-align:bottom;background-color:#000000;font-weight:bold;color:#ffffff;text-align:center;">(%)</td> <td data-sheets-value='{"1":2,"2":"(dB)"}' style="border-bottom:1px solid #000000;overflow:hidden;padding:0px 3px 0px 3px;vertical-align:bottom;background-color:#000000;font-weight:bold;color:#ffffff;text-align:center;">(dB)</td> </tr> <tr style="height:20px;"> <td data-sheets-value='{"1":2,"2":"Acrylic"}' style="border-left:1px solid #000000;overflow:hidden;padding:0px 3px 0px 3px;vertical-align:bottom;font-weight:bold;">Acrylic</td> <td data-sheets-value='{"1":2,"2":"Single-walled"}' style="overflow:hidden;padding:0px 3px 0px 3px;vertical-align:bottom;font-weight:bold;">Single-walled</td> <td data-sheets-value='{"1":2,"2":"Clear (H)"}' style="border-right:1px solid #000000;overflow:hidden;padding:0px 3px 0px 3px;vertical-align:bottom;font-weight:bold;">Clear (H)</td> <td data-sheets-numberformat='{"1":2,"2":"0.00","3":1}' data-sheets-value='{"1":3,"3":5.17}' style="overflow:hidden;padding:0px 3px 0px 3px;vertical-align:bottom;text-align:center;">5.17</td> <td data-sheets-numberformat='{"1":2,"2":"0","3":1}' data-sheets-value='{"1":3,"3":90}' style="overflow:hidden;padding:0px 3px 0px 3px;vertical-align:bottom;text-align:center;">90</td> <td data-sheets-numberformat='{"1":2,"2":"0","3":1}' data-sheets-value='{"1":3,"3":87}' style="overflow:hidden;padding:0px 3px 0px 3px;vertical-align:bottom;text-align:center;">87</td> <td data-sheets-numberformat='{"1":2,"2":"0","3":1}' data-sheets-value='{"1":2,"2":"-"}' style="border-right:1px solid #000000;overflow:hidden;padding:0px 3px 0px 3px;vertical-align:bottom;text-align:center;">-</td> </tr> <tr style="height:20px;"> <td data-sheets-value='{"1":2,"2":"PMMA"}' style="border-left:1px solid #000000;overflow:hidden;padding:0px 3px 0px 3px;vertical-align:bottom;font-weight:bold;">PMMA</td> <td data-sheets-value='{"1":2,"2":"Single-walled"}' style="overflow:hidden;padding:0px 3px 0px 3px;vertical-align:bottom;font-weight:bold;">Single-walled</td> <td data-sheets-value='{"1":2,"2":"Opal (O)"}' style="border-right:1px solid #000000;overflow:hidden;padding:0px 3px 0px 3px;vertical-align:bottom;font-weight:bold;">Opal (O)</td> <td data-sheets-numberformat='{"1":2,"2":"0.00","3":1}' data-sheets-value='{"1":3,"3":5.17}' style="overflow:hidden;padding:0px 3px 0px 3px;vertical-align:bottom;text-align:center;">5.17</td> <td data-sheets-numberformat='{"1":2,"2":"0","3":1}' data-sheets-value='{"1":3,"3":83}' style="overflow:hidden;padding:0px 3px 0px 3px;vertical-align:bottom;text-align:center;">83</td> <td data-sheets-numberformat='{"1":2,"2":"0","3":1}' data-sheets-value='{"1":3,"3":76}' style="overflow:hidden;padding:0px 3px 0px 3px;vertical-align:bottom;text-align:center;">76</td> <td data-sheets-numberformat='{"1":2,"2":"0","3":1}' data-sheets-value='{"1":2,"2":"-"}' style="border-right:1px solid #000000;overflow:hidden;padding:0px 3px 0px 3px;vertical-align:bottom;text-align:center;">-</td> </tr> <tr style="height:20px;"> <td style="border-left:1px solid #000000;overflow:hidden;padding:0px 3px 0px 3px;vertical-align:bottom;font-weight:bold;"></td> <td data-sheets-value='{"1":2,"2":"Double-walled"}' style="overflow:hidden;padding:0px 3px 0px 3px;vertical-align:bottom;font-weight:bold;">Double-walled</td> <td data-sheets-value='{"1":2,"2":"Clear (H/H)"}' style="border-right:1px solid #000000;overflow:hidden;padding:0px 3px 0px 3px;vertical-align:bottom;font-weight:bold;">Clear (H/H)</td> <td data-sheets-numberformat='{"1":2,"2":"0.00","3":1}' data-sheets-value='{"1":3,"3":2.9}' style="overflow:hidden;padding:0px 3px 0px 3px;vertical-align:bottom;text-align:center;">2.90</td> <td data-sheets-numberformat='{"1":2,"2":"0","3":1}' data-sheets-value='{"1":3,"3":81}' style="overflow:hidden;padding:0px 3px 0px 3px;vertical-align:bottom;text-align:center;">81</td> <td data-sheets-numberformat='{"1":2,"2":"0","3":1}' data-sheets-value='{"1":3,"3":75}' style="overflow:hidden;padding:0px 3px 0px 3px;vertical-align:bottom;text-align:center;">75</td> <td data-sheets-numberformat='{"1":2,"2":"0","3":1}' data-sheets-value='{"1":3,"3":20}' style="border-right:1px solid #000000;overflow:hidden;padding:0px 3px 0px 3px;vertical-align:bottom;text-align:center;">20</td> </tr> <tr style="height:20px;"> <td style="border-left:1px solid #000000;overflow:hidden;padding:0px 3px 0px 3px;vertical-align:bottom;font-weight:bold;"></td> <td data-sheets-value='{"1":2,"2":"Double-walled"}' style="overflow:hidden;padding:0px 3px 0px 3px;vertical-align:bottom;font-weight:bold;">Double-walled</td> <td data-sheets-value='{"1":2,"2":"Opal (O/O)"}' style="border-right:1px solid #000000;overflow:hidden;padding:0px 3px 0px 3px;vertical-align:bottom;font-weight:bold;">Opal (O/O)</td> <td data-sheets-numberformat='{"1":2,"2":"0.00","3":1}' data-sheets-value='{"1":3,"3":2.9}' style="overflow:hidden;padding:0px 3px 0px 3px;vertical-align:bottom;text-align:center;">2.90</td> <td data-sheets-numberformat='{"1":2,"2":"0","3":1}' data-sheets-value='{"1":3,"3":69}' style="overflow:hidden;padding:0px 3px 0px 3px;vertical-align:bottom;text-align:center;">69</td> <td data-sheets-numberformat='{"1":2,"2":"0","3":1}' data-sheets-value='{"1":3,"3":58}' style="overflow:hidden;padding:0px 3px 0px 3px;vertical-align:bottom;text-align:center;">58</td> <td data-sheets-numberformat='{"1":2,"2":"0","3":1}' data-sheets-value='{"1":3,"3":20}' style="border-right:1px solid #000000;overflow:hidden;padding:0px 3px 0px 3px;vertical-align:bottom;text-align:center;">20</td> </tr> <tr style="height:20px;"> <td style="border-left:1px solid #000000;overflow:hidden;padding:0px 3px 0px 3px;vertical-align:bottom;font-weight:bold;"></td> <td data-sheets-value='{"1":2,"2":"Triple-walled"}' style="overflow:hidden;padding:0px 3px 0px 3px;vertical-align:bottom;font-weight:bold;">Triple-walled</td> <td data-sheets-value='{"1":2,"2":"Clear (H/H/H)"}' style="border-right:1px solid #000000;overflow:hidden;padding:0px 3px 0px 3px;vertical-align:bottom;font-weight:bold;">Clear (H/H/H)</td> <td data-sheets-numberformat='{"1":2,"2":"0.00","3":1}' data-sheets-value='{"1":3,"3":1.7}' style="overflow:hidden;padding:0px 3px 0px 3px;vertical-align:bottom;text-align:center;">1.70</td> <td data-sheets-numberformat='{"1":2,"2":"0","3":1}' data-sheets-value='{"1":3,"3":73}' style="overflow:hidden;padding:0px 3px 0px 3px;vertical-align:bottom;text-align:center;">73</td> <td data-sheets-numberformat='{"1":2,"2":"0","3":1}' data-sheets-value='{"1":3,"3":65}' style="overflow:hidden;padding:0px 3px 0px 3px;vertical-align:bottom;text-align:center;">65</td> <td data-sheets-numberformat='{"1":2,"2":"0","3":1}' data-sheets-value='{"1":3,"3":22}' style="border-right:1px solid #000000;overflow:hidden;padding:0px 3px 0px 3px;vertical-align:bottom;text-align:center;">22</td> </tr> <tr style="height:20px;"> <td style="border-left:1px solid #000000;overflow:hidden;padding:0px 3px 0px 3px;vertical-align:bottom;font-weight:bold;"></td> <td data-sheets-value='{"1":2,"2":"Triple-walled"}' style="overflow:hidden;padding:0px 3px 0px 3px;vertical-align:bottom;font-weight:bold;">Triple-walled</td> <td data-sheets-value='{"1":2,"2":"Opal (O/H/O)"}' style="border-right:1px solid #000000;overflow:hidden;padding:0px 3px 0px 3px;vertical-align:bottom;font-weight:bold;">Opal (O/H/O)</td> <td data-sheets-numberformat='{"1":2,"2":"0.00","3":1}' data-sheets-value='{"1":3,"3":1.7}' style="overflow:hidden;padding:0px 3px 0px 3px;vertical-align:bottom;text-align:center;">1.70</td> <td data-sheets-numberformat='{"1":2,"2":"0","3":1}' data-sheets-value='{"1":3,"3":62}' style="overflow:hidden;padding:0px 3px 0px 3px;vertical-align:bottom;text-align:center;">62</td> <td data-sheets-numberformat='{"1":2,"2":"0","3":1}' data-sheets-value='{"1":3,"3":51}' style="overflow:hidden;padding:0px 3px 0px 3px;vertical-align:bottom;text-align:center;">51</td> <td data-sheets-numberformat='{"1":2,"2":"0","3":1}' data-sheets-value='{"1":3,"3":22}' style="border-right:1px solid #000000;overflow:hidden;padding:0px 3px 0px 3px;vertical-align:bottom;text-align:center;">22</td> </tr> <tr style="height:20px;"> <td style="border-left:1px solid #000000;overflow:hidden;padding:0px 3px 0px 3px;vertical-align:bottom;font-weight:bold;"></td> <td data-sheets-value='{"1":2,"2":"Four-walled"}' style="overflow:hidden;padding:0px 3px 0px 3px;vertical-align:bottom;font-weight:bold;">Four-walled</td> <td data-sheets-value='{"1":2,"2":"Clear (H/H/H/H)"}' style="border-right:1px solid #000000;overflow:hidden;padding:0px 3px 0px 3px;vertical-align:bottom;font-weight:bold;">Clear (H/H/H/H)</td> <td data-sheets-numberformat='{"1":2,"2":"0.00","3":1}' data-sheets-value='{"1":3,"3":1.28}' style="overflow:hidden;padding:0px 3px 0px 3px;vertical-align:bottom;text-align:center;">1.28</td> <td data-sheets-numberformat='{"1":2,"2":"0","3":1}' data-sheets-value='{"1":3,"3":64}' style="overflow:hidden;padding:0px 3px 0px 3px;vertical-align:bottom;text-align:center;">64</td> <td data-sheets-numberformat='{"1":2,"2":"0","3":1}' data-sheets-value='{"1":3,"3":54}' style="overflow:hidden;padding:0px 3px 0px 3px;vertical-align:bottom;text-align:center;">54</td> <td data-sheets-numberformat='{"1":2,"2":"0","3":1}' data-sheets-value='{"1":3,"3":23}' style="border-right:1px solid #000000;overflow:hidden;padding:0px 3px 0px 3px;vertical-align:bottom;text-align:center;">23</td> </tr> <tr style="height:20px;"> <td style="border-bottom:1px solid #000000;border-left:1px solid #000000;overflow:hidden;padding:0px 3px 0px 3px;vertical-align:bottom;"></td> <td data-sheets-value='{"1":2,"2":"Four-walled"}' style="border-bottom:1px solid #000000;overflow:hidden;padding:0px 3px 0px 3px;vertical-align:bottom;font-weight:bold;">Four-walled</td> <td data-sheets-value='{"1":2,"2":"Opal (H/H/O/H)"}' style="border-right:1px solid #000000;border-bottom:1px solid #000000;overflow:hidden;padding:0px 3px 0px 3px;vertical-align:bottom;font-weight:bold;">Opal (H/H/O/H)</td> <td data-sheets-numberformat='{"1":2,"2":"0.00","3":1}' data-sheets-value='{"1":3,"3":1.28}' style="border-bottom:1px solid #000000;overflow:hidden;padding:0px 3px 0px 3px;vertical-align:bottom;text-align:center;">1.28</td> <td data-sheets-numberformat='{"1":2,"2":"0","3":1}' data-sheets-value='{"1":3,"3":59}' style="border-bottom:1px solid #000000;overflow:hidden;padding:0px 3px 0px 3px;vertical-align:bottom;text-align:center;">59</td> <td data-sheets-numberformat='{"1":2,"2":"0","3":1}' data-sheets-value='{"1":3,"3":48}' style="border-bottom:1px solid #000000;overflow:hidden;padding:0px 3px 0px 3px;vertical-align:bottom;text-align:center;">48</td> <td data-sheets-numberformat='{"1":2,"2":"0","3":1}' data-sheets-value='{"1":3,"3":23}' style="border-right:1px solid #000000;border-bottom:1px solid #000000;overflow:hidden;padding:0px 3px 0px 3px;vertical-align:bottom;text-align:center;">23</td> </tr> <tr style="height:20px;"> <td data-sheets-value='{"1":2,"2":"Polycarbonate "}' style="border-left:1px solid #000000;overflow:hidden;padding:0px 3px 0px 3px;vertical-align:bottom;font-weight:bold;">Polycarbonate </td> <td data-sheets-value='{"1":2,"2":"Single-walled"}' style="overflow:hidden;padding:0px 3px 0px 3px;vertical-align:bottom;font-weight:bold;">Single-walled</td> <td data-sheets-value='{"1":2,"2":"Clear (A)"}' style="border-right:1px solid #000000;overflow:hidden;padding:0px 3px 0px 3px;vertical-align:bottom;font-weight:bold;">Clear (A)</td> <td data-sheets-numberformat='{"1":2,"2":"0.00","3":1}' data-sheets-value='{"1":3,"3":5.17}' style="overflow:hidden;padding:0px 3px 0px 3px;vertical-align:bottom;text-align:center;">5.17</td> <td data-sheets-numberformat='{"1":2,"2":"0","3":1}' data-sheets-value='{"1":3,"3":88}' style="overflow:hidden;padding:0px 3px 0px 3px;vertical-align:bottom;text-align:center;">88</td> <td data-sheets-numberformat='{"1":2,"2":"0","3":1}' data-sheets-value='{"1":3,"3":83}' style="overflow:hidden;padding:0px 3px 0px 3px;vertical-align:bottom;text-align:center;">83</td> <td data-sheets-numberformat='{"1":2,"2":"0","3":1}' data-sheets-value='{"1":2,"2":"-"}' style="border-right:1px solid #000000;overflow:hidden;padding:0px 3px 0px 3px;vertical-align:bottom;text-align:center;">-</td> </tr> <tr style="height:20px;"> <td data-sheets-value='{"1":2,"2":"PC"}' style="border-left:1px solid #000000;overflow:hidden;padding:0px 3px 0px 3px;vertical-align:bottom;font-weight:bold;">PC</td> <td data-sheets-value='{"1":2,"2":"Single-walled"}' style="overflow:hidden;padding:0px 3px 0px 3px;vertical-align:bottom;font-weight:bold;">Single-walled</td> <td data-sheets-value='{"1":2,"2":"Opal (D)"}' style="border-right:1px solid #000000;overflow:hidden;padding:0px 3px 0px 3px;vertical-align:bottom;font-weight:bold;">Opal (D)</td> <td data-sheets-numberformat='{"1":2,"2":"0.00","3":1}' data-sheets-value='{"1":3,"3":5.17}' style="overflow:hidden;padding:0px 3px 0px 3px;vertical-align:bottom;text-align:center;">5.17</td> <td data-sheets-numberformat='{"1":2,"2":"0","3":1}' data-sheets-value='{"1":3,"3":58}' style="overflow:hidden;padding:0px 3px 0px 3px;vertical-align:bottom;text-align:center;">58</td> <td data-sheets-numberformat='{"1":2,"2":"0","3":1}' data-sheets-value='{"1":3,"3":60}' style="overflow:hidden;padding:0px 3px 0px 3px;vertical-align:bottom;text-align:center;">60</td> <td data-sheets-numberformat='{"1":2,"2":"0","3":1}' data-sheets-value='{"1":2,"2":"-"}' style="border-right:1px solid #000000;overflow:hidden;padding:0px 3px 0px 3px;vertical-align:bottom;text-align:center;">-</td> </tr> <tr style="height:20px;"> <td style="border-left:1px solid #000000;overflow:hidden;padding:0px 3px 0px 3px;vertical-align:bottom;font-weight:bold;"></td> <td data-sheets-value='{"1":2,"2":"Double-walled"}' style="overflow:hidden;padding:0px 3px 0px 3px;vertical-align:bottom;font-weight:bold;">Double-walled</td> <td data-sheets-value='{"1":2,"2":"Clear (A/H)"}' style="border-right:1px solid #000000;overflow:hidden;padding:0px 3px 0px 3px;vertical-align:bottom;font-weight:bold;">Clear (A/H)</td> <td data-sheets-numberformat='{"1":2,"2":"0.00","3":1}' data-sheets-value='{"1":3,"3":2.9}' style="overflow:hidden;padding:0px 3px 0px 3px;vertical-align:bottom;text-align:center;">2.90</td> <td data-sheets-numberformat='{"1":2,"2":"0","3":1}' data-sheets-value='{"1":3,"3":79}' style="overflow:hidden;padding:0px 3px 0px 3px;vertical-align:bottom;text-align:center;">79</td> <td data-sheets-numberformat='{"1":2,"2":"0","3":1}' data-sheets-value='{"1":3,"3":72}' style="overflow:hidden;padding:0px 3px 0px 3px;vertical-align:bottom;text-align:center;">72</td> <td data-sheets-numberformat='{"1":2,"2":"0","3":1}' data-sheets-value='{"1":3,"3":20}' style="border-right:1px solid #000000;overflow:hidden;padding:0px 3px 0px 3px;vertical-align:bottom;text-align:center;">20</td> </tr> <tr style="height:20px;"> <td style="border-left:1px solid #000000;overflow:hidden;padding:0px 3px 0px 3px;vertical-align:bottom;font-weight:bold;"></td> <td data-sheets-value='{"1":2,"2":"Double-walled"}' style="overflow:hidden;padding:0px 3px 0px 3px;vertical-align:bottom;font-weight:bold;">Double-walled</td> <td data-sheets-value='{"1":2,"2":"Clear (A/A)"}' style="border-right:1px solid #000000;overflow:hidden;padding:0px 3px 0px 3px;vertical-align:bottom;font-weight:bold;">Clear (A/A)</td> <td data-sheets-numberformat='{"1":2,"2":"0.00","3":1}' data-sheets-value='{"1":3,"3":2.9}' style="overflow:hidden;padding:0px 3px 0px 3px;vertical-align:bottom;text-align:center;">2.90</td> <td data-sheets-numberformat='{"1":2,"2":"0","3":1}' data-sheets-value='{"1":3,"3":77}' style="overflow:hidden;padding:0px 3px 0px 3px;vertical-align:bottom;text-align:center;">77</td> <td data-sheets-numberformat='{"1":2,"2":"0","3":1}' data-sheets-value='{"1":3,"3":69}' style="overflow:hidden;padding:0px 3px 0px 3px;vertical-align:bottom;text-align:center;">69</td> <td data-sheets-numberformat='{"1":2,"2":"0","3":1}' data-sheets-value='{"1":3,"3":20}' style="border-right:1px solid #000000;overflow:hidden;padding:0px 3px 0px 3px;vertical-align:bottom;text-align:center;">20</td> </tr> <tr style="height:20px;"> <td style="border-left:1px solid #000000;overflow:hidden;padding:0px 3px 0px 3px;vertical-align:bottom;font-weight:bold;"></td> <td data-sheets-value='{"1":2,"2":"Double-walled"}' style="overflow:hidden;padding:0px 3px 0px 3px;vertical-align:bottom;font-weight:bold;">Double-walled</td> <td data-sheets-value='{"1":2,"2":"Opal (A/O)"}' style="border-right:1px solid #000000;overflow:hidden;padding:0px 3px 0px 3px;vertical-align:bottom;font-weight:bold;">Opal (A/O)</td> <td data-sheets-numberformat='{"1":2,"2":"0.00","3":1}' data-sheets-value='{"1":3,"3":2.9}' style="overflow:hidden;padding:0px 3px 0px 3px;vertical-align:bottom;text-align:center;">2.90</td> <td data-sheets-numberformat='{"1":2,"2":"0","3":1}' data-sheets-value='{"1":3,"3":73}' style="overflow:hidden;padding:0px 3px 0px 3px;vertical-align:bottom;text-align:center;">73</td> <td data-sheets-numberformat='{"1":2,"2":"0","3":1}' data-sheets-value='{"1":3,"3":63}' style="overflow:hidden;padding:0px 3px 0px 3px;vertical-align:bottom;text-align:center;">63</td> <td data-sheets-numberformat='{"1":2,"2":"0","3":1}' data-sheets-value='{"1":3,"3":20}' style="border-right:1px solid #000000;overflow:hidden;padding:0px 3px 0px 3px;vertical-align:bottom;text-align:center;">20</td> </tr> <tr style="height:20px;"> <td style="border-left:1px solid #000000;overflow:hidden;padding:0px 3px 0px 3px;vertical-align:bottom;font-weight:bold;"></td> <td data-sheets-value='{"1":2,"2":"Double-walled"}' style="overflow:hidden;padding:0px 3px 0px 3px;vertical-align:bottom;font-weight:bold;">Double-walled</td> <td data-sheets-value='{"1":2,"2":"Opal (A/D)"}' style="border-right:1px solid #000000;overflow:hidden;padding:0px 3px 0px 3px;vertical-align:bottom;font-weight:bold;">Opal (A/D)</td> <td data-sheets-numberformat='{"1":2,"2":"0.00","3":1}' data-sheets-value='{"1":3,"3":2.9}' style="overflow:hidden;padding:0px 3px 0px 3px;vertical-align:bottom;text-align:center;">2.90</td> <td data-sheets-numberformat='{"1":2,"2":"0","3":1}' data-sheets-value='{"1":3,"3":51}' style="overflow:hidden;padding:0px 3px 0px 3px;vertical-align:bottom;text-align:center;">51</td> <td data-sheets-numberformat='{"1":2,"2":"0","3":1}' data-sheets-value='{"1":3,"3":50}' style="overflow:hidden;padding:0px 3px 0px 3px;vertical-align:bottom;text-align:center;">50</td> <td data-sheets-numberformat='{"1":2,"2":"0","3":1}' data-sheets-value='{"1":3,"3":20}' style="border-right:1px solid #000000;overflow:hidden;padding:0px 3px 0px 3px;vertical-align:bottom;text-align:center;">20</td> </tr> <tr style="height:20px;"> <td style="border-left:1px solid #000000;overflow:hidden;padding:0px 3px 0px 3px;vertical-align:bottom;font-weight:bold;"></td> <td data-sheets-value='{"1":2,"2":"Triple-walled"}' style="overflow:hidden;padding:0px 3px 0px 3px;vertical-align:bottom;font-weight:bold;">Triple-walled</td> <td data-sheets-value='{"1":2,"2":"Clear (A/H/H)"}' style="border-right:1px solid #000000;overflow:hidden;padding:0px 3px 0px 3px;vertical-align:bottom;font-weight:bold;">Clear (A/H/H)</td> <td data-sheets-numberformat='{"1":2,"2":"0.00","3":1}' data-sheets-value='{"1":3,"3":1.7}' style="overflow:hidden;padding:0px 3px 0px 3px;vertical-align:bottom;text-align:center;">1.70</td> <td data-sheets-numberformat='{"1":2,"2":"0","3":1}' data-sheets-value='{"1":3,"3":71}' style="overflow:hidden;padding:0px 3px 0px 3px;vertical-align:bottom;text-align:center;">71</td> <td data-sheets-numberformat='{"1":2,"2":"0","3":1}' data-sheets-value='{"1":3,"3":63}' style="overflow:hidden;padding:0px 3px 0px 3px;vertical-align:bottom;text-align:center;">63</td> <td data-sheets-numberformat='{"1":2,"2":"0","3":1}' data-sheets-value='{"1":3,"3":22}' style="border-right:1px solid #000000;overflow:hidden;padding:0px 3px 0px 3px;vertical-align:bottom;text-align:center;">22</td> </tr> <tr style="height:20px;"> <td style="border-left:1px solid #000000;overflow:hidden;padding:0px 3px 0px 3px;vertical-align:bottom;font-weight:bold;"></td> <td data-sheets-value='{"1":2,"2":"Triple-walled"}' style="overflow:hidden;padding:0px 3px 0px 3px;vertical-align:bottom;font-weight:bold;">Triple-walled</td> <td data-sheets-value='{"1":2,"2":"Opal (A/O/O)"}' style="border-right:1px solid #000000;overflow:hidden;padding:0px 3px 0px 3px;vertical-align:bottom;font-weight:bold;">Opal (A/O/O)</td> <td data-sheets-numberformat='{"1":2,"2":"0.00","3":1}' data-sheets-value='{"1":3,"3":1.7}' style="overflow:hidden;padding:0px 3px 0px 3px;vertical-align:bottom;text-align:center;">1.70</td> <td data-sheets-numberformat='{"1":2,"2":"0","3":1}' data-sheets-value='{"1":3,"3":61}' style="overflow:hidden;padding:0px 3px 0px 3px;vertical-align:bottom;text-align:center;">61</td> <td data-sheets-numberformat='{"1":2,"2":"0","3":1}' data-sheets-value='{"1":3,"3":48}' style="overflow:hidden;padding:0px 3px 0px 3px;vertical-align:bottom;text-align:center;">48</td> <td data-sheets-numberformat='{"1":2,"2":"0","3":1}' data-sheets-value='{"1":3,"3":22}' style="border-right:1px solid #000000;overflow:hidden;padding:0px 3px 0px 3px;vertical-align:bottom;text-align:center;">22</td> </tr> <tr style="height:20px;"> <td style="border-left:1px solid #000000;overflow:hidden;padding:0px 3px 0px 3px;vertical-align:bottom;font-weight:bold;"></td> <td data-sheets-value='{"1":2,"2":"Four-walled"}' style="overflow:hidden;padding:0px 3px 0px 3px;vertical-align:bottom;font-weight:bold;">Four-walled</td> <td data-sheets-value='{"1":2,"2":"Clear (A/H/H/H)"}' style="border-right:1px solid #000000;overflow:hidden;padding:0px 3px 0px 3px;vertical-align:bottom;font-weight:bold;">Clear (A/H/H/H)</td> <td data-sheets-numberformat='{"1":2,"2":"0.00","3":1}' data-sheets-value='{"1":3,"3":1.28}' style="overflow:hidden;padding:0px 3px 0px 3px;vertical-align:bottom;text-align:center;">1.28</td> <td data-sheets-numberformat='{"1":2,"2":"0","3":1}' data-sheets-value='{"1":3,"3":64}' style="overflow:hidden;padding:0px 3px 0px 3px;vertical-align:bottom;text-align:center;">64</td> <td data-sheets-numberformat='{"1":2,"2":"0","3":1}' data-sheets-value='{"1":3,"3":52}' style="overflow:hidden;padding:0px 3px 0px 3px;vertical-align:bottom;text-align:center;">52</td> <td data-sheets-numberformat='{"1":2,"2":"0","3":1}' data-sheets-value='{"1":3,"3":23}' style="border-right:1px solid #000000;overflow:hidden;padding:0px 3px 0px 3px;vertical-align:bottom;text-align:center;">23</td> </tr> <tr style="height:20px;"> <td style="border-bottom:1px solid #000000;border-left:1px solid #000000;overflow:hidden;padding:0px 3px 0px 3px;vertical-align:bottom;"></td> <td data-sheets-value='{"1":2,"2":"Four-walled"}' style="border-bottom:1px solid #000000;overflow:hidden;padding:0px 3px 0px 3px;vertical-align:bottom;font-weight:bold;">Four-walled</td> <td data-sheets-value='{"1":2,"2":"Opal (A/H/O/H)"}' style="border-right:1px solid #000000;border-bottom:1px solid #000000;overflow:hidden;padding:0px 3px 0px 3px;vertical-align:bottom;font-weight:bold;">Opal (A/H/O/H)</td> <td data-sheets-numberformat='{"1":2,"2":"0.00","3":1}' data-sheets-value='{"1":3,"3":1.28}' style="border-bottom:1px solid #000000;overflow:hidden;padding:0px 3px 0px 3px;vertical-align:bottom;text-align:center;">1.28</td> <td data-sheets-numberformat='{"1":2,"2":"0","3":1}' data-sheets-value='{"1":3,"3":59}' style="border-bottom:1px solid #000000;overflow:hidden;padding:0px 3px 0px 3px;vertical-align:bottom;text-align:center;">59</td> <td data-sheets-numberformat='{"1":2,"2":"0","3":1}' data-sheets-value='{"1":3,"3":46}' style="border-bottom:1px solid #000000;overflow:hidden;padding:0px 3px 0px 3px;vertical-align:bottom;text-align:center;">46</td> <td data-sheets-numberformat='{"1":2,"2":"0","3":1}' data-sheets-value='{"1":3,"3":23}' style="border-right:1px solid #000000;border-bottom:1px solid #000000;overflow:hidden;padding:0px 3px 0px 3px;vertical-align:bottom;text-align:center;">23</td> </tr> <tr style="height:20px;"> <td data-sheets-value='{"1":2,"2":"Polycarbonate"}' style="border-left:1px solid #000000;overflow:hidden;padding:0px 3px 0px 3px;vertical-align:bottom;font-weight:bold;">Polycarbonate</td> <td data-sheets-value='{"1":2,"2":"Single-walled"}' style="overflow:hidden;padding:0px 3px 0px 3px;vertical-align:bottom;font-weight:bold;">Single-walled</td> <td data-sheets-value='{"1":2,"2":"Heatstop Opal (T)"}' style="border-right:1px solid #000000;overflow:hidden;padding:0px 3px 0px 3px;vertical-align:bottom;font-weight:bold;">Heatstop Opal (T)</td> <td data-sheets-numberformat='{"1":2,"2":"0.00","3":1}' data-sheets-value='{"1":3,"3":5.17}' style="overflow:hidden;padding:0px 3px 0px 3px;vertical-align:bottom;text-align:center;">5.17</td> <td data-sheets-numberformat='{"1":2,"2":"0","3":1}' data-sheets-value='{"1":3,"3":49}' style="overflow:hidden;padding:0px 3px 0px 3px;vertical-align:bottom;text-align:center;">49</td> <td data-sheets-numberformat='{"1":2,"2":"0","3":1}' data-sheets-value='{"1":3,"3":59}' style="overflow:hidden;padding:0px 3px 0px 3px;vertical-align:bottom;text-align:center;">59</td> <td data-sheets-numberformat='{"1":2,"2":"0","3":1}' data-sheets-value='{"1":2,"2":"-"}' style="border-right:1px solid #000000;overflow:hidden;padding:0px 3px 0px 3px;vertical-align:bottom;text-align:center;">-</td> </tr> <tr style="height:20px;"> <td data-sheets-value='{"1":2,"2":"Heatstop PC"}' style="border-left:1px solid #000000;overflow:hidden;padding:0px 3px 0px 3px;vertical-align:bottom;font-weight:bold;">Heatstop PC</td> <td data-sheets-value='{"1":2,"2":"Double-walled"}' style="overflow:hidden;padding:0px 3px 0px 3px;vertical-align:bottom;font-weight:bold;">Double-walled</td> <td data-sheets-value='{"1":2,"2":"Clear (T/H)"}' style="border-right:1px solid #000000;overflow:hidden;padding:0px 3px 0px 3px;vertical-align:bottom;font-weight:bold;">Clear (T/H)</td> <td data-sheets-numberformat='{"1":2,"2":"0.00","3":1}' data-sheets-value='{"1":3,"3":2.9}' style="overflow:hidden;padding:0px 3px 0px 3px;vertical-align:bottom;text-align:center;">2.90</td> <td data-sheets-numberformat='{"1":2,"2":"0","3":1}' data-sheets-value='{"1":3,"3":44}' style="overflow:hidden;padding:0px 3px 0px 3px;vertical-align:bottom;text-align:center;">44</td> <td data-sheets-numberformat='{"1":2,"2":"0","3":1}' data-sheets-value='{"1":3,"3":51}' style="overflow:hidden;padding:0px 3px 0px 3px;vertical-align:bottom;text-align:center;">51</td> <td data-sheets-numberformat='{"1":2,"2":"0","3":1}' data-sheets-value='{"1":3,"3":20}' style="border-right:1px solid #000000;overflow:hidden;padding:0px 3px 0px 3px;vertical-align:bottom;text-align:center;">20</td> </tr> <tr style="height:20px;"> <td style="border-left:1px solid #000000;overflow:hidden;padding:0px 3px 0px 3px;vertical-align:bottom;font-weight:bold;"></td> <td data-sheets-value='{"1":2,"2":"Double-walled"}' style="overflow:hidden;padding:0px 3px 0px 3px;vertical-align:bottom;font-weight:bold;">Double-walled</td> <td data-sheets-value='{"1":2,"2":"Opal (T/O)"}' style="border-right:1px solid #000000;overflow:hidden;padding:0px 3px 0px 3px;vertical-align:bottom;font-weight:bold;">Opal (T/O)</td> <td data-sheets-numberformat='{"1":2,"2":"0.00","3":1}' data-sheets-value='{"1":3,"3":2.9}' style="overflow:hidden;padding:0px 3px 0px 3px;vertical-align:bottom;text-align:center;">2.90</td> <td data-sheets-numberformat='{"1":2,"2":"0","3":1}' data-sheets-value='{"1":3,"3":41}' style="overflow:hidden;padding:0px 3px 0px 3px;vertical-align:bottom;text-align:center;">41</td> <td data-sheets-numberformat='{"1":2,"2":"0","3":1}' data-sheets-value='{"1":3,"3":45}' style="overflow:hidden;padding:0px 3px 0px 3px;vertical-align:bottom;text-align:center;">45</td> <td data-sheets-numberformat='{"1":2,"2":"0","3":1}' data-sheets-value='{"1":3,"3":20}' style="border-right:1px solid #000000;overflow:hidden;padding:0px 3px 0px 3px;vertical-align:bottom;text-align:center;">20</td> </tr> <tr style="height:20px;"> <td style="border-left:1px solid #000000;overflow:hidden;padding:0px 3px 0px 3px;vertical-align:bottom;font-weight:bold;"></td> <td data-sheets-value='{"1":2,"2":"Triple-walled"}' style="overflow:hidden; | skylux-160-ce-met-koepel-en-metaalopstand-met-lm-motor-1000-x-1600-mm | 8585988309325 | 46872263131469
Smoke and heat exhaust (SHEV) | SHE system | Skylux | Skylux 160° CE with skylight and metal curb with LM-actuator 1000 x 1900 mm |  | 26699 | 5412970266990 | 4153.95 | Yes | 30-45 | 86.8 | 1000 x 1900 mm | 1900 | 1000 |  | metal curb M30 (30 cm high) | Rectangular | 5.17 W/m²K - 1.28 W/m²K | 87% - 32% | 90% - 32% | 20dB - 23dB | 160° CE (for industry) | skylight | without spoiler | E | Single actuator | Maximum four-walled skylight possible for this product | Ut-value LT-value g-value Rw-value EN 1873 : 2014 EN ISO 13468 EN 16153 EN 410 EN 410 EN ISO 140-3 Material Walls Shells (W/m²K) (%) (%) (dB) Acrylic Single-walled Clear (H) 5.17 90 87 - PMMA Single-walled Opal (O) 5.17 83 76 - Double-walled Clear (H/H) 2.90 81 75 20 Double-walled Opal (O/O) 2.90 69 58 20 Triple-walled Clear (H/H/H) 1.70 73 65 22 Triple-walled Opal (O/H/O) 1.70 62 51 22 Four-walled Clear (H/H/H/H) 1.28 64 54 23 Four-walled Opal (H/H/O/H) 1.28 59 48 23 Polycarbonate Single-walled Clear (A) 5.17 88 83 - PC Single-walled Opal (D) 5.17 58 60 - Double-walled Clear (A/H) 2.90 79 72 20 Double-walled Clear (A/A) 2.90 77 69 20 Double-walled Opal (A/O) 2.90 73 63 20 Double-walled Opal (A/D) 2.90 51 50 20 Triple-walled Clear (A/H/H) 1.70 71 63 22 Triple-walled Opal (A/O/O) 1.70 61 48 22 Four-walled Clear (A/H/H/H) 1.28 64 52 23 Four-walled Opal (A/H/O/H) 1.28 59 46 23 Polycarbonate Single-walled Heatstop Opal (T) 5.17 49 59 - Heatstop PC Double-walled Clear (T/H) 2.90 44 51 20 Double-walled Opal (T/O) 2.90 41 45 20 Triple-walled Clear (T/H/H) 1.70 40 <td data-sheets-numberformat='{"1":2,"2":"0","3":1}' data-sheets-value='{"1":3,"3":44}' style="overflow:hidden;paddin | https://skylux.eu/en/products/skylux-160-ce-met-koepel-en-metaalopstand-met-lm-motor-1000-x-1900-mm | https://skylux.eu/cdn/shop/files/Skylux-160deg-CE-met-koepel-en-metaalopstand-met-LM-motor-1000-x-1900-mm-RWA-systeem.jpg?v=1702976549&width=1600 | https://skylux.eu/cdn/shop/files/e5a82811-1bb0-48e4-a776-cacb59c7c092_63c8e761-3ecd-4c6c-ba55-e0cdeb19d2a4.jpg?v=1688550160&width=1600 | //skylux.eu/cdn/shop/files/E_MH_Mounting_instructions_Skylux_160_CE_LM.pdf?v=12406716259046007223 | //skylux.eu/cdn/shop/files/E_TD_Technical_File_Skylux_Skylux_160_CE_Electric.pdf?v=3667116872303399239 | <style type="text/css" id="isPasted"> <!--td { border: 1px solid #cccccc; } br { mso-data-placement: same-cell; } --> </style> <table border="1" cellpadding="0" cellspacing="0" dir="ltr" style="table-layout:fixed;font-size:10pt;font-family:Arial;border-collapse:collapse;border:none;"><tbody> <tr style="height:20px;"> <td style="overflow:hidden;padding:0px 3px 0px 3px;vertical-align:bottom;"></td> <td style="overflow:hidden;padding:0px 3px 0px 3px;vertical-align:bottom;"></td> <td style="overflow:hidden;padding:0px 3px 0px 3px;vertical-align:bottom;"></td> <td data-sheets-value='{"1":2,"2":"Ut-value"}' style="overflow:hidden;padding:0px 3px 0px 3px;vertical-align:bottom;font-weight:bold;text-align:center;">Ut-value</td> <td data-sheets-value='{"1":2,"2":"LT-value"}' style="overflow:hidden;padding:0px 3px 0px 3px;vertical-align:bottom;font-weight:bold;text-align:center;">LT-value</td> <td data-sheets-value='{"1":2,"2":"g-value"}' style="overflow:hidden;padding:0px 3px 0px 3px;vertical-align:bottom;font-weight:bold;text-align:center;">g-value</td> <td data-sheets-value='{"1":2,"2":"Rw-value "}' style="overflow:hidden;padding:0px 3px 0px 3px;vertical-align:bottom;font-weight:bold;text-align:center;">Rw-value </td> </tr> <tr style="height:20px;"> <td style="overflow:hidden;padding:0px 3px 0px 3px;vertical-align:bottom;"></td> <td style="overflow:hidden;padding:0px 3px 0px 3px;vertical-align:bottom;"></td> <td style="overflow:hidden;padding:0px 3px 0px 3px;vertical-align:bottom;"></td> <td data-sheets-numberformat='{"1":2,"2":"0.00","3":1}' data-sheets-value='{"1":2,"2":"EN 1873 : 2014"}' style="overflow:hidden;padding:0px 3px 0px 3px;vertical-align:bottom;text-align:center;">EN 1873 : 2014</td> <td data-sheets-numberformat='{"1":2,"2":"0","3":1}' data-sheets-value='{"1":2,"2":"EN ISO 13468 EN 16153 EN 410"}' style="overflow:hidden;padding:0px 3px 0px 3px;vertical-align:bottom;text-align:center;">EN ISO 13468 EN 16153 EN 410</td> <td data-sheets-numberformat='{"1":2,"2":"0","3":1}' data-sheets-value='{"1":2,"2":"EN 410"}' style="overflow:hidden;padding:0px 3px 0px 3px;vertical-align:bottom;text-align:center;">EN 410</td> <td data-sheets-value='{"1":2,"2":"EN ISO 140-3\t\t"}' style="overflow:hidden;padding:0px 3px 0px 3px;vertical-align:bottom;text-align:center;">EN ISO 140-3 </td> </tr> <tr style="height:20px;"> <td data-sheets-value='{"1":2,"2":"Material"}' style="border-bottom:1px solid #000000;overflow:hidden;padding:0px 3px 0px 3px;vertical-align:bottom;background-color:#000000;font-weight:bold;color:#ffffff;">Material</td> <td data-sheets-value='{"1":2,"2":"Walls"}' style="border-bottom:1px solid #000000;overflow:hidden;padding:0px 3px 0px 3px;vertical-align:bottom;background-color:#000000;font-weight:bold;color:#ffffff;">Walls</td> <td data-sheets-value='{"1":2,"2":"Shells"}' style="border-bottom:1px solid #000000;overflow:hidden;padding:0px 3px 0px 3px;vertical-align:bottom;background-color:#000000;font-weight:bold;color:#ffffff;">Shells</td> <td data-sheets-numberformat='{"1":2,"2":"0.00","3":1}' data-sheets-value='{"1":2,"2":"(W/m²K)\t"}' style="border-bottom:1px solid #000000;overflow:hidden;padding:0px 3px 0px 3px;vertical-align:bottom;background-color:#000000;font-weight:bold;color:#ffffff;text-align:center;">(W/m²K) </td> <td data-sheets-numberformat='{"1":2,"2":"0","3":1}' data-sheets-value='{"1":2,"2":"(%)"}' style="border-bottom:1px solid #000000;overflow:hidden;padding:0px 3px 0px 3px;vertical-align:bottom;background-color:#000000;font-weight:bold;color:#ffffff;text-align:center;">(%)</td> <td data-sheets-numberformat='{"1":2,"2":"0","3":1}' data-sheets-value='{"1":2,"2":"(%)"}' style="border-bottom:1px solid #000000;overflow:hidden;padding:0px 3px 0px 3px;vertical-align:bottom;background-color:#000000;font-weight:bold;color:#ffffff;text-align:center;">(%)</td> <td data-sheets-value='{"1":2,"2":"(dB)"}' style="border-bottom:1px solid #000000;overflow:hidden;padding:0px 3px 0px 3px;vertical-align:bottom;background-color:#000000;font-weight:bold;color:#ffffff;text-align:center;">(dB)</td> </tr> <tr style="height:20px;"> <td data-sheets-value='{"1":2,"2":"Acrylic"}' style="border-left:1px solid #000000;overflow:hidden;padding:0px 3px 0px 3px;vertical-align:bottom;font-weight:bold;">Acrylic</td> <td data-sheets-value='{"1":2,"2":"Single-walled"}' style="overflow:hidden;padding:0px 3px 0px 3px;vertical-align:bottom;font-weight:bold;">Single-walled</td> <td data-sheets-value='{"1":2,"2":"Clear (H)"}' style="border-right:1px solid #000000;overflow:hidden;padding:0px 3px 0px 3px;vertical-align:bottom;font-weight:bold;">Clear (H)</td> <td data-sheets-numberformat='{"1":2,"2":"0.00","3":1}' data-sheets-value='{"1":3,"3":5.17}' style="overflow:hidden;padding:0px 3px 0px 3px;vertical-align:bottom;text-align:center;">5.17</td> <td data-sheets-numberformat='{"1":2,"2":"0","3":1}' data-sheets-value='{"1":3,"3":90}' style="overflow:hidden;padding:0px 3px 0px 3px;vertical-align:bottom;text-align:center;">90</td> <td data-sheets-numberformat='{"1":2,"2":"0","3":1}' data-sheets-value='{"1":3,"3":87}' style="overflow:hidden;padding:0px 3px 0px 3px;vertical-align:bottom;text-align:center;">87</td> <td data-sheets-numberformat='{"1":2,"2":"0","3":1}' data-sheets-value='{"1":2,"2":"-"}' style="border-right:1px solid #000000;overflow:hidden;padding:0px 3px 0px 3px;vertical-align:bottom;text-align:center;">-</td> </tr> <tr style="height:20px;"> <td data-sheets-value='{"1":2,"2":"PMMA"}' style="border-left:1px solid #000000;overflow:hidden;padding:0px 3px 0px 3px;vertical-align:bottom;font-weight:bold;">PMMA</td> <td data-sheets-value='{"1":2,"2":"Single-walled"}' style="overflow:hidden;padding:0px 3px 0px 3px;vertical-align:bottom;font-weight:bold;">Single-walled</td> <td data-sheets-value='{"1":2,"2":"Opal (O)"}' style="border-right:1px solid #000000;overflow:hidden;padding:0px 3px 0px 3px;vertical-align:bottom;font-weight:bold;">Opal (O)</td> <td data-sheets-numberformat='{"1":2,"2":"0.00","3":1}' data-sheets-value='{"1":3,"3":5.17}' style="overflow:hidden;padding:0px 3px 0px 3px;vertical-align:bottom;text-align:center;">5.17</td> <td data-sheets-numberformat='{"1":2,"2":"0","3":1}' data-sheets-value='{"1":3,"3":83}' style="overflow:hidden;padding:0px 3px 0px 3px;vertical-align:bottom;text-align:center;">83</td> <td data-sheets-numberformat='{"1":2,"2":"0","3":1}' data-sheets-value='{"1":3,"3":76}' style="overflow:hidden;padding:0px 3px 0px 3px;vertical-align:bottom;text-align:center;">76</td> <td data-sheets-numberformat='{"1":2,"2":"0","3":1}' data-sheets-value='{"1":2,"2":"-"}' style="border-right:1px solid #000000;overflow:hidden;padding:0px 3px 0px 3px;vertical-align:bottom;text-align:center;">-</td> </tr> <tr style="height:20px;"> <td style="border-left:1px solid #000000;overflow:hidden;padding:0px 3px 0px 3px;vertical-align:bottom;font-weight:bold;"></td> <td data-sheets-value='{"1":2,"2":"Double-walled"}' style="overflow:hidden;padding:0px 3px 0px 3px;vertical-align:bottom;font-weight:bold;">Double-walled</td> <td data-sheets-value='{"1":2,"2":"Clear (H/H)"}' style="border-right:1px solid #000000;overflow:hidden;padding:0px 3px 0px 3px;vertical-align:bottom;font-weight:bold;">Clear (H/H)</td> <td data-sheets-numberformat='{"1":2,"2":"0.00","3":1}' data-sheets-value='{"1":3,"3":2.9}' style="overflow:hidden;padding:0px 3px 0px 3px;vertical-align:bottom;text-align:center;">2.90</td> <td data-sheets-numberformat='{"1":2,"2":"0","3":1}' data-sheets-value='{"1":3,"3":81}' style="overflow:hidden;padding:0px 3px 0px 3px;vertical-align:bottom;text-align:center;">81</td> <td data-sheets-numberformat='{"1":2,"2":"0","3":1}' data-sheets-value='{"1":3,"3":75}' style="overflow:hidden;padding:0px 3px 0px 3px;vertical-align:bottom;text-align:center;">75</td> <td data-sheets-numberformat='{"1":2,"2":"0","3":1}' data-sheets-value='{"1":3,"3":20}' style="border-right:1px solid #000000;overflow:hidden;padding:0px 3px 0px 3px;vertical-align:bottom;text-align:center;">20</td> </tr> <tr style="height:20px;"> <td style="border-left:1px solid #000000;overflow:hidden;padding:0px 3px 0px 3px;vertical-align:bottom;font-weight:bold;"></td> <td data-sheets-value='{"1":2,"2":"Double-walled"}' style="overflow:hidden;padding:0px 3px 0px 3px;vertical-align:bottom;font-weight:bold;">Double-walled</td> <td data-sheets-value='{"1":2,"2":"Opal (O/O)"}' style="border-right:1px solid #000000;overflow:hidden;padding:0px 3px 0px 3px;vertical-align:bottom;font-weight:bold;">Opal (O/O)</td> <td data-sheets-numberformat='{"1":2,"2":"0.00","3":1}' data-sheets-value='{"1":3,"3":2.9}' style="overflow:hidden;padding:0px 3px 0px 3px;vertical-align:bottom;text-align:center;">2.90</td> <td data-sheets-numberformat='{"1":2,"2":"0","3":1}' data-sheets-value='{"1":3,"3":69}' style="overflow:hidden;padding:0px 3px 0px 3px;vertical-align:bottom;text-align:center;">69</td> <td data-sheets-numberformat='{"1":2,"2":"0","3":1}' data-sheets-value='{"1":3,"3":58}' style="overflow:hidden;padding:0px 3px 0px 3px;vertical-align:bottom;text-align:center;">58</td> <td data-sheets-numberformat='{"1":2,"2":"0","3":1}' data-sheets-value='{"1":3,"3":20}' style="border-right:1px solid #000000;overflow:hidden;padding:0px 3px 0px 3px;vertical-align:bottom;text-align:center;">20</td> </tr> <tr style="height:20px;"> <td style="border-left:1px solid #000000;overflow:hidden;padding:0px 3px 0px 3px;vertical-align:bottom;font-weight:bold;"></td> <td data-sheets-value='{"1":2,"2":"Triple-walled"}' style="overflow:hidden;padding:0px 3px 0px 3px;vertical-align:bottom;font-weight:bold;">Triple-walled</td> <td data-sheets-value='{"1":2,"2":"Clear (H/H/H)"}' style="border-right:1px solid #000000;overflow:hidden;padding:0px 3px 0px 3px;vertical-align:bottom;font-weight:bold;">Clear (H/H/H)</td> <td data-sheets-numberformat='{"1":2,"2":"0.00","3":1}' data-sheets-value='{"1":3,"3":1.7}' style="overflow:hidden;padding:0px 3px 0px 3px;vertical-align:bottom;text-align:center;">1.70</td> <td data-sheets-numberformat='{"1":2,"2":"0","3":1}' data-sheets-value='{"1":3,"3":73}' style="overflow:hidden;padding:0px 3px 0px 3px;vertical-align:bottom;text-align:center;">73</td> <td data-sheets-numberformat='{"1":2,"2":"0","3":1}' data-sheets-value='{"1":3,"3":65}' style="overflow:hidden;padding:0px 3px 0px 3px;vertical-align:bottom;text-align:center;">65</td> <td data-sheets-numberformat='{"1":2,"2":"0","3":1}' data-sheets-value='{"1":3,"3":22}' style="border-right:1px solid #000000;overflow:hidden;padding:0px 3px 0px 3px;vertical-align:bottom;text-align:center;">22</td> </tr> <tr style="height:20px;"> <td style="border-left:1px solid #000000;overflow:hidden;padding:0px 3px 0px 3px;vertical-align:bottom;font-weight:bold;"></td> <td data-sheets-value='{"1":2,"2":"Triple-walled"}' style="overflow:hidden;padding:0px 3px 0px 3px;vertical-align:bottom;font-weight:bold;">Triple-walled</td> <td data-sheets-value='{"1":2,"2":"Opal (O/H/O)"}' style="border-right:1px solid #000000;overflow:hidden;padding:0px 3px 0px 3px;vertical-align:bottom;font-weight:bold;">Opal (O/H/O)</td> <td data-sheets-numberformat='{"1":2,"2":"0.00","3":1}' data-sheets-value='{"1":3,"3":1.7}' style="overflow:hidden;padding:0px 3px 0px 3px;vertical-align:bottom;text-align:center;">1.70</td> <td data-sheets-numberformat='{"1":2,"2":"0","3":1}' data-sheets-value='{"1":3,"3":62}' style="overflow:hidden;padding:0px 3px 0px 3px;vertical-align:bottom;text-align:center;">62</td> <td data-sheets-numberformat='{"1":2,"2":"0","3":1}' data-sheets-value='{"1":3,"3":51}' style="overflow:hidden;padding:0px 3px 0px 3px;vertical-align:bottom;text-align:center;">51</td> <td data-sheets-numberformat='{"1":2,"2":"0","3":1}' data-sheets-value='{"1":3,"3":22}' style="border-right:1px solid #000000;overflow:hidden;padding:0px 3px 0px 3px;vertical-align:bottom;text-align:center;">22</td> </tr> <tr style="height:20px;"> <td style="border-left:1px solid #000000;overflow:hidden;padding:0px 3px 0px 3px;vertical-align:bottom;font-weight:bold;"></td> <td data-sheets-value='{"1":2,"2":"Four-walled"}' style="overflow:hidden;padding:0px 3px 0px 3px;vertical-align:bottom;font-weight:bold;">Four-walled</td> <td data-sheets-value='{"1":2,"2":"Clear (H/H/H/H)"}' style="border-right:1px solid #000000;overflow:hidden;padding:0px 3px 0px 3px;vertical-align:bottom;font-weight:bold;">Clear (H/H/H/H)</td> <td data-sheets-numberformat='{"1":2,"2":"0.00","3":1}' data-sheets-value='{"1":3,"3":1.28}' style="overflow:hidden;padding:0px 3px 0px 3px;vertical-align:bottom;text-align:center;">1.28</td> <td data-sheets-numberformat='{"1":2,"2":"0","3":1}' data-sheets-value='{"1":3,"3":64}' style="overflow:hidden;padding:0px 3px 0px 3px;vertical-align:bottom;text-align:center;">64</td> <td data-sheets-numberformat='{"1":2,"2":"0","3":1}' data-sheets-value='{"1":3,"3":54}' style="overflow:hidden;padding:0px 3px 0px 3px;vertical-align:bottom;text-align:center;">54</td> <td data-sheets-numberformat='{"1":2,"2":"0","3":1}' data-sheets-value='{"1":3,"3":23}' style="border-right:1px solid #000000;overflow:hidden;padding:0px 3px 0px 3px;vertical-align:bottom;text-align:center;">23</td> </tr> <tr style="height:20px;"> <td style="border-bottom:1px solid #000000;border-left:1px solid #000000;overflow:hidden;padding:0px 3px 0px 3px;vertical-align:bottom;"></td> <td data-sheets-value='{"1":2,"2":"Four-walled"}' style="border-bottom:1px solid #000000;overflow:hidden;padding:0px 3px 0px 3px;vertical-align:bottom;font-weight:bold;">Four-walled</td> <td data-sheets-value='{"1":2,"2":"Opal (H/H/O/H)"}' style="border-right:1px solid #000000;border-bottom:1px solid #000000;overflow:hidden;padding:0px 3px 0px 3px;vertical-align:bottom;font-weight:bold;">Opal (H/H/O/H)</td> <td data-sheets-numberformat='{"1":2,"2":"0.00","3":1}' data-sheets-value='{"1":3,"3":1.28}' style="border-bottom:1px solid #000000;overflow:hidden;padding:0px 3px 0px 3px;vertical-align:bottom;text-align:center;">1.28</td> <td data-sheets-numberformat='{"1":2,"2":"0","3":1}' data-sheets-value='{"1":3,"3":59}' style="border-bottom:1px solid #000000;overflow:hidden;padding:0px 3px 0px 3px;vertical-align:bottom;text-align:center;">59</td> <td data-sheets-numberformat='{"1":2,"2":"0","3":1}' data-sheets-value='{"1":3,"3":48}' style="border-bottom:1px solid #000000;overflow:hidden;padding:0px 3px 0px 3px;vertical-align:bottom;text-align:center;">48</td> <td data-sheets-numberformat='{"1":2,"2":"0","3":1}' data-sheets-value='{"1":3,"3":23}' style="border-right:1px solid #000000;border-bottom:1px solid #000000;overflow:hidden;padding:0px 3px 0px 3px;vertical-align:bottom;text-align:center;">23</td> </tr> <tr style="height:20px;"> <td data-sheets-value='{"1":2,"2":"Polycarbonate "}' style="border-left:1px solid #000000;overflow:hidden;padding:0px 3px 0px 3px;vertical-align:bottom;font-weight:bold;">Polycarbonate </td> <td data-sheets-value='{"1":2,"2":"Single-walled"}' style="overflow:hidden;padding:0px 3px 0px 3px;vertical-align:bottom;font-weight:bold;">Single-walled</td> <td data-sheets-value='{"1":2,"2":"Clear (A)"}' style="border-right:1px solid #000000;overflow:hidden;padding:0px 3px 0px 3px;vertical-align:bottom;font-weight:bold;">Clear (A)</td> <td data-sheets-numberformat='{"1":2,"2":"0.00","3":1}' data-sheets-value='{"1":3,"3":5.17}' style="overflow:hidden;padding:0px 3px 0px 3px;vertical-align:bottom;text-align:center;">5.17</td> <td data-sheets-numberformat='{"1":2,"2":"0","3":1}' data-sheets-value='{"1":3,"3":88}' style="overflow:hidden;padding:0px 3px 0px 3px;vertical-align:bottom;text-align:center;">88</td> <td data-sheets-numberformat='{"1":2,"2":"0","3":1}' data-sheets-value='{"1":3,"3":83}' style="overflow:hidden;padding:0px 3px 0px 3px;vertical-align:bottom;text-align:center;">83</td> <td data-sheets-numberformat='{"1":2,"2":"0","3":1}' data-sheets-value='{"1":2,"2":"-"}' style="border-right:1px solid #000000;overflow:hidden;padding:0px 3px 0px 3px;vertical-align:bottom;text-align:center;">-</td> </tr> <tr style="height:20px;"> <td data-sheets-value='{"1":2,"2":"PC"}' style="border-left:1px solid #000000;overflow:hidden;padding:0px 3px 0px 3px;vertical-align:bottom;font-weight:bold;">PC</td> <td data-sheets-value='{"1":2,"2":"Single-walled"}' style="overflow:hidden;padding:0px 3px 0px 3px;vertical-align:bottom;font-weight:bold;">Single-walled</td> <td data-sheets-value='{"1":2,"2":"Opal (D)"}' style="border-right:1px solid #000000;overflow:hidden;padding:0px 3px 0px 3px;vertical-align:bottom;font-weight:bold;">Opal (D)</td> <td data-sheets-numberformat='{"1":2,"2":"0.00","3":1}' data-sheets-value='{"1":3,"3":5.17}' style="overflow:hidden;padding:0px 3px 0px 3px;vertical-align:bottom;text-align:center;">5.17</td> <td data-sheets-numberformat='{"1":2,"2":"0","3":1}' data-sheets-value='{"1":3,"3":58}' style="overflow:hidden;padding:0px 3px 0px 3px;vertical-align:bottom;text-align:center;">58</td> <td data-sheets-numberformat='{"1":2,"2":"0","3":1}' data-sheets-value='{"1":3,"3":60}' style="overflow:hidden;padding:0px 3px 0px 3px;vertical-align:bottom;text-align:center;">60</td> <td data-sheets-numberformat='{"1":2,"2":"0","3":1}' data-sheets-value='{"1":2,"2":"-"}' style="border-right:1px solid #000000;overflow:hidden;padding:0px 3px 0px 3px;vertical-align:bottom;text-align:center;">-</td> </tr> <tr style="height:20px;"> <td style="border-left:1px solid #000000;overflow:hidden;padding:0px 3px 0px 3px;vertical-align:bottom;font-weight:bold;"></td> <td data-sheets-value='{"1":2,"2":"Double-walled"}' style="overflow:hidden;padding:0px 3px 0px 3px;vertical-align:bottom;font-weight:bold;">Double-walled</td> <td data-sheets-value='{"1":2,"2":"Clear (A/H)"}' style="border-right:1px solid #000000;overflow:hidden;padding:0px 3px 0px 3px;vertical-align:bottom;font-weight:bold;">Clear (A/H)</td> <td data-sheets-numberformat='{"1":2,"2":"0.00","3":1}' data-sheets-value='{"1":3,"3":2.9}' style="overflow:hidden;padding:0px 3px 0px 3px;vertical-align:bottom;text-align:center;">2.90</td> <td data-sheets-numberformat='{"1":2,"2":"0","3":1}' data-sheets-value='{"1":3,"3":79}' style="overflow:hidden;padding:0px 3px 0px 3px;vertical-align:bottom;text-align:center;">79</td> <td data-sheets-numberformat='{"1":2,"2":"0","3":1}' data-sheets-value='{"1":3,"3":72}' style="overflow:hidden;padding:0px 3px 0px 3px;vertical-align:bottom;text-align:center;">72</td> <td data-sheets-numberformat='{"1":2,"2":"0","3":1}' data-sheets-value='{"1":3,"3":20}' style="border-right:1px solid #000000;overflow:hidden;padding:0px 3px 0px 3px;vertical-align:bottom;text-align:center;">20</td> </tr> <tr style="height:20px;"> <td style="border-left:1px solid #000000;overflow:hidden;padding:0px 3px 0px 3px;vertical-align:bottom;font-weight:bold;"></td> <td data-sheets-value='{"1":2,"2":"Double-walled"}' style="overflow:hidden;padding:0px 3px 0px 3px;vertical-align:bottom;font-weight:bold;">Double-walled</td> <td data-sheets-value='{"1":2,"2":"Clear (A/A)"}' style="border-right:1px solid #000000;overflow:hidden;padding:0px 3px 0px 3px;vertical-align:bottom;font-weight:bold;">Clear (A/A)</td> <td data-sheets-numberformat='{"1":2,"2":"0.00","3":1}' data-sheets-value='{"1":3,"3":2.9}' style="overflow:hidden;padding:0px 3px 0px 3px;vertical-align:bottom;text-align:center;">2.90</td> <td data-sheets-numberformat='{"1":2,"2":"0","3":1}' data-sheets-value='{"1":3,"3":77}' style="overflow:hidden;padding:0px 3px 0px 3px;vertical-align:bottom;text-align:center;">77</td> <td data-sheets-numberformat='{"1":2,"2":"0","3":1}' data-sheets-value='{"1":3,"3":69}' style="overflow:hidden;padding:0px 3px 0px 3px;vertical-align:bottom;text-align:center;">69</td> <td data-sheets-numberformat='{"1":2,"2":"0","3":1}' data-sheets-value='{"1":3,"3":20}' style="border-right:1px solid #000000;overflow:hidden;padding:0px 3px 0px 3px;vertical-align:bottom;text-align:center;">20</td> </tr> <tr style="height:20px;"> <td style="border-left:1px solid #000000;overflow:hidden;padding:0px 3px 0px 3px;vertical-align:bottom;font-weight:bold;"></td> <td data-sheets-value='{"1":2,"2":"Double-walled"}' style="overflow:hidden;padding:0px 3px 0px 3px;vertical-align:bottom;font-weight:bold;">Double-walled</td> <td data-sheets-value='{"1":2,"2":"Opal (A/O)"}' style="border-right:1px solid #000000;overflow:hidden;padding:0px 3px 0px 3px;vertical-align:bottom;font-weight:bold;">Opal (A/O)</td> <td data-sheets-numberformat='{"1":2,"2":"0.00","3":1}' data-sheets-value='{"1":3,"3":2.9}' style="overflow:hidden;padding:0px 3px 0px 3px;vertical-align:bottom;text-align:center;">2.90</td> <td data-sheets-numberformat='{"1":2,"2":"0","3":1}' data-sheets-value='{"1":3,"3":73}' style="overflow:hidden;padding:0px 3px 0px 3px;vertical-align:bottom;text-align:center;">73</td> <td data-sheets-numberformat='{"1":2,"2":"0","3":1}' data-sheets-value='{"1":3,"3":63}' style="overflow:hidden;padding:0px 3px 0px 3px;vertical-align:bottom;text-align:center;">63</td> <td data-sheets-numberformat='{"1":2,"2":"0","3":1}' data-sheets-value='{"1":3,"3":20}' style="border-right:1px solid #000000;overflow:hidden;padding:0px 3px 0px 3px;vertical-align:bottom;text-align:center;">20</td> </tr> <tr style="height:20px;"> <td style="border-left:1px solid #000000;overflow:hidden;padding:0px 3px 0px 3px;vertical-align:bottom;font-weight:bold;"></td> <td data-sheets-value='{"1":2,"2":"Double-walled"}' style="overflow:hidden;padding:0px 3px 0px 3px;vertical-align:bottom;font-weight:bold;">Double-walled</td> <td data-sheets-value='{"1":2,"2":"Opal (A/D)"}' style="border-right:1px solid #000000;overflow:hidden;padding:0px 3px 0px 3px;vertical-align:bottom;font-weight:bold;">Opal (A/D)</td> <td data-sheets-numberformat='{"1":2,"2":"0.00","3":1}' data-sheets-value='{"1":3,"3":2.9}' style="overflow:hidden;padding:0px 3px 0px 3px;vertical-align:bottom;text-align:center;">2.90</td> <td data-sheets-numberformat='{"1":2,"2":"0","3":1}' data-sheets-value='{"1":3,"3":51}' style="overflow:hidden;padding:0px 3px 0px 3px;vertical-align:bottom;text-align:center;">51</td> <td data-sheets-numberformat='{"1":2,"2":"0","3":1}' data-sheets-value='{"1":3,"3":50}' style="overflow:hidden;padding:0px 3px 0px 3px;vertical-align:bottom;text-align:center;">50</td> <td data-sheets-numberformat='{"1":2,"2":"0","3":1}' data-sheets-value='{"1":3,"3":20}' style="border-right:1px solid #000000;overflow:hidden;padding:0px 3px 0px 3px;vertical-align:bottom;text-align:center;">20</td> </tr> <tr style="height:20px;"> <td style="border-left:1px solid #000000;overflow:hidden;padding:0px 3px 0px 3px;vertical-align:bottom;font-weight:bold;"></td> <td data-sheets-value='{"1":2,"2":"Triple-walled"}' style="overflow:hidden;padding:0px 3px 0px 3px;vertical-align:bottom;font-weight:bold;">Triple-walled</td> <td data-sheets-value='{"1":2,"2":"Clear (A/H/H)"}' style="border-right:1px solid #000000;overflow:hidden;padding:0px 3px 0px 3px;vertical-align:bottom;font-weight:bold;">Clear (A/H/H)</td> <td data-sheets-numberformat='{"1":2,"2":"0.00","3":1}' data-sheets-value='{"1":3,"3":1.7}' style="overflow:hidden;padding:0px 3px 0px 3px;vertical-align:bottom;text-align:center;">1.70</td> <td data-sheets-numberformat='{"1":2,"2":"0","3":1}' data-sheets-value='{"1":3,"3":71}' style="overflow:hidden;padding:0px 3px 0px 3px;vertical-align:bottom;text-align:center;">71</td> <td data-sheets-numberformat='{"1":2,"2":"0","3":1}' data-sheets-value='{"1":3,"3":63}' style="overflow:hidden;padding:0px 3px 0px 3px;vertical-align:bottom;text-align:center;">63</td> <td data-sheets-numberformat='{"1":2,"2":"0","3":1}' data-sheets-value='{"1":3,"3":22}' style="border-right:1px solid #000000;overflow:hidden;padding:0px 3px 0px 3px;vertical-align:bottom;text-align:center;">22</td> </tr> <tr style="height:20px;"> <td style="border-left:1px solid #000000;overflow:hidden;padding:0px 3px 0px 3px;vertical-align:bottom;font-weight:bold;"></td> <td data-sheets-value='{"1":2,"2":"Triple-walled"}' style="overflow:hidden;padding:0px 3px 0px 3px;vertical-align:bottom;font-weight:bold;">Triple-walled</td> <td data-sheets-value='{"1":2,"2":"Opal (A/O/O)"}' style="border-right:1px solid #000000;overflow:hidden;padding:0px 3px 0px 3px;vertical-align:bottom;font-weight:bold;">Opal (A/O/O)</td> <td data-sheets-numberformat='{"1":2,"2":"0.00","3":1}' data-sheets-value='{"1":3,"3":1.7}' style="overflow:hidden;padding:0px 3px 0px 3px;vertical-align:bottom;text-align:center;">1.70</td> <td data-sheets-numberformat='{"1":2,"2":"0","3":1}' data-sheets-value='{"1":3,"3":61}' style="overflow:hidden;padding:0px 3px 0px 3px;vertical-align:bottom;text-align:center;">61</td> <td data-sheets-numberformat='{"1":2,"2":"0","3":1}' data-sheets-value='{"1":3,"3":48}' style="overflow:hidden;padding:0px 3px 0px 3px;vertical-align:bottom;text-align:center;">48</td> <td data-sheets-numberformat='{"1":2,"2":"0","3":1}' data-sheets-value='{"1":3,"3":22}' style="border-right:1px solid #000000;overflow:hidden;padding:0px 3px 0px 3px;vertical-align:bottom;text-align:center;">22</td> </tr> <tr style="height:20px;"> <td style="border-left:1px solid #000000;overflow:hidden;padding:0px 3px 0px 3px;vertical-align:bottom;font-weight:bold;"></td> <td data-sheets-value='{"1":2,"2":"Four-walled"}' style="overflow:hidden;padding:0px 3px 0px 3px;vertical-align:bottom;font-weight:bold;">Four-walled</td> <td data-sheets-value='{"1":2,"2":"Clear (A/H/H/H)"}' style="border-right:1px solid #000000;overflow:hidden;padding:0px 3px 0px 3px;vertical-align:bottom;font-weight:bold;">Clear (A/H/H/H)</td> <td data-sheets-numberformat='{"1":2,"2":"0.00","3":1}' data-sheets-value='{"1":3,"3":1.28}' style="overflow:hidden;padding:0px 3px 0px 3px;vertical-align:bottom;text-align:center;">1.28</td> <td data-sheets-numberformat='{"1":2,"2":"0","3":1}' data-sheets-value='{"1":3,"3":64}' style="overflow:hidden;padding:0px 3px 0px 3px;vertical-align:bottom;text-align:center;">64</td> <td data-sheets-numberformat='{"1":2,"2":"0","3":1}' data-sheets-value='{"1":3,"3":52}' style="overflow:hidden;padding:0px 3px 0px 3px;vertical-align:bottom;text-align:center;">52</td> <td data-sheets-numberformat='{"1":2,"2":"0","3":1}' data-sheets-value='{"1":3,"3":23}' style="border-right:1px solid #000000;overflow:hidden;padding:0px 3px 0px 3px;vertical-align:bottom;text-align:center;">23</td> </tr> <tr style="height:20px;"> <td style="border-bottom:1px solid #000000;border-left:1px solid #000000;overflow:hidden;padding:0px 3px 0px 3px;vertical-align:bottom;"></td> <td data-sheets-value='{"1":2,"2":"Four-walled"}' style="border-bottom:1px solid #000000;overflow:hidden;padding:0px 3px 0px 3px;vertical-align:bottom;font-weight:bold;">Four-walled</td> <td data-sheets-value='{"1":2,"2":"Opal (A/H/O/H)"}' style="border-right:1px solid #000000;border-bottom:1px solid #000000;overflow:hidden;padding:0px 3px 0px 3px;vertical-align:bottom;font-weight:bold;">Opal (A/H/O/H)</td> <td data-sheets-numberformat='{"1":2,"2":"0.00","3":1}' data-sheets-value='{"1":3,"3":1.28}' style="border-bottom:1px solid #000000;overflow:hidden;padding:0px 3px 0px 3px;vertical-align:bottom;text-align:center;">1.28</td> <td data-sheets-numberformat='{"1":2,"2":"0","3":1}' data-sheets-value='{"1":3,"3":59}' style="border-bottom:1px solid #000000;overflow:hidden;padding:0px 3px 0px 3px;vertical-align:bottom;text-align:center;">59</td> <td data-sheets-numberformat='{"1":2,"2":"0","3":1}' data-sheets-value='{"1":3,"3":46}' style="border-bottom:1px solid #000000;overflow:hidden;padding:0px 3px 0px 3px;vertical-align:bottom;text-align:center;">46</td> <td data-sheets-numberformat='{"1":2,"2":"0","3":1}' data-sheets-value='{"1":3,"3":23}' style="border-right:1px solid #000000;border-bottom:1px solid #000000;overflow:hidden;padding:0px 3px 0px 3px;vertical-align:bottom;text-align:center;">23</td> </tr> <tr style="height:20px;"> <td data-sheets-value='{"1":2,"2":"Polycarbonate"}' style="border-left:1px solid #000000;overflow:hidden;padding:0px 3px 0px 3px;vertical-align:bottom;font-weight:bold;">Polycarbonate</td> <td data-sheets-value='{"1":2,"2":"Single-walled"}' style="overflow:hidden;padding:0px 3px 0px 3px;vertical-align:bottom;font-weight:bold;">Single-walled</td> <td data-sheets-value='{"1":2,"2":"Heatstop Opal (T)"}' style="border-right:1px solid #000000;overflow:hidden;padding:0px 3px 0px 3px;vertical-align:bottom;font-weight:bold;">Heatstop Opal (T)</td> <td data-sheets-numberformat='{"1":2,"2":"0.00","3":1}' data-sheets-value='{"1":3,"3":5.17}' style="overflow:hidden;padding:0px 3px 0px 3px;vertical-align:bottom;text-align:center;">5.17</td> <td data-sheets-numberformat='{"1":2,"2":"0","3":1}' data-sheets-value='{"1":3,"3":49}' style="overflow:hidden;padding:0px 3px 0px 3px;vertical-align:bottom;text-align:center;">49</td> <td data-sheets-numberformat='{"1":2,"2":"0","3":1}' data-sheets-value='{"1":3,"3":59}' style="overflow:hidden;padding:0px 3px 0px 3px;vertical-align:bottom;text-align:center;">59</td> <td data-sheets-numberformat='{"1":2,"2":"0","3":1}' data-sheets-value='{"1":2,"2":"-"}' style="border-right:1px solid #000000;overflow:hidden;padding:0px 3px 0px 3px;vertical-align:bottom;text-align:center;">-</td> </tr> <tr style="height:20px;"> <td data-sheets-value='{"1":2,"2":"Heatstop PC"}' style="border-left:1px solid #000000;overflow:hidden;padding:0px 3px 0px 3px;vertical-align:bottom;font-weight:bold;">Heatstop PC</td> <td data-sheets-value='{"1":2,"2":"Double-walled"}' style="overflow:hidden;padding:0px 3px 0px 3px;vertical-align:bottom;font-weight:bold;">Double-walled</td> <td data-sheets-value='{"1":2,"2":"Clear (T/H)"}' style="border-right:1px solid #000000;overflow:hidden;padding:0px 3px 0px 3px;vertical-align:bottom;font-weight:bold;">Clear (T/H)</td> <td data-sheets-numberformat='{"1":2,"2":"0.00","3":1}' data-sheets-value='{"1":3,"3":2.9}' style="overflow:hidden;padding:0px 3px 0px 3px;vertical-align:bottom;text-align:center;">2.90</td> <td data-sheets-numberformat='{"1":2,"2":"0","3":1}' data-sheets-value='{"1":3,"3":44}' style="overflow:hidden;padding:0px 3px 0px 3px;vertical-align:bottom;text-align:center;">44</td> <td data-sheets-numberformat='{"1":2,"2":"0","3":1}' data-sheets-value='{"1":3,"3":51}' style="overflow:hidden;padding:0px 3px 0px 3px;vertical-align:bottom;text-align:center;">51</td> <td data-sheets-numberformat='{"1":2,"2":"0","3":1}' data-sheets-value='{"1":3,"3":20}' style="border-right:1px solid #000000;overflow:hidden;padding:0px 3px 0px 3px;vertical-align:bottom;text-align:center;">20</td> </tr> <tr style="height:20px;"> <td style="border-left:1px solid #000000;overflow:hidden;padding:0px 3px 0px 3px;vertical-align:bottom;font-weight:bold;"></td> <td data-sheets-value='{"1":2,"2":"Double-walled"}' style="overflow:hidden;padding:0px 3px 0px 3px;vertical-align:bottom;font-weight:bold;">Double-walled</td> <td data-sheets-value='{"1":2,"2":"Opal (T/O)"}' style="border-right:1px solid #000000;overflow:hidden;padding:0px 3px 0px 3px;vertical-align:bottom;font-weight:bold;">Opal (T/O)</td> <td data-sheets-numberformat='{"1":2,"2":"0.00","3":1}' data-sheets-value='{"1":3,"3":2.9}' style="overflow:hidden;padding:0px 3px 0px 3px;vertical-align:bottom;text-align:center;">2.90</td> <td data-sheets-numberformat='{"1":2,"2":"0","3":1}' data-sheets-value='{"1":3,"3":41}' style="overflow:hidden;padding:0px 3px 0px 3px;vertical-align:bottom;text-align:center;">41</td> <td data-sheets-numberformat='{"1":2,"2":"0","3":1}' data-sheets-value='{"1":3,"3":45}' style="overflow:hidden;padding:0px 3px 0px 3px;vertical-align:bottom;text-align:center;">45</td> <td data-sheets-numberformat='{"1":2,"2":"0","3":1}' data-sheets-value='{"1":3,"3":20}' style="border-right:1px solid #000000;overflow:hidden;padding:0px 3px 0px 3px;vertical-align:bottom;text-align:center;">20</td> </tr> <tr style="height:20px;"> <td style="border-left:1px solid #000000;overflow:hidden;padding:0px 3px 0px 3px;vertical-align:bottom;font-weight:bold;"></td> <td data-sheets-value='{"1":2,"2":"Triple-walled"}' style="overflow:hidden; | skylux-160-ce-met-koepel-en-metaalopstand-met-lm-motor-1000-x-1900-mm | 8585988473165 | 46872263328077
Smoke and heat exhaust (SHEV) | SHE system | Skylux | Skylux 160° CE with skylight and metal curb with LM-actuator 1000 x 2000 mm |  | 26700 | 5412970267003 | 4178.15 | Yes | 30-45 | 88.7 | 1000 x 2000 mm | 2000 | 1000 |  | metal curb M30 (30 cm high) | Rectangular | 5.17 W/m²K - 1.28 W/m²K | 87% - 32% | 90% - 32% | 20dB - 23dB | 160° CE (for industry) | skylight | without spoiler | E | Single actuator | Maximum four-walled skylight possible for this product | Ut-value LT-value g-value Rw-value EN 1873 : 2014 EN ISO 13468 EN 16153 EN 410 EN 410 EN ISO 140-3 Material Walls Shells (W/m²K) (%) (%) (dB) Acrylic Single-walled Clear (H) 5.17 90 87 - PMMA Single-walled Opal (O) 5.17 83 76 - Double-walled Clear (H/H) 2.90 81 75 20 Double-walled Opal (O/O) 2.90 69 58 20 Triple-walled Clear (H/H/H) 1.70 73 65 22 Triple-walled Opal (O/H/O) 1.70 62 51 22 Four-walled Clear (H/H/H/H) 1.28 64 54 23 Four-walled Opal (H/H/O/H) 1.28 59 48 23 Polycarbonate Single-walled Clear (A) 5.17 88 83 - PC Single-walled Opal (D) 5.17 58 60 - Double-walled Clear (A/H) 2.90 79 72 20 Double-walled Clear (A/A) 2.90 77 69 20 Double-walled Opal (A/O) 2.90 73 63 20 Double-walled Opal (A/D) 2.90 51 50 20 Triple-walled Clear (A/H/H) 1.70 71 63 22 Triple-walled Opal (A/O/O) 1.70 61 48 22 Four-walled Clear (A/H/H/H) 1.28 64 52 23 Four-walled Opal (A/H/O/H) 1.28 59 46 23 Polycarbonate Single-walled Heatstop Opal (T) 5.17 49 59 - Heatstop PC Double-walled Clear (T/H) 2.90 44 51 20 Double-walled Opal (T/O) 2.90 41 45 20 Triple-walled Clear (T/H/H) 1.70 40 <td data-sheets-numberformat='{"1":2,"2":"0","3":1}' data-sheets-value='{"1":3,"3":44}' style="overflow:hidden;paddin | https://skylux.eu/en/products/skylux-160-ce-met-koepel-en-metaalopstand-met-lm-motor-1000-x-2000-mm | https://skylux.eu/cdn/shop/files/Skylux-160deg-CE-met-koepel-en-metaalopstand-met-LM-motor-1000-x-2000-mm-RWA-systeem.jpg?v=1702976555&width=1600 | https://skylux.eu/cdn/shop/files/e5a82811-1bb0-48e4-a776-cacb59c7c092_84d92a22-6f88-4f21-9569-252fb9c7d760.jpg?v=1688550161&width=1600 | //skylux.eu/cdn/shop/files/E_MH_Mounting_instructions_Skylux_160_CE_LM.pdf?v=12406716259046007223 | //skylux.eu/cdn/shop/files/E_TD_Technical_File_Skylux_Skylux_160_CE_Electric.pdf?v=3667116872303399239 | <style type="text/css" id="isPasted"> <!--td { border: 1px solid #cccccc; } br { mso-data-placement: same-cell; } --> </style> <table border="1" cellpadding="0" cellspacing="0" dir="ltr" style="table-layout:fixed;font-size:10pt;font-family:Arial;border-collapse:collapse;border:none;"><tbody> <tr style="height:20px;"> <td style="overflow:hidden;padding:0px 3px 0px 3px;vertical-align:bottom;"></td> <td style="overflow:hidden;padding:0px 3px 0px 3px;vertical-align:bottom;"></td> <td style="overflow:hidden;padding:0px 3px 0px 3px;vertical-align:bottom;"></td> <td data-sheets-value='{"1":2,"2":"Ut-value"}' style="overflow:hidden;padding:0px 3px 0px 3px;vertical-align:bottom;font-weight:bold;text-align:center;">Ut-value</td> <td data-sheets-value='{"1":2,"2":"LT-value"}' style="overflow:hidden;padding:0px 3px 0px 3px;vertical-align:bottom;font-weight:bold;text-align:center;">LT-value</td> <td data-sheets-value='{"1":2,"2":"g-value"}' style="overflow:hidden;padding:0px 3px 0px 3px;vertical-align:bottom;font-weight:bold;text-align:center;">g-value</td> <td data-sheets-value='{"1":2,"2":"Rw-value "}' style="overflow:hidden;padding:0px 3px 0px 3px;vertical-align:bottom;font-weight:bold;text-align:center;">Rw-value </td> </tr> <tr style="height:20px;"> <td style="overflow:hidden;padding:0px 3px 0px 3px;vertical-align:bottom;"></td> <td style="overflow:hidden;padding:0px 3px 0px 3px;vertical-align:bottom;"></td> <td style="overflow:hidden;padding:0px 3px 0px 3px;vertical-align:bottom;"></td> <td data-sheets-numberformat='{"1":2,"2":"0.00","3":1}' data-sheets-value='{"1":2,"2":"EN 1873 : 2014"}' style="overflow:hidden;padding:0px 3px 0px 3px;vertical-align:bottom;text-align:center;">EN 1873 : 2014</td> <td data-sheets-numberformat='{"1":2,"2":"0","3":1}' data-sheets-value='{"1":2,"2":"EN ISO 13468 EN 16153 EN 410"}' style="overflow:hidden;padding:0px 3px 0px 3px;vertical-align:bottom;text-align:center;">EN ISO 13468 EN 16153 EN 410</td> <td data-sheets-numberformat='{"1":2,"2":"0","3":1}' data-sheets-value='{"1":2,"2":"EN 410"}' style="overflow:hidden;padding:0px 3px 0px 3px;vertical-align:bottom;text-align:center;">EN 410</td> <td data-sheets-value='{"1":2,"2":"EN ISO 140-3\t\t"}' style="overflow:hidden;padding:0px 3px 0px 3px;vertical-align:bottom;text-align:center;">EN ISO 140-3 </td> </tr> <tr style="height:20px;"> <td data-sheets-value='{"1":2,"2":"Material"}' style="border-bottom:1px solid #000000;overflow:hidden;padding:0px 3px 0px 3px;vertical-align:bottom;background-color:#000000;font-weight:bold;color:#ffffff;">Material</td> <td data-sheets-value='{"1":2,"2":"Walls"}' style="border-bottom:1px solid #000000;overflow:hidden;padding:0px 3px 0px 3px;vertical-align:bottom;background-color:#000000;font-weight:bold;color:#ffffff;">Walls</td> <td data-sheets-value='{"1":2,"2":"Shells"}' style="border-bottom:1px solid #000000;overflow:hidden;padding:0px 3px 0px 3px;vertical-align:bottom;background-color:#000000;font-weight:bold;color:#ffffff;">Shells</td> <td data-sheets-numberformat='{"1":2,"2":"0.00","3":1}' data-sheets-value='{"1":2,"2":"(W/m²K)\t"}' style="border-bottom:1px solid #000000;overflow:hidden;padding:0px 3px 0px 3px;vertical-align:bottom;background-color:#000000;font-weight:bold;color:#ffffff;text-align:center;">(W/m²K) </td> <td data-sheets-numberformat='{"1":2,"2":"0","3":1}' data-sheets-value='{"1":2,"2":"(%)"}' style="border-bottom:1px solid #000000;overflow:hidden;padding:0px 3px 0px 3px;vertical-align:bottom;background-color:#000000;font-weight:bold;color:#ffffff;text-align:center;">(%)</td> <td data-sheets-numberformat='{"1":2,"2":"0","3":1}' data-sheets-value='{"1":2,"2":"(%)"}' style="border-bottom:1px solid #000000;overflow:hidden;padding:0px 3px 0px 3px;vertical-align:bottom;background-color:#000000;font-weight:bold;color:#ffffff;text-align:center;">(%)</td> <td data-sheets-value='{"1":2,"2":"(dB)"}' style="border-bottom:1px solid #000000;overflow:hidden;padding:0px 3px 0px 3px;vertical-align:bottom;background-color:#000000;font-weight:bold;color:#ffffff;text-align:center;">(dB)</td> </tr> <tr style="height:20px;"> <td data-sheets-value='{"1":2,"2":"Acrylic"}' style="border-left:1px solid #000000;overflow:hidden;padding:0px 3px 0px 3px;vertical-align:bottom;font-weight:bold;">Acrylic</td> <td data-sheets-value='{"1":2,"2":"Single-walled"}' style="overflow:hidden;padding:0px 3px 0px 3px;vertical-align:bottom;font-weight:bold;">Single-walled</td> <td data-sheets-value='{"1":2,"2":"Clear (H)"}' style="border-right:1px solid #000000;overflow:hidden;padding:0px 3px 0px 3px;vertical-align:bottom;font-weight:bold;">Clear (H)</td> <td data-sheets-numberformat='{"1":2,"2":"0.00","3":1}' data-sheets-value='{"1":3,"3":5.17}' style="overflow:hidden;padding:0px 3px 0px 3px;vertical-align:bottom;text-align:center;">5.17</td> <td data-sheets-numberformat='{"1":2,"2":"0","3":1}' data-sheets-value='{"1":3,"3":90}' style="overflow:hidden;padding:0px 3px 0px 3px;vertical-align:bottom;text-align:center;">90</td> <td data-sheets-numberformat='{"1":2,"2":"0","3":1}' data-sheets-value='{"1":3,"3":87}' style="overflow:hidden;padding:0px 3px 0px 3px;vertical-align:bottom;text-align:center;">87</td> <td data-sheets-numberformat='{"1":2,"2":"0","3":1}' data-sheets-value='{"1":2,"2":"-"}' style="border-right:1px solid #000000;overflow:hidden;padding:0px 3px 0px 3px;vertical-align:bottom;text-align:center;">-</td> </tr> <tr style="height:20px;"> <td data-sheets-value='{"1":2,"2":"PMMA"}' style="border-left:1px solid #000000;overflow:hidden;padding:0px 3px 0px 3px;vertical-align:bottom;font-weight:bold;">PMMA</td> <td data-sheets-value='{"1":2,"2":"Single-walled"}' style="overflow:hidden;padding:0px 3px 0px 3px;vertical-align:bottom;font-weight:bold;">Single-walled</td> <td data-sheets-value='{"1":2,"2":"Opal (O)"}' style="border-right:1px solid #000000;overflow:hidden;padding:0px 3px 0px 3px;vertical-align:bottom;font-weight:bold;">Opal (O)</td> <td data-sheets-numberformat='{"1":2,"2":"0.00","3":1}' data-sheets-value='{"1":3,"3":5.17}' style="overflow:hidden;padding:0px 3px 0px 3px;vertical-align:bottom;text-align:center;">5.17</td> <td data-sheets-numberformat='{"1":2,"2":"0","3":1}' data-sheets-value='{"1":3,"3":83}' style="overflow:hidden;padding:0px 3px 0px 3px;vertical-align:bottom;text-align:center;">83</td> <td data-sheets-numberformat='{"1":2,"2":"0","3":1}' data-sheets-value='{"1":3,"3":76}' style="overflow:hidden;padding:0px 3px 0px 3px;vertical-align:bottom;text-align:center;">76</td> <td data-sheets-numberformat='{"1":2,"2":"0","3":1}' data-sheets-value='{"1":2,"2":"-"}' style="border-right:1px solid #000000;overflow:hidden;padding:0px 3px 0px 3px;vertical-align:bottom;text-align:center;">-</td> </tr> <tr style="height:20px;"> <td style="border-left:1px solid #000000;overflow:hidden;padding:0px 3px 0px 3px;vertical-align:bottom;font-weight:bold;"></td> <td data-sheets-value='{"1":2,"2":"Double-walled"}' style="overflow:hidden;padding:0px 3px 0px 3px;vertical-align:bottom;font-weight:bold;">Double-walled</td> <td data-sheets-value='{"1":2,"2":"Clear (H/H)"}' style="border-right:1px solid #000000;overflow:hidden;padding:0px 3px 0px 3px;vertical-align:bottom;font-weight:bold;">Clear (H/H)</td> <td data-sheets-numberformat='{"1":2,"2":"0.00","3":1}' data-sheets-value='{"1":3,"3":2.9}' style="overflow:hidden;padding:0px 3px 0px 3px;vertical-align:bottom;text-align:center;">2.90</td> <td data-sheets-numberformat='{"1":2,"2":"0","3":1}' data-sheets-value='{"1":3,"3":81}' style="overflow:hidden;padding:0px 3px 0px 3px;vertical-align:bottom;text-align:center;">81</td> <td data-sheets-numberformat='{"1":2,"2":"0","3":1}' data-sheets-value='{"1":3,"3":75}' style="overflow:hidden;padding:0px 3px 0px 3px;vertical-align:bottom;text-align:center;">75</td> <td data-sheets-numberformat='{"1":2,"2":"0","3":1}' data-sheets-value='{"1":3,"3":20}' style="border-right:1px solid #000000;overflow:hidden;padding:0px 3px 0px 3px;vertical-align:bottom;text-align:center;">20</td> </tr> <tr style="height:20px;"> <td style="border-left:1px solid #000000;overflow:hidden;padding:0px 3px 0px 3px;vertical-align:bottom;font-weight:bold;"></td> <td data-sheets-value='{"1":2,"2":"Double-walled"}' style="overflow:hidden;padding:0px 3px 0px 3px;vertical-align:bottom;font-weight:bold;">Double-walled</td> <td data-sheets-value='{"1":2,"2":"Opal (O/O)"}' style="border-right:1px solid #000000;overflow:hidden;padding:0px 3px 0px 3px;vertical-align:bottom;font-weight:bold;">Opal (O/O)</td> <td data-sheets-numberformat='{"1":2,"2":"0.00","3":1}' data-sheets-value='{"1":3,"3":2.9}' style="overflow:hidden;padding:0px 3px 0px 3px;vertical-align:bottom;text-align:center;">2.90</td> <td data-sheets-numberformat='{"1":2,"2":"0","3":1}' data-sheets-value='{"1":3,"3":69}' style="overflow:hidden;padding:0px 3px 0px 3px;vertical-align:bottom;text-align:center;">69</td> <td data-sheets-numberformat='{"1":2,"2":"0","3":1}' data-sheets-value='{"1":3,"3":58}' style="overflow:hidden;padding:0px 3px 0px 3px;vertical-align:bottom;text-align:center;">58</td> <td data-sheets-numberformat='{"1":2,"2":"0","3":1}' data-sheets-value='{"1":3,"3":20}' style="border-right:1px solid #000000;overflow:hidden;padding:0px 3px 0px 3px;vertical-align:bottom;text-align:center;">20</td> </tr> <tr style="height:20px;"> <td style="border-left:1px solid #000000;overflow:hidden;padding:0px 3px 0px 3px;vertical-align:bottom;font-weight:bold;"></td> <td data-sheets-value='{"1":2,"2":"Triple-walled"}' style="overflow:hidden;padding:0px 3px 0px 3px;vertical-align:bottom;font-weight:bold;">Triple-walled</td> <td data-sheets-value='{"1":2,"2":"Clear (H/H/H)"}' style="border-right:1px solid #000000;overflow:hidden;padding:0px 3px 0px 3px;vertical-align:bottom;font-weight:bold;">Clear (H/H/H)</td> <td data-sheets-numberformat='{"1":2,"2":"0.00","3":1}' data-sheets-value='{"1":3,"3":1.7}' style="overflow:hidden;padding:0px 3px 0px 3px;vertical-align:bottom;text-align:center;">1.70</td> <td data-sheets-numberformat='{"1":2,"2":"0","3":1}' data-sheets-value='{"1":3,"3":73}' style="overflow:hidden;padding:0px 3px 0px 3px;vertical-align:bottom;text-align:center;">73</td> <td data-sheets-numberformat='{"1":2,"2":"0","3":1}' data-sheets-value='{"1":3,"3":65}' style="overflow:hidden;padding:0px 3px 0px 3px;vertical-align:bottom;text-align:center;">65</td> <td data-sheets-numberformat='{"1":2,"2":"0","3":1}' data-sheets-value='{"1":3,"3":22}' style="border-right:1px solid #000000;overflow:hidden;padding:0px 3px 0px 3px;vertical-align:bottom;text-align:center;">22</td> </tr> <tr style="height:20px;"> <td style="border-left:1px solid #000000;overflow:hidden;padding:0px 3px 0px 3px;vertical-align:bottom;font-weight:bold;"></td> <td data-sheets-value='{"1":2,"2":"Triple-walled"}' style="overflow:hidden;padding:0px 3px 0px 3px;vertical-align:bottom;font-weight:bold;">Triple-walled</td> <td data-sheets-value='{"1":2,"2":"Opal (O/H/O)"}' style="border-right:1px solid #000000;overflow:hidden;padding:0px 3px 0px 3px;vertical-align:bottom;font-weight:bold;">Opal (O/H/O)</td> <td data-sheets-numberformat='{"1":2,"2":"0.00","3":1}' data-sheets-value='{"1":3,"3":1.7}' style="overflow:hidden;padding:0px 3px 0px 3px;vertical-align:bottom;text-align:center;">1.70</td> <td data-sheets-numberformat='{"1":2,"2":"0","3":1}' data-sheets-value='{"1":3,"3":62}' style="overflow:hidden;padding:0px 3px 0px 3px;vertical-align:bottom;text-align:center;">62</td> <td data-sheets-numberformat='{"1":2,"2":"0","3":1}' data-sheets-value='{"1":3,"3":51}' style="overflow:hidden;padding:0px 3px 0px 3px;vertical-align:bottom;text-align:center;">51</td> <td data-sheets-numberformat='{"1":2,"2":"0","3":1}' data-sheets-value='{"1":3,"3":22}' style="border-right:1px solid #000000;overflow:hidden;padding:0px 3px 0px 3px;vertical-align:bottom;text-align:center;">22</td> </tr> <tr style="height:20px;"> <td style="border-left:1px solid #000000;overflow:hidden;padding:0px 3px 0px 3px;vertical-align:bottom;font-weight:bold;"></td> <td data-sheets-value='{"1":2,"2":"Four-walled"}' style="overflow:hidden;padding:0px 3px 0px 3px;vertical-align:bottom;font-weight:bold;">Four-walled</td> <td data-sheets-value='{"1":2,"2":"Clear (H/H/H/H)"}' style="border-right:1px solid #000000;overflow:hidden;padding:0px 3px 0px 3px;vertical-align:bottom;font-weight:bold;">Clear (H/H/H/H)</td> <td data-sheets-numberformat='{"1":2,"2":"0.00","3":1}' data-sheets-value='{"1":3,"3":1.28}' style="overflow:hidden;padding:0px 3px 0px 3px;vertical-align:bottom;text-align:center;">1.28</td> <td data-sheets-numberformat='{"1":2,"2":"0","3":1}' data-sheets-value='{"1":3,"3":64}' style="overflow:hidden;padding:0px 3px 0px 3px;vertical-align:bottom;text-align:center;">64</td> <td data-sheets-numberformat='{"1":2,"2":"0","3":1}' data-sheets-value='{"1":3,"3":54}' style="overflow:hidden;padding:0px 3px 0px 3px;vertical-align:bottom;text-align:center;">54</td> <td data-sheets-numberformat='{"1":2,"2":"0","3":1}' data-sheets-value='{"1":3,"3":23}' style="border-right:1px solid #000000;overflow:hidden;padding:0px 3px 0px 3px;vertical-align:bottom;text-align:center;">23</td> </tr> <tr style="height:20px;"> <td style="border-bottom:1px solid #000000;border-left:1px solid #000000;overflow:hidden;padding:0px 3px 0px 3px;vertical-align:bottom;"></td> <td data-sheets-value='{"1":2,"2":"Four-walled"}' style="border-bottom:1px solid #000000;overflow:hidden;padding:0px 3px 0px 3px;vertical-align:bottom;font-weight:bold;">Four-walled</td> <td data-sheets-value='{"1":2,"2":"Opal (H/H/O/H)"}' style="border-right:1px solid #000000;border-bottom:1px solid #000000;overflow:hidden;padding:0px 3px 0px 3px;vertical-align:bottom;font-weight:bold;">Opal (H/H/O/H)</td> <td data-sheets-numberformat='{"1":2,"2":"0.00","3":1}' data-sheets-value='{"1":3,"3":1.28}' style="border-bottom:1px solid #000000;overflow:hidden;padding:0px 3px 0px 3px;vertical-align:bottom;text-align:center;">1.28</td> <td data-sheets-numberformat='{"1":2,"2":"0","3":1}' data-sheets-value='{"1":3,"3":59}' style="border-bottom:1px solid #000000;overflow:hidden;padding:0px 3px 0px 3px;vertical-align:bottom;text-align:center;">59</td> <td data-sheets-numberformat='{"1":2,"2":"0","3":1}' data-sheets-value='{"1":3,"3":48}' style="border-bottom:1px solid #000000;overflow:hidden;padding:0px 3px 0px 3px;vertical-align:bottom;text-align:center;">48</td> <td data-sheets-numberformat='{"1":2,"2":"0","3":1}' data-sheets-value='{"1":3,"3":23}' style="border-right:1px solid #000000;border-bottom:1px solid #000000;overflow:hidden;padding:0px 3px 0px 3px;vertical-align:bottom;text-align:center;">23</td> </tr> <tr style="height:20px;"> <td data-sheets-value='{"1":2,"2":"Polycarbonate "}' style="border-left:1px solid #000000;overflow:hidden;padding:0px 3px 0px 3px;vertical-align:bottom;font-weight:bold;">Polycarbonate </td> <td data-sheets-value='{"1":2,"2":"Single-walled"}' style="overflow:hidden;padding:0px 3px 0px 3px;vertical-align:bottom;font-weight:bold;">Single-walled</td> <td data-sheets-value='{"1":2,"2":"Clear (A)"}' style="border-right:1px solid #000000;overflow:hidden;padding:0px 3px 0px 3px;vertical-align:bottom;font-weight:bold;">Clear (A)</td> <td data-sheets-numberformat='{"1":2,"2":"0.00","3":1}' data-sheets-value='{"1":3,"3":5.17}' style="overflow:hidden;padding:0px 3px 0px 3px;vertical-align:bottom;text-align:center;">5.17</td> <td data-sheets-numberformat='{"1":2,"2":"0","3":1}' data-sheets-value='{"1":3,"3":88}' style="overflow:hidden;padding:0px 3px 0px 3px;vertical-align:bottom;text-align:center;">88</td> <td data-sheets-numberformat='{"1":2,"2":"0","3":1}' data-sheets-value='{"1":3,"3":83}' style="overflow:hidden;padding:0px 3px 0px 3px;vertical-align:bottom;text-align:center;">83</td> <td data-sheets-numberformat='{"1":2,"2":"0","3":1}' data-sheets-value='{"1":2,"2":"-"}' style="border-right:1px solid #000000;overflow:hidden;padding:0px 3px 0px 3px;vertical-align:bottom;text-align:center;">-</td> </tr> <tr style="height:20px;"> <td data-sheets-value='{"1":2,"2":"PC"}' style="border-left:1px solid #000000;overflow:hidden;padding:0px 3px 0px 3px;vertical-align:bottom;font-weight:bold;">PC</td> <td data-sheets-value='{"1":2,"2":"Single-walled"}' style="overflow:hidden;padding:0px 3px 0px 3px;vertical-align:bottom;font-weight:bold;">Single-walled</td> <td data-sheets-value='{"1":2,"2":"Opal (D)"}' style="border-right:1px solid #000000;overflow:hidden;padding:0px 3px 0px 3px;vertical-align:bottom;font-weight:bold;">Opal (D)</td> <td data-sheets-numberformat='{"1":2,"2":"0.00","3":1}' data-sheets-value='{"1":3,"3":5.17}' style="overflow:hidden;padding:0px 3px 0px 3px;vertical-align:bottom;text-align:center;">5.17</td> <td data-sheets-numberformat='{"1":2,"2":"0","3":1}' data-sheets-value='{"1":3,"3":58}' style="overflow:hidden;padding:0px 3px 0px 3px;vertical-align:bottom;text-align:center;">58</td> <td data-sheets-numberformat='{"1":2,"2":"0","3":1}' data-sheets-value='{"1":3,"3":60}' style="overflow:hidden;padding:0px 3px 0px 3px;vertical-align:bottom;text-align:center;">60</td> <td data-sheets-numberformat='{"1":2,"2":"0","3":1}' data-sheets-value='{"1":2,"2":"-"}' style="border-right:1px solid #000000;overflow:hidden;padding:0px 3px 0px 3px;vertical-align:bottom;text-align:center;">-</td> </tr> <tr style="height:20px;"> <td style="border-left:1px solid #000000;overflow:hidden;padding:0px 3px 0px 3px;vertical-align:bottom;font-weight:bold;"></td> <td data-sheets-value='{"1":2,"2":"Double-walled"}' style="overflow:hidden;padding:0px 3px 0px 3px;vertical-align:bottom;font-weight:bold;">Double-walled</td> <td data-sheets-value='{"1":2,"2":"Clear (A/H)"}' style="border-right:1px solid #000000;overflow:hidden;padding:0px 3px 0px 3px;vertical-align:bottom;font-weight:bold;">Clear (A/H)</td> <td data-sheets-numberformat='{"1":2,"2":"0.00","3":1}' data-sheets-value='{"1":3,"3":2.9}' style="overflow:hidden;padding:0px 3px 0px 3px;vertical-align:bottom;text-align:center;">2.90</td> <td data-sheets-numberformat='{"1":2,"2":"0","3":1}' data-sheets-value='{"1":3,"3":79}' style="overflow:hidden;padding:0px 3px 0px 3px;vertical-align:bottom;text-align:center;">79</td> <td data-sheets-numberformat='{"1":2,"2":"0","3":1}' data-sheets-value='{"1":3,"3":72}' style="overflow:hidden;padding:0px 3px 0px 3px;vertical-align:bottom;text-align:center;">72</td> <td data-sheets-numberformat='{"1":2,"2":"0","3":1}' data-sheets-value='{"1":3,"3":20}' style="border-right:1px solid #000000;overflow:hidden;padding:0px 3px 0px 3px;vertical-align:bottom;text-align:center;">20</td> </tr> <tr style="height:20px;"> <td style="border-left:1px solid #000000;overflow:hidden;padding:0px 3px 0px 3px;vertical-align:bottom;font-weight:bold;"></td> <td data-sheets-value='{"1":2,"2":"Double-walled"}' style="overflow:hidden;padding:0px 3px 0px 3px;vertical-align:bottom;font-weight:bold;">Double-walled</td> <td data-sheets-value='{"1":2,"2":"Clear (A/A)"}' style="border-right:1px solid #000000;overflow:hidden;padding:0px 3px 0px 3px;vertical-align:bottom;font-weight:bold;">Clear (A/A)</td> <td data-sheets-numberformat='{"1":2,"2":"0.00","3":1}' data-sheets-value='{"1":3,"3":2.9}' style="overflow:hidden;padding:0px 3px 0px 3px;vertical-align:bottom;text-align:center;">2.90</td> <td data-sheets-numberformat='{"1":2,"2":"0","3":1}' data-sheets-value='{"1":3,"3":77}' style="overflow:hidden;padding:0px 3px 0px 3px;vertical-align:bottom;text-align:center;">77</td> <td data-sheets-numberformat='{"1":2,"2":"0","3":1}' data-sheets-value='{"1":3,"3":69}' style="overflow:hidden;padding:0px 3px 0px 3px;vertical-align:bottom;text-align:center;">69</td> <td data-sheets-numberformat='{"1":2,"2":"0","3":1}' data-sheets-value='{"1":3,"3":20}' style="border-right:1px solid #000000;overflow:hidden;padding:0px 3px 0px 3px;vertical-align:bottom;text-align:center;">20</td> </tr> <tr style="height:20px;"> <td style="border-left:1px solid #000000;overflow:hidden;padding:0px 3px 0px 3px;vertical-align:bottom;font-weight:bold;"></td> <td data-sheets-value='{"1":2,"2":"Double-walled"}' style="overflow:hidden;padding:0px 3px 0px 3px;vertical-align:bottom;font-weight:bold;">Double-walled</td> <td data-sheets-value='{"1":2,"2":"Opal (A/O)"}' style="border-right:1px solid #000000;overflow:hidden;padding:0px 3px 0px 3px;vertical-align:bottom;font-weight:bold;">Opal (A/O)</td> <td data-sheets-numberformat='{"1":2,"2":"0.00","3":1}' data-sheets-value='{"1":3,"3":2.9}' style="overflow:hidden;padding:0px 3px 0px 3px;vertical-align:bottom;text-align:center;">2.90</td> <td data-sheets-numberformat='{"1":2,"2":"0","3":1}' data-sheets-value='{"1":3,"3":73}' style="overflow:hidden;padding:0px 3px 0px 3px;vertical-align:bottom;text-align:center;">73</td> <td data-sheets-numberformat='{"1":2,"2":"0","3":1}' data-sheets-value='{"1":3,"3":63}' style="overflow:hidden;padding:0px 3px 0px 3px;vertical-align:bottom;text-align:center;">63</td> <td data-sheets-numberformat='{"1":2,"2":"0","3":1}' data-sheets-value='{"1":3,"3":20}' style="border-right:1px solid #000000;overflow:hidden;padding:0px 3px 0px 3px;vertical-align:bottom;text-align:center;">20</td> </tr> <tr style="height:20px;"> <td style="border-left:1px solid #000000;overflow:hidden;padding:0px 3px 0px 3px;vertical-align:bottom;font-weight:bold;"></td> <td data-sheets-value='{"1":2,"2":"Double-walled"}' style="overflow:hidden;padding:0px 3px 0px 3px;vertical-align:bottom;font-weight:bold;">Double-walled</td> <td data-sheets-value='{"1":2,"2":"Opal (A/D)"}' style="border-right:1px solid #000000;overflow:hidden;padding:0px 3px 0px 3px;vertical-align:bottom;font-weight:bold;">Opal (A/D)</td> <td data-sheets-numberformat='{"1":2,"2":"0.00","3":1}' data-sheets-value='{"1":3,"3":2.9}' style="overflow:hidden;padding:0px 3px 0px 3px;vertical-align:bottom;text-align:center;">2.90</td> <td data-sheets-numberformat='{"1":2,"2":"0","3":1}' data-sheets-value='{"1":3,"3":51}' style="overflow:hidden;padding:0px 3px 0px 3px;vertical-align:bottom;text-align:center;">51</td> <td data-sheets-numberformat='{"1":2,"2":"0","3":1}' data-sheets-value='{"1":3,"3":50}' style="overflow:hidden;padding:0px 3px 0px 3px;vertical-align:bottom;text-align:center;">50</td> <td data-sheets-numberformat='{"1":2,"2":"0","3":1}' data-sheets-value='{"1":3,"3":20}' style="border-right:1px solid #000000;overflow:hidden;padding:0px 3px 0px 3px;vertical-align:bottom;text-align:center;">20</td> </tr> <tr style="height:20px;"> <td style="border-left:1px solid #000000;overflow:hidden;padding:0px 3px 0px 3px;vertical-align:bottom;font-weight:bold;"></td> <td data-sheets-value='{"1":2,"2":"Triple-walled"}' style="overflow:hidden;padding:0px 3px 0px 3px;vertical-align:bottom;font-weight:bold;">Triple-walled</td> <td data-sheets-value='{"1":2,"2":"Clear (A/H/H)"}' style="border-right:1px solid #000000;overflow:hidden;padding:0px 3px 0px 3px;vertical-align:bottom;font-weight:bold;">Clear (A/H/H)</td> <td data-sheets-numberformat='{"1":2,"2":"0.00","3":1}' data-sheets-value='{"1":3,"3":1.7}' style="overflow:hidden;padding:0px 3px 0px 3px;vertical-align:bottom;text-align:center;">1.70</td> <td data-sheets-numberformat='{"1":2,"2":"0","3":1}' data-sheets-value='{"1":3,"3":71}' style="overflow:hidden;padding:0px 3px 0px 3px;vertical-align:bottom;text-align:center;">71</td> <td data-sheets-numberformat='{"1":2,"2":"0","3":1}' data-sheets-value='{"1":3,"3":63}' style="overflow:hidden;padding:0px 3px 0px 3px;vertical-align:bottom;text-align:center;">63</td> <td data-sheets-numberformat='{"1":2,"2":"0","3":1}' data-sheets-value='{"1":3,"3":22}' style="border-right:1px solid #000000;overflow:hidden;padding:0px 3px 0px 3px;vertical-align:bottom;text-align:center;">22</td> </tr> <tr style="height:20px;"> <td style="border-left:1px solid #000000;overflow:hidden;padding:0px 3px 0px 3px;vertical-align:bottom;font-weight:bold;"></td> <td data-sheets-value='{"1":2,"2":"Triple-walled"}' style="overflow:hidden;padding:0px 3px 0px 3px;vertical-align:bottom;font-weight:bold;">Triple-walled</td> <td data-sheets-value='{"1":2,"2":"Opal (A/O/O)"}' style="border-right:1px solid #000000;overflow:hidden;padding:0px 3px 0px 3px;vertical-align:bottom;font-weight:bold;">Opal (A/O/O)</td> <td data-sheets-numberformat='{"1":2,"2":"0.00","3":1}' data-sheets-value='{"1":3,"3":1.7}' style="overflow:hidden;padding:0px 3px 0px 3px;vertical-align:bottom;text-align:center;">1.70</td> <td data-sheets-numberformat='{"1":2,"2":"0","3":1}' data-sheets-value='{"1":3,"3":61}' style="overflow:hidden;padding:0px 3px 0px 3px;vertical-align:bottom;text-align:center;">61</td> <td data-sheets-numberformat='{"1":2,"2":"0","3":1}' data-sheets-value='{"1":3,"3":48}' style="overflow:hidden;padding:0px 3px 0px 3px;vertical-align:bottom;text-align:center;">48</td> <td data-sheets-numberformat='{"1":2,"2":"0","3":1}' data-sheets-value='{"1":3,"3":22}' style="border-right:1px solid #000000;overflow:hidden;padding:0px 3px 0px 3px;vertical-align:bottom;text-align:center;">22</td> </tr> <tr style="height:20px;"> <td style="border-left:1px solid #000000;overflow:hidden;padding:0px 3px 0px 3px;vertical-align:bottom;font-weight:bold;"></td> <td data-sheets-value='{"1":2,"2":"Four-walled"}' style="overflow:hidden;padding:0px 3px 0px 3px;vertical-align:bottom;font-weight:bold;">Four-walled</td> <td data-sheets-value='{"1":2,"2":"Clear (A/H/H/H)"}' style="border-right:1px solid #000000;overflow:hidden;padding:0px 3px 0px 3px;vertical-align:bottom;font-weight:bold;">Clear (A/H/H/H)</td> <td data-sheets-numberformat='{"1":2,"2":"0.00","3":1}' data-sheets-value='{"1":3,"3":1.28}' style="overflow:hidden;padding:0px 3px 0px 3px;vertical-align:bottom;text-align:center;">1.28</td> <td data-sheets-numberformat='{"1":2,"2":"0","3":1}' data-sheets-value='{"1":3,"3":64}' style="overflow:hidden;padding:0px 3px 0px 3px;vertical-align:bottom;text-align:center;">64</td> <td data-sheets-numberformat='{"1":2,"2":"0","3":1}' data-sheets-value='{"1":3,"3":52}' style="overflow:hidden;padding:0px 3px 0px 3px;vertical-align:bottom;text-align:center;">52</td> <td data-sheets-numberformat='{"1":2,"2":"0","3":1}' data-sheets-value='{"1":3,"3":23}' style="border-right:1px solid #000000;overflow:hidden;padding:0px 3px 0px 3px;vertical-align:bottom;text-align:center;">23</td> </tr> <tr style="height:20px;"> <td style="border-bottom:1px solid #000000;border-left:1px solid #000000;overflow:hidden;padding:0px 3px 0px 3px;vertical-align:bottom;"></td> <td data-sheets-value='{"1":2,"2":"Four-walled"}' style="border-bottom:1px solid #000000;overflow:hidden;padding:0px 3px 0px 3px;vertical-align:bottom;font-weight:bold;">Four-walled</td> <td data-sheets-value='{"1":2,"2":"Opal (A/H/O/H)"}' style="border-right:1px solid #000000;border-bottom:1px solid #000000;overflow:hidden;padding:0px 3px 0px 3px;vertical-align:bottom;font-weight:bold;">Opal (A/H/O/H)</td> <td data-sheets-numberformat='{"1":2,"2":"0.00","3":1}' data-sheets-value='{"1":3,"3":1.28}' style="border-bottom:1px solid #000000;overflow:hidden;padding:0px 3px 0px 3px;vertical-align:bottom;text-align:center;">1.28</td> <td data-sheets-numberformat='{"1":2,"2":"0","3":1}' data-sheets-value='{"1":3,"3":59}' style="border-bottom:1px solid #000000;overflow:hidden;padding:0px 3px 0px 3px;vertical-align:bottom;text-align:center;">59</td> <td data-sheets-numberformat='{"1":2,"2":"0","3":1}' data-sheets-value='{"1":3,"3":46}' style="border-bottom:1px solid #000000;overflow:hidden;padding:0px 3px 0px 3px;vertical-align:bottom;text-align:center;">46</td> <td data-sheets-numberformat='{"1":2,"2":"0","3":1}' data-sheets-value='{"1":3,"3":23}' style="border-right:1px solid #000000;border-bottom:1px solid #000000;overflow:hidden;padding:0px 3px 0px 3px;vertical-align:bottom;text-align:center;">23</td> </tr> <tr style="height:20px;"> <td data-sheets-value='{"1":2,"2":"Polycarbonate"}' style="border-left:1px solid #000000;overflow:hidden;padding:0px 3px 0px 3px;vertical-align:bottom;font-weight:bold;">Polycarbonate</td> <td data-sheets-value='{"1":2,"2":"Single-walled"}' style="overflow:hidden;padding:0px 3px 0px 3px;vertical-align:bottom;font-weight:bold;">Single-walled</td> <td data-sheets-value='{"1":2,"2":"Heatstop Opal (T)"}' style="border-right:1px solid #000000;overflow:hidden;padding:0px 3px 0px 3px;vertical-align:bottom;font-weight:bold;">Heatstop Opal (T)</td> <td data-sheets-numberformat='{"1":2,"2":"0.00","3":1}' data-sheets-value='{"1":3,"3":5.17}' style="overflow:hidden;padding:0px 3px 0px 3px;vertical-align:bottom;text-align:center;">5.17</td> <td data-sheets-numberformat='{"1":2,"2":"0","3":1}' data-sheets-value='{"1":3,"3":49}' style="overflow:hidden;padding:0px 3px 0px 3px;vertical-align:bottom;text-align:center;">49</td> <td data-sheets-numberformat='{"1":2,"2":"0","3":1}' data-sheets-value='{"1":3,"3":59}' style="overflow:hidden;padding:0px 3px 0px 3px;vertical-align:bottom;text-align:center;">59</td> <td data-sheets-numberformat='{"1":2,"2":"0","3":1}' data-sheets-value='{"1":2,"2":"-"}' style="border-right:1px solid #000000;overflow:hidden;padding:0px 3px 0px 3px;vertical-align:bottom;text-align:center;">-</td> </tr> <tr style="height:20px;"> <td data-sheets-value='{"1":2,"2":"Heatstop PC"}' style="border-left:1px solid #000000;overflow:hidden;padding:0px 3px 0px 3px;vertical-align:bottom;font-weight:bold;">Heatstop PC</td> <td data-sheets-value='{"1":2,"2":"Double-walled"}' style="overflow:hidden;padding:0px 3px 0px 3px;vertical-align:bottom;font-weight:bold;">Double-walled</td> <td data-sheets-value='{"1":2,"2":"Clear (T/H)"}' style="border-right:1px solid #000000;overflow:hidden;padding:0px 3px 0px 3px;vertical-align:bottom;font-weight:bold;">Clear (T/H)</td> <td data-sheets-numberformat='{"1":2,"2":"0.00","3":1}' data-sheets-value='{"1":3,"3":2.9}' style="overflow:hidden;padding:0px 3px 0px 3px;vertical-align:bottom;text-align:center;">2.90</td> <td data-sheets-numberformat='{"1":2,"2":"0","3":1}' data-sheets-value='{"1":3,"3":44}' style="overflow:hidden;padding:0px 3px 0px 3px;vertical-align:bottom;text-align:center;">44</td> <td data-sheets-numberformat='{"1":2,"2":"0","3":1}' data-sheets-value='{"1":3,"3":51}' style="overflow:hidden;padding:0px 3px 0px 3px;vertical-align:bottom;text-align:center;">51</td> <td data-sheets-numberformat='{"1":2,"2":"0","3":1}' data-sheets-value='{"1":3,"3":20}' style="border-right:1px solid #000000;overflow:hidden;padding:0px 3px 0px 3px;vertical-align:bottom;text-align:center;">20</td> </tr> <tr style="height:20px;"> <td style="border-left:1px solid #000000;overflow:hidden;padding:0px 3px 0px 3px;vertical-align:bottom;font-weight:bold;"></td> <td data-sheets-value='{"1":2,"2":"Double-walled"}' style="overflow:hidden;padding:0px 3px 0px 3px;vertical-align:bottom;font-weight:bold;">Double-walled</td> <td data-sheets-value='{"1":2,"2":"Opal (T/O)"}' style="border-right:1px solid #000000;overflow:hidden;padding:0px 3px 0px 3px;vertical-align:bottom;font-weight:bold;">Opal (T/O)</td> <td data-sheets-numberformat='{"1":2,"2":"0.00","3":1}' data-sheets-value='{"1":3,"3":2.9}' style="overflow:hidden;padding:0px 3px 0px 3px;vertical-align:bottom;text-align:center;">2.90</td> <td data-sheets-numberformat='{"1":2,"2":"0","3":1}' data-sheets-value='{"1":3,"3":41}' style="overflow:hidden;padding:0px 3px 0px 3px;vertical-align:bottom;text-align:center;">41</td> <td data-sheets-numberformat='{"1":2,"2":"0","3":1}' data-sheets-value='{"1":3,"3":45}' style="overflow:hidden;padding:0px 3px 0px 3px;vertical-align:bottom;text-align:center;">45</td> <td data-sheets-numberformat='{"1":2,"2":"0","3":1}' data-sheets-value='{"1":3,"3":20}' style="border-right:1px solid #000000;overflow:hidden;padding:0px 3px 0px 3px;vertical-align:bottom;text-align:center;">20</td> </tr> <tr style="height:20px;"> <td style="border-left:1px solid #000000;overflow:hidden;padding:0px 3px 0px 3px;vertical-align:bottom;font-weight:bold;"></td> <td data-sheets-value='{"1":2,"2":"Triple-walled"}' style="overflow:hidden; | skylux-160-ce-met-koepel-en-metaalopstand-met-lm-motor-1000-x-2000-mm | 8585988571469 | 46872263459149
Smoke and heat exhaust (SHEV) | SHE system | Skylux | Skylux 160° CE with skylight and metal curb with LM-actuator 1000 x 2200 mm |  | 26701 | 5412970267010 | 4370.55 | Yes | 30-45 | 94.45 | 1000 x 2200 mm | 2200 | 1000 |  | metal curb M30 (30 cm high) | Rectangular | 5.17 W/m²K - 1.28 W/m²K | 87% - 32% | 90% - 32% | 20dB - 23dB | 160° CE (for industry) | skylight | without spoiler | E | Single actuator | Maximum four-walled skylight possible for this product | Ut-value LT-value g-value Rw-value EN 1873 : 2014 EN ISO 13468 EN 16153 EN 410 EN 410 EN ISO 140-3 Material Walls Shells (W/m²K) (%) (%) (dB) Acrylic Single-walled Clear (H) 5.17 90 87 - PMMA Single-walled Opal (O) 5.17 83 76 - Double-walled Clear (H/H) 2.90 81 75 20 Double-walled Opal (O/O) 2.90 69 58 20 Triple-walled Clear (H/H/H) 1.70 73 65 22 Triple-walled Opal (O/H/O) 1.70 62 51 22 Four-walled Clear (H/H/H/H) 1.28 64 54 23 Four-walled Opal (H/H/O/H) 1.28 59 48 23 Polycarbonate Single-walled Clear (A) 5.17 88 83 - PC Single-walled Opal (D) 5.17 58 60 - Double-walled Clear (A/H) 2.90 79 72 20 Double-walled Clear (A/A) 2.90 77 69 20 Double-walled Opal (A/O) 2.90 73 63 20 Double-walled Opal (A/D) 2.90 51 50 20 Triple-walled Clear (A/H/H) 1.70 71 63 22 Triple-walled Opal (A/O/O) 1.70 61 48 22 Four-walled Clear (A/H/H/H) 1.28 64 52 23 Four-walled Opal (A/H/O/H) 1.28 59 46 23 Polycarbonate Single-walled Heatstop Opal (T) 5.17 49 59 - Heatstop PC Double-walled Clear (T/H) 2.90 44 51 20 Double-walled Opal (T/O) 2.90 41 45 20 Triple-walled Clear (T/H/H) 1.70 40 <td data-sheets-numberformat='{"1":2,"2":"0","3":1}' data-sheets-value='{"1":3,"3":44}' style="overflow:hidden;paddin | https://skylux.eu/en/products/skylux-160-ce-met-koepel-en-metaalopstand-met-lm-motor-1000-x-2200-mm | https://skylux.eu/cdn/shop/files/Skylux-160deg-CE-met-koepel-en-metaalopstand-met-LM-motor-1000-x-2200-mm-RWA-systeem.jpg?v=1702976561&width=1600 | https://skylux.eu/cdn/shop/files/e5a82811-1bb0-48e4-a776-cacb59c7c092_1e2cac12-9e2c-43c5-b934-d1c91d1326e8.jpg?v=1688550162&width=1600 | //skylux.eu/cdn/shop/files/E_MH_Mounting_instructions_Skylux_160_CE_LM.pdf?v=12406716259046007223 | //skylux.eu/cdn/shop/files/E_TD_Technical_File_Skylux_Skylux_160_CE_Electric.pdf?v=3667116872303399239 | <style type="text/css" id="isPasted"> <!--td { border: 1px solid #cccccc; } br { mso-data-placement: same-cell; } --> </style> <table border="1" cellpadding="0" cellspacing="0" dir="ltr" style="table-layout:fixed;font-size:10pt;font-family:Arial;border-collapse:collapse;border:none;"><tbody> <tr style="height:20px;"> <td style="overflow:hidden;padding:0px 3px 0px 3px;vertical-align:bottom;"></td> <td style="overflow:hidden;padding:0px 3px 0px 3px;vertical-align:bottom;"></td> <td style="overflow:hidden;padding:0px 3px 0px 3px;vertical-align:bottom;"></td> <td data-sheets-value='{"1":2,"2":"Ut-value"}' style="overflow:hidden;padding:0px 3px 0px 3px;vertical-align:bottom;font-weight:bold;text-align:center;">Ut-value</td> <td data-sheets-value='{"1":2,"2":"LT-value"}' style="overflow:hidden;padding:0px 3px 0px 3px;vertical-align:bottom;font-weight:bold;text-align:center;">LT-value</td> <td data-sheets-value='{"1":2,"2":"g-value"}' style="overflow:hidden;padding:0px 3px 0px 3px;vertical-align:bottom;font-weight:bold;text-align:center;">g-value</td> <td data-sheets-value='{"1":2,"2":"Rw-value "}' style="overflow:hidden;padding:0px 3px 0px 3px;vertical-align:bottom;font-weight:bold;text-align:center;">Rw-value </td> </tr> <tr style="height:20px;"> <td style="overflow:hidden;padding:0px 3px 0px 3px;vertical-align:bottom;"></td> <td style="overflow:hidden;padding:0px 3px 0px 3px;vertical-align:bottom;"></td> <td style="overflow:hidden;padding:0px 3px 0px 3px;vertical-align:bottom;"></td> <td data-sheets-numberformat='{"1":2,"2":"0.00","3":1}' data-sheets-value='{"1":2,"2":"EN 1873 : 2014"}' style="overflow:hidden;padding:0px 3px 0px 3px;vertical-align:bottom;text-align:center;">EN 1873 : 2014</td> <td data-sheets-numberformat='{"1":2,"2":"0","3":1}' data-sheets-value='{"1":2,"2":"EN ISO 13468 EN 16153 EN 410"}' style="overflow:hidden;padding:0px 3px 0px 3px;vertical-align:bottom;text-align:center;">EN ISO 13468 EN 16153 EN 410</td> <td data-sheets-numberformat='{"1":2,"2":"0","3":1}' data-sheets-value='{"1":2,"2":"EN 410"}' style="overflow:hidden;padding:0px 3px 0px 3px;vertical-align:bottom;text-align:center;">EN 410</td> <td data-sheets-value='{"1":2,"2":"EN ISO 140-3\t\t"}' style="overflow:hidden;padding:0px 3px 0px 3px;vertical-align:bottom;text-align:center;">EN ISO 140-3 </td> </tr> <tr style="height:20px;"> <td data-sheets-value='{"1":2,"2":"Material"}' style="border-bottom:1px solid #000000;overflow:hidden;padding:0px 3px 0px 3px;vertical-align:bottom;background-color:#000000;font-weight:bold;color:#ffffff;">Material</td> <td data-sheets-value='{"1":2,"2":"Walls"}' style="border-bottom:1px solid #000000;overflow:hidden;padding:0px 3px 0px 3px;vertical-align:bottom;background-color:#000000;font-weight:bold;color:#ffffff;">Walls</td> <td data-sheets-value='{"1":2,"2":"Shells"}' style="border-bottom:1px solid #000000;overflow:hidden;padding:0px 3px 0px 3px;vertical-align:bottom;background-color:#000000;font-weight:bold;color:#ffffff;">Shells</td> <td data-sheets-numberformat='{"1":2,"2":"0.00","3":1}' data-sheets-value='{"1":2,"2":"(W/m²K)\t"}' style="border-bottom:1px solid #000000;overflow:hidden;padding:0px 3px 0px 3px;vertical-align:bottom;background-color:#000000;font-weight:bold;color:#ffffff;text-align:center;">(W/m²K) </td> <td data-sheets-numberformat='{"1":2,"2":"0","3":1}' data-sheets-value='{"1":2,"2":"(%)"}' style="border-bottom:1px solid #000000;overflow:hidden;padding:0px 3px 0px 3px;vertical-align:bottom;background-color:#000000;font-weight:bold;color:#ffffff;text-align:center;">(%)</td> <td data-sheets-numberformat='{"1":2,"2":"0","3":1}' data-sheets-value='{"1":2,"2":"(%)"}' style="border-bottom:1px solid #000000;overflow:hidden;padding:0px 3px 0px 3px;vertical-align:bottom;background-color:#000000;font-weight:bold;color:#ffffff;text-align:center;">(%)</td> <td data-sheets-value='{"1":2,"2":"(dB)"}' style="border-bottom:1px solid #000000;overflow:hidden;padding:0px 3px 0px 3px;vertical-align:bottom;background-color:#000000;font-weight:bold;color:#ffffff;text-align:center;">(dB)</td> </tr> <tr style="height:20px;"> <td data-sheets-value='{"1":2,"2":"Acrylic"}' style="border-left:1px solid #000000;overflow:hidden;padding:0px 3px 0px 3px;vertical-align:bottom;font-weight:bold;">Acrylic</td> <td data-sheets-value='{"1":2,"2":"Single-walled"}' style="overflow:hidden;padding:0px 3px 0px 3px;vertical-align:bottom;font-weight:bold;">Single-walled</td> <td data-sheets-value='{"1":2,"2":"Clear (H)"}' style="border-right:1px solid #000000;overflow:hidden;padding:0px 3px 0px 3px;vertical-align:bottom;font-weight:bold;">Clear (H)</td> <td data-sheets-numberformat='{"1":2,"2":"0.00","3":1}' data-sheets-value='{"1":3,"3":5.17}' style="overflow:hidden;padding:0px 3px 0px 3px;vertical-align:bottom;text-align:center;">5.17</td> <td data-sheets-numberformat='{"1":2,"2":"0","3":1}' data-sheets-value='{"1":3,"3":90}' style="overflow:hidden;padding:0px 3px 0px 3px;vertical-align:bottom;text-align:center;">90</td> <td data-sheets-numberformat='{"1":2,"2":"0","3":1}' data-sheets-value='{"1":3,"3":87}' style="overflow:hidden;padding:0px 3px 0px 3px;vertical-align:bottom;text-align:center;">87</td> <td data-sheets-numberformat='{"1":2,"2":"0","3":1}' data-sheets-value='{"1":2,"2":"-"}' style="border-right:1px solid #000000;overflow:hidden;padding:0px 3px 0px 3px;vertical-align:bottom;text-align:center;">-</td> </tr> <tr style="height:20px;"> <td data-sheets-value='{"1":2,"2":"PMMA"}' style="border-left:1px solid #000000;overflow:hidden;padding:0px 3px 0px 3px;vertical-align:bottom;font-weight:bold;">PMMA</td> <td data-sheets-value='{"1":2,"2":"Single-walled"}' style="overflow:hidden;padding:0px 3px 0px 3px;vertical-align:bottom;font-weight:bold;">Single-walled</td> <td data-sheets-value='{"1":2,"2":"Opal (O)"}' style="border-right:1px solid #000000;overflow:hidden;padding:0px 3px 0px 3px;vertical-align:bottom;font-weight:bold;">Opal (O)</td> <td data-sheets-numberformat='{"1":2,"2":"0.00","3":1}' data-sheets-value='{"1":3,"3":5.17}' style="overflow:hidden;padding:0px 3px 0px 3px;vertical-align:bottom;text-align:center;">5.17</td> <td data-sheets-numberformat='{"1":2,"2":"0","3":1}' data-sheets-value='{"1":3,"3":83}' style="overflow:hidden;padding:0px 3px 0px 3px;vertical-align:bottom;text-align:center;">83</td> <td data-sheets-numberformat='{"1":2,"2":"0","3":1}' data-sheets-value='{"1":3,"3":76}' style="overflow:hidden;padding:0px 3px 0px 3px;vertical-align:bottom;text-align:center;">76</td> <td data-sheets-numberformat='{"1":2,"2":"0","3":1}' data-sheets-value='{"1":2,"2":"-"}' style="border-right:1px solid #000000;overflow:hidden;padding:0px 3px 0px 3px;vertical-align:bottom;text-align:center;">-</td> </tr> <tr style="height:20px;"> <td style="border-left:1px solid #000000;overflow:hidden;padding:0px 3px 0px 3px;vertical-align:bottom;font-weight:bold;"></td> <td data-sheets-value='{"1":2,"2":"Double-walled"}' style="overflow:hidden;padding:0px 3px 0px 3px;vertical-align:bottom;font-weight:bold;">Double-walled</td> <td data-sheets-value='{"1":2,"2":"Clear (H/H)"}' style="border-right:1px solid #000000;overflow:hidden;padding:0px 3px 0px 3px;vertical-align:bottom;font-weight:bold;">Clear (H/H)</td> <td data-sheets-numberformat='{"1":2,"2":"0.00","3":1}' data-sheets-value='{"1":3,"3":2.9}' style="overflow:hidden;padding:0px 3px 0px 3px;vertical-align:bottom;text-align:center;">2.90</td> <td data-sheets-numberformat='{"1":2,"2":"0","3":1}' data-sheets-value='{"1":3,"3":81}' style="overflow:hidden;padding:0px 3px 0px 3px;vertical-align:bottom;text-align:center;">81</td> <td data-sheets-numberformat='{"1":2,"2":"0","3":1}' data-sheets-value='{"1":3,"3":75}' style="overflow:hidden;padding:0px 3px 0px 3px;vertical-align:bottom;text-align:center;">75</td> <td data-sheets-numberformat='{"1":2,"2":"0","3":1}' data-sheets-value='{"1":3,"3":20}' style="border-right:1px solid #000000;overflow:hidden;padding:0px 3px 0px 3px;vertical-align:bottom;text-align:center;">20</td> </tr> <tr style="height:20px;"> <td style="border-left:1px solid #000000;overflow:hidden;padding:0px 3px 0px 3px;vertical-align:bottom;font-weight:bold;"></td> <td data-sheets-value='{"1":2,"2":"Double-walled"}' style="overflow:hidden;padding:0px 3px 0px 3px;vertical-align:bottom;font-weight:bold;">Double-walled</td> <td data-sheets-value='{"1":2,"2":"Opal (O/O)"}' style="border-right:1px solid #000000;overflow:hidden;padding:0px 3px 0px 3px;vertical-align:bottom;font-weight:bold;">Opal (O/O)</td> <td data-sheets-numberformat='{"1":2,"2":"0.00","3":1}' data-sheets-value='{"1":3,"3":2.9}' style="overflow:hidden;padding:0px 3px 0px 3px;vertical-align:bottom;text-align:center;">2.90</td> <td data-sheets-numberformat='{"1":2,"2":"0","3":1}' data-sheets-value='{"1":3,"3":69}' style="overflow:hidden;padding:0px 3px 0px 3px;vertical-align:bottom;text-align:center;">69</td> <td data-sheets-numberformat='{"1":2,"2":"0","3":1}' data-sheets-value='{"1":3,"3":58}' style="overflow:hidden;padding:0px 3px 0px 3px;vertical-align:bottom;text-align:center;">58</td> <td data-sheets-numberformat='{"1":2,"2":"0","3":1}' data-sheets-value='{"1":3,"3":20}' style="border-right:1px solid #000000;overflow:hidden;padding:0px 3px 0px 3px;vertical-align:bottom;text-align:center;">20</td> </tr> <tr style="height:20px;"> <td style="border-left:1px solid #000000;overflow:hidden;padding:0px 3px 0px 3px;vertical-align:bottom;font-weight:bold;"></td> <td data-sheets-value='{"1":2,"2":"Triple-walled"}' style="overflow:hidden;padding:0px 3px 0px 3px;vertical-align:bottom;font-weight:bold;">Triple-walled</td> <td data-sheets-value='{"1":2,"2":"Clear (H/H/H)"}' style="border-right:1px solid #000000;overflow:hidden;padding:0px 3px 0px 3px;vertical-align:bottom;font-weight:bold;">Clear (H/H/H)</td> <td data-sheets-numberformat='{"1":2,"2":"0.00","3":1}' data-sheets-value='{"1":3,"3":1.7}' style="overflow:hidden;padding:0px 3px 0px 3px;vertical-align:bottom;text-align:center;">1.70</td> <td data-sheets-numberformat='{"1":2,"2":"0","3":1}' data-sheets-value='{"1":3,"3":73}' style="overflow:hidden;padding:0px 3px 0px 3px;vertical-align:bottom;text-align:center;">73</td> <td data-sheets-numberformat='{"1":2,"2":"0","3":1}' data-sheets-value='{"1":3,"3":65}' style="overflow:hidden;padding:0px 3px 0px 3px;vertical-align:bottom;text-align:center;">65</td> <td data-sheets-numberformat='{"1":2,"2":"0","3":1}' data-sheets-value='{"1":3,"3":22}' style="border-right:1px solid #000000;overflow:hidden;padding:0px 3px 0px 3px;vertical-align:bottom;text-align:center;">22</td> </tr> <tr style="height:20px;"> <td style="border-left:1px solid #000000;overflow:hidden;padding:0px 3px 0px 3px;vertical-align:bottom;font-weight:bold;"></td> <td data-sheets-value='{"1":2,"2":"Triple-walled"}' style="overflow:hidden;padding:0px 3px 0px 3px;vertical-align:bottom;font-weight:bold;">Triple-walled</td> <td data-sheets-value='{"1":2,"2":"Opal (O/H/O)"}' style="border-right:1px solid #000000;overflow:hidden;padding:0px 3px 0px 3px;vertical-align:bottom;font-weight:bold;">Opal (O/H/O)</td> <td data-sheets-numberformat='{"1":2,"2":"0.00","3":1}' data-sheets-value='{"1":3,"3":1.7}' style="overflow:hidden;padding:0px 3px 0px 3px;vertical-align:bottom;text-align:center;">1.70</td> <td data-sheets-numberformat='{"1":2,"2":"0","3":1}' data-sheets-value='{"1":3,"3":62}' style="overflow:hidden;padding:0px 3px 0px 3px;vertical-align:bottom;text-align:center;">62</td> <td data-sheets-numberformat='{"1":2,"2":"0","3":1}' data-sheets-value='{"1":3,"3":51}' style="overflow:hidden;padding:0px 3px 0px 3px;vertical-align:bottom;text-align:center;">51</td> <td data-sheets-numberformat='{"1":2,"2":"0","3":1}' data-sheets-value='{"1":3,"3":22}' style="border-right:1px solid #000000;overflow:hidden;padding:0px 3px 0px 3px;vertical-align:bottom;text-align:center;">22</td> </tr> <tr style="height:20px;"> <td style="border-left:1px solid #000000;overflow:hidden;padding:0px 3px 0px 3px;vertical-align:bottom;font-weight:bold;"></td> <td data-sheets-value='{"1":2,"2":"Four-walled"}' style="overflow:hidden;padding:0px 3px 0px 3px;vertical-align:bottom;font-weight:bold;">Four-walled</td> <td data-sheets-value='{"1":2,"2":"Clear (H/H/H/H)"}' style="border-right:1px solid #000000;overflow:hidden;padding:0px 3px 0px 3px;vertical-align:bottom;font-weight:bold;">Clear (H/H/H/H)</td> <td data-sheets-numberformat='{"1":2,"2":"0.00","3":1}' data-sheets-value='{"1":3,"3":1.28}' style="overflow:hidden;padding:0px 3px 0px 3px;vertical-align:bottom;text-align:center;">1.28</td> <td data-sheets-numberformat='{"1":2,"2":"0","3":1}' data-sheets-value='{"1":3,"3":64}' style="overflow:hidden;padding:0px 3px 0px 3px;vertical-align:bottom;text-align:center;">64</td> <td data-sheets-numberformat='{"1":2,"2":"0","3":1}' data-sheets-value='{"1":3,"3":54}' style="overflow:hidden;padding:0px 3px 0px 3px;vertical-align:bottom;text-align:center;">54</td> <td data-sheets-numberformat='{"1":2,"2":"0","3":1}' data-sheets-value='{"1":3,"3":23}' style="border-right:1px solid #000000;overflow:hidden;padding:0px 3px 0px 3px;vertical-align:bottom;text-align:center;">23</td> </tr> <tr style="height:20px;"> <td style="border-bottom:1px solid #000000;border-left:1px solid #000000;overflow:hidden;padding:0px 3px 0px 3px;vertical-align:bottom;"></td> <td data-sheets-value='{"1":2,"2":"Four-walled"}' style="border-bottom:1px solid #000000;overflow:hidden;padding:0px 3px 0px 3px;vertical-align:bottom;font-weight:bold;">Four-walled</td> <td data-sheets-value='{"1":2,"2":"Opal (H/H/O/H)"}' style="border-right:1px solid #000000;border-bottom:1px solid #000000;overflow:hidden;padding:0px 3px 0px 3px;vertical-align:bottom;font-weight:bold;">Opal (H/H/O/H)</td> <td data-sheets-numberformat='{"1":2,"2":"0.00","3":1}' data-sheets-value='{"1":3,"3":1.28}' style="border-bottom:1px solid #000000;overflow:hidden;padding:0px 3px 0px 3px;vertical-align:bottom;text-align:center;">1.28</td> <td data-sheets-numberformat='{"1":2,"2":"0","3":1}' data-sheets-value='{"1":3,"3":59}' style="border-bottom:1px solid #000000;overflow:hidden;padding:0px 3px 0px 3px;vertical-align:bottom;text-align:center;">59</td> <td data-sheets-numberformat='{"1":2,"2":"0","3":1}' data-sheets-value='{"1":3,"3":48}' style="border-bottom:1px solid #000000;overflow:hidden;padding:0px 3px 0px 3px;vertical-align:bottom;text-align:center;">48</td> <td data-sheets-numberformat='{"1":2,"2":"0","3":1}' data-sheets-value='{"1":3,"3":23}' style="border-right:1px solid #000000;border-bottom:1px solid #000000;overflow:hidden;padding:0px 3px 0px 3px;vertical-align:bottom;text-align:center;">23</td> </tr> <tr style="height:20px;"> <td data-sheets-value='{"1":2,"2":"Polycarbonate "}' style="border-left:1px solid #000000;overflow:hidden;padding:0px 3px 0px 3px;vertical-align:bottom;font-weight:bold;">Polycarbonate </td> <td data-sheets-value='{"1":2,"2":"Single-walled"}' style="overflow:hidden;padding:0px 3px 0px 3px;vertical-align:bottom;font-weight:bold;">Single-walled</td> <td data-sheets-value='{"1":2,"2":"Clear (A)"}' style="border-right:1px solid #000000;overflow:hidden;padding:0px 3px 0px 3px;vertical-align:bottom;font-weight:bold;">Clear (A)</td> <td data-sheets-numberformat='{"1":2,"2":"0.00","3":1}' data-sheets-value='{"1":3,"3":5.17}' style="overflow:hidden;padding:0px 3px 0px 3px;vertical-align:bottom;text-align:center;">5.17</td> <td data-sheets-numberformat='{"1":2,"2":"0","3":1}' data-sheets-value='{"1":3,"3":88}' style="overflow:hidden;padding:0px 3px 0px 3px;vertical-align:bottom;text-align:center;">88</td> <td data-sheets-numberformat='{"1":2,"2":"0","3":1}' data-sheets-value='{"1":3,"3":83}' style="overflow:hidden;padding:0px 3px 0px 3px;vertical-align:bottom;text-align:center;">83</td> <td data-sheets-numberformat='{"1":2,"2":"0","3":1}' data-sheets-value='{"1":2,"2":"-"}' style="border-right:1px solid #000000;overflow:hidden;padding:0px 3px 0px 3px;vertical-align:bottom;text-align:center;">-</td> </tr> <tr style="height:20px;"> <td data-sheets-value='{"1":2,"2":"PC"}' style="border-left:1px solid #000000;overflow:hidden;padding:0px 3px 0px 3px;vertical-align:bottom;font-weight:bold;">PC</td> <td data-sheets-value='{"1":2,"2":"Single-walled"}' style="overflow:hidden;padding:0px 3px 0px 3px;vertical-align:bottom;font-weight:bold;">Single-walled</td> <td data-sheets-value='{"1":2,"2":"Opal (D)"}' style="border-right:1px solid #000000;overflow:hidden;padding:0px 3px 0px 3px;vertical-align:bottom;font-weight:bold;">Opal (D)</td> <td data-sheets-numberformat='{"1":2,"2":"0.00","3":1}' data-sheets-value='{"1":3,"3":5.17}' style="overflow:hidden;padding:0px 3px 0px 3px;vertical-align:bottom;text-align:center;">5.17</td> <td data-sheets-numberformat='{"1":2,"2":"0","3":1}' data-sheets-value='{"1":3,"3":58}' style="overflow:hidden;padding:0px 3px 0px 3px;vertical-align:bottom;text-align:center;">58</td> <td data-sheets-numberformat='{"1":2,"2":"0","3":1}' data-sheets-value='{"1":3,"3":60}' style="overflow:hidden;padding:0px 3px 0px 3px;vertical-align:bottom;text-align:center;">60</td> <td data-sheets-numberformat='{"1":2,"2":"0","3":1}' data-sheets-value='{"1":2,"2":"-"}' style="border-right:1px solid #000000;overflow:hidden;padding:0px 3px 0px 3px;vertical-align:bottom;text-align:center;">-</td> </tr> <tr style="height:20px;"> <td style="border-left:1px solid #000000;overflow:hidden;padding:0px 3px 0px 3px;vertical-align:bottom;font-weight:bold;"></td> <td data-sheets-value='{"1":2,"2":"Double-walled"}' style="overflow:hidden;padding:0px 3px 0px 3px;vertical-align:bottom;font-weight:bold;">Double-walled</td> <td data-sheets-value='{"1":2,"2":"Clear (A/H)"}' style="border-right:1px solid #000000;overflow:hidden;padding:0px 3px 0px 3px;vertical-align:bottom;font-weight:bold;">Clear (A/H)</td> <td data-sheets-numberformat='{"1":2,"2":"0.00","3":1}' data-sheets-value='{"1":3,"3":2.9}' style="overflow:hidden;padding:0px 3px 0px 3px;vertical-align:bottom;text-align:center;">2.90</td> <td data-sheets-numberformat='{"1":2,"2":"0","3":1}' data-sheets-value='{"1":3,"3":79}' style="overflow:hidden;padding:0px 3px 0px 3px;vertical-align:bottom;text-align:center;">79</td> <td data-sheets-numberformat='{"1":2,"2":"0","3":1}' data-sheets-value='{"1":3,"3":72}' style="overflow:hidden;padding:0px 3px 0px 3px;vertical-align:bottom;text-align:center;">72</td> <td data-sheets-numberformat='{"1":2,"2":"0","3":1}' data-sheets-value='{"1":3,"3":20}' style="border-right:1px solid #000000;overflow:hidden;padding:0px 3px 0px 3px;vertical-align:bottom;text-align:center;">20</td> </tr> <tr style="height:20px;"> <td style="border-left:1px solid #000000;overflow:hidden;padding:0px 3px 0px 3px;vertical-align:bottom;font-weight:bold;"></td> <td data-sheets-value='{"1":2,"2":"Double-walled"}' style="overflow:hidden;padding:0px 3px 0px 3px;vertical-align:bottom;font-weight:bold;">Double-walled</td> <td data-sheets-value='{"1":2,"2":"Clear (A/A)"}' style="border-right:1px solid #000000;overflow:hidden;padding:0px 3px 0px 3px;vertical-align:bottom;font-weight:bold;">Clear (A/A)</td> <td data-sheets-numberformat='{"1":2,"2":"0.00","3":1}' data-sheets-value='{"1":3,"3":2.9}' style="overflow:hidden;padding:0px 3px 0px 3px;vertical-align:bottom;text-align:center;">2.90</td> <td data-sheets-numberformat='{"1":2,"2":"0","3":1}' data-sheets-value='{"1":3,"3":77}' style="overflow:hidden;padding:0px 3px 0px 3px;vertical-align:bottom;text-align:center;">77</td> <td data-sheets-numberformat='{"1":2,"2":"0","3":1}' data-sheets-value='{"1":3,"3":69}' style="overflow:hidden;padding:0px 3px 0px 3px;vertical-align:bottom;text-align:center;">69</td> <td data-sheets-numberformat='{"1":2,"2":"0","3":1}' data-sheets-value='{"1":3,"3":20}' style="border-right:1px solid #000000;overflow:hidden;padding:0px 3px 0px 3px;vertical-align:bottom;text-align:center;">20</td> </tr> <tr style="height:20px;"> <td style="border-left:1px solid #000000;overflow:hidden;padding:0px 3px 0px 3px;vertical-align:bottom;font-weight:bold;"></td> <td data-sheets-value='{"1":2,"2":"Double-walled"}' style="overflow:hidden;padding:0px 3px 0px 3px;vertical-align:bottom;font-weight:bold;">Double-walled</td> <td data-sheets-value='{"1":2,"2":"Opal (A/O)"}' style="border-right:1px solid #000000;overflow:hidden;padding:0px 3px 0px 3px;vertical-align:bottom;font-weight:bold;">Opal (A/O)</td> <td data-sheets-numberformat='{"1":2,"2":"0.00","3":1}' data-sheets-value='{"1":3,"3":2.9}' style="overflow:hidden;padding:0px 3px 0px 3px;vertical-align:bottom;text-align:center;">2.90</td> <td data-sheets-numberformat='{"1":2,"2":"0","3":1}' data-sheets-value='{"1":3,"3":73}' style="overflow:hidden;padding:0px 3px 0px 3px;vertical-align:bottom;text-align:center;">73</td> <td data-sheets-numberformat='{"1":2,"2":"0","3":1}' data-sheets-value='{"1":3,"3":63}' style="overflow:hidden;padding:0px 3px 0px 3px;vertical-align:bottom;text-align:center;">63</td> <td data-sheets-numberformat='{"1":2,"2":"0","3":1}' data-sheets-value='{"1":3,"3":20}' style="border-right:1px solid #000000;overflow:hidden;padding:0px 3px 0px 3px;vertical-align:bottom;text-align:center;">20</td> </tr> <tr style="height:20px;"> <td style="border-left:1px solid #000000;overflow:hidden;padding:0px 3px 0px 3px;vertical-align:bottom;font-weight:bold;"></td> <td data-sheets-value='{"1":2,"2":"Double-walled"}' style="overflow:hidden;padding:0px 3px 0px 3px;vertical-align:bottom;font-weight:bold;">Double-walled</td> <td data-sheets-value='{"1":2,"2":"Opal (A/D)"}' style="border-right:1px solid #000000;overflow:hidden;padding:0px 3px 0px 3px;vertical-align:bottom;font-weight:bold;">Opal (A/D)</td> <td data-sheets-numberformat='{"1":2,"2":"0.00","3":1}' data-sheets-value='{"1":3,"3":2.9}' style="overflow:hidden;padding:0px 3px 0px 3px;vertical-align:bottom;text-align:center;">2.90</td> <td data-sheets-numberformat='{"1":2,"2":"0","3":1}' data-sheets-value='{"1":3,"3":51}' style="overflow:hidden;padding:0px 3px 0px 3px;vertical-align:bottom;text-align:center;">51</td> <td data-sheets-numberformat='{"1":2,"2":"0","3":1}' data-sheets-value='{"1":3,"3":50}' style="overflow:hidden;padding:0px 3px 0px 3px;vertical-align:bottom;text-align:center;">50</td> <td data-sheets-numberformat='{"1":2,"2":"0","3":1}' data-sheets-value='{"1":3,"3":20}' style="border-right:1px solid #000000;overflow:hidden;padding:0px 3px 0px 3px;vertical-align:bottom;text-align:center;">20</td> </tr> <tr style="height:20px;"> <td style="border-left:1px solid #000000;overflow:hidden;padding:0px 3px 0px 3px;vertical-align:bottom;font-weight:bold;"></td> <td data-sheets-value='{"1":2,"2":"Triple-walled"}' style="overflow:hidden;padding:0px 3px 0px 3px;vertical-align:bottom;font-weight:bold;">Triple-walled</td> <td data-sheets-value='{"1":2,"2":"Clear (A/H/H)"}' style="border-right:1px solid #000000;overflow:hidden;padding:0px 3px 0px 3px;vertical-align:bottom;font-weight:bold;">Clear (A/H/H)</td> <td data-sheets-numberformat='{"1":2,"2":"0.00","3":1}' data-sheets-value='{"1":3,"3":1.7}' style="overflow:hidden;padding:0px 3px 0px 3px;vertical-align:bottom;text-align:center;">1.70</td> <td data-sheets-numberformat='{"1":2,"2":"0","3":1}' data-sheets-value='{"1":3,"3":71}' style="overflow:hidden;padding:0px 3px 0px 3px;vertical-align:bottom;text-align:center;">71</td> <td data-sheets-numberformat='{"1":2,"2":"0","3":1}' data-sheets-value='{"1":3,"3":63}' style="overflow:hidden;padding:0px 3px 0px 3px;vertical-align:bottom;text-align:center;">63</td> <td data-sheets-numberformat='{"1":2,"2":"0","3":1}' data-sheets-value='{"1":3,"3":22}' style="border-right:1px solid #000000;overflow:hidden;padding:0px 3px 0px 3px;vertical-align:bottom;text-align:center;">22</td> </tr> <tr style="height:20px;"> <td style="border-left:1px solid #000000;overflow:hidden;padding:0px 3px 0px 3px;vertical-align:bottom;font-weight:bold;"></td> <td data-sheets-value='{"1":2,"2":"Triple-walled"}' style="overflow:hidden;padding:0px 3px 0px 3px;vertical-align:bottom;font-weight:bold;">Triple-walled</td> <td data-sheets-value='{"1":2,"2":"Opal (A/O/O)"}' style="border-right:1px solid #000000;overflow:hidden;padding:0px 3px 0px 3px;vertical-align:bottom;font-weight:bold;">Opal (A/O/O)</td> <td data-sheets-numberformat='{"1":2,"2":"0.00","3":1}' data-sheets-value='{"1":3,"3":1.7}' style="overflow:hidden;padding:0px 3px 0px 3px;vertical-align:bottom;text-align:center;">1.70</td> <td data-sheets-numberformat='{"1":2,"2":"0","3":1}' data-sheets-value='{"1":3,"3":61}' style="overflow:hidden;padding:0px 3px 0px 3px;vertical-align:bottom;text-align:center;">61</td> <td data-sheets-numberformat='{"1":2,"2":"0","3":1}' data-sheets-value='{"1":3,"3":48}' style="overflow:hidden;padding:0px 3px 0px 3px;vertical-align:bottom;text-align:center;">48</td> <td data-sheets-numberformat='{"1":2,"2":"0","3":1}' data-sheets-value='{"1":3,"3":22}' style="border-right:1px solid #000000;overflow:hidden;padding:0px 3px 0px 3px;vertical-align:bottom;text-align:center;">22</td> </tr> <tr style="height:20px;"> <td style="border-left:1px solid #000000;overflow:hidden;padding:0px 3px 0px 3px;vertical-align:bottom;font-weight:bold;"></td> <td data-sheets-value='{"1":2,"2":"Four-walled"}' style="overflow:hidden;padding:0px 3px 0px 3px;vertical-align:bottom;font-weight:bold;">Four-walled</td> <td data-sheets-value='{"1":2,"2":"Clear (A/H/H/H)"}' style="border-right:1px solid #000000;overflow:hidden;padding:0px 3px 0px 3px;vertical-align:bottom;font-weight:bold;">Clear (A/H/H/H)</td> <td data-sheets-numberformat='{"1":2,"2":"0.00","3":1}' data-sheets-value='{"1":3,"3":1.28}' style="overflow:hidden;padding:0px 3px 0px 3px;vertical-align:bottom;text-align:center;">1.28</td> <td data-sheets-numberformat='{"1":2,"2":"0","3":1}' data-sheets-value='{"1":3,"3":64}' style="overflow:hidden;padding:0px 3px 0px 3px;vertical-align:bottom;text-align:center;">64</td> <td data-sheets-numberformat='{"1":2,"2":"0","3":1}' data-sheets-value='{"1":3,"3":52}' style="overflow:hidden;padding:0px 3px 0px 3px;vertical-align:bottom;text-align:center;">52</td> <td data-sheets-numberformat='{"1":2,"2":"0","3":1}' data-sheets-value='{"1":3,"3":23}' style="border-right:1px solid #000000;overflow:hidden;padding:0px 3px 0px 3px;vertical-align:bottom;text-align:center;">23</td> </tr> <tr style="height:20px;"> <td style="border-bottom:1px solid #000000;border-left:1px solid #000000;overflow:hidden;padding:0px 3px 0px 3px;vertical-align:bottom;"></td> <td data-sheets-value='{"1":2,"2":"Four-walled"}' style="border-bottom:1px solid #000000;overflow:hidden;padding:0px 3px 0px 3px;vertical-align:bottom;font-weight:bold;">Four-walled</td> <td data-sheets-value='{"1":2,"2":"Opal (A/H/O/H)"}' style="border-right:1px solid #000000;border-bottom:1px solid #000000;overflow:hidden;padding:0px 3px 0px 3px;vertical-align:bottom;font-weight:bold;">Opal (A/H/O/H)</td> <td data-sheets-numberformat='{"1":2,"2":"0.00","3":1}' data-sheets-value='{"1":3,"3":1.28}' style="border-bottom:1px solid #000000;overflow:hidden;padding:0px 3px 0px 3px;vertical-align:bottom;text-align:center;">1.28</td> <td data-sheets-numberformat='{"1":2,"2":"0","3":1}' data-sheets-value='{"1":3,"3":59}' style="border-bottom:1px solid #000000;overflow:hidden;padding:0px 3px 0px 3px;vertical-align:bottom;text-align:center;">59</td> <td data-sheets-numberformat='{"1":2,"2":"0","3":1}' data-sheets-value='{"1":3,"3":46}' style="border-bottom:1px solid #000000;overflow:hidden;padding:0px 3px 0px 3px;vertical-align:bottom;text-align:center;">46</td> <td data-sheets-numberformat='{"1":2,"2":"0","3":1}' data-sheets-value='{"1":3,"3":23}' style="border-right:1px solid #000000;border-bottom:1px solid #000000;overflow:hidden;padding:0px 3px 0px 3px;vertical-align:bottom;text-align:center;">23</td> </tr> <tr style="height:20px;"> <td data-sheets-value='{"1":2,"2":"Polycarbonate"}' style="border-left:1px solid #000000;overflow:hidden;padding:0px 3px 0px 3px;vertical-align:bottom;font-weight:bold;">Polycarbonate</td> <td data-sheets-value='{"1":2,"2":"Single-walled"}' style="overflow:hidden;padding:0px 3px 0px 3px;vertical-align:bottom;font-weight:bold;">Single-walled</td> <td data-sheets-value='{"1":2,"2":"Heatstop Opal (T)"}' style="border-right:1px solid #000000;overflow:hidden;padding:0px 3px 0px 3px;vertical-align:bottom;font-weight:bold;">Heatstop Opal (T)</td> <td data-sheets-numberformat='{"1":2,"2":"0.00","3":1}' data-sheets-value='{"1":3,"3":5.17}' style="overflow:hidden;padding:0px 3px 0px 3px;vertical-align:bottom;text-align:center;">5.17</td> <td data-sheets-numberformat='{"1":2,"2":"0","3":1}' data-sheets-value='{"1":3,"3":49}' style="overflow:hidden;padding:0px 3px 0px 3px;vertical-align:bottom;text-align:center;">49</td> <td data-sheets-numberformat='{"1":2,"2":"0","3":1}' data-sheets-value='{"1":3,"3":59}' style="overflow:hidden;padding:0px 3px 0px 3px;vertical-align:bottom;text-align:center;">59</td> <td data-sheets-numberformat='{"1":2,"2":"0","3":1}' data-sheets-value='{"1":2,"2":"-"}' style="border-right:1px solid #000000;overflow:hidden;padding:0px 3px 0px 3px;vertical-align:bottom;text-align:center;">-</td> </tr> <tr style="height:20px;"> <td data-sheets-value='{"1":2,"2":"Heatstop PC"}' style="border-left:1px solid #000000;overflow:hidden;padding:0px 3px 0px 3px;vertical-align:bottom;font-weight:bold;">Heatstop PC</td> <td data-sheets-value='{"1":2,"2":"Double-walled"}' style="overflow:hidden;padding:0px 3px 0px 3px;vertical-align:bottom;font-weight:bold;">Double-walled</td> <td data-sheets-value='{"1":2,"2":"Clear (T/H)"}' style="border-right:1px solid #000000;overflow:hidden;padding:0px 3px 0px 3px;vertical-align:bottom;font-weight:bold;">Clear (T/H)</td> <td data-sheets-numberformat='{"1":2,"2":"0.00","3":1}' data-sheets-value='{"1":3,"3":2.9}' style="overflow:hidden;padding:0px 3px 0px 3px;vertical-align:bottom;text-align:center;">2.90</td> <td data-sheets-numberformat='{"1":2,"2":"0","3":1}' data-sheets-value='{"1":3,"3":44}' style="overflow:hidden;padding:0px 3px 0px 3px;vertical-align:bottom;text-align:center;">44</td> <td data-sheets-numberformat='{"1":2,"2":"0","3":1}' data-sheets-value='{"1":3,"3":51}' style="overflow:hidden;padding:0px 3px 0px 3px;vertical-align:bottom;text-align:center;">51</td> <td data-sheets-numberformat='{"1":2,"2":"0","3":1}' data-sheets-value='{"1":3,"3":20}' style="border-right:1px solid #000000;overflow:hidden;padding:0px 3px 0px 3px;vertical-align:bottom;text-align:center;">20</td> </tr> <tr style="height:20px;"> <td style="border-left:1px solid #000000;overflow:hidden;padding:0px 3px 0px 3px;vertical-align:bottom;font-weight:bold;"></td> <td data-sheets-value='{"1":2,"2":"Double-walled"}' style="overflow:hidden;padding:0px 3px 0px 3px;vertical-align:bottom;font-weight:bold;">Double-walled</td> <td data-sheets-value='{"1":2,"2":"Opal (T/O)"}' style="border-right:1px solid #000000;overflow:hidden;padding:0px 3px 0px 3px;vertical-align:bottom;font-weight:bold;">Opal (T/O)</td> <td data-sheets-numberformat='{"1":2,"2":"0.00","3":1}' data-sheets-value='{"1":3,"3":2.9}' style="overflow:hidden;padding:0px 3px 0px 3px;vertical-align:bottom;text-align:center;">2.90</td> <td data-sheets-numberformat='{"1":2,"2":"0","3":1}' data-sheets-value='{"1":3,"3":41}' style="overflow:hidden;padding:0px 3px 0px 3px;vertical-align:bottom;text-align:center;">41</td> <td data-sheets-numberformat='{"1":2,"2":"0","3":1}' data-sheets-value='{"1":3,"3":45}' style="overflow:hidden;padding:0px 3px 0px 3px;vertical-align:bottom;text-align:center;">45</td> <td data-sheets-numberformat='{"1":2,"2":"0","3":1}' data-sheets-value='{"1":3,"3":20}' style="border-right:1px solid #000000;overflow:hidden;padding:0px 3px 0px 3px;vertical-align:bottom;text-align:center;">20</td> </tr> <tr style="height:20px;"> <td style="border-left:1px solid #000000;overflow:hidden;padding:0px 3px 0px 3px;vertical-align:bottom;font-weight:bold;"></td> <td data-sheets-value='{"1":2,"2":"Triple-walled"}' style="overflow:hidden; | skylux-160-ce-met-koepel-en-metaalopstand-met-lm-motor-1000-x-2200-mm | 8585988735309 | 46872263688525
Smoke and heat exhaust (SHEV) | SHE system | Skylux | Skylux 160° CE with skylight and metal curb with LM-actuator 1000 x 2300 mm |  | 26702 | 5412970267027 | 4583.5 | Yes | 30-45 | 97.7 | 1000 x 2300 mm | 2300 | 1000 |  | metal curb M30 (30 cm high) | Rectangular | 5.17 W/m²K - 1.28 W/m²K | 87% - 32% | 90% - 32% | 20dB - 23dB | 160° CE (for industry) | skylight | without spoiler | E | Single actuator | Maximum four-walled skylight possible for this product | Ut-value LT-value g-value Rw-value EN 1873 : 2014 EN ISO 13468 EN 16153 EN 410 EN 410 EN ISO 140-3 Material Walls Shells (W/m²K) (%) (%) (dB) Acrylic Single-walled Clear (H) 5.17 90 87 - PMMA Single-walled Opal (O) 5.17 83 76 - Double-walled Clear (H/H) 2.90 81 75 20 Double-walled Opal (O/O) 2.90 69 58 20 Triple-walled Clear (H/H/H) 1.70 73 65 22 Triple-walled Opal (O/H/O) 1.70 62 51 22 Four-walled Clear (H/H/H/H) 1.28 64 54 23 Four-walled Opal (H/H/O/H) 1.28 59 48 23 Polycarbonate Single-walled Clear (A) 5.17 88 83 - PC Single-walled Opal (D) 5.17 58 60 - Double-walled Clear (A/H) 2.90 79 72 20 Double-walled Clear (A/A) 2.90 77 69 20 Double-walled Opal (A/O) 2.90 73 63 20 Double-walled Opal (A/D) 2.90 51 50 20 Triple-walled Clear (A/H/H) 1.70 71 63 22 Triple-walled Opal (A/O/O) 1.70 61 48 22 Four-walled Clear (A/H/H/H) 1.28 64 52 23 Four-walled Opal (A/H/O/H) 1.28 59 46 23 Polycarbonate Single-walled Heatstop Opal (T) 5.17 49 59 - Heatstop PC Double-walled Clear (T/H) 2.90 44 51 20 Double-walled Opal (T/O) 2.90 41 45 20 Triple-walled Clear (T/H/H) 1.70 40 <td data-sheets-numberformat='{"1":2,"2":"0","3":1}' data-sheets-value='{"1":3,"3":44}' style="overflow:hidden;paddin | https://skylux.eu/en/products/skylux-160-ce-met-koepel-en-metaalopstand-met-lm-motor-1000-x-2300-mm | https://skylux.eu/cdn/shop/files/Skylux-160deg-CE-met-koepel-en-metaalopstand-met-LM-motor-1000-x-2300-mm-RWA-systeem.jpg?v=1702976567&width=1600 | https://skylux.eu/cdn/shop/files/e5a82811-1bb0-48e4-a776-cacb59c7c092_ef9fac2a-5349-42d9-b975-f722d6561b3d.jpg?v=1688550163&width=1600 | //skylux.eu/cdn/shop/files/E_MH_Mounting_instructions_Skylux_160_CE_LM.pdf?v=12406716259046007223 | //skylux.eu/cdn/shop/files/E_TD_Technical_File_Skylux_Skylux_160_CE_Electric.pdf?v=3667116872303399239 | <style type="text/css" id="isPasted"> <!--td { border: 1px solid #cccccc; } br { mso-data-placement: same-cell; } --> </style> <table border="1" cellpadding="0" cellspacing="0" dir="ltr" style="table-layout:fixed;font-size:10pt;font-family:Arial;border-collapse:collapse;border:none;"><tbody> <tr style="height:20px;"> <td style="overflow:hidden;padding:0px 3px 0px 3px;vertical-align:bottom;"></td> <td style="overflow:hidden;padding:0px 3px 0px 3px;vertical-align:bottom;"></td> <td style="overflow:hidden;padding:0px 3px 0px 3px;vertical-align:bottom;"></td> <td data-sheets-value='{"1":2,"2":"Ut-value"}' style="overflow:hidden;padding:0px 3px 0px 3px;vertical-align:bottom;font-weight:bold;text-align:center;">Ut-value</td> <td data-sheets-value='{"1":2,"2":"LT-value"}' style="overflow:hidden;padding:0px 3px 0px 3px;vertical-align:bottom;font-weight:bold;text-align:center;">LT-value</td> <td data-sheets-value='{"1":2,"2":"g-value"}' style="overflow:hidden;padding:0px 3px 0px 3px;vertical-align:bottom;font-weight:bold;text-align:center;">g-value</td> <td data-sheets-value='{"1":2,"2":"Rw-value "}' style="overflow:hidden;padding:0px 3px 0px 3px;vertical-align:bottom;font-weight:bold;text-align:center;">Rw-value </td> </tr> <tr style="height:20px;"> <td style="overflow:hidden;padding:0px 3px 0px 3px;vertical-align:bottom;"></td> <td style="overflow:hidden;padding:0px 3px 0px 3px;vertical-align:bottom;"></td> <td style="overflow:hidden;padding:0px 3px 0px 3px;vertical-align:bottom;"></td> <td data-sheets-numberformat='{"1":2,"2":"0.00","3":1}' data-sheets-value='{"1":2,"2":"EN 1873 : 2014"}' style="overflow:hidden;padding:0px 3px 0px 3px;vertical-align:bottom;text-align:center;">EN 1873 : 2014</td> <td data-sheets-numberformat='{"1":2,"2":"0","3":1}' data-sheets-value='{"1":2,"2":"EN ISO 13468 EN 16153 EN 410"}' style="overflow:hidden;padding:0px 3px 0px 3px;vertical-align:bottom;text-align:center;">EN ISO 13468 EN 16153 EN 410</td> <td data-sheets-numberformat='{"1":2,"2":"0","3":1}' data-sheets-value='{"1":2,"2":"EN 410"}' style="overflow:hidden;padding:0px 3px 0px 3px;vertical-align:bottom;text-align:center;">EN 410</td> <td data-sheets-value='{"1":2,"2":"EN ISO 140-3\t\t"}' style="overflow:hidden;padding:0px 3px 0px 3px;vertical-align:bottom;text-align:center;">EN ISO 140-3 </td> </tr> <tr style="height:20px;"> <td data-sheets-value='{"1":2,"2":"Material"}' style="border-bottom:1px solid #000000;overflow:hidden;padding:0px 3px 0px 3px;vertical-align:bottom;background-color:#000000;font-weight:bold;color:#ffffff;">Material</td> <td data-sheets-value='{"1":2,"2":"Walls"}' style="border-bottom:1px solid #000000;overflow:hidden;padding:0px 3px 0px 3px;vertical-align:bottom;background-color:#000000;font-weight:bold;color:#ffffff;">Walls</td> <td data-sheets-value='{"1":2,"2":"Shells"}' style="border-bottom:1px solid #000000;overflow:hidden;padding:0px 3px 0px 3px;vertical-align:bottom;background-color:#000000;font-weight:bold;color:#ffffff;">Shells</td> <td data-sheets-numberformat='{"1":2,"2":"0.00","3":1}' data-sheets-value='{"1":2,"2":"(W/m²K)\t"}' style="border-bottom:1px solid #000000;overflow:hidden;padding:0px 3px 0px 3px;vertical-align:bottom;background-color:#000000;font-weight:bold;color:#ffffff;text-align:center;">(W/m²K) </td> <td data-sheets-numberformat='{"1":2,"2":"0","3":1}' data-sheets-value='{"1":2,"2":"(%)"}' style="border-bottom:1px solid #000000;overflow:hidden;padding:0px 3px 0px 3px;vertical-align:bottom;background-color:#000000;font-weight:bold;color:#ffffff;text-align:center;">(%)</td> <td data-sheets-numberformat='{"1":2,"2":"0","3":1}' data-sheets-value='{"1":2,"2":"(%)"}' style="border-bottom:1px solid #000000;overflow:hidden;padding:0px 3px 0px 3px;vertical-align:bottom;background-color:#000000;font-weight:bold;color:#ffffff;text-align:center;">(%)</td> <td data-sheets-value='{"1":2,"2":"(dB)"}' style="border-bottom:1px solid #000000;overflow:hidden;padding:0px 3px 0px 3px;vertical-align:bottom;background-color:#000000;font-weight:bold;color:#ffffff;text-align:center;">(dB)</td> </tr> <tr style="height:20px;"> <td data-sheets-value='{"1":2,"2":"Acrylic"}' style="border-left:1px solid #000000;overflow:hidden;padding:0px 3px 0px 3px;vertical-align:bottom;font-weight:bold;">Acrylic</td> <td data-sheets-value='{"1":2,"2":"Single-walled"}' style="overflow:hidden;padding:0px 3px 0px 3px;vertical-align:bottom;font-weight:bold;">Single-walled</td> <td data-sheets-value='{"1":2,"2":"Clear (H)"}' style="border-right:1px solid #000000;overflow:hidden;padding:0px 3px 0px 3px;vertical-align:bottom;font-weight:bold;">Clear (H)</td> <td data-sheets-numberformat='{"1":2,"2":"0.00","3":1}' data-sheets-value='{"1":3,"3":5.17}' style="overflow:hidden;padding:0px 3px 0px 3px;vertical-align:bottom;text-align:center;">5.17</td> <td data-sheets-numberformat='{"1":2,"2":"0","3":1}' data-sheets-value='{"1":3,"3":90}' style="overflow:hidden;padding:0px 3px 0px 3px;vertical-align:bottom;text-align:center;">90</td> <td data-sheets-numberformat='{"1":2,"2":"0","3":1}' data-sheets-value='{"1":3,"3":87}' style="overflow:hidden;padding:0px 3px 0px 3px;vertical-align:bottom;text-align:center;">87</td> <td data-sheets-numberformat='{"1":2,"2":"0","3":1}' data-sheets-value='{"1":2,"2":"-"}' style="border-right:1px solid #000000;overflow:hidden;padding:0px 3px 0px 3px;vertical-align:bottom;text-align:center;">-</td> </tr> <tr style="height:20px;"> <td data-sheets-value='{"1":2,"2":"PMMA"}' style="border-left:1px solid #000000;overflow:hidden;padding:0px 3px 0px 3px;vertical-align:bottom;font-weight:bold;">PMMA</td> <td data-sheets-value='{"1":2,"2":"Single-walled"}' style="overflow:hidden;padding:0px 3px 0px 3px;vertical-align:bottom;font-weight:bold;">Single-walled</td> <td data-sheets-value='{"1":2,"2":"Opal (O)"}' style="border-right:1px solid #000000;overflow:hidden;padding:0px 3px 0px 3px;vertical-align:bottom;font-weight:bold;">Opal (O)</td> <td data-sheets-numberformat='{"1":2,"2":"0.00","3":1}' data-sheets-value='{"1":3,"3":5.17}' style="overflow:hidden;padding:0px 3px 0px 3px;vertical-align:bottom;text-align:center;">5.17</td> <td data-sheets-numberformat='{"1":2,"2":"0","3":1}' data-sheets-value='{"1":3,"3":83}' style="overflow:hidden;padding:0px 3px 0px 3px;vertical-align:bottom;text-align:center;">83</td> <td data-sheets-numberformat='{"1":2,"2":"0","3":1}' data-sheets-value='{"1":3,"3":76}' style="overflow:hidden;padding:0px 3px 0px 3px;vertical-align:bottom;text-align:center;">76</td> <td data-sheets-numberformat='{"1":2,"2":"0","3":1}' data-sheets-value='{"1":2,"2":"-"}' style="border-right:1px solid #000000;overflow:hidden;padding:0px 3px 0px 3px;vertical-align:bottom;text-align:center;">-</td> </tr> <tr style="height:20px;"> <td style="border-left:1px solid #000000;overflow:hidden;padding:0px 3px 0px 3px;vertical-align:bottom;font-weight:bold;"></td> <td data-sheets-value='{"1":2,"2":"Double-walled"}' style="overflow:hidden;padding:0px 3px 0px 3px;vertical-align:bottom;font-weight:bold;">Double-walled</td> <td data-sheets-value='{"1":2,"2":"Clear (H/H)"}' style="border-right:1px solid #000000;overflow:hidden;padding:0px 3px 0px 3px;vertical-align:bottom;font-weight:bold;">Clear (H/H)</td> <td data-sheets-numberformat='{"1":2,"2":"0.00","3":1}' data-sheets-value='{"1":3,"3":2.9}' style="overflow:hidden;padding:0px 3px 0px 3px;vertical-align:bottom;text-align:center;">2.90</td> <td data-sheets-numberformat='{"1":2,"2":"0","3":1}' data-sheets-value='{"1":3,"3":81}' style="overflow:hidden;padding:0px 3px 0px 3px;vertical-align:bottom;text-align:center;">81</td> <td data-sheets-numberformat='{"1":2,"2":"0","3":1}' data-sheets-value='{"1":3,"3":75}' style="overflow:hidden;padding:0px 3px 0px 3px;vertical-align:bottom;text-align:center;">75</td> <td data-sheets-numberformat='{"1":2,"2":"0","3":1}' data-sheets-value='{"1":3,"3":20}' style="border-right:1px solid #000000;overflow:hidden;padding:0px 3px 0px 3px;vertical-align:bottom;text-align:center;">20</td> </tr> <tr style="height:20px;"> <td style="border-left:1px solid #000000;overflow:hidden;padding:0px 3px 0px 3px;vertical-align:bottom;font-weight:bold;"></td> <td data-sheets-value='{"1":2,"2":"Double-walled"}' style="overflow:hidden;padding:0px 3px 0px 3px;vertical-align:bottom;font-weight:bold;">Double-walled</td> <td data-sheets-value='{"1":2,"2":"Opal (O/O)"}' style="border-right:1px solid #000000;overflow:hidden;padding:0px 3px 0px 3px;vertical-align:bottom;font-weight:bold;">Opal (O/O)</td> <td data-sheets-numberformat='{"1":2,"2":"0.00","3":1}' data-sheets-value='{"1":3,"3":2.9}' style="overflow:hidden;padding:0px 3px 0px 3px;vertical-align:bottom;text-align:center;">2.90</td> <td data-sheets-numberformat='{"1":2,"2":"0","3":1}' data-sheets-value='{"1":3,"3":69}' style="overflow:hidden;padding:0px 3px 0px 3px;vertical-align:bottom;text-align:center;">69</td> <td data-sheets-numberformat='{"1":2,"2":"0","3":1}' data-sheets-value='{"1":3,"3":58}' style="overflow:hidden;padding:0px 3px 0px 3px;vertical-align:bottom;text-align:center;">58</td> <td data-sheets-numberformat='{"1":2,"2":"0","3":1}' data-sheets-value='{"1":3,"3":20}' style="border-right:1px solid #000000;overflow:hidden;padding:0px 3px 0px 3px;vertical-align:bottom;text-align:center;">20</td> </tr> <tr style="height:20px;"> <td style="border-left:1px solid #000000;overflow:hidden;padding:0px 3px 0px 3px;vertical-align:bottom;font-weight:bold;"></td> <td data-sheets-value='{"1":2,"2":"Triple-walled"}' style="overflow:hidden;padding:0px 3px 0px 3px;vertical-align:bottom;font-weight:bold;">Triple-walled</td> <td data-sheets-value='{"1":2,"2":"Clear (H/H/H)"}' style="border-right:1px solid #000000;overflow:hidden;padding:0px 3px 0px 3px;vertical-align:bottom;font-weight:bold;">Clear (H/H/H)</td> <td data-sheets-numberformat='{"1":2,"2":"0.00","3":1}' data-sheets-value='{"1":3,"3":1.7}' style="overflow:hidden;padding:0px 3px 0px 3px;vertical-align:bottom;text-align:center;">1.70</td> <td data-sheets-numberformat='{"1":2,"2":"0","3":1}' data-sheets-value='{"1":3,"3":73}' style="overflow:hidden;padding:0px 3px 0px 3px;vertical-align:bottom;text-align:center;">73</td> <td data-sheets-numberformat='{"1":2,"2":"0","3":1}' data-sheets-value='{"1":3,"3":65}' style="overflow:hidden;padding:0px 3px 0px 3px;vertical-align:bottom;text-align:center;">65</td> <td data-sheets-numberformat='{"1":2,"2":"0","3":1}' data-sheets-value='{"1":3,"3":22}' style="border-right:1px solid #000000;overflow:hidden;padding:0px 3px 0px 3px;vertical-align:bottom;text-align:center;">22</td> </tr> <tr style="height:20px;"> <td style="border-left:1px solid #000000;overflow:hidden;padding:0px 3px 0px 3px;vertical-align:bottom;font-weight:bold;"></td> <td data-sheets-value='{"1":2,"2":"Triple-walled"}' style="overflow:hidden;padding:0px 3px 0px 3px;vertical-align:bottom;font-weight:bold;">Triple-walled</td> <td data-sheets-value='{"1":2,"2":"Opal (O/H/O)"}' style="border-right:1px solid #000000;overflow:hidden;padding:0px 3px 0px 3px;vertical-align:bottom;font-weight:bold;">Opal (O/H/O)</td> <td data-sheets-numberformat='{"1":2,"2":"0.00","3":1}' data-sheets-value='{"1":3,"3":1.7}' style="overflow:hidden;padding:0px 3px 0px 3px;vertical-align:bottom;text-align:center;">1.70</td> <td data-sheets-numberformat='{"1":2,"2":"0","3":1}' data-sheets-value='{"1":3,"3":62}' style="overflow:hidden;padding:0px 3px 0px 3px;vertical-align:bottom;text-align:center;">62</td> <td data-sheets-numberformat='{"1":2,"2":"0","3":1}' data-sheets-value='{"1":3,"3":51}' style="overflow:hidden;padding:0px 3px 0px 3px;vertical-align:bottom;text-align:center;">51</td> <td data-sheets-numberformat='{"1":2,"2":"0","3":1}' data-sheets-value='{"1":3,"3":22}' style="border-right:1px solid #000000;overflow:hidden;padding:0px 3px 0px 3px;vertical-align:bottom;text-align:center;">22</td> </tr> <tr style="height:20px;"> <td style="border-left:1px solid #000000;overflow:hidden;padding:0px 3px 0px 3px;vertical-align:bottom;font-weight:bold;"></td> <td data-sheets-value='{"1":2,"2":"Four-walled"}' style="overflow:hidden;padding:0px 3px 0px 3px;vertical-align:bottom;font-weight:bold;">Four-walled</td> <td data-sheets-value='{"1":2,"2":"Clear (H/H/H/H)"}' style="border-right:1px solid #000000;overflow:hidden;padding:0px 3px 0px 3px;vertical-align:bottom;font-weight:bold;">Clear (H/H/H/H)</td> <td data-sheets-numberformat='{"1":2,"2":"0.00","3":1}' data-sheets-value='{"1":3,"3":1.28}' style="overflow:hidden;padding:0px 3px 0px 3px;vertical-align:bottom;text-align:center;">1.28</td> <td data-sheets-numberformat='{"1":2,"2":"0","3":1}' data-sheets-value='{"1":3,"3":64}' style="overflow:hidden;padding:0px 3px 0px 3px;vertical-align:bottom;text-align:center;">64</td> <td data-sheets-numberformat='{"1":2,"2":"0","3":1}' data-sheets-value='{"1":3,"3":54}' style="overflow:hidden;padding:0px 3px 0px 3px;vertical-align:bottom;text-align:center;">54</td> <td data-sheets-numberformat='{"1":2,"2":"0","3":1}' data-sheets-value='{"1":3,"3":23}' style="border-right:1px solid #000000;overflow:hidden;padding:0px 3px 0px 3px;vertical-align:bottom;text-align:center;">23</td> </tr> <tr style="height:20px;"> <td style="border-bottom:1px solid #000000;border-left:1px solid #000000;overflow:hidden;padding:0px 3px 0px 3px;vertical-align:bottom;"></td> <td data-sheets-value='{"1":2,"2":"Four-walled"}' style="border-bottom:1px solid #000000;overflow:hidden;padding:0px 3px 0px 3px;vertical-align:bottom;font-weight:bold;">Four-walled</td> <td data-sheets-value='{"1":2,"2":"Opal (H/H/O/H)"}' style="border-right:1px solid #000000;border-bottom:1px solid #000000;overflow:hidden;padding:0px 3px 0px 3px;vertical-align:bottom;font-weight:bold;">Opal (H/H/O/H)</td> <td data-sheets-numberformat='{"1":2,"2":"0.00","3":1}' data-sheets-value='{"1":3,"3":1.28}' style="border-bottom:1px solid #000000;overflow:hidden;padding:0px 3px 0px 3px;vertical-align:bottom;text-align:center;">1.28</td> <td data-sheets-numberformat='{"1":2,"2":"0","3":1}' data-sheets-value='{"1":3,"3":59}' style="border-bottom:1px solid #000000;overflow:hidden;padding:0px 3px 0px 3px;vertical-align:bottom;text-align:center;">59</td> <td data-sheets-numberformat='{"1":2,"2":"0","3":1}' data-sheets-value='{"1":3,"3":48}' style="border-bottom:1px solid #000000;overflow:hidden;padding:0px 3px 0px 3px;vertical-align:bottom;text-align:center;">48</td> <td data-sheets-numberformat='{"1":2,"2":"0","3":1}' data-sheets-value='{"1":3,"3":23}' style="border-right:1px solid #000000;border-bottom:1px solid #000000;overflow:hidden;padding:0px 3px 0px 3px;vertical-align:bottom;text-align:center;">23</td> </tr> <tr style="height:20px;"> <td data-sheets-value='{"1":2,"2":"Polycarbonate "}' style="border-left:1px solid #000000;overflow:hidden;padding:0px 3px 0px 3px;vertical-align:bottom;font-weight:bold;">Polycarbonate </td> <td data-sheets-value='{"1":2,"2":"Single-walled"}' style="overflow:hidden;padding:0px 3px 0px 3px;vertical-align:bottom;font-weight:bold;">Single-walled</td> <td data-sheets-value='{"1":2,"2":"Clear (A)"}' style="border-right:1px solid #000000;overflow:hidden;padding:0px 3px 0px 3px;vertical-align:bottom;font-weight:bold;">Clear (A)</td> <td data-sheets-numberformat='{"1":2,"2":"0.00","3":1}' data-sheets-value='{"1":3,"3":5.17}' style="overflow:hidden;padding:0px 3px 0px 3px;vertical-align:bottom;text-align:center;">5.17</td> <td data-sheets-numberformat='{"1":2,"2":"0","3":1}' data-sheets-value='{"1":3,"3":88}' style="overflow:hidden;padding:0px 3px 0px 3px;vertical-align:bottom;text-align:center;">88</td> <td data-sheets-numberformat='{"1":2,"2":"0","3":1}' data-sheets-value='{"1":3,"3":83}' style="overflow:hidden;padding:0px 3px 0px 3px;vertical-align:bottom;text-align:center;">83</td> <td data-sheets-numberformat='{"1":2,"2":"0","3":1}' data-sheets-value='{"1":2,"2":"-"}' style="border-right:1px solid #000000;overflow:hidden;padding:0px 3px 0px 3px;vertical-align:bottom;text-align:center;">-</td> </tr> <tr style="height:20px;"> <td data-sheets-value='{"1":2,"2":"PC"}' style="border-left:1px solid #000000;overflow:hidden;padding:0px 3px 0px 3px;vertical-align:bottom;font-weight:bold;">PC</td> <td data-sheets-value='{"1":2,"2":"Single-walled"}' style="overflow:hidden;padding:0px 3px 0px 3px;vertical-align:bottom;font-weight:bold;">Single-walled</td> <td data-sheets-value='{"1":2,"2":"Opal (D)"}' style="border-right:1px solid #000000;overflow:hidden;padding:0px 3px 0px 3px;vertical-align:bottom;font-weight:bold;">Opal (D)</td> <td data-sheets-numberformat='{"1":2,"2":"0.00","3":1}' data-sheets-value='{"1":3,"3":5.17}' style="overflow:hidden;padding:0px 3px 0px 3px;vertical-align:bottom;text-align:center;">5.17</td> <td data-sheets-numberformat='{"1":2,"2":"0","3":1}' data-sheets-value='{"1":3,"3":58}' style="overflow:hidden;padding:0px 3px 0px 3px;vertical-align:bottom;text-align:center;">58</td> <td data-sheets-numberformat='{"1":2,"2":"0","3":1}' data-sheets-value='{"1":3,"3":60}' style="overflow:hidden;padding:0px 3px 0px 3px;vertical-align:bottom;text-align:center;">60</td> <td data-sheets-numberformat='{"1":2,"2":"0","3":1}' data-sheets-value='{"1":2,"2":"-"}' style="border-right:1px solid #000000;overflow:hidden;padding:0px 3px 0px 3px;vertical-align:bottom;text-align:center;">-</td> </tr> <tr style="height:20px;"> <td style="border-left:1px solid #000000;overflow:hidden;padding:0px 3px 0px 3px;vertical-align:bottom;font-weight:bold;"></td> <td data-sheets-value='{"1":2,"2":"Double-walled"}' style="overflow:hidden;padding:0px 3px 0px 3px;vertical-align:bottom;font-weight:bold;">Double-walled</td> <td data-sheets-value='{"1":2,"2":"Clear (A/H)"}' style="border-right:1px solid #000000;overflow:hidden;padding:0px 3px 0px 3px;vertical-align:bottom;font-weight:bold;">Clear (A/H)</td> <td data-sheets-numberformat='{"1":2,"2":"0.00","3":1}' data-sheets-value='{"1":3,"3":2.9}' style="overflow:hidden;padding:0px 3px 0px 3px;vertical-align:bottom;text-align:center;">2.90</td> <td data-sheets-numberformat='{"1":2,"2":"0","3":1}' data-sheets-value='{"1":3,"3":79}' style="overflow:hidden;padding:0px 3px 0px 3px;vertical-align:bottom;text-align:center;">79</td> <td data-sheets-numberformat='{"1":2,"2":"0","3":1}' data-sheets-value='{"1":3,"3":72}' style="overflow:hidden;padding:0px 3px 0px 3px;vertical-align:bottom;text-align:center;">72</td> <td data-sheets-numberformat='{"1":2,"2":"0","3":1}' data-sheets-value='{"1":3,"3":20}' style="border-right:1px solid #000000;overflow:hidden;padding:0px 3px 0px 3px;vertical-align:bottom;text-align:center;">20</td> </tr> <tr style="height:20px;"> <td style="border-left:1px solid #000000;overflow:hidden;padding:0px 3px 0px 3px;vertical-align:bottom;font-weight:bold;"></td> <td data-sheets-value='{"1":2,"2":"Double-walled"}' style="overflow:hidden;padding:0px 3px 0px 3px;vertical-align:bottom;font-weight:bold;">Double-walled</td> <td data-sheets-value='{"1":2,"2":"Clear (A/A)"}' style="border-right:1px solid #000000;overflow:hidden;padding:0px 3px 0px 3px;vertical-align:bottom;font-weight:bold;">Clear (A/A)</td> <td data-sheets-numberformat='{"1":2,"2":"0.00","3":1}' data-sheets-value='{"1":3,"3":2.9}' style="overflow:hidden;padding:0px 3px 0px 3px;vertical-align:bottom;text-align:center;">2.90</td> <td data-sheets-numberformat='{"1":2,"2":"0","3":1}' data-sheets-value='{"1":3,"3":77}' style="overflow:hidden;padding:0px 3px 0px 3px;vertical-align:bottom;text-align:center;">77</td> <td data-sheets-numberformat='{"1":2,"2":"0","3":1}' data-sheets-value='{"1":3,"3":69}' style="overflow:hidden;padding:0px 3px 0px 3px;vertical-align:bottom;text-align:center;">69</td> <td data-sheets-numberformat='{"1":2,"2":"0","3":1}' data-sheets-value='{"1":3,"3":20}' style="border-right:1px solid #000000;overflow:hidden;padding:0px 3px 0px 3px;vertical-align:bottom;text-align:center;">20</td> </tr> <tr style="height:20px;"> <td style="border-left:1px solid #000000;overflow:hidden;padding:0px 3px 0px 3px;vertical-align:bottom;font-weight:bold;"></td> <td data-sheets-value='{"1":2,"2":"Double-walled"}' style="overflow:hidden;padding:0px 3px 0px 3px;vertical-align:bottom;font-weight:bold;">Double-walled</td> <td data-sheets-value='{"1":2,"2":"Opal (A/O)"}' style="border-right:1px solid #000000;overflow:hidden;padding:0px 3px 0px 3px;vertical-align:bottom;font-weight:bold;">Opal (A/O)</td> <td data-sheets-numberformat='{"1":2,"2":"0.00","3":1}' data-sheets-value='{"1":3,"3":2.9}' style="overflow:hidden;padding:0px 3px 0px 3px;vertical-align:bottom;text-align:center;">2.90</td> <td data-sheets-numberformat='{"1":2,"2":"0","3":1}' data-sheets-value='{"1":3,"3":73}' style="overflow:hidden;padding:0px 3px 0px 3px;vertical-align:bottom;text-align:center;">73</td> <td data-sheets-numberformat='{"1":2,"2":"0","3":1}' data-sheets-value='{"1":3,"3":63}' style="overflow:hidden;padding:0px 3px 0px 3px;vertical-align:bottom;text-align:center;">63</td> <td data-sheets-numberformat='{"1":2,"2":"0","3":1}' data-sheets-value='{"1":3,"3":20}' style="border-right:1px solid #000000;overflow:hidden;padding:0px 3px 0px 3px;vertical-align:bottom;text-align:center;">20</td> </tr> <tr style="height:20px;"> <td style="border-left:1px solid #000000;overflow:hidden;padding:0px 3px 0px 3px;vertical-align:bottom;font-weight:bold;"></td> <td data-sheets-value='{"1":2,"2":"Double-walled"}' style="overflow:hidden;padding:0px 3px 0px 3px;vertical-align:bottom;font-weight:bold;">Double-walled</td> <td data-sheets-value='{"1":2,"2":"Opal (A/D)"}' style="border-right:1px solid #000000;overflow:hidden;padding:0px 3px 0px 3px;vertical-align:bottom;font-weight:bold;">Opal (A/D)</td> <td data-sheets-numberformat='{"1":2,"2":"0.00","3":1}' data-sheets-value='{"1":3,"3":2.9}' style="overflow:hidden;padding:0px 3px 0px 3px;vertical-align:bottom;text-align:center;">2.90</td> <td data-sheets-numberformat='{"1":2,"2":"0","3":1}' data-sheets-value='{"1":3,"3":51}' style="overflow:hidden;padding:0px 3px 0px 3px;vertical-align:bottom;text-align:center;">51</td> <td data-sheets-numberformat='{"1":2,"2":"0","3":1}' data-sheets-value='{"1":3,"3":50}' style="overflow:hidden;padding:0px 3px 0px 3px;vertical-align:bottom;text-align:center;">50</td> <td data-sheets-numberformat='{"1":2,"2":"0","3":1}' data-sheets-value='{"1":3,"3":20}' style="border-right:1px solid #000000;overflow:hidden;padding:0px 3px 0px 3px;vertical-align:bottom;text-align:center;">20</td> </tr> <tr style="height:20px;"> <td style="border-left:1px solid #000000;overflow:hidden;padding:0px 3px 0px 3px;vertical-align:bottom;font-weight:bold;"></td> <td data-sheets-value='{"1":2,"2":"Triple-walled"}' style="overflow:hidden;padding:0px 3px 0px 3px;vertical-align:bottom;font-weight:bold;">Triple-walled</td> <td data-sheets-value='{"1":2,"2":"Clear (A/H/H)"}' style="border-right:1px solid #000000;overflow:hidden;padding:0px 3px 0px 3px;vertical-align:bottom;font-weight:bold;">Clear (A/H/H)</td> <td data-sheets-numberformat='{"1":2,"2":"0.00","3":1}' data-sheets-value='{"1":3,"3":1.7}' style="overflow:hidden;padding:0px 3px 0px 3px;vertical-align:bottom;text-align:center;">1.70</td> <td data-sheets-numberformat='{"1":2,"2":"0","3":1}' data-sheets-value='{"1":3,"3":71}' style="overflow:hidden;padding:0px 3px 0px 3px;vertical-align:bottom;text-align:center;">71</td> <td data-sheets-numberformat='{"1":2,"2":"0","3":1}' data-sheets-value='{"1":3,"3":63}' style="overflow:hidden;padding:0px 3px 0px 3px;vertical-align:bottom;text-align:center;">63</td> <td data-sheets-numberformat='{"1":2,"2":"0","3":1}' data-sheets-value='{"1":3,"3":22}' style="border-right:1px solid #000000;overflow:hidden;padding:0px 3px 0px 3px;vertical-align:bottom;text-align:center;">22</td> </tr> <tr style="height:20px;"> <td style="border-left:1px solid #000000;overflow:hidden;padding:0px 3px 0px 3px;vertical-align:bottom;font-weight:bold;"></td> <td data-sheets-value='{"1":2,"2":"Triple-walled"}' style="overflow:hidden;padding:0px 3px 0px 3px;vertical-align:bottom;font-weight:bold;">Triple-walled</td> <td data-sheets-value='{"1":2,"2":"Opal (A/O/O)"}' style="border-right:1px solid #000000;overflow:hidden;padding:0px 3px 0px 3px;vertical-align:bottom;font-weight:bold;">Opal (A/O/O)</td> <td data-sheets-numberformat='{"1":2,"2":"0.00","3":1}' data-sheets-value='{"1":3,"3":1.7}' style="overflow:hidden;padding:0px 3px 0px 3px;vertical-align:bottom;text-align:center;">1.70</td> <td data-sheets-numberformat='{"1":2,"2":"0","3":1}' data-sheets-value='{"1":3,"3":61}' style="overflow:hidden;padding:0px 3px 0px 3px;vertical-align:bottom;text-align:center;">61</td> <td data-sheets-numberformat='{"1":2,"2":"0","3":1}' data-sheets-value='{"1":3,"3":48}' style="overflow:hidden;padding:0px 3px 0px 3px;vertical-align:bottom;text-align:center;">48</td> <td data-sheets-numberformat='{"1":2,"2":"0","3":1}' data-sheets-value='{"1":3,"3":22}' style="border-right:1px solid #000000;overflow:hidden;padding:0px 3px 0px 3px;vertical-align:bottom;text-align:center;">22</td> </tr> <tr style="height:20px;"> <td style="border-left:1px solid #000000;overflow:hidden;padding:0px 3px 0px 3px;vertical-align:bottom;font-weight:bold;"></td> <td data-sheets-value='{"1":2,"2":"Four-walled"}' style="overflow:hidden;padding:0px 3px 0px 3px;vertical-align:bottom;font-weight:bold;">Four-walled</td> <td data-sheets-value='{"1":2,"2":"Clear (A/H/H/H)"}' style="border-right:1px solid #000000;overflow:hidden;padding:0px 3px 0px 3px;vertical-align:bottom;font-weight:bold;">Clear (A/H/H/H)</td> <td data-sheets-numberformat='{"1":2,"2":"0.00","3":1}' data-sheets-value='{"1":3,"3":1.28}' style="overflow:hidden;padding:0px 3px 0px 3px;vertical-align:bottom;text-align:center;">1.28</td> <td data-sheets-numberformat='{"1":2,"2":"0","3":1}' data-sheets-value='{"1":3,"3":64}' style="overflow:hidden;padding:0px 3px 0px 3px;vertical-align:bottom;text-align:center;">64</td> <td data-sheets-numberformat='{"1":2,"2":"0","3":1}' data-sheets-value='{"1":3,"3":52}' style="overflow:hidden;padding:0px 3px 0px 3px;vertical-align:bottom;text-align:center;">52</td> <td data-sheets-numberformat='{"1":2,"2":"0","3":1}' data-sheets-value='{"1":3,"3":23}' style="border-right:1px solid #000000;overflow:hidden;padding:0px 3px 0px 3px;vertical-align:bottom;text-align:center;">23</td> </tr> <tr style="height:20px;"> <td style="border-bottom:1px solid #000000;border-left:1px solid #000000;overflow:hidden;padding:0px 3px 0px 3px;vertical-align:bottom;"></td> <td data-sheets-value='{"1":2,"2":"Four-walled"}' style="border-bottom:1px solid #000000;overflow:hidden;padding:0px 3px 0px 3px;vertical-align:bottom;font-weight:bold;">Four-walled</td> <td data-sheets-value='{"1":2,"2":"Opal (A/H/O/H)"}' style="border-right:1px solid #000000;border-bottom:1px solid #000000;overflow:hidden;padding:0px 3px 0px 3px;vertical-align:bottom;font-weight:bold;">Opal (A/H/O/H)</td> <td data-sheets-numberformat='{"1":2,"2":"0.00","3":1}' data-sheets-value='{"1":3,"3":1.28}' style="border-bottom:1px solid #000000;overflow:hidden;padding:0px 3px 0px 3px;vertical-align:bottom;text-align:center;">1.28</td> <td data-sheets-numberformat='{"1":2,"2":"0","3":1}' data-sheets-value='{"1":3,"3":59}' style="border-bottom:1px solid #000000;overflow:hidden;padding:0px 3px 0px 3px;vertical-align:bottom;text-align:center;">59</td> <td data-sheets-numberformat='{"1":2,"2":"0","3":1}' data-sheets-value='{"1":3,"3":46}' style="border-bottom:1px solid #000000;overflow:hidden;padding:0px 3px 0px 3px;vertical-align:bottom;text-align:center;">46</td> <td data-sheets-numberformat='{"1":2,"2":"0","3":1}' data-sheets-value='{"1":3,"3":23}' style="border-right:1px solid #000000;border-bottom:1px solid #000000;overflow:hidden;padding:0px 3px 0px 3px;vertical-align:bottom;text-align:center;">23</td> </tr> <tr style="height:20px;"> <td data-sheets-value='{"1":2,"2":"Polycarbonate"}' style="border-left:1px solid #000000;overflow:hidden;padding:0px 3px 0px 3px;vertical-align:bottom;font-weight:bold;">Polycarbonate</td> <td data-sheets-value='{"1":2,"2":"Single-walled"}' style="overflow:hidden;padding:0px 3px 0px 3px;vertical-align:bottom;font-weight:bold;">Single-walled</td> <td data-sheets-value='{"1":2,"2":"Heatstop Opal (T)"}' style="border-right:1px solid #000000;overflow:hidden;padding:0px 3px 0px 3px;vertical-align:bottom;font-weight:bold;">Heatstop Opal (T)</td> <td data-sheets-numberformat='{"1":2,"2":"0.00","3":1}' data-sheets-value='{"1":3,"3":5.17}' style="overflow:hidden;padding:0px 3px 0px 3px;vertical-align:bottom;text-align:center;">5.17</td> <td data-sheets-numberformat='{"1":2,"2":"0","3":1}' data-sheets-value='{"1":3,"3":49}' style="overflow:hidden;padding:0px 3px 0px 3px;vertical-align:bottom;text-align:center;">49</td> <td data-sheets-numberformat='{"1":2,"2":"0","3":1}' data-sheets-value='{"1":3,"3":59}' style="overflow:hidden;padding:0px 3px 0px 3px;vertical-align:bottom;text-align:center;">59</td> <td data-sheets-numberformat='{"1":2,"2":"0","3":1}' data-sheets-value='{"1":2,"2":"-"}' style="border-right:1px solid #000000;overflow:hidden;padding:0px 3px 0px 3px;vertical-align:bottom;text-align:center;">-</td> </tr> <tr style="height:20px;"> <td data-sheets-value='{"1":2,"2":"Heatstop PC"}' style="border-left:1px solid #000000;overflow:hidden;padding:0px 3px 0px 3px;vertical-align:bottom;font-weight:bold;">Heatstop PC</td> <td data-sheets-value='{"1":2,"2":"Double-walled"}' style="overflow:hidden;padding:0px 3px 0px 3px;vertical-align:bottom;font-weight:bold;">Double-walled</td> <td data-sheets-value='{"1":2,"2":"Clear (T/H)"}' style="border-right:1px solid #000000;overflow:hidden;padding:0px 3px 0px 3px;vertical-align:bottom;font-weight:bold;">Clear (T/H)</td> <td data-sheets-numberformat='{"1":2,"2":"0.00","3":1}' data-sheets-value='{"1":3,"3":2.9}' style="overflow:hidden;padding:0px 3px 0px 3px;vertical-align:bottom;text-align:center;">2.90</td> <td data-sheets-numberformat='{"1":2,"2":"0","3":1}' data-sheets-value='{"1":3,"3":44}' style="overflow:hidden;padding:0px 3px 0px 3px;vertical-align:bottom;text-align:center;">44</td> <td data-sheets-numberformat='{"1":2,"2":"0","3":1}' data-sheets-value='{"1":3,"3":51}' style="overflow:hidden;padding:0px 3px 0px 3px;vertical-align:bottom;text-align:center;">51</td> <td data-sheets-numberformat='{"1":2,"2":"0","3":1}' data-sheets-value='{"1":3,"3":20}' style="border-right:1px solid #000000;overflow:hidden;padding:0px 3px 0px 3px;vertical-align:bottom;text-align:center;">20</td> </tr> <tr style="height:20px;"> <td style="border-left:1px solid #000000;overflow:hidden;padding:0px 3px 0px 3px;vertical-align:bottom;font-weight:bold;"></td> <td data-sheets-value='{"1":2,"2":"Double-walled"}' style="overflow:hidden;padding:0px 3px 0px 3px;vertical-align:bottom;font-weight:bold;">Double-walled</td> <td data-sheets-value='{"1":2,"2":"Opal (T/O)"}' style="border-right:1px solid #000000;overflow:hidden;padding:0px 3px 0px 3px;vertical-align:bottom;font-weight:bold;">Opal (T/O)</td> <td data-sheets-numberformat='{"1":2,"2":"0.00","3":1}' data-sheets-value='{"1":3,"3":2.9}' style="overflow:hidden;padding:0px 3px 0px 3px;vertical-align:bottom;text-align:center;">2.90</td> <td data-sheets-numberformat='{"1":2,"2":"0","3":1}' data-sheets-value='{"1":3,"3":41}' style="overflow:hidden;padding:0px 3px 0px 3px;vertical-align:bottom;text-align:center;">41</td> <td data-sheets-numberformat='{"1":2,"2":"0","3":1}' data-sheets-value='{"1":3,"3":45}' style="overflow:hidden;padding:0px 3px 0px 3px;vertical-align:bottom;text-align:center;">45</td> <td data-sheets-numberformat='{"1":2,"2":"0","3":1}' data-sheets-value='{"1":3,"3":20}' style="border-right:1px solid #000000;overflow:hidden;padding:0px 3px 0px 3px;vertical-align:bottom;text-align:center;">20</td> </tr> <tr style="height:20px;"> <td style="border-left:1px solid #000000;overflow:hidden;padding:0px 3px 0px 3px;vertical-align:bottom;font-weight:bold;"></td> <td data-sheets-value='{"1":2,"2":"Triple-walled"}' style="overflow:hidden; | skylux-160-ce-met-koepel-en-metaalopstand-met-lm-motor-1000-x-2300-mm | 8585988866381 | 46872263852365
Smoke and heat exhaust (SHEV) | SHE system | Skylux | Skylux 160° CE with skylight and metal curb with LM-actuator 1050 x 1050 mm |  | 26692 | 5412970266921 | 3455.8 | Yes | 30-45 | 66.45 | 1050 x 1050 mm | 1050 | 1050 |  | metal curb M30 (30 cm high) | Square | 5.17 W/m²K - 1.28 W/m²K | 87% - 32% | 90% - 32% | 20dB - 23dB | 160° CE (for industry) | skylight | without spoiler | E | Single actuator | Maximum four-walled skylight possible for this product | Ut-value LT-value g-value Rw-value EN 1873 : 2014 EN ISO 13468 EN 16153 EN 410 EN 410 EN ISO 140-3 Material Walls Shells (W/m²K) (%) (%) (dB) Acrylic Single-walled Clear (H) 5.17 90 87 - PMMA Single-walled Opal (O) 5.17 83 76 - Double-walled Clear (H/H) 2.90 81 75 20 Double-walled Opal (O/O) 2.90 69 58 20 Triple-walled Clear (H/H/H) 1.70 73 65 22 Triple-walled Opal (O/H/O) 1.70 62 51 22 Four-walled Clear (H/H/H/H) 1.28 64 54 23 Four-walled Opal (H/H/O/H) 1.28 59 48 23 Polycarbonate Single-walled Clear (A) 5.17 88 83 - PC Single-walled Opal (D) 5.17 58 60 - Double-walled Clear (A/H) 2.90 79 72 20 Double-walled Clear (A/A) 2.90 77 69 20 Double-walled Opal (A/O) 2.90 73 63 20 Double-walled Opal (A/D) 2.90 51 50 20 Triple-walled Clear (A/H/H) 1.70 71 63 22 Triple-walled Opal (A/O/O) 1.70 61 48 22 Four-walled Clear (A/H/H/H) 1.28 64 52 23 Four-walled Opal (A/H/O/H) 1.28 59 46 23 Polycarbonate Single-walled Heatstop Opal (T) 5.17 49 59 - Heatstop PC Double-walled Clear (T/H) 2.90 44 51 20 Double-walled Opal (T/O) 2.90 41 45 20 Triple-walled Clear (T/H/H) 1.70 40 <td data-sheets-numberformat='{"1":2,"2":"0","3":1}' data-sheets-value='{"1":3,"3":44}' style="overflow:hidden;paddin | https://skylux.eu/en/products/skylux-160-ce-met-koepel-en-metaalopstand-met-lm-motor-1050-x-1050-mm | https://skylux.eu/cdn/shop/files/Skylux-160deg-CE-met-koepel-en-metaalopstand-met-LM-motor-1050-x-1050-mm-RWA-systeem.jpg?v=1702976583&width=1600 | https://skylux.eu/cdn/shop/files/e5a82811-1bb0-48e4-a776-cacb59c7c092_9c286f3d-f293-46e4-8d34-a913a9f945ab.jpg?v=1688550168&width=1600 | //skylux.eu/cdn/shop/files/E_MH_Mounting_instructions_Skylux_160_CE_LM.pdf?v=12406716259046007223 | //skylux.eu/cdn/shop/files/E_TD_Technical_File_Skylux_Skylux_160_CE_Electric.pdf?v=3667116872303399239 | <style type="text/css" id="isPasted"> <!--td { border: 1px solid #cccccc; } br { mso-data-placement: same-cell; } --> </style> <table border="1" cellpadding="0" cellspacing="0" dir="ltr" style="table-layout:fixed;font-size:10pt;font-family:Arial;border-collapse:collapse;border:none;"><tbody> <tr style="height:20px;"> <td style="overflow:hidden;padding:0px 3px 0px 3px;vertical-align:bottom;"></td> <td style="overflow:hidden;padding:0px 3px 0px 3px;vertical-align:bottom;"></td> <td style="overflow:hidden;padding:0px 3px 0px 3px;vertical-align:bottom;"></td> <td data-sheets-value='{"1":2,"2":"Ut-value"}' style="overflow:hidden;padding:0px 3px 0px 3px;vertical-align:bottom;font-weight:bold;text-align:center;">Ut-value</td> <td data-sheets-value='{"1":2,"2":"LT-value"}' style="overflow:hidden;padding:0px 3px 0px 3px;vertical-align:bottom;font-weight:bold;text-align:center;">LT-value</td> <td data-sheets-value='{"1":2,"2":"g-value"}' style="overflow:hidden;padding:0px 3px 0px 3px;vertical-align:bottom;font-weight:bold;text-align:center;">g-value</td> <td data-sheets-value='{"1":2,"2":"Rw-value "}' style="overflow:hidden;padding:0px 3px 0px 3px;vertical-align:bottom;font-weight:bold;text-align:center;">Rw-value </td> </tr> <tr style="height:20px;"> <td style="overflow:hidden;padding:0px 3px 0px 3px;vertical-align:bottom;"></td> <td style="overflow:hidden;padding:0px 3px 0px 3px;vertical-align:bottom;"></td> <td style="overflow:hidden;padding:0px 3px 0px 3px;vertical-align:bottom;"></td> <td data-sheets-numberformat='{"1":2,"2":"0.00","3":1}' data-sheets-value='{"1":2,"2":"EN 1873 : 2014"}' style="overflow:hidden;padding:0px 3px 0px 3px;vertical-align:bottom;text-align:center;">EN 1873 : 2014</td> <td data-sheets-numberformat='{"1":2,"2":"0","3":1}' data-sheets-value='{"1":2,"2":"EN ISO 13468 EN 16153 EN 410"}' style="overflow:hidden;padding:0px 3px 0px 3px;vertical-align:bottom;text-align:center;">EN ISO 13468 EN 16153 EN 410</td> <td data-sheets-numberformat='{"1":2,"2":"0","3":1}' data-sheets-value='{"1":2,"2":"EN 410"}' style="overflow:hidden;padding:0px 3px 0px 3px;vertical-align:bottom;text-align:center;">EN 410</td> <td data-sheets-value='{"1":2,"2":"EN ISO 140-3\t\t"}' style="overflow:hidden;padding:0px 3px 0px 3px;vertical-align:bottom;text-align:center;">EN ISO 140-3 </td> </tr> <tr style="height:20px;"> <td data-sheets-value='{"1":2,"2":"Material"}' style="border-bottom:1px solid #000000;overflow:hidden;padding:0px 3px 0px 3px;vertical-align:bottom;background-color:#000000;font-weight:bold;color:#ffffff;">Material</td> <td data-sheets-value='{"1":2,"2":"Walls"}' style="border-bottom:1px solid #000000;overflow:hidden;padding:0px 3px 0px 3px;vertical-align:bottom;background-color:#000000;font-weight:bold;color:#ffffff;">Walls</td> <td data-sheets-value='{"1":2,"2":"Shells"}' style="border-bottom:1px solid #000000;overflow:hidden;padding:0px 3px 0px 3px;vertical-align:bottom;background-color:#000000;font-weight:bold;color:#ffffff;">Shells</td> <td data-sheets-numberformat='{"1":2,"2":"0.00","3":1}' data-sheets-value='{"1":2,"2":"(W/m²K)\t"}' style="border-bottom:1px solid #000000;overflow:hidden;padding:0px 3px 0px 3px;vertical-align:bottom;background-color:#000000;font-weight:bold;color:#ffffff;text-align:center;">(W/m²K) </td> <td data-sheets-numberformat='{"1":2,"2":"0","3":1}' data-sheets-value='{"1":2,"2":"(%)"}' style="border-bottom:1px solid #000000;overflow:hidden;padding:0px 3px 0px 3px;vertical-align:bottom;background-color:#000000;font-weight:bold;color:#ffffff;text-align:center;">(%)</td> <td data-sheets-numberformat='{"1":2,"2":"0","3":1}' data-sheets-value='{"1":2,"2":"(%)"}' style="border-bottom:1px solid #000000;overflow:hidden;padding:0px 3px 0px 3px;vertical-align:bottom;background-color:#000000;font-weight:bold;color:#ffffff;text-align:center;">(%)</td> <td data-sheets-value='{"1":2,"2":"(dB)"}' style="border-bottom:1px solid #000000;overflow:hidden;padding:0px 3px 0px 3px;vertical-align:bottom;background-color:#000000;font-weight:bold;color:#ffffff;text-align:center;">(dB)</td> </tr> <tr style="height:20px;"> <td data-sheets-value='{"1":2,"2":"Acrylic"}' style="border-left:1px solid #000000;overflow:hidden;padding:0px 3px 0px 3px;vertical-align:bottom;font-weight:bold;">Acrylic</td> <td data-sheets-value='{"1":2,"2":"Single-walled"}' style="overflow:hidden;padding:0px 3px 0px 3px;vertical-align:bottom;font-weight:bold;">Single-walled</td> <td data-sheets-value='{"1":2,"2":"Clear (H)"}' style="border-right:1px solid #000000;overflow:hidden;padding:0px 3px 0px 3px;vertical-align:bottom;font-weight:bold;">Clear (H)</td> <td data-sheets-numberformat='{"1":2,"2":"0.00","3":1}' data-sheets-value='{"1":3,"3":5.17}' style="overflow:hidden;padding:0px 3px 0px 3px;vertical-align:bottom;text-align:center;">5.17</td> <td data-sheets-numberformat='{"1":2,"2":"0","3":1}' data-sheets-value='{"1":3,"3":90}' style="overflow:hidden;padding:0px 3px 0px 3px;vertical-align:bottom;text-align:center;">90</td> <td data-sheets-numberformat='{"1":2,"2":"0","3":1}' data-sheets-value='{"1":3,"3":87}' style="overflow:hidden;padding:0px 3px 0px 3px;vertical-align:bottom;text-align:center;">87</td> <td data-sheets-numberformat='{"1":2,"2":"0","3":1}' data-sheets-value='{"1":2,"2":"-"}' style="border-right:1px solid #000000;overflow:hidden;padding:0px 3px 0px 3px;vertical-align:bottom;text-align:center;">-</td> </tr> <tr style="height:20px;"> <td data-sheets-value='{"1":2,"2":"PMMA"}' style="border-left:1px solid #000000;overflow:hidden;padding:0px 3px 0px 3px;vertical-align:bottom;font-weight:bold;">PMMA</td> <td data-sheets-value='{"1":2,"2":"Single-walled"}' style="overflow:hidden;padding:0px 3px 0px 3px;vertical-align:bottom;font-weight:bold;">Single-walled</td> <td data-sheets-value='{"1":2,"2":"Opal (O)"}' style="border-right:1px solid #000000;overflow:hidden;padding:0px 3px 0px 3px;vertical-align:bottom;font-weight:bold;">Opal (O)</td> <td data-sheets-numberformat='{"1":2,"2":"0.00","3":1}' data-sheets-value='{"1":3,"3":5.17}' style="overflow:hidden;padding:0px 3px 0px 3px;vertical-align:bottom;text-align:center;">5.17</td> <td data-sheets-numberformat='{"1":2,"2":"0","3":1}' data-sheets-value='{"1":3,"3":83}' style="overflow:hidden;padding:0px 3px 0px 3px;vertical-align:bottom;text-align:center;">83</td> <td data-sheets-numberformat='{"1":2,"2":"0","3":1}' data-sheets-value='{"1":3,"3":76}' style="overflow:hidden;padding:0px 3px 0px 3px;vertical-align:bottom;text-align:center;">76</td> <td data-sheets-numberformat='{"1":2,"2":"0","3":1}' data-sheets-value='{"1":2,"2":"-"}' style="border-right:1px solid #000000;overflow:hidden;padding:0px 3px 0px 3px;vertical-align:bottom;text-align:center;">-</td> </tr> <tr style="height:20px;"> <td style="border-left:1px solid #000000;overflow:hidden;padding:0px 3px 0px 3px;vertical-align:bottom;font-weight:bold;"></td> <td data-sheets-value='{"1":2,"2":"Double-walled"}' style="overflow:hidden;padding:0px 3px 0px 3px;vertical-align:bottom;font-weight:bold;">Double-walled</td> <td data-sheets-value='{"1":2,"2":"Clear (H/H)"}' style="border-right:1px solid #000000;overflow:hidden;padding:0px 3px 0px 3px;vertical-align:bottom;font-weight:bold;">Clear (H/H)</td> <td data-sheets-numberformat='{"1":2,"2":"0.00","3":1}' data-sheets-value='{"1":3,"3":2.9}' style="overflow:hidden;padding:0px 3px 0px 3px;vertical-align:bottom;text-align:center;">2.90</td> <td data-sheets-numberformat='{"1":2,"2":"0","3":1}' data-sheets-value='{"1":3,"3":81}' style="overflow:hidden;padding:0px 3px 0px 3px;vertical-align:bottom;text-align:center;">81</td> <td data-sheets-numberformat='{"1":2,"2":"0","3":1}' data-sheets-value='{"1":3,"3":75}' style="overflow:hidden;padding:0px 3px 0px 3px;vertical-align:bottom;text-align:center;">75</td> <td data-sheets-numberformat='{"1":2,"2":"0","3":1}' data-sheets-value='{"1":3,"3":20}' style="border-right:1px solid #000000;overflow:hidden;padding:0px 3px 0px 3px;vertical-align:bottom;text-align:center;">20</td> </tr> <tr style="height:20px;"> <td style="border-left:1px solid #000000;overflow:hidden;padding:0px 3px 0px 3px;vertical-align:bottom;font-weight:bold;"></td> <td data-sheets-value='{"1":2,"2":"Double-walled"}' style="overflow:hidden;padding:0px 3px 0px 3px;vertical-align:bottom;font-weight:bold;">Double-walled</td> <td data-sheets-value='{"1":2,"2":"Opal (O/O)"}' style="border-right:1px solid #000000;overflow:hidden;padding:0px 3px 0px 3px;vertical-align:bottom;font-weight:bold;">Opal (O/O)</td> <td data-sheets-numberformat='{"1":2,"2":"0.00","3":1}' data-sheets-value='{"1":3,"3":2.9}' style="overflow:hidden;padding:0px 3px 0px 3px;vertical-align:bottom;text-align:center;">2.90</td> <td data-sheets-numberformat='{"1":2,"2":"0","3":1}' data-sheets-value='{"1":3,"3":69}' style="overflow:hidden;padding:0px 3px 0px 3px;vertical-align:bottom;text-align:center;">69</td> <td data-sheets-numberformat='{"1":2,"2":"0","3":1}' data-sheets-value='{"1":3,"3":58}' style="overflow:hidden;padding:0px 3px 0px 3px;vertical-align:bottom;text-align:center;">58</td> <td data-sheets-numberformat='{"1":2,"2":"0","3":1}' data-sheets-value='{"1":3,"3":20}' style="border-right:1px solid #000000;overflow:hidden;padding:0px 3px 0px 3px;vertical-align:bottom;text-align:center;">20</td> </tr> <tr style="height:20px;"> <td style="border-left:1px solid #000000;overflow:hidden;padding:0px 3px 0px 3px;vertical-align:bottom;font-weight:bold;"></td> <td data-sheets-value='{"1":2,"2":"Triple-walled"}' style="overflow:hidden;padding:0px 3px 0px 3px;vertical-align:bottom;font-weight:bold;">Triple-walled</td> <td data-sheets-value='{"1":2,"2":"Clear (H/H/H)"}' style="border-right:1px solid #000000;overflow:hidden;padding:0px 3px 0px 3px;vertical-align:bottom;font-weight:bold;">Clear (H/H/H)</td> <td data-sheets-numberformat='{"1":2,"2":"0.00","3":1}' data-sheets-value='{"1":3,"3":1.7}' style="overflow:hidden;padding:0px 3px 0px 3px;vertical-align:bottom;text-align:center;">1.70</td> <td data-sheets-numberformat='{"1":2,"2":"0","3":1}' data-sheets-value='{"1":3,"3":73}' style="overflow:hidden;padding:0px 3px 0px 3px;vertical-align:bottom;text-align:center;">73</td> <td data-sheets-numberformat='{"1":2,"2":"0","3":1}' data-sheets-value='{"1":3,"3":65}' style="overflow:hidden;padding:0px 3px 0px 3px;vertical-align:bottom;text-align:center;">65</td> <td data-sheets-numberformat='{"1":2,"2":"0","3":1}' data-sheets-value='{"1":3,"3":22}' style="border-right:1px solid #000000;overflow:hidden;padding:0px 3px 0px 3px;vertical-align:bottom;text-align:center;">22</td> </tr> <tr style="height:20px;"> <td style="border-left:1px solid #000000;overflow:hidden;padding:0px 3px 0px 3px;vertical-align:bottom;font-weight:bold;"></td> <td data-sheets-value='{"1":2,"2":"Triple-walled"}' style="overflow:hidden;padding:0px 3px 0px 3px;vertical-align:bottom;font-weight:bold;">Triple-walled</td> <td data-sheets-value='{"1":2,"2":"Opal (O/H/O)"}' style="border-right:1px solid #000000;overflow:hidden;padding:0px 3px 0px 3px;vertical-align:bottom;font-weight:bold;">Opal (O/H/O)</td> <td data-sheets-numberformat='{"1":2,"2":"0.00","3":1}' data-sheets-value='{"1":3,"3":1.7}' style="overflow:hidden;padding:0px 3px 0px 3px;vertical-align:bottom;text-align:center;">1.70</td> <td data-sheets-numberformat='{"1":2,"2":"0","3":1}' data-sheets-value='{"1":3,"3":62}' style="overflow:hidden;padding:0px 3px 0px 3px;vertical-align:bottom;text-align:center;">62</td> <td data-sheets-numberformat='{"1":2,"2":"0","3":1}' data-sheets-value='{"1":3,"3":51}' style="overflow:hidden;padding:0px 3px 0px 3px;vertical-align:bottom;text-align:center;">51</td> <td data-sheets-numberformat='{"1":2,"2":"0","3":1}' data-sheets-value='{"1":3,"3":22}' style="border-right:1px solid #000000;overflow:hidden;padding:0px 3px 0px 3px;vertical-align:bottom;text-align:center;">22</td> </tr> <tr style="height:20px;"> <td style="border-left:1px solid #000000;overflow:hidden;padding:0px 3px 0px 3px;vertical-align:bottom;font-weight:bold;"></td> <td data-sheets-value='{"1":2,"2":"Four-walled"}' style="overflow:hidden;padding:0px 3px 0px 3px;vertical-align:bottom;font-weight:bold;">Four-walled</td> <td data-sheets-value='{"1":2,"2":"Clear (H/H/H/H)"}' style="border-right:1px solid #000000;overflow:hidden;padding:0px 3px 0px 3px;vertical-align:bottom;font-weight:bold;">Clear (H/H/H/H)</td> <td data-sheets-numberformat='{"1":2,"2":"0.00","3":1}' data-sheets-value='{"1":3,"3":1.28}' style="overflow:hidden;padding:0px 3px 0px 3px;vertical-align:bottom;text-align:center;">1.28</td> <td data-sheets-numberformat='{"1":2,"2":"0","3":1}' data-sheets-value='{"1":3,"3":64}' style="overflow:hidden;padding:0px 3px 0px 3px;vertical-align:bottom;text-align:center;">64</td> <td data-sheets-numberformat='{"1":2,"2":"0","3":1}' data-sheets-value='{"1":3,"3":54}' style="overflow:hidden;padding:0px 3px 0px 3px;vertical-align:bottom;text-align:center;">54</td> <td data-sheets-numberformat='{"1":2,"2":"0","3":1}' data-sheets-value='{"1":3,"3":23}' style="border-right:1px solid #000000;overflow:hidden;padding:0px 3px 0px 3px;vertical-align:bottom;text-align:center;">23</td> </tr> <tr style="height:20px;"> <td style="border-bottom:1px solid #000000;border-left:1px solid #000000;overflow:hidden;padding:0px 3px 0px 3px;vertical-align:bottom;"></td> <td data-sheets-value='{"1":2,"2":"Four-walled"}' style="border-bottom:1px solid #000000;overflow:hidden;padding:0px 3px 0px 3px;vertical-align:bottom;font-weight:bold;">Four-walled</td> <td data-sheets-value='{"1":2,"2":"Opal (H/H/O/H)"}' style="border-right:1px solid #000000;border-bottom:1px solid #000000;overflow:hidden;padding:0px 3px 0px 3px;vertical-align:bottom;font-weight:bold;">Opal (H/H/O/H)</td> <td data-sheets-numberformat='{"1":2,"2":"0.00","3":1}' data-sheets-value='{"1":3,"3":1.28}' style="border-bottom:1px solid #000000;overflow:hidden;padding:0px 3px 0px 3px;vertical-align:bottom;text-align:center;">1.28</td> <td data-sheets-numberformat='{"1":2,"2":"0","3":1}' data-sheets-value='{"1":3,"3":59}' style="border-bottom:1px solid #000000;overflow:hidden;padding:0px 3px 0px 3px;vertical-align:bottom;text-align:center;">59</td> <td data-sheets-numberformat='{"1":2,"2":"0","3":1}' data-sheets-value='{"1":3,"3":48}' style="border-bottom:1px solid #000000;overflow:hidden;padding:0px 3px 0px 3px;vertical-align:bottom;text-align:center;">48</td> <td data-sheets-numberformat='{"1":2,"2":"0","3":1}' data-sheets-value='{"1":3,"3":23}' style="border-right:1px solid #000000;border-bottom:1px solid #000000;overflow:hidden;padding:0px 3px 0px 3px;vertical-align:bottom;text-align:center;">23</td> </tr> <tr style="height:20px;"> <td data-sheets-value='{"1":2,"2":"Polycarbonate "}' style="border-left:1px solid #000000;overflow:hidden;padding:0px 3px 0px 3px;vertical-align:bottom;font-weight:bold;">Polycarbonate </td> <td data-sheets-value='{"1":2,"2":"Single-walled"}' style="overflow:hidden;padding:0px 3px 0px 3px;vertical-align:bottom;font-weight:bold;">Single-walled</td> <td data-sheets-value='{"1":2,"2":"Clear (A)"}' style="border-right:1px solid #000000;overflow:hidden;padding:0px 3px 0px 3px;vertical-align:bottom;font-weight:bold;">Clear (A)</td> <td data-sheets-numberformat='{"1":2,"2":"0.00","3":1}' data-sheets-value='{"1":3,"3":5.17}' style="overflow:hidden;padding:0px 3px 0px 3px;vertical-align:bottom;text-align:center;">5.17</td> <td data-sheets-numberformat='{"1":2,"2":"0","3":1}' data-sheets-value='{"1":3,"3":88}' style="overflow:hidden;padding:0px 3px 0px 3px;vertical-align:bottom;text-align:center;">88</td> <td data-sheets-numberformat='{"1":2,"2":"0","3":1}' data-sheets-value='{"1":3,"3":83}' style="overflow:hidden;padding:0px 3px 0px 3px;vertical-align:bottom;text-align:center;">83</td> <td data-sheets-numberformat='{"1":2,"2":"0","3":1}' data-sheets-value='{"1":2,"2":"-"}' style="border-right:1px solid #000000;overflow:hidden;padding:0px 3px 0px 3px;vertical-align:bottom;text-align:center;">-</td> </tr> <tr style="height:20px;"> <td data-sheets-value='{"1":2,"2":"PC"}' style="border-left:1px solid #000000;overflow:hidden;padding:0px 3px 0px 3px;vertical-align:bottom;font-weight:bold;">PC</td> <td data-sheets-value='{"1":2,"2":"Single-walled"}' style="overflow:hidden;padding:0px 3px 0px 3px;vertical-align:bottom;font-weight:bold;">Single-walled</td> <td data-sheets-value='{"1":2,"2":"Opal (D)"}' style="border-right:1px solid #000000;overflow:hidden;padding:0px 3px 0px 3px;vertical-align:bottom;font-weight:bold;">Opal (D)</td> <td data-sheets-numberformat='{"1":2,"2":"0.00","3":1}' data-sheets-value='{"1":3,"3":5.17}' style="overflow:hidden;padding:0px 3px 0px 3px;vertical-align:bottom;text-align:center;">5.17</td> <td data-sheets-numberformat='{"1":2,"2":"0","3":1}' data-sheets-value='{"1":3,"3":58}' style="overflow:hidden;padding:0px 3px 0px 3px;vertical-align:bottom;text-align:center;">58</td> <td data-sheets-numberformat='{"1":2,"2":"0","3":1}' data-sheets-value='{"1":3,"3":60}' style="overflow:hidden;padding:0px 3px 0px 3px;vertical-align:bottom;text-align:center;">60</td> <td data-sheets-numberformat='{"1":2,"2":"0","3":1}' data-sheets-value='{"1":2,"2":"-"}' style="border-right:1px solid #000000;overflow:hidden;padding:0px 3px 0px 3px;vertical-align:bottom;text-align:center;">-</td> </tr> <tr style="height:20px;"> <td style="border-left:1px solid #000000;overflow:hidden;padding:0px 3px 0px 3px;vertical-align:bottom;font-weight:bold;"></td> <td data-sheets-value='{"1":2,"2":"Double-walled"}' style="overflow:hidden;padding:0px 3px 0px 3px;vertical-align:bottom;font-weight:bold;">Double-walled</td> <td data-sheets-value='{"1":2,"2":"Clear (A/H)"}' style="border-right:1px solid #000000;overflow:hidden;padding:0px 3px 0px 3px;vertical-align:bottom;font-weight:bold;">Clear (A/H)</td> <td data-sheets-numberformat='{"1":2,"2":"0.00","3":1}' data-sheets-value='{"1":3,"3":2.9}' style="overflow:hidden;padding:0px 3px 0px 3px;vertical-align:bottom;text-align:center;">2.90</td> <td data-sheets-numberformat='{"1":2,"2":"0","3":1}' data-sheets-value='{"1":3,"3":79}' style="overflow:hidden;padding:0px 3px 0px 3px;vertical-align:bottom;text-align:center;">79</td> <td data-sheets-numberformat='{"1":2,"2":"0","3":1}' data-sheets-value='{"1":3,"3":72}' style="overflow:hidden;padding:0px 3px 0px 3px;vertical-align:bottom;text-align:center;">72</td> <td data-sheets-numberformat='{"1":2,"2":"0","3":1}' data-sheets-value='{"1":3,"3":20}' style="border-right:1px solid #000000;overflow:hidden;padding:0px 3px 0px 3px;vertical-align:bottom;text-align:center;">20</td> </tr> <tr style="height:20px;"> <td style="border-left:1px solid #000000;overflow:hidden;padding:0px 3px 0px 3px;vertical-align:bottom;font-weight:bold;"></td> <td data-sheets-value='{"1":2,"2":"Double-walled"}' style="overflow:hidden;padding:0px 3px 0px 3px;vertical-align:bottom;font-weight:bold;">Double-walled</td> <td data-sheets-value='{"1":2,"2":"Clear (A/A)"}' style="border-right:1px solid #000000;overflow:hidden;padding:0px 3px 0px 3px;vertical-align:bottom;font-weight:bold;">Clear (A/A)</td> <td data-sheets-numberformat='{"1":2,"2":"0.00","3":1}' data-sheets-value='{"1":3,"3":2.9}' style="overflow:hidden;padding:0px 3px 0px 3px;vertical-align:bottom;text-align:center;">2.90</td> <td data-sheets-numberformat='{"1":2,"2":"0","3":1}' data-sheets-value='{"1":3,"3":77}' style="overflow:hidden;padding:0px 3px 0px 3px;vertical-align:bottom;text-align:center;">77</td> <td data-sheets-numberformat='{"1":2,"2":"0","3":1}' data-sheets-value='{"1":3,"3":69}' style="overflow:hidden;padding:0px 3px 0px 3px;vertical-align:bottom;text-align:center;">69</td> <td data-sheets-numberformat='{"1":2,"2":"0","3":1}' data-sheets-value='{"1":3,"3":20}' style="border-right:1px solid #000000;overflow:hidden;padding:0px 3px 0px 3px;vertical-align:bottom;text-align:center;">20</td> </tr> <tr style="height:20px;"> <td style="border-left:1px solid #000000;overflow:hidden;padding:0px 3px 0px 3px;vertical-align:bottom;font-weight:bold;"></td> <td data-sheets-value='{"1":2,"2":"Double-walled"}' style="overflow:hidden;padding:0px 3px 0px 3px;vertical-align:bottom;font-weight:bold;">Double-walled</td> <td data-sheets-value='{"1":2,"2":"Opal (A/O)"}' style="border-right:1px solid #000000;overflow:hidden;padding:0px 3px 0px 3px;vertical-align:bottom;font-weight:bold;">Opal (A/O)</td> <td data-sheets-numberformat='{"1":2,"2":"0.00","3":1}' data-sheets-value='{"1":3,"3":2.9}' style="overflow:hidden;padding:0px 3px 0px 3px;vertical-align:bottom;text-align:center;">2.90</td> <td data-sheets-numberformat='{"1":2,"2":"0","3":1}' data-sheets-value='{"1":3,"3":73}' style="overflow:hidden;padding:0px 3px 0px 3px;vertical-align:bottom;text-align:center;">73</td> <td data-sheets-numberformat='{"1":2,"2":"0","3":1}' data-sheets-value='{"1":3,"3":63}' style="overflow:hidden;padding:0px 3px 0px 3px;vertical-align:bottom;text-align:center;">63</td> <td data-sheets-numberformat='{"1":2,"2":"0","3":1}' data-sheets-value='{"1":3,"3":20}' style="border-right:1px solid #000000;overflow:hidden;padding:0px 3px 0px 3px;vertical-align:bottom;text-align:center;">20</td> </tr> <tr style="height:20px;"> <td style="border-left:1px solid #000000;overflow:hidden;padding:0px 3px 0px 3px;vertical-align:bottom;font-weight:bold;"></td> <td data-sheets-value='{"1":2,"2":"Double-walled"}' style="overflow:hidden;padding:0px 3px 0px 3px;vertical-align:bottom;font-weight:bold;">Double-walled</td> <td data-sheets-value='{"1":2,"2":"Opal (A/D)"}' style="border-right:1px solid #000000;overflow:hidden;padding:0px 3px 0px 3px;vertical-align:bottom;font-weight:bold;">Opal (A/D)</td> <td data-sheets-numberformat='{"1":2,"2":"0.00","3":1}' data-sheets-value='{"1":3,"3":2.9}' style="overflow:hidden;padding:0px 3px 0px 3px;vertical-align:bottom;text-align:center;">2.90</td> <td data-sheets-numberformat='{"1":2,"2":"0","3":1}' data-sheets-value='{"1":3,"3":51}' style="overflow:hidden;padding:0px 3px 0px 3px;vertical-align:bottom;text-align:center;">51</td> <td data-sheets-numberformat='{"1":2,"2":"0","3":1}' data-sheets-value='{"1":3,"3":50}' style="overflow:hidden;padding:0px 3px 0px 3px;vertical-align:bottom;text-align:center;">50</td> <td data-sheets-numberformat='{"1":2,"2":"0","3":1}' data-sheets-value='{"1":3,"3":20}' style="border-right:1px solid #000000;overflow:hidden;padding:0px 3px 0px 3px;vertical-align:bottom;text-align:center;">20</td> </tr> <tr style="height:20px;"> <td style="border-left:1px solid #000000;overflow:hidden;padding:0px 3px 0px 3px;vertical-align:bottom;font-weight:bold;"></td> <td data-sheets-value='{"1":2,"2":"Triple-walled"}' style="overflow:hidden;padding:0px 3px 0px 3px;vertical-align:bottom;font-weight:bold;">Triple-walled</td> <td data-sheets-value='{"1":2,"2":"Clear (A/H/H)"}' style="border-right:1px solid #000000;overflow:hidden;padding:0px 3px 0px 3px;vertical-align:bottom;font-weight:bold;">Clear (A/H/H)</td> <td data-sheets-numberformat='{"1":2,"2":"0.00","3":1}' data-sheets-value='{"1":3,"3":1.7}' style="overflow:hidden;padding:0px 3px 0px 3px;vertical-align:bottom;text-align:center;">1.70</td> <td data-sheets-numberformat='{"1":2,"2":"0","3":1}' data-sheets-value='{"1":3,"3":71}' style="overflow:hidden;padding:0px 3px 0px 3px;vertical-align:bottom;text-align:center;">71</td> <td data-sheets-numberformat='{"1":2,"2":"0","3":1}' data-sheets-value='{"1":3,"3":63}' style="overflow:hidden;padding:0px 3px 0px 3px;vertical-align:bottom;text-align:center;">63</td> <td data-sheets-numberformat='{"1":2,"2":"0","3":1}' data-sheets-value='{"1":3,"3":22}' style="border-right:1px solid #000000;overflow:hidden;padding:0px 3px 0px 3px;vertical-align:bottom;text-align:center;">22</td> </tr> <tr style="height:20px;"> <td style="border-left:1px solid #000000;overflow:hidden;padding:0px 3px 0px 3px;vertical-align:bottom;font-weight:bold;"></td> <td data-sheets-value='{"1":2,"2":"Triple-walled"}' style="overflow:hidden;padding:0px 3px 0px 3px;vertical-align:bottom;font-weight:bold;">Triple-walled</td> <td data-sheets-value='{"1":2,"2":"Opal (A/O/O)"}' style="border-right:1px solid #000000;overflow:hidden;padding:0px 3px 0px 3px;vertical-align:bottom;font-weight:bold;">Opal (A/O/O)</td> <td data-sheets-numberformat='{"1":2,"2":"0.00","3":1}' data-sheets-value='{"1":3,"3":1.7}' style="overflow:hidden;padding:0px 3px 0px 3px;vertical-align:bottom;text-align:center;">1.70</td> <td data-sheets-numberformat='{"1":2,"2":"0","3":1}' data-sheets-value='{"1":3,"3":61}' style="overflow:hidden;padding:0px 3px 0px 3px;vertical-align:bottom;text-align:center;">61</td> <td data-sheets-numberformat='{"1":2,"2":"0","3":1}' data-sheets-value='{"1":3,"3":48}' style="overflow:hidden;padding:0px 3px 0px 3px;vertical-align:bottom;text-align:center;">48</td> <td data-sheets-numberformat='{"1":2,"2":"0","3":1}' data-sheets-value='{"1":3,"3":22}' style="border-right:1px solid #000000;overflow:hidden;padding:0px 3px 0px 3px;vertical-align:bottom;text-align:center;">22</td> </tr> <tr style="height:20px;"> <td style="border-left:1px solid #000000;overflow:hidden;padding:0px 3px 0px 3px;vertical-align:bottom;font-weight:bold;"></td> <td data-sheets-value='{"1":2,"2":"Four-walled"}' style="overflow:hidden;padding:0px 3px 0px 3px;vertical-align:bottom;font-weight:bold;">Four-walled</td> <td data-sheets-value='{"1":2,"2":"Clear (A/H/H/H)"}' style="border-right:1px solid #000000;overflow:hidden;padding:0px 3px 0px 3px;vertical-align:bottom;font-weight:bold;">Clear (A/H/H/H)</td> <td data-sheets-numberformat='{"1":2,"2":"0.00","3":1}' data-sheets-value='{"1":3,"3":1.28}' style="overflow:hidden;padding:0px 3px 0px 3px;vertical-align:bottom;text-align:center;">1.28</td> <td data-sheets-numberformat='{"1":2,"2":"0","3":1}' data-sheets-value='{"1":3,"3":64}' style="overflow:hidden;padding:0px 3px 0px 3px;vertical-align:bottom;text-align:center;">64</td> <td data-sheets-numberformat='{"1":2,"2":"0","3":1}' data-sheets-value='{"1":3,"3":52}' style="overflow:hidden;padding:0px 3px 0px 3px;vertical-align:bottom;text-align:center;">52</td> <td data-sheets-numberformat='{"1":2,"2":"0","3":1}' data-sheets-value='{"1":3,"3":23}' style="border-right:1px solid #000000;overflow:hidden;padding:0px 3px 0px 3px;vertical-align:bottom;text-align:center;">23</td> </tr> <tr style="height:20px;"> <td style="border-bottom:1px solid #000000;border-left:1px solid #000000;overflow:hidden;padding:0px 3px 0px 3px;vertical-align:bottom;"></td> <td data-sheets-value='{"1":2,"2":"Four-walled"}' style="border-bottom:1px solid #000000;overflow:hidden;padding:0px 3px 0px 3px;vertical-align:bottom;font-weight:bold;">Four-walled</td> <td data-sheets-value='{"1":2,"2":"Opal (A/H/O/H)"}' style="border-right:1px solid #000000;border-bottom:1px solid #000000;overflow:hidden;padding:0px 3px 0px 3px;vertical-align:bottom;font-weight:bold;">Opal (A/H/O/H)</td> <td data-sheets-numberformat='{"1":2,"2":"0.00","3":1}' data-sheets-value='{"1":3,"3":1.28}' style="border-bottom:1px solid #000000;overflow:hidden;padding:0px 3px 0px 3px;vertical-align:bottom;text-align:center;">1.28</td> <td data-sheets-numberformat='{"1":2,"2":"0","3":1}' data-sheets-value='{"1":3,"3":59}' style="border-bottom:1px solid #000000;overflow:hidden;padding:0px 3px 0px 3px;vertical-align:bottom;text-align:center;">59</td> <td data-sheets-numberformat='{"1":2,"2":"0","3":1}' data-sheets-value='{"1":3,"3":46}' style="border-bottom:1px solid #000000;overflow:hidden;padding:0px 3px 0px 3px;vertical-align:bottom;text-align:center;">46</td> <td data-sheets-numberformat='{"1":2,"2":"0","3":1}' data-sheets-value='{"1":3,"3":23}' style="border-right:1px solid #000000;border-bottom:1px solid #000000;overflow:hidden;padding:0px 3px 0px 3px;vertical-align:bottom;text-align:center;">23</td> </tr> <tr style="height:20px;"> <td data-sheets-value='{"1":2,"2":"Polycarbonate"}' style="border-left:1px solid #000000;overflow:hidden;padding:0px 3px 0px 3px;vertical-align:bottom;font-weight:bold;">Polycarbonate</td> <td data-sheets-value='{"1":2,"2":"Single-walled"}' style="overflow:hidden;padding:0px 3px 0px 3px;vertical-align:bottom;font-weight:bold;">Single-walled</td> <td data-sheets-value='{"1":2,"2":"Heatstop Opal (T)"}' style="border-right:1px solid #000000;overflow:hidden;padding:0px 3px 0px 3px;vertical-align:bottom;font-weight:bold;">Heatstop Opal (T)</td> <td data-sheets-numberformat='{"1":2,"2":"0.00","3":1}' data-sheets-value='{"1":3,"3":5.17}' style="overflow:hidden;padding:0px 3px 0px 3px;vertical-align:bottom;text-align:center;">5.17</td> <td data-sheets-numberformat='{"1":2,"2":"0","3":1}' data-sheets-value='{"1":3,"3":49}' style="overflow:hidden;padding:0px 3px 0px 3px;vertical-align:bottom;text-align:center;">49</td> <td data-sheets-numberformat='{"1":2,"2":"0","3":1}' data-sheets-value='{"1":3,"3":59}' style="overflow:hidden;padding:0px 3px 0px 3px;vertical-align:bottom;text-align:center;">59</td> <td data-sheets-numberformat='{"1":2,"2":"0","3":1}' data-sheets-value='{"1":2,"2":"-"}' style="border-right:1px solid #000000;overflow:hidden;padding:0px 3px 0px 3px;vertical-align:bottom;text-align:center;">-</td> </tr> <tr style="height:20px;"> <td data-sheets-value='{"1":2,"2":"Heatstop PC"}' style="border-left:1px solid #000000;overflow:hidden;padding:0px 3px 0px 3px;vertical-align:bottom;font-weight:bold;">Heatstop PC</td> <td data-sheets-value='{"1":2,"2":"Double-walled"}' style="overflow:hidden;padding:0px 3px 0px 3px;vertical-align:bottom;font-weight:bold;">Double-walled</td> <td data-sheets-value='{"1":2,"2":"Clear (T/H)"}' style="border-right:1px solid #000000;overflow:hidden;padding:0px 3px 0px 3px;vertical-align:bottom;font-weight:bold;">Clear (T/H)</td> <td data-sheets-numberformat='{"1":2,"2":"0.00","3":1}' data-sheets-value='{"1":3,"3":2.9}' style="overflow:hidden;padding:0px 3px 0px 3px;vertical-align:bottom;text-align:center;">2.90</td> <td data-sheets-numberformat='{"1":2,"2":"0","3":1}' data-sheets-value='{"1":3,"3":44}' style="overflow:hidden;padding:0px 3px 0px 3px;vertical-align:bottom;text-align:center;">44</td> <td data-sheets-numberformat='{"1":2,"2":"0","3":1}' data-sheets-value='{"1":3,"3":51}' style="overflow:hidden;padding:0px 3px 0px 3px;vertical-align:bottom;text-align:center;">51</td> <td data-sheets-numberformat='{"1":2,"2":"0","3":1}' data-sheets-value='{"1":3,"3":20}' style="border-right:1px solid #000000;overflow:hidden;padding:0px 3px 0px 3px;vertical-align:bottom;text-align:center;">20</td> </tr> <tr style="height:20px;"> <td style="border-left:1px solid #000000;overflow:hidden;padding:0px 3px 0px 3px;vertical-align:bottom;font-weight:bold;"></td> <td data-sheets-value='{"1":2,"2":"Double-walled"}' style="overflow:hidden;padding:0px 3px 0px 3px;vertical-align:bottom;font-weight:bold;">Double-walled</td> <td data-sheets-value='{"1":2,"2":"Opal (T/O)"}' style="border-right:1px solid #000000;overflow:hidden;padding:0px 3px 0px 3px;vertical-align:bottom;font-weight:bold;">Opal (T/O)</td> <td data-sheets-numberformat='{"1":2,"2":"0.00","3":1}' data-sheets-value='{"1":3,"3":2.9}' style="overflow:hidden;padding:0px 3px 0px 3px;vertical-align:bottom;text-align:center;">2.90</td> <td data-sheets-numberformat='{"1":2,"2":"0","3":1}' data-sheets-value='{"1":3,"3":41}' style="overflow:hidden;padding:0px 3px 0px 3px;vertical-align:bottom;text-align:center;">41</td> <td data-sheets-numberformat='{"1":2,"2":"0","3":1}' data-sheets-value='{"1":3,"3":45}' style="overflow:hidden;padding:0px 3px 0px 3px;vertical-align:bottom;text-align:center;">45</td> <td data-sheets-numberformat='{"1":2,"2":"0","3":1}' data-sheets-value='{"1":3,"3":20}' style="border-right:1px solid #000000;overflow:hidden;padding:0px 3px 0px 3px;vertical-align:bottom;text-align:center;">20</td> </tr> <tr style="height:20px;"> <td style="border-left:1px solid #000000;overflow:hidden;padding:0px 3px 0px 3px;vertical-align:bottom;font-weight:bold;"></td> <td data-sheets-value='{"1":2,"2":"Triple-walled"}' style="overflow:hidden; | skylux-160-ce-met-koepel-en-metaalopstand-met-lm-motor-1050-x-1050-mm | 8585989194061 | 46872264245581
Smoke and heat exhaust (SHEV) | SHE system | Skylux | Skylux 160° CE with skylight and metal curb with LM-actuator 1050 x 1650 mm |  | 26703 | 5412970267034 | 4218.1 | Yes | 30-45 | 81.8 | 1050 x 1650 mm | 1650 | 1050 |  | metal curb M30 (30 cm high) | Rectangular | 5.17 W/m²K - 1.28 W/m²K | 87% - 32% | 90% - 32% | 20dB - 23dB | 160° CE (for industry) | skylight | without spoiler | E | Single actuator | Maximum four-walled skylight possible for this product | Ut-value LT-value g-value Rw-value EN 1873 : 2014 EN ISO 13468 EN 16153 EN 410 EN 410 EN ISO 140-3 Material Walls Shells (W/m²K) (%) (%) (dB) Acrylic Single-walled Clear (H) 5.17 90 87 - PMMA Single-walled Opal (O) 5.17 83 76 - Double-walled Clear (H/H) 2.90 81 75 20 Double-walled Opal (O/O) 2.90 69 58 20 Triple-walled Clear (H/H/H) 1.70 73 65 22 Triple-walled Opal (O/H/O) 1.70 62 51 22 Four-walled Clear (H/H/H/H) 1.28 64 54 23 Four-walled Opal (H/H/O/H) 1.28 59 48 23 Polycarbonate Single-walled Clear (A) 5.17 88 83 - PC Single-walled Opal (D) 5.17 58 60 - Double-walled Clear (A/H) 2.90 79 72 20 Double-walled Clear (A/A) 2.90 77 69 20 Double-walled Opal (A/O) 2.90 73 63 20 Double-walled Opal (A/D) 2.90 51 50 20 Triple-walled Clear (A/H/H) 1.70 71 63 22 Triple-walled Opal (A/O/O) 1.70 61 48 22 Four-walled Clear (A/H/H/H) 1.28 64 52 23 Four-walled Opal (A/H/O/H) 1.28 59 46 23 Polycarbonate Single-walled Heatstop Opal (T) 5.17 49 59 - Heatstop PC Double-walled Clear (T/H) 2.90 44 51 20 Double-walled Opal (T/O) 2.90 41 45 20 Triple-walled Clear (T/H/H) 1.70 40 <td data-sheets-numberformat='{"1":2,"2":"0","3":1}' data-sheets-value='{"1":3,"3":44}' style="overflow:hidden;paddin | https://skylux.eu/en/products/skylux-160-ce-met-koepel-en-metaalopstand-met-lm-motor-1050-x-1650-mm | https://skylux.eu/cdn/shop/files/Skylux-160deg-CE-met-koepel-en-metaalopstand-met-LM-motor-1050-x-1650-mm-RWA-systeem.jpg?v=1702976589&width=1600 | https://skylux.eu/cdn/shop/files/e5a82811-1bb0-48e4-a776-cacb59c7c092_fc421a0e-fff7-41e4-ba98-6e26620b9e2b.jpg?v=1688550169&width=1600 | //skylux.eu/cdn/shop/files/E_MH_Mounting_instructions_Skylux_160_CE_LM.pdf?v=12406716259046007223 | //skylux.eu/cdn/shop/files/E_TD_Technical_File_Skylux_Skylux_160_CE_Electric.pdf?v=3667116872303399239 | <style type="text/css" id="isPasted"> <!--td { border: 1px solid #cccccc; } br { mso-data-placement: same-cell; } --> </style> <table border="1" cellpadding="0" cellspacing="0" dir="ltr" style="table-layout:fixed;font-size:10pt;font-family:Arial;border-collapse:collapse;border:none;"><tbody> <tr style="height:20px;"> <td style="overflow:hidden;padding:0px 3px 0px 3px;vertical-align:bottom;"></td> <td style="overflow:hidden;padding:0px 3px 0px 3px;vertical-align:bottom;"></td> <td style="overflow:hidden;padding:0px 3px 0px 3px;vertical-align:bottom;"></td> <td data-sheets-value='{"1":2,"2":"Ut-value"}' style="overflow:hidden;padding:0px 3px 0px 3px;vertical-align:bottom;font-weight:bold;text-align:center;">Ut-value</td> <td data-sheets-value='{"1":2,"2":"LT-value"}' style="overflow:hidden;padding:0px 3px 0px 3px;vertical-align:bottom;font-weight:bold;text-align:center;">LT-value</td> <td data-sheets-value='{"1":2,"2":"g-value"}' style="overflow:hidden;padding:0px 3px 0px 3px;vertical-align:bottom;font-weight:bold;text-align:center;">g-value</td> <td data-sheets-value='{"1":2,"2":"Rw-value "}' style="overflow:hidden;padding:0px 3px 0px 3px;vertical-align:bottom;font-weight:bold;text-align:center;">Rw-value </td> </tr> <tr style="height:20px;"> <td style="overflow:hidden;padding:0px 3px 0px 3px;vertical-align:bottom;"></td> <td style="overflow:hidden;padding:0px 3px 0px 3px;vertical-align:bottom;"></td> <td style="overflow:hidden;padding:0px 3px 0px 3px;vertical-align:bottom;"></td> <td data-sheets-numberformat='{"1":2,"2":"0.00","3":1}' data-sheets-value='{"1":2,"2":"EN 1873 : 2014"}' style="overflow:hidden;padding:0px 3px 0px 3px;vertical-align:bottom;text-align:center;">EN 1873 : 2014</td> <td data-sheets-numberformat='{"1":2,"2":"0","3":1}' data-sheets-value='{"1":2,"2":"EN ISO 13468 EN 16153 EN 410"}' style="overflow:hidden;padding:0px 3px 0px 3px;vertical-align:bottom;text-align:center;">EN ISO 13468 EN 16153 EN 410</td> <td data-sheets-numberformat='{"1":2,"2":"0","3":1}' data-sheets-value='{"1":2,"2":"EN 410"}' style="overflow:hidden;padding:0px 3px 0px 3px;vertical-align:bottom;text-align:center;">EN 410</td> <td data-sheets-value='{"1":2,"2":"EN ISO 140-3\t\t"}' style="overflow:hidden;padding:0px 3px 0px 3px;vertical-align:bottom;text-align:center;">EN ISO 140-3 </td> </tr> <tr style="height:20px;"> <td data-sheets-value='{"1":2,"2":"Material"}' style="border-bottom:1px solid #000000;overflow:hidden;padding:0px 3px 0px 3px;vertical-align:bottom;background-color:#000000;font-weight:bold;color:#ffffff;">Material</td> <td data-sheets-value='{"1":2,"2":"Walls"}' style="border-bottom:1px solid #000000;overflow:hidden;padding:0px 3px 0px 3px;vertical-align:bottom;background-color:#000000;font-weight:bold;color:#ffffff;">Walls</td> <td data-sheets-value='{"1":2,"2":"Shells"}' style="border-bottom:1px solid #000000;overflow:hidden;padding:0px 3px 0px 3px;vertical-align:bottom;background-color:#000000;font-weight:bold;color:#ffffff;">Shells</td> <td data-sheets-numberformat='{"1":2,"2":"0.00","3":1}' data-sheets-value='{"1":2,"2":"(W/m²K)\t"}' style="border-bottom:1px solid #000000;overflow:hidden;padding:0px 3px 0px 3px;vertical-align:bottom;background-color:#000000;font-weight:bold;color:#ffffff;text-align:center;">(W/m²K) </td> <td data-sheets-numberformat='{"1":2,"2":"0","3":1}' data-sheets-value='{"1":2,"2":"(%)"}' style="border-bottom:1px solid #000000;overflow:hidden;padding:0px 3px 0px 3px;vertical-align:bottom;background-color:#000000;font-weight:bold;color:#ffffff;text-align:center;">(%)</td> <td data-sheets-numberformat='{"1":2,"2":"0","3":1}' data-sheets-value='{"1":2,"2":"(%)"}' style="border-bottom:1px solid #000000;overflow:hidden;padding:0px 3px 0px 3px;vertical-align:bottom;background-color:#000000;font-weight:bold;color:#ffffff;text-align:center;">(%)</td> <td data-sheets-value='{"1":2,"2":"(dB)"}' style="border-bottom:1px solid #000000;overflow:hidden;padding:0px 3px 0px 3px;vertical-align:bottom;background-color:#000000;font-weight:bold;color:#ffffff;text-align:center;">(dB)</td> </tr> <tr style="height:20px;"> <td data-sheets-value='{"1":2,"2":"Acrylic"}' style="border-left:1px solid #000000;overflow:hidden;padding:0px 3px 0px 3px;vertical-align:bottom;font-weight:bold;">Acrylic</td> <td data-sheets-value='{"1":2,"2":"Single-walled"}' style="overflow:hidden;padding:0px 3px 0px 3px;vertical-align:bottom;font-weight:bold;">Single-walled</td> <td data-sheets-value='{"1":2,"2":"Clear (H)"}' style="border-right:1px solid #000000;overflow:hidden;padding:0px 3px 0px 3px;vertical-align:bottom;font-weight:bold;">Clear (H)</td> <td data-sheets-numberformat='{"1":2,"2":"0.00","3":1}' data-sheets-value='{"1":3,"3":5.17}' style="overflow:hidden;padding:0px 3px 0px 3px;vertical-align:bottom;text-align:center;">5.17</td> <td data-sheets-numberformat='{"1":2,"2":"0","3":1}' data-sheets-value='{"1":3,"3":90}' style="overflow:hidden;padding:0px 3px 0px 3px;vertical-align:bottom;text-align:center;">90</td> <td data-sheets-numberformat='{"1":2,"2":"0","3":1}' data-sheets-value='{"1":3,"3":87}' style="overflow:hidden;padding:0px 3px 0px 3px;vertical-align:bottom;text-align:center;">87</td> <td data-sheets-numberformat='{"1":2,"2":"0","3":1}' data-sheets-value='{"1":2,"2":"-"}' style="border-right:1px solid #000000;overflow:hidden;padding:0px 3px 0px 3px;vertical-align:bottom;text-align:center;">-</td> </tr> <tr style="height:20px;"> <td data-sheets-value='{"1":2,"2":"PMMA"}' style="border-left:1px solid #000000;overflow:hidden;padding:0px 3px 0px 3px;vertical-align:bottom;font-weight:bold;">PMMA</td> <td data-sheets-value='{"1":2,"2":"Single-walled"}' style="overflow:hidden;padding:0px 3px 0px 3px;vertical-align:bottom;font-weight:bold;">Single-walled</td> <td data-sheets-value='{"1":2,"2":"Opal (O)"}' style="border-right:1px solid #000000;overflow:hidden;padding:0px 3px 0px 3px;vertical-align:bottom;font-weight:bold;">Opal (O)</td> <td data-sheets-numberformat='{"1":2,"2":"0.00","3":1}' data-sheets-value='{"1":3,"3":5.17}' style="overflow:hidden;padding:0px 3px 0px 3px;vertical-align:bottom;text-align:center;">5.17</td> <td data-sheets-numberformat='{"1":2,"2":"0","3":1}' data-sheets-value='{"1":3,"3":83}' style="overflow:hidden;padding:0px 3px 0px 3px;vertical-align:bottom;text-align:center;">83</td> <td data-sheets-numberformat='{"1":2,"2":"0","3":1}' data-sheets-value='{"1":3,"3":76}' style="overflow:hidden;padding:0px 3px 0px 3px;vertical-align:bottom;text-align:center;">76</td> <td data-sheets-numberformat='{"1":2,"2":"0","3":1}' data-sheets-value='{"1":2,"2":"-"}' style="border-right:1px solid #000000;overflow:hidden;padding:0px 3px 0px 3px;vertical-align:bottom;text-align:center;">-</td> </tr> <tr style="height:20px;"> <td style="border-left:1px solid #000000;overflow:hidden;padding:0px 3px 0px 3px;vertical-align:bottom;font-weight:bold;"></td> <td data-sheets-value='{"1":2,"2":"Double-walled"}' style="overflow:hidden;padding:0px 3px 0px 3px;vertical-align:bottom;font-weight:bold;">Double-walled</td> <td data-sheets-value='{"1":2,"2":"Clear (H/H)"}' style="border-right:1px solid #000000;overflow:hidden;padding:0px 3px 0px 3px;vertical-align:bottom;font-weight:bold;">Clear (H/H)</td> <td data-sheets-numberformat='{"1":2,"2":"0.00","3":1}' data-sheets-value='{"1":3,"3":2.9}' style="overflow:hidden;padding:0px 3px 0px 3px;vertical-align:bottom;text-align:center;">2.90</td> <td data-sheets-numberformat='{"1":2,"2":"0","3":1}' data-sheets-value='{"1":3,"3":81}' style="overflow:hidden;padding:0px 3px 0px 3px;vertical-align:bottom;text-align:center;">81</td> <td data-sheets-numberformat='{"1":2,"2":"0","3":1}' data-sheets-value='{"1":3,"3":75}' style="overflow:hidden;padding:0px 3px 0px 3px;vertical-align:bottom;text-align:center;">75</td> <td data-sheets-numberformat='{"1":2,"2":"0","3":1}' data-sheets-value='{"1":3,"3":20}' style="border-right:1px solid #000000;overflow:hidden;padding:0px 3px 0px 3px;vertical-align:bottom;text-align:center;">20</td> </tr> <tr style="height:20px;"> <td style="border-left:1px solid #000000;overflow:hidden;padding:0px 3px 0px 3px;vertical-align:bottom;font-weight:bold;"></td> <td data-sheets-value='{"1":2,"2":"Double-walled"}' style="overflow:hidden;padding:0px 3px 0px 3px;vertical-align:bottom;font-weight:bold;">Double-walled</td> <td data-sheets-value='{"1":2,"2":"Opal (O/O)"}' style="border-right:1px solid #000000;overflow:hidden;padding:0px 3px 0px 3px;vertical-align:bottom;font-weight:bold;">Opal (O/O)</td> <td data-sheets-numberformat='{"1":2,"2":"0.00","3":1}' data-sheets-value='{"1":3,"3":2.9}' style="overflow:hidden;padding:0px 3px 0px 3px;vertical-align:bottom;text-align:center;">2.90</td> <td data-sheets-numberformat='{"1":2,"2":"0","3":1}' data-sheets-value='{"1":3,"3":69}' style="overflow:hidden;padding:0px 3px 0px 3px;vertical-align:bottom;text-align:center;">69</td> <td data-sheets-numberformat='{"1":2,"2":"0","3":1}' data-sheets-value='{"1":3,"3":58}' style="overflow:hidden;padding:0px 3px 0px 3px;vertical-align:bottom;text-align:center;">58</td> <td data-sheets-numberformat='{"1":2,"2":"0","3":1}' data-sheets-value='{"1":3,"3":20}' style="border-right:1px solid #000000;overflow:hidden;padding:0px 3px 0px 3px;vertical-align:bottom;text-align:center;">20</td> </tr> <tr style="height:20px;"> <td style="border-left:1px solid #000000;overflow:hidden;padding:0px 3px 0px 3px;vertical-align:bottom;font-weight:bold;"></td> <td data-sheets-value='{"1":2,"2":"Triple-walled"}' style="overflow:hidden;padding:0px 3px 0px 3px;vertical-align:bottom;font-weight:bold;">Triple-walled</td> <td data-sheets-value='{"1":2,"2":"Clear (H/H/H)"}' style="border-right:1px solid #000000;overflow:hidden;padding:0px 3px 0px 3px;vertical-align:bottom;font-weight:bold;">Clear (H/H/H)</td> <td data-sheets-numberformat='{"1":2,"2":"0.00","3":1}' data-sheets-value='{"1":3,"3":1.7}' style="overflow:hidden;padding:0px 3px 0px 3px;vertical-align:bottom;text-align:center;">1.70</td> <td data-sheets-numberformat='{"1":2,"2":"0","3":1}' data-sheets-value='{"1":3,"3":73}' style="overflow:hidden;padding:0px 3px 0px 3px;vertical-align:bottom;text-align:center;">73</td> <td data-sheets-numberformat='{"1":2,"2":"0","3":1}' data-sheets-value='{"1":3,"3":65}' style="overflow:hidden;padding:0px 3px 0px 3px;vertical-align:bottom;text-align:center;">65</td> <td data-sheets-numberformat='{"1":2,"2":"0","3":1}' data-sheets-value='{"1":3,"3":22}' style="border-right:1px solid #000000;overflow:hidden;padding:0px 3px 0px 3px;vertical-align:bottom;text-align:center;">22</td> </tr> <tr style="height:20px;"> <td style="border-left:1px solid #000000;overflow:hidden;padding:0px 3px 0px 3px;vertical-align:bottom;font-weight:bold;"></td> <td data-sheets-value='{"1":2,"2":"Triple-walled"}' style="overflow:hidden;padding:0px 3px 0px 3px;vertical-align:bottom;font-weight:bold;">Triple-walled</td> <td data-sheets-value='{"1":2,"2":"Opal (O/H/O)"}' style="border-right:1px solid #000000;overflow:hidden;padding:0px 3px 0px 3px;vertical-align:bottom;font-weight:bold;">Opal (O/H/O)</td> <td data-sheets-numberformat='{"1":2,"2":"0.00","3":1}' data-sheets-value='{"1":3,"3":1.7}' style="overflow:hidden;padding:0px 3px 0px 3px;vertical-align:bottom;text-align:center;">1.70</td> <td data-sheets-numberformat='{"1":2,"2":"0","3":1}' data-sheets-value='{"1":3,"3":62}' style="overflow:hidden;padding:0px 3px 0px 3px;vertical-align:bottom;text-align:center;">62</td> <td data-sheets-numberformat='{"1":2,"2":"0","3":1}' data-sheets-value='{"1":3,"3":51}' style="overflow:hidden;padding:0px 3px 0px 3px;vertical-align:bottom;text-align:center;">51</td> <td data-sheets-numberformat='{"1":2,"2":"0","3":1}' data-sheets-value='{"1":3,"3":22}' style="border-right:1px solid #000000;overflow:hidden;padding:0px 3px 0px 3px;vertical-align:bottom;text-align:center;">22</td> </tr> <tr style="height:20px;"> <td style="border-left:1px solid #000000;overflow:hidden;padding:0px 3px 0px 3px;vertical-align:bottom;font-weight:bold;"></td> <td data-sheets-value='{"1":2,"2":"Four-walled"}' style="overflow:hidden;padding:0px 3px 0px 3px;vertical-align:bottom;font-weight:bold;">Four-walled</td> <td data-sheets-value='{"1":2,"2":"Clear (H/H/H/H)"}' style="border-right:1px solid #000000;overflow:hidden;padding:0px 3px 0px 3px;vertical-align:bottom;font-weight:bold;">Clear (H/H/H/H)</td> <td data-sheets-numberformat='{"1":2,"2":"0.00","3":1}' data-sheets-value='{"1":3,"3":1.28}' style="overflow:hidden;padding:0px 3px 0px 3px;vertical-align:bottom;text-align:center;">1.28</td> <td data-sheets-numberformat='{"1":2,"2":"0","3":1}' data-sheets-value='{"1":3,"3":64}' style="overflow:hidden;padding:0px 3px 0px 3px;vertical-align:bottom;text-align:center;">64</td> <td data-sheets-numberformat='{"1":2,"2":"0","3":1}' data-sheets-value='{"1":3,"3":54}' style="overflow:hidden;padding:0px 3px 0px 3px;vertical-align:bottom;text-align:center;">54</td> <td data-sheets-numberformat='{"1":2,"2":"0","3":1}' data-sheets-value='{"1":3,"3":23}' style="border-right:1px solid #000000;overflow:hidden;padding:0px 3px 0px 3px;vertical-align:bottom;text-align:center;">23</td> </tr> <tr style="height:20px;"> <td style="border-bottom:1px solid #000000;border-left:1px solid #000000;overflow:hidden;padding:0px 3px 0px 3px;vertical-align:bottom;"></td> <td data-sheets-value='{"1":2,"2":"Four-walled"}' style="border-bottom:1px solid #000000;overflow:hidden;padding:0px 3px 0px 3px;vertical-align:bottom;font-weight:bold;">Four-walled</td> <td data-sheets-value='{"1":2,"2":"Opal (H/H/O/H)"}' style="border-right:1px solid #000000;border-bottom:1px solid #000000;overflow:hidden;padding:0px 3px 0px 3px;vertical-align:bottom;font-weight:bold;">Opal (H/H/O/H)</td> <td data-sheets-numberformat='{"1":2,"2":"0.00","3":1}' data-sheets-value='{"1":3,"3":1.28}' style="border-bottom:1px solid #000000;overflow:hidden;padding:0px 3px 0px 3px;vertical-align:bottom;text-align:center;">1.28</td> <td data-sheets-numberformat='{"1":2,"2":"0","3":1}' data-sheets-value='{"1":3,"3":59}' style="border-bottom:1px solid #000000;overflow:hidden;padding:0px 3px 0px 3px;vertical-align:bottom;text-align:center;">59</td> <td data-sheets-numberformat='{"1":2,"2":"0","3":1}' data-sheets-value='{"1":3,"3":48}' style="border-bottom:1px solid #000000;overflow:hidden;padding:0px 3px 0px 3px;vertical-align:bottom;text-align:center;">48</td> <td data-sheets-numberformat='{"1":2,"2":"0","3":1}' data-sheets-value='{"1":3,"3":23}' style="border-right:1px solid #000000;border-bottom:1px solid #000000;overflow:hidden;padding:0px 3px 0px 3px;vertical-align:bottom;text-align:center;">23</td> </tr> <tr style="height:20px;"> <td data-sheets-value='{"1":2,"2":"Polycarbonate "}' style="border-left:1px solid #000000;overflow:hidden;padding:0px 3px 0px 3px;vertical-align:bottom;font-weight:bold;">Polycarbonate </td> <td data-sheets-value='{"1":2,"2":"Single-walled"}' style="overflow:hidden;padding:0px 3px 0px 3px;vertical-align:bottom;font-weight:bold;">Single-walled</td> <td data-sheets-value='{"1":2,"2":"Clear (A)"}' style="border-right:1px solid #000000;overflow:hidden;padding:0px 3px 0px 3px;vertical-align:bottom;font-weight:bold;">Clear (A)</td> <td data-sheets-numberformat='{"1":2,"2":"0.00","3":1}' data-sheets-value='{"1":3,"3":5.17}' style="overflow:hidden;padding:0px 3px 0px 3px;vertical-align:bottom;text-align:center;">5.17</td> <td data-sheets-numberformat='{"1":2,"2":"0","3":1}' data-sheets-value='{"1":3,"3":88}' style="overflow:hidden;padding:0px 3px 0px 3px;vertical-align:bottom;text-align:center;">88</td> <td data-sheets-numberformat='{"1":2,"2":"0","3":1}' data-sheets-value='{"1":3,"3":83}' style="overflow:hidden;padding:0px 3px 0px 3px;vertical-align:bottom;text-align:center;">83</td> <td data-sheets-numberformat='{"1":2,"2":"0","3":1}' data-sheets-value='{"1":2,"2":"-"}' style="border-right:1px solid #000000;overflow:hidden;padding:0px 3px 0px 3px;vertical-align:bottom;text-align:center;">-</td> </tr> <tr style="height:20px;"> <td data-sheets-value='{"1":2,"2":"PC"}' style="border-left:1px solid #000000;overflow:hidden;padding:0px 3px 0px 3px;vertical-align:bottom;font-weight:bold;">PC</td> <td data-sheets-value='{"1":2,"2":"Single-walled"}' style="overflow:hidden;padding:0px 3px 0px 3px;vertical-align:bottom;font-weight:bold;">Single-walled</td> <td data-sheets-value='{"1":2,"2":"Opal (D)"}' style="border-right:1px solid #000000;overflow:hidden;padding:0px 3px 0px 3px;vertical-align:bottom;font-weight:bold;">Opal (D)</td> <td data-sheets-numberformat='{"1":2,"2":"0.00","3":1}' data-sheets-value='{"1":3,"3":5.17}' style="overflow:hidden;padding:0px 3px 0px 3px;vertical-align:bottom;text-align:center;">5.17</td> <td data-sheets-numberformat='{"1":2,"2":"0","3":1}' data-sheets-value='{"1":3,"3":58}' style="overflow:hidden;padding:0px 3px 0px 3px;vertical-align:bottom;text-align:center;">58</td> <td data-sheets-numberformat='{"1":2,"2":"0","3":1}' data-sheets-value='{"1":3,"3":60}' style="overflow:hidden;padding:0px 3px 0px 3px;vertical-align:bottom;text-align:center;">60</td> <td data-sheets-numberformat='{"1":2,"2":"0","3":1}' data-sheets-value='{"1":2,"2":"-"}' style="border-right:1px solid #000000;overflow:hidden;padding:0px 3px 0px 3px;vertical-align:bottom;text-align:center;">-</td> </tr> <tr style="height:20px;"> <td style="border-left:1px solid #000000;overflow:hidden;padding:0px 3px 0px 3px;vertical-align:bottom;font-weight:bold;"></td> <td data-sheets-value='{"1":2,"2":"Double-walled"}' style="overflow:hidden;padding:0px 3px 0px 3px;vertical-align:bottom;font-weight:bold;">Double-walled</td> <td data-sheets-value='{"1":2,"2":"Clear (A/H)"}' style="border-right:1px solid #000000;overflow:hidden;padding:0px 3px 0px 3px;vertical-align:bottom;font-weight:bold;">Clear (A/H)</td> <td data-sheets-numberformat='{"1":2,"2":"0.00","3":1}' data-sheets-value='{"1":3,"3":2.9}' style="overflow:hidden;padding:0px 3px 0px 3px;vertical-align:bottom;text-align:center;">2.90</td> <td data-sheets-numberformat='{"1":2,"2":"0","3":1}' data-sheets-value='{"1":3,"3":79}' style="overflow:hidden;padding:0px 3px 0px 3px;vertical-align:bottom;text-align:center;">79</td> <td data-sheets-numberformat='{"1":2,"2":"0","3":1}' data-sheets-value='{"1":3,"3":72}' style="overflow:hidden;padding:0px 3px 0px 3px;vertical-align:bottom;text-align:center;">72</td> <td data-sheets-numberformat='{"1":2,"2":"0","3":1}' data-sheets-value='{"1":3,"3":20}' style="border-right:1px solid #000000;overflow:hidden;padding:0px 3px 0px 3px;vertical-align:bottom;text-align:center;">20</td> </tr> <tr style="height:20px;"> <td style="border-left:1px solid #000000;overflow:hidden;padding:0px 3px 0px 3px;vertical-align:bottom;font-weight:bold;"></td> <td data-sheets-value='{"1":2,"2":"Double-walled"}' style="overflow:hidden;padding:0px 3px 0px 3px;vertical-align:bottom;font-weight:bold;">Double-walled</td> <td data-sheets-value='{"1":2,"2":"Clear (A/A)"}' style="border-right:1px solid #000000;overflow:hidden;padding:0px 3px 0px 3px;vertical-align:bottom;font-weight:bold;">Clear (A/A)</td> <td data-sheets-numberformat='{"1":2,"2":"0.00","3":1}' data-sheets-value='{"1":3,"3":2.9}' style="overflow:hidden;padding:0px 3px 0px 3px;vertical-align:bottom;text-align:center;">2.90</td> <td data-sheets-numberformat='{"1":2,"2":"0","3":1}' data-sheets-value='{"1":3,"3":77}' style="overflow:hidden;padding:0px 3px 0px 3px;vertical-align:bottom;text-align:center;">77</td> <td data-sheets-numberformat='{"1":2,"2":"0","3":1}' data-sheets-value='{"1":3,"3":69}' style="overflow:hidden;padding:0px 3px 0px 3px;vertical-align:bottom;text-align:center;">69</td> <td data-sheets-numberformat='{"1":2,"2":"0","3":1}' data-sheets-value='{"1":3,"3":20}' style="border-right:1px solid #000000;overflow:hidden;padding:0px 3px 0px 3px;vertical-align:bottom;text-align:center;">20</td> </tr> <tr style="height:20px;"> <td style="border-left:1px solid #000000;overflow:hidden;padding:0px 3px 0px 3px;vertical-align:bottom;font-weight:bold;"></td> <td data-sheets-value='{"1":2,"2":"Double-walled"}' style="overflow:hidden;padding:0px 3px 0px 3px;vertical-align:bottom;font-weight:bold;">Double-walled</td> <td data-sheets-value='{"1":2,"2":"Opal (A/O)"}' style="border-right:1px solid #000000;overflow:hidden;padding:0px 3px 0px 3px;vertical-align:bottom;font-weight:bold;">Opal (A/O)</td> <td data-sheets-numberformat='{"1":2,"2":"0.00","3":1}' data-sheets-value='{"1":3,"3":2.9}' style="overflow:hidden;padding:0px 3px 0px 3px;vertical-align:bottom;text-align:center;">2.90</td> <td data-sheets-numberformat='{"1":2,"2":"0","3":1}' data-sheets-value='{"1":3,"3":73}' style="overflow:hidden;padding:0px 3px 0px 3px;vertical-align:bottom;text-align:center;">73</td> <td data-sheets-numberformat='{"1":2,"2":"0","3":1}' data-sheets-value='{"1":3,"3":63}' style="overflow:hidden;padding:0px 3px 0px 3px;vertical-align:bottom;text-align:center;">63</td> <td data-sheets-numberformat='{"1":2,"2":"0","3":1}' data-sheets-value='{"1":3,"3":20}' style="border-right:1px solid #000000;overflow:hidden;padding:0px 3px 0px 3px;vertical-align:bottom;text-align:center;">20</td> </tr> <tr style="height:20px;"> <td style="border-left:1px solid #000000;overflow:hidden;padding:0px 3px 0px 3px;vertical-align:bottom;font-weight:bold;"></td> <td data-sheets-value='{"1":2,"2":"Double-walled"}' style="overflow:hidden;padding:0px 3px 0px 3px;vertical-align:bottom;font-weight:bold;">Double-walled</td> <td data-sheets-value='{"1":2,"2":"Opal (A/D)"}' style="border-right:1px solid #000000;overflow:hidden;padding:0px 3px 0px 3px;vertical-align:bottom;font-weight:bold;">Opal (A/D)</td> <td data-sheets-numberformat='{"1":2,"2":"0.00","3":1}' data-sheets-value='{"1":3,"3":2.9}' style="overflow:hidden;padding:0px 3px 0px 3px;vertical-align:bottom;text-align:center;">2.90</td> <td data-sheets-numberformat='{"1":2,"2":"0","3":1}' data-sheets-value='{"1":3,"3":51}' style="overflow:hidden;padding:0px 3px 0px 3px;vertical-align:bottom;text-align:center;">51</td> <td data-sheets-numberformat='{"1":2,"2":"0","3":1}' data-sheets-value='{"1":3,"3":50}' style="overflow:hidden;padding:0px 3px 0px 3px;vertical-align:bottom;text-align:center;">50</td> <td data-sheets-numberformat='{"1":2,"2":"0","3":1}' data-sheets-value='{"1":3,"3":20}' style="border-right:1px solid #000000;overflow:hidden;padding:0px 3px 0px 3px;vertical-align:bottom;text-align:center;">20</td> </tr> <tr style="height:20px;"> <td style="border-left:1px solid #000000;overflow:hidden;padding:0px 3px 0px 3px;vertical-align:bottom;font-weight:bold;"></td> <td data-sheets-value='{"1":2,"2":"Triple-walled"}' style="overflow:hidden;padding:0px 3px 0px 3px;vertical-align:bottom;font-weight:bold;">Triple-walled</td> <td data-sheets-value='{"1":2,"2":"Clear (A/H/H)"}' style="border-right:1px solid #000000;overflow:hidden;padding:0px 3px 0px 3px;vertical-align:bottom;font-weight:bold;">Clear (A/H/H)</td> <td data-sheets-numberformat='{"1":2,"2":"0.00","3":1}' data-sheets-value='{"1":3,"3":1.7}' style="overflow:hidden;padding:0px 3px 0px 3px;vertical-align:bottom;text-align:center;">1.70</td> <td data-sheets-numberformat='{"1":2,"2":"0","3":1}' data-sheets-value='{"1":3,"3":71}' style="overflow:hidden;padding:0px 3px 0px 3px;vertical-align:bottom;text-align:center;">71</td> <td data-sheets-numberformat='{"1":2,"2":"0","3":1}' data-sheets-value='{"1":3,"3":63}' style="overflow:hidden;padding:0px 3px 0px 3px;vertical-align:bottom;text-align:center;">63</td> <td data-sheets-numberformat='{"1":2,"2":"0","3":1}' data-sheets-value='{"1":3,"3":22}' style="border-right:1px solid #000000;overflow:hidden;padding:0px 3px 0px 3px;vertical-align:bottom;text-align:center;">22</td> </tr> <tr style="height:20px;"> <td style="border-left:1px solid #000000;overflow:hidden;padding:0px 3px 0px 3px;vertical-align:bottom;font-weight:bold;"></td> <td data-sheets-value='{"1":2,"2":"Triple-walled"}' style="overflow:hidden;padding:0px 3px 0px 3px;vertical-align:bottom;font-weight:bold;">Triple-walled</td> <td data-sheets-value='{"1":2,"2":"Opal (A/O/O)"}' style="border-right:1px solid #000000;overflow:hidden;padding:0px 3px 0px 3px;vertical-align:bottom;font-weight:bold;">Opal (A/O/O)</td> <td data-sheets-numberformat='{"1":2,"2":"0.00","3":1}' data-sheets-value='{"1":3,"3":1.7}' style="overflow:hidden;padding:0px 3px 0px 3px;vertical-align:bottom;text-align:center;">1.70</td> <td data-sheets-numberformat='{"1":2,"2":"0","3":1}' data-sheets-value='{"1":3,"3":61}' style="overflow:hidden;padding:0px 3px 0px 3px;vertical-align:bottom;text-align:center;">61</td> <td data-sheets-numberformat='{"1":2,"2":"0","3":1}' data-sheets-value='{"1":3,"3":48}' style="overflow:hidden;padding:0px 3px 0px 3px;vertical-align:bottom;text-align:center;">48</td> <td data-sheets-numberformat='{"1":2,"2":"0","3":1}' data-sheets-value='{"1":3,"3":22}' style="border-right:1px solid #000000;overflow:hidden;padding:0px 3px 0px 3px;vertical-align:bottom;text-align:center;">22</td> </tr> <tr style="height:20px;"> <td style="border-left:1px solid #000000;overflow:hidden;padding:0px 3px 0px 3px;vertical-align:bottom;font-weight:bold;"></td> <td data-sheets-value='{"1":2,"2":"Four-walled"}' style="overflow:hidden;padding:0px 3px 0px 3px;vertical-align:bottom;font-weight:bold;">Four-walled</td> <td data-sheets-value='{"1":2,"2":"Clear (A/H/H/H)"}' style="border-right:1px solid #000000;overflow:hidden;padding:0px 3px 0px 3px;vertical-align:bottom;font-weight:bold;">Clear (A/H/H/H)</td> <td data-sheets-numberformat='{"1":2,"2":"0.00","3":1}' data-sheets-value='{"1":3,"3":1.28}' style="overflow:hidden;padding:0px 3px 0px 3px;vertical-align:bottom;text-align:center;">1.28</td> <td data-sheets-numberformat='{"1":2,"2":"0","3":1}' data-sheets-value='{"1":3,"3":64}' style="overflow:hidden;padding:0px 3px 0px 3px;vertical-align:bottom;text-align:center;">64</td> <td data-sheets-numberformat='{"1":2,"2":"0","3":1}' data-sheets-value='{"1":3,"3":52}' style="overflow:hidden;padding:0px 3px 0px 3px;vertical-align:bottom;text-align:center;">52</td> <td data-sheets-numberformat='{"1":2,"2":"0","3":1}' data-sheets-value='{"1":3,"3":23}' style="border-right:1px solid #000000;overflow:hidden;padding:0px 3px 0px 3px;vertical-align:bottom;text-align:center;">23</td> </tr> <tr style="height:20px;"> <td style="border-bottom:1px solid #000000;border-left:1px solid #000000;overflow:hidden;padding:0px 3px 0px 3px;vertical-align:bottom;"></td> <td data-sheets-value='{"1":2,"2":"Four-walled"}' style="border-bottom:1px solid #000000;overflow:hidden;padding:0px 3px 0px 3px;vertical-align:bottom;font-weight:bold;">Four-walled</td> <td data-sheets-value='{"1":2,"2":"Opal (A/H/O/H)"}' style="border-right:1px solid #000000;border-bottom:1px solid #000000;overflow:hidden;padding:0px 3px 0px 3px;vertical-align:bottom;font-weight:bold;">Opal (A/H/O/H)</td> <td data-sheets-numberformat='{"1":2,"2":"0.00","3":1}' data-sheets-value='{"1":3,"3":1.28}' style="border-bottom:1px solid #000000;overflow:hidden;padding:0px 3px 0px 3px;vertical-align:bottom;text-align:center;">1.28</td> <td data-sheets-numberformat='{"1":2,"2":"0","3":1}' data-sheets-value='{"1":3,"3":59}' style="border-bottom:1px solid #000000;overflow:hidden;padding:0px 3px 0px 3px;vertical-align:bottom;text-align:center;">59</td> <td data-sheets-numberformat='{"1":2,"2":"0","3":1}' data-sheets-value='{"1":3,"3":46}' style="border-bottom:1px solid #000000;overflow:hidden;padding:0px 3px 0px 3px;vertical-align:bottom;text-align:center;">46</td> <td data-sheets-numberformat='{"1":2,"2":"0","3":1}' data-sheets-value='{"1":3,"3":23}' style="border-right:1px solid #000000;border-bottom:1px solid #000000;overflow:hidden;padding:0px 3px 0px 3px;vertical-align:bottom;text-align:center;">23</td> </tr> <tr style="height:20px;"> <td data-sheets-value='{"1":2,"2":"Polycarbonate"}' style="border-left:1px solid #000000;overflow:hidden;padding:0px 3px 0px 3px;vertical-align:bottom;font-weight:bold;">Polycarbonate</td> <td data-sheets-value='{"1":2,"2":"Single-walled"}' style="overflow:hidden;padding:0px 3px 0px 3px;vertical-align:bottom;font-weight:bold;">Single-walled</td> <td data-sheets-value='{"1":2,"2":"Heatstop Opal (T)"}' style="border-right:1px solid #000000;overflow:hidden;padding:0px 3px 0px 3px;vertical-align:bottom;font-weight:bold;">Heatstop Opal (T)</td> <td data-sheets-numberformat='{"1":2,"2":"0.00","3":1}' data-sheets-value='{"1":3,"3":5.17}' style="overflow:hidden;padding:0px 3px 0px 3px;vertical-align:bottom;text-align:center;">5.17</td> <td data-sheets-numberformat='{"1":2,"2":"0","3":1}' data-sheets-value='{"1":3,"3":49}' style="overflow:hidden;padding:0px 3px 0px 3px;vertical-align:bottom;text-align:center;">49</td> <td data-sheets-numberformat='{"1":2,"2":"0","3":1}' data-sheets-value='{"1":3,"3":59}' style="overflow:hidden;padding:0px 3px 0px 3px;vertical-align:bottom;text-align:center;">59</td> <td data-sheets-numberformat='{"1":2,"2":"0","3":1}' data-sheets-value='{"1":2,"2":"-"}' style="border-right:1px solid #000000;overflow:hidden;padding:0px 3px 0px 3px;vertical-align:bottom;text-align:center;">-</td> </tr> <tr style="height:20px;"> <td data-sheets-value='{"1":2,"2":"Heatstop PC"}' style="border-left:1px solid #000000;overflow:hidden;padding:0px 3px 0px 3px;vertical-align:bottom;font-weight:bold;">Heatstop PC</td> <td data-sheets-value='{"1":2,"2":"Double-walled"}' style="overflow:hidden;padding:0px 3px 0px 3px;vertical-align:bottom;font-weight:bold;">Double-walled</td> <td data-sheets-value='{"1":2,"2":"Clear (T/H)"}' style="border-right:1px solid #000000;overflow:hidden;padding:0px 3px 0px 3px;vertical-align:bottom;font-weight:bold;">Clear (T/H)</td> <td data-sheets-numberformat='{"1":2,"2":"0.00","3":1}' data-sheets-value='{"1":3,"3":2.9}' style="overflow:hidden;padding:0px 3px 0px 3px;vertical-align:bottom;text-align:center;">2.90</td> <td data-sheets-numberformat='{"1":2,"2":"0","3":1}' data-sheets-value='{"1":3,"3":44}' style="overflow:hidden;padding:0px 3px 0px 3px;vertical-align:bottom;text-align:center;">44</td> <td data-sheets-numberformat='{"1":2,"2":"0","3":1}' data-sheets-value='{"1":3,"3":51}' style="overflow:hidden;padding:0px 3px 0px 3px;vertical-align:bottom;text-align:center;">51</td> <td data-sheets-numberformat='{"1":2,"2":"0","3":1}' data-sheets-value='{"1":3,"3":20}' style="border-right:1px solid #000000;overflow:hidden;padding:0px 3px 0px 3px;vertical-align:bottom;text-align:center;">20</td> </tr> <tr style="height:20px;"> <td style="border-left:1px solid #000000;overflow:hidden;padding:0px 3px 0px 3px;vertical-align:bottom;font-weight:bold;"></td> <td data-sheets-value='{"1":2,"2":"Double-walled"}' style="overflow:hidden;padding:0px 3px 0px 3px;vertical-align:bottom;font-weight:bold;">Double-walled</td> <td data-sheets-value='{"1":2,"2":"Opal (T/O)"}' style="border-right:1px solid #000000;overflow:hidden;padding:0px 3px 0px 3px;vertical-align:bottom;font-weight:bold;">Opal (T/O)</td> <td data-sheets-numberformat='{"1":2,"2":"0.00","3":1}' data-sheets-value='{"1":3,"3":2.9}' style="overflow:hidden;padding:0px 3px 0px 3px;vertical-align:bottom;text-align:center;">2.90</td> <td data-sheets-numberformat='{"1":2,"2":"0","3":1}' data-sheets-value='{"1":3,"3":41}' style="overflow:hidden;padding:0px 3px 0px 3px;vertical-align:bottom;text-align:center;">41</td> <td data-sheets-numberformat='{"1":2,"2":"0","3":1}' data-sheets-value='{"1":3,"3":45}' style="overflow:hidden;padding:0px 3px 0px 3px;vertical-align:bottom;text-align:center;">45</td> <td data-sheets-numberformat='{"1":2,"2":"0","3":1}' data-sheets-value='{"1":3,"3":20}' style="border-right:1px solid #000000;overflow:hidden;padding:0px 3px 0px 3px;vertical-align:bottom;text-align:center;">20</td> </tr> <tr style="height:20px;"> <td style="border-left:1px solid #000000;overflow:hidden;padding:0px 3px 0px 3px;vertical-align:bottom;font-weight:bold;"></td> <td data-sheets-value='{"1":2,"2":"Triple-walled"}' style="overflow:hidden; | skylux-160-ce-met-koepel-en-metaalopstand-met-lm-motor-1050-x-1650-mm | 8585989292365 | 46872264376653
Smoke and heat exhaust (SHEV) | SHE system | Skylux | Skylux 160° CE with skylight and metal curb with LM-actuator 1050 x 2250 mm |  | 26704 | 5412970267041 | 4849.7 | Yes | 30-45 | 101.8 | 1050 x 2250 mm | 2250 | 1050 |  | metal curb M30 (30 cm high) | Rectangular | 5.17 W/m²K - 1.28 W/m²K | 87% - 32% | 90% - 32% | 20dB - 23dB | 160° CE (for industry) | skylight | without spoiler | E | Single actuator | Maximum four-walled skylight possible for this product | Ut-value LT-value g-value Rw-value EN 1873 : 2014 EN ISO 13468 EN 16153 EN 410 EN 410 EN ISO 140-3 Material Walls Shells (W/m²K) (%) (%) (dB) Acrylic Single-walled Clear (H) 5.17 90 87 - PMMA Single-walled Opal (O) 5.17 83 76 - Double-walled Clear (H/H) 2.90 81 75 20 Double-walled Opal (O/O) 2.90 69 58 20 Triple-walled Clear (H/H/H) 1.70 73 65 22 Triple-walled Opal (O/H/O) 1.70 62 51 22 Four-walled Clear (H/H/H/H) 1.28 64 54 23 Four-walled Opal (H/H/O/H) 1.28 59 48 23 Polycarbonate Single-walled Clear (A) 5.17 88 83 - PC Single-walled Opal (D) 5.17 58 60 - Double-walled Clear (A/H) 2.90 79 72 20 Double-walled Clear (A/A) 2.90 77 69 20 Double-walled Opal (A/O) 2.90 73 63 20 Double-walled Opal (A/D) 2.90 51 50 20 Triple-walled Clear (A/H/H) 1.70 71 63 22 Triple-walled Opal (A/O/O) 1.70 61 48 22 Four-walled Clear (A/H/H/H) 1.28 64 52 23 Four-walled Opal (A/H/O/H) 1.28 59 46 23 Polycarbonate Single-walled Heatstop Opal (T) 5.17 49 59 - Heatstop PC Double-walled Clear (T/H) 2.90 44 51 20 Double-walled Opal (T/O) 2.90 41 45 20 Triple-walled Clear (T/H/H) 1.70 40 <td data-sheets-numberformat='{"1":2,"2":"0","3":1}' data-sheets-value='{"1":3,"3":44}' style="overflow:hidden;paddin | https://skylux.eu/en/products/skylux-160-ce-met-koepel-en-metaalopstand-met-lm-motor-1050-x-2250-mm | https://skylux.eu/cdn/shop/files/Skylux-160deg-CE-met-koepel-en-metaalopstand-met-LM-motor-1050-x-2250-mm-RWA-systeem.jpg?v=1702976596&width=1600 | https://skylux.eu/cdn/shop/files/e5a82811-1bb0-48e4-a776-cacb59c7c092_fe25cea0-d935-4184-9dab-03994aed9022.jpg?v=1688550170&width=1600 | //skylux.eu/cdn/shop/files/E_MH_Mounting_instructions_Skylux_160_CE_LM.pdf?v=12406716259046007223 | //skylux.eu/cdn/shop/files/E_TD_Technical_File_Skylux_Skylux_160_CE_Electric.pdf?v=3667116872303399239 | <style type="text/css" id="isPasted"> <!--td { border: 1px solid #cccccc; } br { mso-data-placement: same-cell; } --> </style> <table border="1" cellpadding="0" cellspacing="0" dir="ltr" style="table-layout:fixed;font-size:10pt;font-family:Arial;border-collapse:collapse;border:none;"><tbody> <tr style="height:20px;"> <td style="overflow:hidden;padding:0px 3px 0px 3px;vertical-align:bottom;"></td> <td style="overflow:hidden;padding:0px 3px 0px 3px;vertical-align:bottom;"></td> <td style="overflow:hidden;padding:0px 3px 0px 3px;vertical-align:bottom;"></td> <td data-sheets-value='{"1":2,"2":"Ut-value"}' style="overflow:hidden;padding:0px 3px 0px 3px;vertical-align:bottom;font-weight:bold;text-align:center;">Ut-value</td> <td data-sheets-value='{"1":2,"2":"LT-value"}' style="overflow:hidden;padding:0px 3px 0px 3px;vertical-align:bottom;font-weight:bold;text-align:center;">LT-value</td> <td data-sheets-value='{"1":2,"2":"g-value"}' style="overflow:hidden;padding:0px 3px 0px 3px;vertical-align:bottom;font-weight:bold;text-align:center;">g-value</td> <td data-sheets-value='{"1":2,"2":"Rw-value "}' style="overflow:hidden;padding:0px 3px 0px 3px;vertical-align:bottom;font-weight:bold;text-align:center;">Rw-value </td> </tr> <tr style="height:20px;"> <td style="overflow:hidden;padding:0px 3px 0px 3px;vertical-align:bottom;"></td> <td style="overflow:hidden;padding:0px 3px 0px 3px;vertical-align:bottom;"></td> <td style="overflow:hidden;padding:0px 3px 0px 3px;vertical-align:bottom;"></td> <td data-sheets-numberformat='{"1":2,"2":"0.00","3":1}' data-sheets-value='{"1":2,"2":"EN 1873 : 2014"}' style="overflow:hidden;padding:0px 3px 0px 3px;vertical-align:bottom;text-align:center;">EN 1873 : 2014</td> <td data-sheets-numberformat='{"1":2,"2":"0","3":1}' data-sheets-value='{"1":2,"2":"EN ISO 13468 EN 16153 EN 410"}' style="overflow:hidden;padding:0px 3px 0px 3px;vertical-align:bottom;text-align:center;">EN ISO 13468 EN 16153 EN 410</td> <td data-sheets-numberformat='{"1":2,"2":"0","3":1}' data-sheets-value='{"1":2,"2":"EN 410"}' style="overflow:hidden;padding:0px 3px 0px 3px;vertical-align:bottom;text-align:center;">EN 410</td> <td data-sheets-value='{"1":2,"2":"EN ISO 140-3\t\t"}' style="overflow:hidden;padding:0px 3px 0px 3px;vertical-align:bottom;text-align:center;">EN ISO 140-3 </td> </tr> <tr style="height:20px;"> <td data-sheets-value='{"1":2,"2":"Material"}' style="border-bottom:1px solid #000000;overflow:hidden;padding:0px 3px 0px 3px;vertical-align:bottom;background-color:#000000;font-weight:bold;color:#ffffff;">Material</td> <td data-sheets-value='{"1":2,"2":"Walls"}' style="border-bottom:1px solid #000000;overflow:hidden;padding:0px 3px 0px 3px;vertical-align:bottom;background-color:#000000;font-weight:bold;color:#ffffff;">Walls</td> <td data-sheets-value='{"1":2,"2":"Shells"}' style="border-bottom:1px solid #000000;overflow:hidden;padding:0px 3px 0px 3px;vertical-align:bottom;background-color:#000000;font-weight:bold;color:#ffffff;">Shells</td> <td data-sheets-numberformat='{"1":2,"2":"0.00","3":1}' data-sheets-value='{"1":2,"2":"(W/m²K)\t"}' style="border-bottom:1px solid #000000;overflow:hidden;padding:0px 3px 0px 3px;vertical-align:bottom;background-color:#000000;font-weight:bold;color:#ffffff;text-align:center;">(W/m²K) </td> <td data-sheets-numberformat='{"1":2,"2":"0","3":1}' data-sheets-value='{"1":2,"2":"(%)"}' style="border-bottom:1px solid #000000;overflow:hidden;padding:0px 3px 0px 3px;vertical-align:bottom;background-color:#000000;font-weight:bold;color:#ffffff;text-align:center;">(%)</td> <td data-sheets-numberformat='{"1":2,"2":"0","3":1}' data-sheets-value='{"1":2,"2":"(%)"}' style="border-bottom:1px solid #000000;overflow:hidden;padding:0px 3px 0px 3px;vertical-align:bottom;background-color:#000000;font-weight:bold;color:#ffffff;text-align:center;">(%)</td> <td data-sheets-value='{"1":2,"2":"(dB)"}' style="border-bottom:1px solid #000000;overflow:hidden;padding:0px 3px 0px 3px;vertical-align:bottom;background-color:#000000;font-weight:bold;color:#ffffff;text-align:center;">(dB)</td> </tr> <tr style="height:20px;"> <td data-sheets-value='{"1":2,"2":"Acrylic"}' style="border-left:1px solid #000000;overflow:hidden;padding:0px 3px 0px 3px;vertical-align:bottom;font-weight:bold;">Acrylic</td> <td data-sheets-value='{"1":2,"2":"Single-walled"}' style="overflow:hidden;padding:0px 3px 0px 3px;vertical-align:bottom;font-weight:bold;">Single-walled</td> <td data-sheets-value='{"1":2,"2":"Clear (H)"}' style="border-right:1px solid #000000;overflow:hidden;padding:0px 3px 0px 3px;vertical-align:bottom;font-weight:bold;">Clear (H)</td> <td data-sheets-numberformat='{"1":2,"2":"0.00","3":1}' data-sheets-value='{"1":3,"3":5.17}' style="overflow:hidden;padding:0px 3px 0px 3px;vertical-align:bottom;text-align:center;">5.17</td> <td data-sheets-numberformat='{"1":2,"2":"0","3":1}' data-sheets-value='{"1":3,"3":90}' style="overflow:hidden;padding:0px 3px 0px 3px;vertical-align:bottom;text-align:center;">90</td> <td data-sheets-numberformat='{"1":2,"2":"0","3":1}' data-sheets-value='{"1":3,"3":87}' style="overflow:hidden;padding:0px 3px 0px 3px;vertical-align:bottom;text-align:center;">87</td> <td data-sheets-numberformat='{"1":2,"2":"0","3":1}' data-sheets-value='{"1":2,"2":"-"}' style="border-right:1px solid #000000;overflow:hidden;padding:0px 3px 0px 3px;vertical-align:bottom;text-align:center;">-</td> </tr> <tr style="height:20px;"> <td data-sheets-value='{"1":2,"2":"PMMA"}' style="border-left:1px solid #000000;overflow:hidden;padding:0px 3px 0px 3px;vertical-align:bottom;font-weight:bold;">PMMA</td> <td data-sheets-value='{"1":2,"2":"Single-walled"}' style="overflow:hidden;padding:0px 3px 0px 3px;vertical-align:bottom;font-weight:bold;">Single-walled</td> <td data-sheets-value='{"1":2,"2":"Opal (O)"}' style="border-right:1px solid #000000;overflow:hidden;padding:0px 3px 0px 3px;vertical-align:bottom;font-weight:bold;">Opal (O)</td> <td data-sheets-numberformat='{"1":2,"2":"0.00","3":1}' data-sheets-value='{"1":3,"3":5.17}' style="overflow:hidden;padding:0px 3px 0px 3px;vertical-align:bottom;text-align:center;">5.17</td> <td data-sheets-numberformat='{"1":2,"2":"0","3":1}' data-sheets-value='{"1":3,"3":83}' style="overflow:hidden;padding:0px 3px 0px 3px;vertical-align:bottom;text-align:center;">83</td> <td data-sheets-numberformat='{"1":2,"2":"0","3":1}' data-sheets-value='{"1":3,"3":76}' style="overflow:hidden;padding:0px 3px 0px 3px;vertical-align:bottom;text-align:center;">76</td> <td data-sheets-numberformat='{"1":2,"2":"0","3":1}' data-sheets-value='{"1":2,"2":"-"}' style="border-right:1px solid #000000;overflow:hidden;padding:0px 3px 0px 3px;vertical-align:bottom;text-align:center;">-</td> </tr> <tr style="height:20px;"> <td style="border-left:1px solid #000000;overflow:hidden;padding:0px 3px 0px 3px;vertical-align:bottom;font-weight:bold;"></td> <td data-sheets-value='{"1":2,"2":"Double-walled"}' style="overflow:hidden;padding:0px 3px 0px 3px;vertical-align:bottom;font-weight:bold;">Double-walled</td> <td data-sheets-value='{"1":2,"2":"Clear (H/H)"}' style="border-right:1px solid #000000;overflow:hidden;padding:0px 3px 0px 3px;vertical-align:bottom;font-weight:bold;">Clear (H/H)</td> <td data-sheets-numberformat='{"1":2,"2":"0.00","3":1}' data-sheets-value='{"1":3,"3":2.9}' style="overflow:hidden;padding:0px 3px 0px 3px;vertical-align:bottom;text-align:center;">2.90</td> <td data-sheets-numberformat='{"1":2,"2":"0","3":1}' data-sheets-value='{"1":3,"3":81}' style="overflow:hidden;padding:0px 3px 0px 3px;vertical-align:bottom;text-align:center;">81</td> <td data-sheets-numberformat='{"1":2,"2":"0","3":1}' data-sheets-value='{"1":3,"3":75}' style="overflow:hidden;padding:0px 3px 0px 3px;vertical-align:bottom;text-align:center;">75</td> <td data-sheets-numberformat='{"1":2,"2":"0","3":1}' data-sheets-value='{"1":3,"3":20}' style="border-right:1px solid #000000;overflow:hidden;padding:0px 3px 0px 3px;vertical-align:bottom;text-align:center;">20</td> </tr> <tr style="height:20px;"> <td style="border-left:1px solid #000000;overflow:hidden;padding:0px 3px 0px 3px;vertical-align:bottom;font-weight:bold;"></td> <td data-sheets-value='{"1":2,"2":"Double-walled"}' style="overflow:hidden;padding:0px 3px 0px 3px;vertical-align:bottom;font-weight:bold;">Double-walled</td> <td data-sheets-value='{"1":2,"2":"Opal (O/O)"}' style="border-right:1px solid #000000;overflow:hidden;padding:0px 3px 0px 3px;vertical-align:bottom;font-weight:bold;">Opal (O/O)</td> <td data-sheets-numberformat='{"1":2,"2":"0.00","3":1}' data-sheets-value='{"1":3,"3":2.9}' style="overflow:hidden;padding:0px 3px 0px 3px;vertical-align:bottom;text-align:center;">2.90</td> <td data-sheets-numberformat='{"1":2,"2":"0","3":1}' data-sheets-value='{"1":3,"3":69}' style="overflow:hidden;padding:0px 3px 0px 3px;vertical-align:bottom;text-align:center;">69</td> <td data-sheets-numberformat='{"1":2,"2":"0","3":1}' data-sheets-value='{"1":3,"3":58}' style="overflow:hidden;padding:0px 3px 0px 3px;vertical-align:bottom;text-align:center;">58</td> <td data-sheets-numberformat='{"1":2,"2":"0","3":1}' data-sheets-value='{"1":3,"3":20}' style="border-right:1px solid #000000;overflow:hidden;padding:0px 3px 0px 3px;vertical-align:bottom;text-align:center;">20</td> </tr> <tr style="height:20px;"> <td style="border-left:1px solid #000000;overflow:hidden;padding:0px 3px 0px 3px;vertical-align:bottom;font-weight:bold;"></td> <td data-sheets-value='{"1":2,"2":"Triple-walled"}' style="overflow:hidden;padding:0px 3px 0px 3px;vertical-align:bottom;font-weight:bold;">Triple-walled</td> <td data-sheets-value='{"1":2,"2":"Clear (H/H/H)"}' style="border-right:1px solid #000000;overflow:hidden;padding:0px 3px 0px 3px;vertical-align:bottom;font-weight:bold;">Clear (H/H/H)</td> <td data-sheets-numberformat='{"1":2,"2":"0.00","3":1}' data-sheets-value='{"1":3,"3":1.7}' style="overflow:hidden;padding:0px 3px 0px 3px;vertical-align:bottom;text-align:center;">1.70</td> <td data-sheets-numberformat='{"1":2,"2":"0","3":1}' data-sheets-value='{"1":3,"3":73}' style="overflow:hidden;padding:0px 3px 0px 3px;vertical-align:bottom;text-align:center;">73</td> <td data-sheets-numberformat='{"1":2,"2":"0","3":1}' data-sheets-value='{"1":3,"3":65}' style="overflow:hidden;padding:0px 3px 0px 3px;vertical-align:bottom;text-align:center;">65</td> <td data-sheets-numberformat='{"1":2,"2":"0","3":1}' data-sheets-value='{"1":3,"3":22}' style="border-right:1px solid #000000;overflow:hidden;padding:0px 3px 0px 3px;vertical-align:bottom;text-align:center;">22</td> </tr> <tr style="height:20px;"> <td style="border-left:1px solid #000000;overflow:hidden;padding:0px 3px 0px 3px;vertical-align:bottom;font-weight:bold;"></td> <td data-sheets-value='{"1":2,"2":"Triple-walled"}' style="overflow:hidden;padding:0px 3px 0px 3px;vertical-align:bottom;font-weight:bold;">Triple-walled</td> <td data-sheets-value='{"1":2,"2":"Opal (O/H/O)"}' style="border-right:1px solid #000000;overflow:hidden;padding:0px 3px 0px 3px;vertical-align:bottom;font-weight:bold;">Opal (O/H/O)</td> <td data-sheets-numberformat='{"1":2,"2":"0.00","3":1}' data-sheets-value='{"1":3,"3":1.7}' style="overflow:hidden;padding:0px 3px 0px 3px;vertical-align:bottom;text-align:center;">1.70</td> <td data-sheets-numberformat='{"1":2,"2":"0","3":1}' data-sheets-value='{"1":3,"3":62}' style="overflow:hidden;padding:0px 3px 0px 3px;vertical-align:bottom;text-align:center;">62</td> <td data-sheets-numberformat='{"1":2,"2":"0","3":1}' data-sheets-value='{"1":3,"3":51}' style="overflow:hidden;padding:0px 3px 0px 3px;vertical-align:bottom;text-align:center;">51</td> <td data-sheets-numberformat='{"1":2,"2":"0","3":1}' data-sheets-value='{"1":3,"3":22}' style="border-right:1px solid #000000;overflow:hidden;padding:0px 3px 0px 3px;vertical-align:bottom;text-align:center;">22</td> </tr> <tr style="height:20px;"> <td style="border-left:1px solid #000000;overflow:hidden;padding:0px 3px 0px 3px;vertical-align:bottom;font-weight:bold;"></td> <td data-sheets-value='{"1":2,"2":"Four-walled"}' style="overflow:hidden;padding:0px 3px 0px 3px;vertical-align:bottom;font-weight:bold;">Four-walled</td> <td data-sheets-value='{"1":2,"2":"Clear (H/H/H/H)"}' style="border-right:1px solid #000000;overflow:hidden;padding:0px 3px 0px 3px;vertical-align:bottom;font-weight:bold;">Clear (H/H/H/H)</td> <td data-sheets-numberformat='{"1":2,"2":"0.00","3":1}' data-sheets-value='{"1":3,"3":1.28}' style="overflow:hidden;padding:0px 3px 0px 3px;vertical-align:bottom;text-align:center;">1.28</td> <td data-sheets-numberformat='{"1":2,"2":"0","3":1}' data-sheets-value='{"1":3,"3":64}' style="overflow:hidden;padding:0px 3px 0px 3px;vertical-align:bottom;text-align:center;">64</td> <td data-sheets-numberformat='{"1":2,"2":"0","3":1}' data-sheets-value='{"1":3,"3":54}' style="overflow:hidden;padding:0px 3px 0px 3px;vertical-align:bottom;text-align:center;">54</td> <td data-sheets-numberformat='{"1":2,"2":"0","3":1}' data-sheets-value='{"1":3,"3":23}' style="border-right:1px solid #000000;overflow:hidden;padding:0px 3px 0px 3px;vertical-align:bottom;text-align:center;">23</td> </tr> <tr style="height:20px;"> <td style="border-bottom:1px solid #000000;border-left:1px solid #000000;overflow:hidden;padding:0px 3px 0px 3px;vertical-align:bottom;"></td> <td data-sheets-value='{"1":2,"2":"Four-walled"}' style="border-bottom:1px solid #000000;overflow:hidden;padding:0px 3px 0px 3px;vertical-align:bottom;font-weight:bold;">Four-walled</td> <td data-sheets-value='{"1":2,"2":"Opal (H/H/O/H)"}' style="border-right:1px solid #000000;border-bottom:1px solid #000000;overflow:hidden;padding:0px 3px 0px 3px;vertical-align:bottom;font-weight:bold;">Opal (H/H/O/H)</td> <td data-sheets-numberformat='{"1":2,"2":"0.00","3":1}' data-sheets-value='{"1":3,"3":1.28}' style="border-bottom:1px solid #000000;overflow:hidden;padding:0px 3px 0px 3px;vertical-align:bottom;text-align:center;">1.28</td> <td data-sheets-numberformat='{"1":2,"2":"0","3":1}' data-sheets-value='{"1":3,"3":59}' style="border-bottom:1px solid #000000;overflow:hidden;padding:0px 3px 0px 3px;vertical-align:bottom;text-align:center;">59</td> <td data-sheets-numberformat='{"1":2,"2":"0","3":1}' data-sheets-value='{"1":3,"3":48}' style="border-bottom:1px solid #000000;overflow:hidden;padding:0px 3px 0px 3px;vertical-align:bottom;text-align:center;">48</td> <td data-sheets-numberformat='{"1":2,"2":"0","3":1}' data-sheets-value='{"1":3,"3":23}' style="border-right:1px solid #000000;border-bottom:1px solid #000000;overflow:hidden;padding:0px 3px 0px 3px;vertical-align:bottom;text-align:center;">23</td> </tr> <tr style="height:20px;"> <td data-sheets-value='{"1":2,"2":"Polycarbonate "}' style="border-left:1px solid #000000;overflow:hidden;padding:0px 3px 0px 3px;vertical-align:bottom;font-weight:bold;">Polycarbonate </td> <td data-sheets-value='{"1":2,"2":"Single-walled"}' style="overflow:hidden;padding:0px 3px 0px 3px;vertical-align:bottom;font-weight:bold;">Single-walled</td> <td data-sheets-value='{"1":2,"2":"Clear (A)"}' style="border-right:1px solid #000000;overflow:hidden;padding:0px 3px 0px 3px;vertical-align:bottom;font-weight:bold;">Clear (A)</td> <td data-sheets-numberformat='{"1":2,"2":"0.00","3":1}' data-sheets-value='{"1":3,"3":5.17}' style="overflow:hidden;padding:0px 3px 0px 3px;vertical-align:bottom;text-align:center;">5.17</td> <td data-sheets-numberformat='{"1":2,"2":"0","3":1}' data-sheets-value='{"1":3,"3":88}' style="overflow:hidden;padding:0px 3px 0px 3px;vertical-align:bottom;text-align:center;">88</td> <td data-sheets-numberformat='{"1":2,"2":"0","3":1}' data-sheets-value='{"1":3,"3":83}' style="overflow:hidden;padding:0px 3px 0px 3px;vertical-align:bottom;text-align:center;">83</td> <td data-sheets-numberformat='{"1":2,"2":"0","3":1}' data-sheets-value='{"1":2,"2":"-"}' style="border-right:1px solid #000000;overflow:hidden;padding:0px 3px 0px 3px;vertical-align:bottom;text-align:center;">-</td> </tr> <tr style="height:20px;"> <td data-sheets-value='{"1":2,"2":"PC"}' style="border-left:1px solid #000000;overflow:hidden;padding:0px 3px 0px 3px;vertical-align:bottom;font-weight:bold;">PC</td> <td data-sheets-value='{"1":2,"2":"Single-walled"}' style="overflow:hidden;padding:0px 3px 0px 3px;vertical-align:bottom;font-weight:bold;">Single-walled</td> <td data-sheets-value='{"1":2,"2":"Opal (D)"}' style="border-right:1px solid #000000;overflow:hidden;padding:0px 3px 0px 3px;vertical-align:bottom;font-weight:bold;">Opal (D)</td> <td data-sheets-numberformat='{"1":2,"2":"0.00","3":1}' data-sheets-value='{"1":3,"3":5.17}' style="overflow:hidden;padding:0px 3px 0px 3px;vertical-align:bottom;text-align:center;">5.17</td> <td data-sheets-numberformat='{"1":2,"2":"0","3":1}' data-sheets-value='{"1":3,"3":58}' style="overflow:hidden;padding:0px 3px 0px 3px;vertical-align:bottom;text-align:center;">58</td> <td data-sheets-numberformat='{"1":2,"2":"0","3":1}' data-sheets-value='{"1":3,"3":60}' style="overflow:hidden;padding:0px 3px 0px 3px;vertical-align:bottom;text-align:center;">60</td> <td data-sheets-numberformat='{"1":2,"2":"0","3":1}' data-sheets-value='{"1":2,"2":"-"}' style="border-right:1px solid #000000;overflow:hidden;padding:0px 3px 0px 3px;vertical-align:bottom;text-align:center;">-</td> </tr> <tr style="height:20px;"> <td style="border-left:1px solid #000000;overflow:hidden;padding:0px 3px 0px 3px;vertical-align:bottom;font-weight:bold;"></td> <td data-sheets-value='{"1":2,"2":"Double-walled"}' style="overflow:hidden;padding:0px 3px 0px 3px;vertical-align:bottom;font-weight:bold;">Double-walled</td> <td data-sheets-value='{"1":2,"2":"Clear (A/H)"}' style="border-right:1px solid #000000;overflow:hidden;padding:0px 3px 0px 3px;vertical-align:bottom;font-weight:bold;">Clear (A/H)</td> <td data-sheets-numberformat='{"1":2,"2":"0.00","3":1}' data-sheets-value='{"1":3,"3":2.9}' style="overflow:hidden;padding:0px 3px 0px 3px;vertical-align:bottom;text-align:center;">2.90</td> <td data-sheets-numberformat='{"1":2,"2":"0","3":1}' data-sheets-value='{"1":3,"3":79}' style="overflow:hidden;padding:0px 3px 0px 3px;vertical-align:bottom;text-align:center;">79</td> <td data-sheets-numberformat='{"1":2,"2":"0","3":1}' data-sheets-value='{"1":3,"3":72}' style="overflow:hidden;padding:0px 3px 0px 3px;vertical-align:bottom;text-align:center;">72</td> <td data-sheets-numberformat='{"1":2,"2":"0","3":1}' data-sheets-value='{"1":3,"3":20}' style="border-right:1px solid #000000;overflow:hidden;padding:0px 3px 0px 3px;vertical-align:bottom;text-align:center;">20</td> </tr> <tr style="height:20px;"> <td style="border-left:1px solid #000000;overflow:hidden;padding:0px 3px 0px 3px;vertical-align:bottom;font-weight:bold;"></td> <td data-sheets-value='{"1":2,"2":"Double-walled"}' style="overflow:hidden;padding:0px 3px 0px 3px;vertical-align:bottom;font-weight:bold;">Double-walled</td> <td data-sheets-value='{"1":2,"2":"Clear (A/A)"}' style="border-right:1px solid #000000;overflow:hidden;padding:0px 3px 0px 3px;vertical-align:bottom;font-weight:bold;">Clear (A/A)</td> <td data-sheets-numberformat='{"1":2,"2":"0.00","3":1}' data-sheets-value='{"1":3,"3":2.9}' style="overflow:hidden;padding:0px 3px 0px 3px;vertical-align:bottom;text-align:center;">2.90</td> <td data-sheets-numberformat='{"1":2,"2":"0","3":1}' data-sheets-value='{"1":3,"3":77}' style="overflow:hidden;padding:0px 3px 0px 3px;vertical-align:bottom;text-align:center;">77</td> <td data-sheets-numberformat='{"1":2,"2":"0","3":1}' data-sheets-value='{"1":3,"3":69}' style="overflow:hidden;padding:0px 3px 0px 3px;vertical-align:bottom;text-align:center;">69</td> <td data-sheets-numberformat='{"1":2,"2":"0","3":1}' data-sheets-value='{"1":3,"3":20}' style="border-right:1px solid #000000;overflow:hidden;padding:0px 3px 0px 3px;vertical-align:bottom;text-align:center;">20</td> </tr> <tr style="height:20px;"> <td style="border-left:1px solid #000000;overflow:hidden;padding:0px 3px 0px 3px;vertical-align:bottom;font-weight:bold;"></td> <td data-sheets-value='{"1":2,"2":"Double-walled"}' style="overflow:hidden;padding:0px 3px 0px 3px;vertical-align:bottom;font-weight:bold;">Double-walled</td> <td data-sheets-value='{"1":2,"2":"Opal (A/O)"}' style="border-right:1px solid #000000;overflow:hidden;padding:0px 3px 0px 3px;vertical-align:bottom;font-weight:bold;">Opal (A/O)</td> <td data-sheets-numberformat='{"1":2,"2":"0.00","3":1}' data-sheets-value='{"1":3,"3":2.9}' style="overflow:hidden;padding:0px 3px 0px 3px;vertical-align:bottom;text-align:center;">2.90</td> <td data-sheets-numberformat='{"1":2,"2":"0","3":1}' data-sheets-value='{"1":3,"3":73}' style="overflow:hidden;padding:0px 3px 0px 3px;vertical-align:bottom;text-align:center;">73</td> <td data-sheets-numberformat='{"1":2,"2":"0","3":1}' data-sheets-value='{"1":3,"3":63}' style="overflow:hidden;padding:0px 3px 0px 3px;vertical-align:bottom;text-align:center;">63</td> <td data-sheets-numberformat='{"1":2,"2":"0","3":1}' data-sheets-value='{"1":3,"3":20}' style="border-right:1px solid #000000;overflow:hidden;padding:0px 3px 0px 3px;vertical-align:bottom;text-align:center;">20</td> </tr> <tr style="height:20px;"> <td style="border-left:1px solid #000000;overflow:hidden;padding:0px 3px 0px 3px;vertical-align:bottom;font-weight:bold;"></td> <td data-sheets-value='{"1":2,"2":"Double-walled"}' style="overflow:hidden;padding:0px 3px 0px 3px;vertical-align:bottom;font-weight:bold;">Double-walled</td> <td data-sheets-value='{"1":2,"2":"Opal (A/D)"}' style="border-right:1px solid #000000;overflow:hidden;padding:0px 3px 0px 3px;vertical-align:bottom;font-weight:bold;">Opal (A/D)</td> <td data-sheets-numberformat='{"1":2,"2":"0.00","3":1}' data-sheets-value='{"1":3,"3":2.9}' style="overflow:hidden;padding:0px 3px 0px 3px;vertical-align:bottom;text-align:center;">2.90</td> <td data-sheets-numberformat='{"1":2,"2":"0","3":1}' data-sheets-value='{"1":3,"3":51}' style="overflow:hidden;padding:0px 3px 0px 3px;vertical-align:bottom;text-align:center;">51</td> <td data-sheets-numberformat='{"1":2,"2":"0","3":1}' data-sheets-value='{"1":3,"3":50}' style="overflow:hidden;padding:0px 3px 0px 3px;vertical-align:bottom;text-align:center;">50</td> <td data-sheets-numberformat='{"1":2,"2":"0","3":1}' data-sheets-value='{"1":3,"3":20}' style="border-right:1px solid #000000;overflow:hidden;padding:0px 3px 0px 3px;vertical-align:bottom;text-align:center;">20</td> </tr> <tr style="height:20px;"> <td style="border-left:1px solid #000000;overflow:hidden;padding:0px 3px 0px 3px;vertical-align:bottom;font-weight:bold;"></td> <td data-sheets-value='{"1":2,"2":"Triple-walled"}' style="overflow:hidden;padding:0px 3px 0px 3px;vertical-align:bottom;font-weight:bold;">Triple-walled</td> <td data-sheets-value='{"1":2,"2":"Clear (A/H/H)"}' style="border-right:1px solid #000000;overflow:hidden;padding:0px 3px 0px 3px;vertical-align:bottom;font-weight:bold;">Clear (A/H/H)</td> <td data-sheets-numberformat='{"1":2,"2":"0.00","3":1}' data-sheets-value='{"1":3,"3":1.7}' style="overflow:hidden;padding:0px 3px 0px 3px;vertical-align:bottom;text-align:center;">1.70</td> <td data-sheets-numberformat='{"1":2,"2":"0","3":1}' data-sheets-value='{"1":3,"3":71}' style="overflow:hidden;padding:0px 3px 0px 3px;vertical-align:bottom;text-align:center;">71</td> <td data-sheets-numberformat='{"1":2,"2":"0","3":1}' data-sheets-value='{"1":3,"3":63}' style="overflow:hidden;padding:0px 3px 0px 3px;vertical-align:bottom;text-align:center;">63</td> <td data-sheets-numberformat='{"1":2,"2":"0","3":1}' data-sheets-value='{"1":3,"3":22}' style="border-right:1px solid #000000;overflow:hidden;padding:0px 3px 0px 3px;vertical-align:bottom;text-align:center;">22</td> </tr> <tr style="height:20px;"> <td style="border-left:1px solid #000000;overflow:hidden;padding:0px 3px 0px 3px;vertical-align:bottom;font-weight:bold;"></td> <td data-sheets-value='{"1":2,"2":"Triple-walled"}' style="overflow:hidden;padding:0px 3px 0px 3px;vertical-align:bottom;font-weight:bold;">Triple-walled</td> <td data-sheets-value='{"1":2,"2":"Opal (A/O/O)"}' style="border-right:1px solid #000000;overflow:hidden;padding:0px 3px 0px 3px;vertical-align:bottom;font-weight:bold;">Opal (A/O/O)</td> <td data-sheets-numberformat='{"1":2,"2":"0.00","3":1}' data-sheets-value='{"1":3,"3":1.7}' style="overflow:hidden;padding:0px 3px 0px 3px;vertical-align:bottom;text-align:center;">1.70</td> <td data-sheets-numberformat='{"1":2,"2":"0","3":1}' data-sheets-value='{"1":3,"3":61}' style="overflow:hidden;padding:0px 3px 0px 3px;vertical-align:bottom;text-align:center;">61</td> <td data-sheets-numberformat='{"1":2,"2":"0","3":1}' data-sheets-value='{"1":3,"3":48}' style="overflow:hidden;padding:0px 3px 0px 3px;vertical-align:bottom;text-align:center;">48</td> <td data-sheets-numberformat='{"1":2,"2":"0","3":1}' data-sheets-value='{"1":3,"3":22}' style="border-right:1px solid #000000;overflow:hidden;padding:0px 3px 0px 3px;vertical-align:bottom;text-align:center;">22</td> </tr> <tr style="height:20px;"> <td style="border-left:1px solid #000000;overflow:hidden;padding:0px 3px 0px 3px;vertical-align:bottom;font-weight:bold;"></td> <td data-sheets-value='{"1":2,"2":"Four-walled"}' style="overflow:hidden;padding:0px 3px 0px 3px;vertical-align:bottom;font-weight:bold;">Four-walled</td> <td data-sheets-value='{"1":2,"2":"Clear (A/H/H/H)"}' style="border-right:1px solid #000000;overflow:hidden;padding:0px 3px 0px 3px;vertical-align:bottom;font-weight:bold;">Clear (A/H/H/H)</td> <td data-sheets-numberformat='{"1":2,"2":"0.00","3":1}' data-sheets-value='{"1":3,"3":1.28}' style="overflow:hidden;padding:0px 3px 0px 3px;vertical-align:bottom;text-align:center;">1.28</td> <td data-sheets-numberformat='{"1":2,"2":"0","3":1}' data-sheets-value='{"1":3,"3":64}' style="overflow:hidden;padding:0px 3px 0px 3px;vertical-align:bottom;text-align:center;">64</td> <td data-sheets-numberformat='{"1":2,"2":"0","3":1}' data-sheets-value='{"1":3,"3":52}' style="overflow:hidden;padding:0px 3px 0px 3px;vertical-align:bottom;text-align:center;">52</td> <td data-sheets-numberformat='{"1":2,"2":"0","3":1}' data-sheets-value='{"1":3,"3":23}' style="border-right:1px solid #000000;overflow:hidden;padding:0px 3px 0px 3px;vertical-align:bottom;text-align:center;">23</td> </tr> <tr style="height:20px;"> <td style="border-bottom:1px solid #000000;border-left:1px solid #000000;overflow:hidden;padding:0px 3px 0px 3px;vertical-align:bottom;"></td> <td data-sheets-value='{"1":2,"2":"Four-walled"}' style="border-bottom:1px solid #000000;overflow:hidden;padding:0px 3px 0px 3px;vertical-align:bottom;font-weight:bold;">Four-walled</td> <td data-sheets-value='{"1":2,"2":"Opal (A/H/O/H)"}' style="border-right:1px solid #000000;border-bottom:1px solid #000000;overflow:hidden;padding:0px 3px 0px 3px;vertical-align:bottom;font-weight:bold;">Opal (A/H/O/H)</td> <td data-sheets-numberformat='{"1":2,"2":"0.00","3":1}' data-sheets-value='{"1":3,"3":1.28}' style="border-bottom:1px solid #000000;overflow:hidden;padding:0px 3px 0px 3px;vertical-align:bottom;text-align:center;">1.28</td> <td data-sheets-numberformat='{"1":2,"2":"0","3":1}' data-sheets-value='{"1":3,"3":59}' style="border-bottom:1px solid #000000;overflow:hidden;padding:0px 3px 0px 3px;vertical-align:bottom;text-align:center;">59</td> <td data-sheets-numberformat='{"1":2,"2":"0","3":1}' data-sheets-value='{"1":3,"3":46}' style="border-bottom:1px solid #000000;overflow:hidden;padding:0px 3px 0px 3px;vertical-align:bottom;text-align:center;">46</td> <td data-sheets-numberformat='{"1":2,"2":"0","3":1}' data-sheets-value='{"1":3,"3":23}' style="border-right:1px solid #000000;border-bottom:1px solid #000000;overflow:hidden;padding:0px 3px 0px 3px;vertical-align:bottom;text-align:center;">23</td> </tr> <tr style="height:20px;"> <td data-sheets-value='{"1":2,"2":"Polycarbonate"}' style="border-left:1px solid #000000;overflow:hidden;padding:0px 3px 0px 3px;vertical-align:bottom;font-weight:bold;">Polycarbonate</td> <td data-sheets-value='{"1":2,"2":"Single-walled"}' style="overflow:hidden;padding:0px 3px 0px 3px;vertical-align:bottom;font-weight:bold;">Single-walled</td> <td data-sheets-value='{"1":2,"2":"Heatstop Opal (T)"}' style="border-right:1px solid #000000;overflow:hidden;padding:0px 3px 0px 3px;vertical-align:bottom;font-weight:bold;">Heatstop Opal (T)</td> <td data-sheets-numberformat='{"1":2,"2":"0.00","3":1}' data-sheets-value='{"1":3,"3":5.17}' style="overflow:hidden;padding:0px 3px 0px 3px;vertical-align:bottom;text-align:center;">5.17</td> <td data-sheets-numberformat='{"1":2,"2":"0","3":1}' data-sheets-value='{"1":3,"3":49}' style="overflow:hidden;padding:0px 3px 0px 3px;vertical-align:bottom;text-align:center;">49</td> <td data-sheets-numberformat='{"1":2,"2":"0","3":1}' data-sheets-value='{"1":3,"3":59}' style="overflow:hidden;padding:0px 3px 0px 3px;vertical-align:bottom;text-align:center;">59</td> <td data-sheets-numberformat='{"1":2,"2":"0","3":1}' data-sheets-value='{"1":2,"2":"-"}' style="border-right:1px solid #000000;overflow:hidden;padding:0px 3px 0px 3px;vertical-align:bottom;text-align:center;">-</td> </tr> <tr style="height:20px;"> <td data-sheets-value='{"1":2,"2":"Heatstop PC"}' style="border-left:1px solid #000000;overflow:hidden;padding:0px 3px 0px 3px;vertical-align:bottom;font-weight:bold;">Heatstop PC</td> <td data-sheets-value='{"1":2,"2":"Double-walled"}' style="overflow:hidden;padding:0px 3px 0px 3px;vertical-align:bottom;font-weight:bold;">Double-walled</td> <td data-sheets-value='{"1":2,"2":"Clear (T/H)"}' style="border-right:1px solid #000000;overflow:hidden;padding:0px 3px 0px 3px;vertical-align:bottom;font-weight:bold;">Clear (T/H)</td> <td data-sheets-numberformat='{"1":2,"2":"0.00","3":1}' data-sheets-value='{"1":3,"3":2.9}' style="overflow:hidden;padding:0px 3px 0px 3px;vertical-align:bottom;text-align:center;">2.90</td> <td data-sheets-numberformat='{"1":2,"2":"0","3":1}' data-sheets-value='{"1":3,"3":44}' style="overflow:hidden;padding:0px 3px 0px 3px;vertical-align:bottom;text-align:center;">44</td> <td data-sheets-numberformat='{"1":2,"2":"0","3":1}' data-sheets-value='{"1":3,"3":51}' style="overflow:hidden;padding:0px 3px 0px 3px;vertical-align:bottom;text-align:center;">51</td> <td data-sheets-numberformat='{"1":2,"2":"0","3":1}' data-sheets-value='{"1":3,"3":20}' style="border-right:1px solid #000000;overflow:hidden;padding:0px 3px 0px 3px;vertical-align:bottom;text-align:center;">20</td> </tr> <tr style="height:20px;"> <td style="border-left:1px solid #000000;overflow:hidden;padding:0px 3px 0px 3px;vertical-align:bottom;font-weight:bold;"></td> <td data-sheets-value='{"1":2,"2":"Double-walled"}' style="overflow:hidden;padding:0px 3px 0px 3px;vertical-align:bottom;font-weight:bold;">Double-walled</td> <td data-sheets-value='{"1":2,"2":"Opal (T/O)"}' style="border-right:1px solid #000000;overflow:hidden;padding:0px 3px 0px 3px;vertical-align:bottom;font-weight:bold;">Opal (T/O)</td> <td data-sheets-numberformat='{"1":2,"2":"0.00","3":1}' data-sheets-value='{"1":3,"3":2.9}' style="overflow:hidden;padding:0px 3px 0px 3px;vertical-align:bottom;text-align:center;">2.90</td> <td data-sheets-numberformat='{"1":2,"2":"0","3":1}' data-sheets-value='{"1":3,"3":41}' style="overflow:hidden;padding:0px 3px 0px 3px;vertical-align:bottom;text-align:center;">41</td> <td data-sheets-numberformat='{"1":2,"2":"0","3":1}' data-sheets-value='{"1":3,"3":45}' style="overflow:hidden;padding:0px 3px 0px 3px;vertical-align:bottom;text-align:center;">45</td> <td data-sheets-numberformat='{"1":2,"2":"0","3":1}' data-sheets-value='{"1":3,"3":20}' style="border-right:1px solid #000000;overflow:hidden;padding:0px 3px 0px 3px;vertical-align:bottom;text-align:center;">20</td> </tr> <tr style="height:20px;"> <td style="border-left:1px solid #000000;overflow:hidden;padding:0px 3px 0px 3px;vertical-align:bottom;font-weight:bold;"></td> <td data-sheets-value='{"1":2,"2":"Triple-walled"}' style="overflow:hidden; | skylux-160-ce-met-koepel-en-metaalopstand-met-lm-motor-1050-x-2250-mm | 8585989357901 | 46872264442189
Smoke and heat exhaust (SHEV) | SHE system | Skylux | Skylux 160° CE with skylight and metal curb with LM-actuator 1100 x 1100 mm |  | 26693 | 5412970266938 | 3500.55 | Yes | 30-45 | 68.7 | 1100 x 1100 mm | 1100 | 1100 |  | metal curb M30 (30 cm high) | Square | 5.17 W/m²K - 1.28 W/m²K | 87% - 32% | 90% - 32% | 20dB - 23dB | 160° CE (for industry) | skylight | without spoiler | E | Single actuator | Maximum four-walled skylight possible for this product | Ut-value LT-value g-value Rw-value EN 1873 : 2014 EN ISO 13468 EN 16153 EN 410 EN 410 EN ISO 140-3 Material Walls Shells (W/m²K) (%) (%) (dB) Acrylic Single-walled Clear (H) 5.17 90 87 - PMMA Single-walled Opal (O) 5.17 83 76 - Double-walled Clear (H/H) 2.90 81 75 20 Double-walled Opal (O/O) 2.90 69 58 20 Triple-walled Clear (H/H/H) 1.70 73 65 22 Triple-walled Opal (O/H/O) 1.70 62 51 22 Four-walled Clear (H/H/H/H) 1.28 64 54 23 Four-walled Opal (H/H/O/H) 1.28 59 48 23 Polycarbonate Single-walled Clear (A) 5.17 88 83 - PC Single-walled Opal (D) 5.17 58 60 - Double-walled Clear (A/H) 2.90 79 72 20 Double-walled Clear (A/A) 2.90 77 69 20 Double-walled Opal (A/O) 2.90 73 63 20 Double-walled Opal (A/D) 2.90 51 50 20 Triple-walled Clear (A/H/H) 1.70 71 63 22 Triple-walled Opal (A/O/O) 1.70 61 48 22 Four-walled Clear (A/H/H/H) 1.28 64 52 23 Four-walled Opal (A/H/O/H) 1.28 59 46 23 Polycarbonate Single-walled Heatstop Opal (T) 5.17 49 59 - Heatstop PC Double-walled Clear (T/H) 2.90 44 51 20 Double-walled Opal (T/O) 2.90 41 45 20 Triple-walled Clear (T/H/H) 1.70 40 <td data-sheets-numberformat='{"1":2,"2":"0","3":1}' data-sheets-value='{"1":3,"3":44}' style="overflow:hidden;paddin | https://skylux.eu/en/products/skylux-160-ce-met-koepel-en-metaalopstand-met-lm-motor-1100-x-1100-mm | https://skylux.eu/cdn/shop/files/Skylux-160deg-CE-met-koepel-en-metaalopstand-met-LM-motor-1100-x-1100-mm-RWA-systeem.jpg?v=1702976602&width=1600 | https://skylux.eu/cdn/shop/files/e5a82811-1bb0-48e4-a776-cacb59c7c092_50e79f70-d418-43c0-a9a0-46ce0cb0e762.jpg?v=1688550171&width=1600 | //skylux.eu/cdn/shop/files/E_MH_Mounting_instructions_Skylux_160_CE_LM.pdf?v=12406716259046007223 | //skylux.eu/cdn/shop/files/E_TD_Technical_File_Skylux_Skylux_160_CE_Electric.pdf?v=3667116872303399239 | <style type="text/css" id="isPasted"> <!--td { border: 1px solid #cccccc; } br { mso-data-placement: same-cell; } --> </style> <table border="1" cellpadding="0" cellspacing="0" dir="ltr" style="table-layout:fixed;font-size:10pt;font-family:Arial;border-collapse:collapse;border:none;"><tbody> <tr style="height:20px;"> <td style="overflow:hidden;padding:0px 3px 0px 3px;vertical-align:bottom;"></td> <td style="overflow:hidden;padding:0px 3px 0px 3px;vertical-align:bottom;"></td> <td style="overflow:hidden;padding:0px 3px 0px 3px;vertical-align:bottom;"></td> <td data-sheets-value='{"1":2,"2":"Ut-value"}' style="overflow:hidden;padding:0px 3px 0px 3px;vertical-align:bottom;font-weight:bold;text-align:center;">Ut-value</td> <td data-sheets-value='{"1":2,"2":"LT-value"}' style="overflow:hidden;padding:0px 3px 0px 3px;vertical-align:bottom;font-weight:bold;text-align:center;">LT-value</td> <td data-sheets-value='{"1":2,"2":"g-value"}' style="overflow:hidden;padding:0px 3px 0px 3px;vertical-align:bottom;font-weight:bold;text-align:center;">g-value</td> <td data-sheets-value='{"1":2,"2":"Rw-value "}' style="overflow:hidden;padding:0px 3px 0px 3px;vertical-align:bottom;font-weight:bold;text-align:center;">Rw-value </td> </tr> <tr style="height:20px;"> <td style="overflow:hidden;padding:0px 3px 0px 3px;vertical-align:bottom;"></td> <td style="overflow:hidden;padding:0px 3px 0px 3px;vertical-align:bottom;"></td> <td style="overflow:hidden;padding:0px 3px 0px 3px;vertical-align:bottom;"></td> <td data-sheets-numberformat='{"1":2,"2":"0.00","3":1}' data-sheets-value='{"1":2,"2":"EN 1873 : 2014"}' style="overflow:hidden;padding:0px 3px 0px 3px;vertical-align:bottom;text-align:center;">EN 1873 : 2014</td> <td data-sheets-numberformat='{"1":2,"2":"0","3":1}' data-sheets-value='{"1":2,"2":"EN ISO 13468 EN 16153 EN 410"}' style="overflow:hidden;padding:0px 3px 0px 3px;vertical-align:bottom;text-align:center;">EN ISO 13468 EN 16153 EN 410</td> <td data-sheets-numberformat='{"1":2,"2":"0","3":1}' data-sheets-value='{"1":2,"2":"EN 410"}' style="overflow:hidden;padding:0px 3px 0px 3px;vertical-align:bottom;text-align:center;">EN 410</td> <td data-sheets-value='{"1":2,"2":"EN ISO 140-3\t\t"}' style="overflow:hidden;padding:0px 3px 0px 3px;vertical-align:bottom;text-align:center;">EN ISO 140-3 </td> </tr> <tr style="height:20px;"> <td data-sheets-value='{"1":2,"2":"Material"}' style="border-bottom:1px solid #000000;overflow:hidden;padding:0px 3px 0px 3px;vertical-align:bottom;background-color:#000000;font-weight:bold;color:#ffffff;">Material</td> <td data-sheets-value='{"1":2,"2":"Walls"}' style="border-bottom:1px solid #000000;overflow:hidden;padding:0px 3px 0px 3px;vertical-align:bottom;background-color:#000000;font-weight:bold;color:#ffffff;">Walls</td> <td data-sheets-value='{"1":2,"2":"Shells"}' style="border-bottom:1px solid #000000;overflow:hidden;padding:0px 3px 0px 3px;vertical-align:bottom;background-color:#000000;font-weight:bold;color:#ffffff;">Shells</td> <td data-sheets-numberformat='{"1":2,"2":"0.00","3":1}' data-sheets-value='{"1":2,"2":"(W/m²K)\t"}' style="border-bottom:1px solid #000000;overflow:hidden;padding:0px 3px 0px 3px;vertical-align:bottom;background-color:#000000;font-weight:bold;color:#ffffff;text-align:center;">(W/m²K) </td> <td data-sheets-numberformat='{"1":2,"2":"0","3":1}' data-sheets-value='{"1":2,"2":"(%)"}' style="border-bottom:1px solid #000000;overflow:hidden;padding:0px 3px 0px 3px;vertical-align:bottom;background-color:#000000;font-weight:bold;color:#ffffff;text-align:center;">(%)</td> <td data-sheets-numberformat='{"1":2,"2":"0","3":1}' data-sheets-value='{"1":2,"2":"(%)"}' style="border-bottom:1px solid #000000;overflow:hidden;padding:0px 3px 0px 3px;vertical-align:bottom;background-color:#000000;font-weight:bold;color:#ffffff;text-align:center;">(%)</td> <td data-sheets-value='{"1":2,"2":"(dB)"}' style="border-bottom:1px solid #000000;overflow:hidden;padding:0px 3px 0px 3px;vertical-align:bottom;background-color:#000000;font-weight:bold;color:#ffffff;text-align:center;">(dB)</td> </tr> <tr style="height:20px;"> <td data-sheets-value='{"1":2,"2":"Acrylic"}' style="border-left:1px solid #000000;overflow:hidden;padding:0px 3px 0px 3px;vertical-align:bottom;font-weight:bold;">Acrylic</td> <td data-sheets-value='{"1":2,"2":"Single-walled"}' style="overflow:hidden;padding:0px 3px 0px 3px;vertical-align:bottom;font-weight:bold;">Single-walled</td> <td data-sheets-value='{"1":2,"2":"Clear (H)"}' style="border-right:1px solid #000000;overflow:hidden;padding:0px 3px 0px 3px;vertical-align:bottom;font-weight:bold;">Clear (H)</td> <td data-sheets-numberformat='{"1":2,"2":"0.00","3":1}' data-sheets-value='{"1":3,"3":5.17}' style="overflow:hidden;padding:0px 3px 0px 3px;vertical-align:bottom;text-align:center;">5.17</td> <td data-sheets-numberformat='{"1":2,"2":"0","3":1}' data-sheets-value='{"1":3,"3":90}' style="overflow:hidden;padding:0px 3px 0px 3px;vertical-align:bottom;text-align:center;">90</td> <td data-sheets-numberformat='{"1":2,"2":"0","3":1}' data-sheets-value='{"1":3,"3":87}' style="overflow:hidden;padding:0px 3px 0px 3px;vertical-align:bottom;text-align:center;">87</td> <td data-sheets-numberformat='{"1":2,"2":"0","3":1}' data-sheets-value='{"1":2,"2":"-"}' style="border-right:1px solid #000000;overflow:hidden;padding:0px 3px 0px 3px;vertical-align:bottom;text-align:center;">-</td> </tr> <tr style="height:20px;"> <td data-sheets-value='{"1":2,"2":"PMMA"}' style="border-left:1px solid #000000;overflow:hidden;padding:0px 3px 0px 3px;vertical-align:bottom;font-weight:bold;">PMMA</td> <td data-sheets-value='{"1":2,"2":"Single-walled"}' style="overflow:hidden;padding:0px 3px 0px 3px;vertical-align:bottom;font-weight:bold;">Single-walled</td> <td data-sheets-value='{"1":2,"2":"Opal (O)"}' style="border-right:1px solid #000000;overflow:hidden;padding:0px 3px 0px 3px;vertical-align:bottom;font-weight:bold;">Opal (O)</td> <td data-sheets-numberformat='{"1":2,"2":"0.00","3":1}' data-sheets-value='{"1":3,"3":5.17}' style="overflow:hidden;padding:0px 3px 0px 3px;vertical-align:bottom;text-align:center;">5.17</td> <td data-sheets-numberformat='{"1":2,"2":"0","3":1}' data-sheets-value='{"1":3,"3":83}' style="overflow:hidden;padding:0px 3px 0px 3px;vertical-align:bottom;text-align:center;">83</td> <td data-sheets-numberformat='{"1":2,"2":"0","3":1}' data-sheets-value='{"1":3,"3":76}' style="overflow:hidden;padding:0px 3px 0px 3px;vertical-align:bottom;text-align:center;">76</td> <td data-sheets-numberformat='{"1":2,"2":"0","3":1}' data-sheets-value='{"1":2,"2":"-"}' style="border-right:1px solid #000000;overflow:hidden;padding:0px 3px 0px 3px;vertical-align:bottom;text-align:center;">-</td> </tr> <tr style="height:20px;"> <td style="border-left:1px solid #000000;overflow:hidden;padding:0px 3px 0px 3px;vertical-align:bottom;font-weight:bold;"></td> <td data-sheets-value='{"1":2,"2":"Double-walled"}' style="overflow:hidden;padding:0px 3px 0px 3px;vertical-align:bottom;font-weight:bold;">Double-walled</td> <td data-sheets-value='{"1":2,"2":"Clear (H/H)"}' style="border-right:1px solid #000000;overflow:hidden;padding:0px 3px 0px 3px;vertical-align:bottom;font-weight:bold;">Clear (H/H)</td> <td data-sheets-numberformat='{"1":2,"2":"0.00","3":1}' data-sheets-value='{"1":3,"3":2.9}' style="overflow:hidden;padding:0px 3px 0px 3px;vertical-align:bottom;text-align:center;">2.90</td> <td data-sheets-numberformat='{"1":2,"2":"0","3":1}' data-sheets-value='{"1":3,"3":81}' style="overflow:hidden;padding:0px 3px 0px 3px;vertical-align:bottom;text-align:center;">81</td> <td data-sheets-numberformat='{"1":2,"2":"0","3":1}' data-sheets-value='{"1":3,"3":75}' style="overflow:hidden;padding:0px 3px 0px 3px;vertical-align:bottom;text-align:center;">75</td> <td data-sheets-numberformat='{"1":2,"2":"0","3":1}' data-sheets-value='{"1":3,"3":20}' style="border-right:1px solid #000000;overflow:hidden;padding:0px 3px 0px 3px;vertical-align:bottom;text-align:center;">20</td> </tr> <tr style="height:20px;"> <td style="border-left:1px solid #000000;overflow:hidden;padding:0px 3px 0px 3px;vertical-align:bottom;font-weight:bold;"></td> <td data-sheets-value='{"1":2,"2":"Double-walled"}' style="overflow:hidden;padding:0px 3px 0px 3px;vertical-align:bottom;font-weight:bold;">Double-walled</td> <td data-sheets-value='{"1":2,"2":"Opal (O/O)"}' style="border-right:1px solid #000000;overflow:hidden;padding:0px 3px 0px 3px;vertical-align:bottom;font-weight:bold;">Opal (O/O)</td> <td data-sheets-numberformat='{"1":2,"2":"0.00","3":1}' data-sheets-value='{"1":3,"3":2.9}' style="overflow:hidden;padding:0px 3px 0px 3px;vertical-align:bottom;text-align:center;">2.90</td> <td data-sheets-numberformat='{"1":2,"2":"0","3":1}' data-sheets-value='{"1":3,"3":69}' style="overflow:hidden;padding:0px 3px 0px 3px;vertical-align:bottom;text-align:center;">69</td> <td data-sheets-numberformat='{"1":2,"2":"0","3":1}' data-sheets-value='{"1":3,"3":58}' style="overflow:hidden;padding:0px 3px 0px 3px;vertical-align:bottom;text-align:center;">58</td> <td data-sheets-numberformat='{"1":2,"2":"0","3":1}' data-sheets-value='{"1":3,"3":20}' style="border-right:1px solid #000000;overflow:hidden;padding:0px 3px 0px 3px;vertical-align:bottom;text-align:center;">20</td> </tr> <tr style="height:20px;"> <td style="border-left:1px solid #000000;overflow:hidden;padding:0px 3px 0px 3px;vertical-align:bottom;font-weight:bold;"></td> <td data-sheets-value='{"1":2,"2":"Triple-walled"}' style="overflow:hidden;padding:0px 3px 0px 3px;vertical-align:bottom;font-weight:bold;">Triple-walled</td> <td data-sheets-value='{"1":2,"2":"Clear (H/H/H)"}' style="border-right:1px solid #000000;overflow:hidden;padding:0px 3px 0px 3px;vertical-align:bottom;font-weight:bold;">Clear (H/H/H)</td> <td data-sheets-numberformat='{"1":2,"2":"0.00","3":1}' data-sheets-value='{"1":3,"3":1.7}' style="overflow:hidden;padding:0px 3px 0px 3px;vertical-align:bottom;text-align:center;">1.70</td> <td data-sheets-numberformat='{"1":2,"2":"0","3":1}' data-sheets-value='{"1":3,"3":73}' style="overflow:hidden;padding:0px 3px 0px 3px;vertical-align:bottom;text-align:center;">73</td> <td data-sheets-numberformat='{"1":2,"2":"0","3":1}' data-sheets-value='{"1":3,"3":65}' style="overflow:hidden;padding:0px 3px 0px 3px;vertical-align:bottom;text-align:center;">65</td> <td data-sheets-numberformat='{"1":2,"2":"0","3":1}' data-sheets-value='{"1":3,"3":22}' style="border-right:1px solid #000000;overflow:hidden;padding:0px 3px 0px 3px;vertical-align:bottom;text-align:center;">22</td> </tr> <tr style="height:20px;"> <td style="border-left:1px solid #000000;overflow:hidden;padding:0px 3px 0px 3px;vertical-align:bottom;font-weight:bold;"></td> <td data-sheets-value='{"1":2,"2":"Triple-walled"}' style="overflow:hidden;padding:0px 3px 0px 3px;vertical-align:bottom;font-weight:bold;">Triple-walled</td> <td data-sheets-value='{"1":2,"2":"Opal (O/H/O)"}' style="border-right:1px solid #000000;overflow:hidden;padding:0px 3px 0px 3px;vertical-align:bottom;font-weight:bold;">Opal (O/H/O)</td> <td data-sheets-numberformat='{"1":2,"2":"0.00","3":1}' data-sheets-value='{"1":3,"3":1.7}' style="overflow:hidden;padding:0px 3px 0px 3px;vertical-align:bottom;text-align:center;">1.70</td> <td data-sheets-numberformat='{"1":2,"2":"0","3":1}' data-sheets-value='{"1":3,"3":62}' style="overflow:hidden;padding:0px 3px 0px 3px;vertical-align:bottom;text-align:center;">62</td> <td data-sheets-numberformat='{"1":2,"2":"0","3":1}' data-sheets-value='{"1":3,"3":51}' style="overflow:hidden;padding:0px 3px 0px 3px;vertical-align:bottom;text-align:center;">51</td> <td data-sheets-numberformat='{"1":2,"2":"0","3":1}' data-sheets-value='{"1":3,"3":22}' style="border-right:1px solid #000000;overflow:hidden;padding:0px 3px 0px 3px;vertical-align:bottom;text-align:center;">22</td> </tr> <tr style="height:20px;"> <td style="border-left:1px solid #000000;overflow:hidden;padding:0px 3px 0px 3px;vertical-align:bottom;font-weight:bold;"></td> <td data-sheets-value='{"1":2,"2":"Four-walled"}' style="overflow:hidden;padding:0px 3px 0px 3px;vertical-align:bottom;font-weight:bold;">Four-walled</td> <td data-sheets-value='{"1":2,"2":"Clear (H/H/H/H)"}' style="border-right:1px solid #000000;overflow:hidden;padding:0px 3px 0px 3px;vertical-align:bottom;font-weight:bold;">Clear (H/H/H/H)</td> <td data-sheets-numberformat='{"1":2,"2":"0.00","3":1}' data-sheets-value='{"1":3,"3":1.28}' style="overflow:hidden;padding:0px 3px 0px 3px;vertical-align:bottom;text-align:center;">1.28</td> <td data-sheets-numberformat='{"1":2,"2":"0","3":1}' data-sheets-value='{"1":3,"3":64}' style="overflow:hidden;padding:0px 3px 0px 3px;vertical-align:bottom;text-align:center;">64</td> <td data-sheets-numberformat='{"1":2,"2":"0","3":1}' data-sheets-value='{"1":3,"3":54}' style="overflow:hidden;padding:0px 3px 0px 3px;vertical-align:bottom;text-align:center;">54</td> <td data-sheets-numberformat='{"1":2,"2":"0","3":1}' data-sheets-value='{"1":3,"3":23}' style="border-right:1px solid #000000;overflow:hidden;padding:0px 3px 0px 3px;vertical-align:bottom;text-align:center;">23</td> </tr> <tr style="height:20px;"> <td style="border-bottom:1px solid #000000;border-left:1px solid #000000;overflow:hidden;padding:0px 3px 0px 3px;vertical-align:bottom;"></td> <td data-sheets-value='{"1":2,"2":"Four-walled"}' style="border-bottom:1px solid #000000;overflow:hidden;padding:0px 3px 0px 3px;vertical-align:bottom;font-weight:bold;">Four-walled</td> <td data-sheets-value='{"1":2,"2":"Opal (H/H/O/H)"}' style="border-right:1px solid #000000;border-bottom:1px solid #000000;overflow:hidden;padding:0px 3px 0px 3px;vertical-align:bottom;font-weight:bold;">Opal (H/H/O/H)</td> <td data-sheets-numberformat='{"1":2,"2":"0.00","3":1}' data-sheets-value='{"1":3,"3":1.28}' style="border-bottom:1px solid #000000;overflow:hidden;padding:0px 3px 0px 3px;vertical-align:bottom;text-align:center;">1.28</td> <td data-sheets-numberformat='{"1":2,"2":"0","3":1}' data-sheets-value='{"1":3,"3":59}' style="border-bottom:1px solid #000000;overflow:hidden;padding:0px 3px 0px 3px;vertical-align:bottom;text-align:center;">59</td> <td data-sheets-numberformat='{"1":2,"2":"0","3":1}' data-sheets-value='{"1":3,"3":48}' style="border-bottom:1px solid #000000;overflow:hidden;padding:0px 3px 0px 3px;vertical-align:bottom;text-align:center;">48</td> <td data-sheets-numberformat='{"1":2,"2":"0","3":1}' data-sheets-value='{"1":3,"3":23}' style="border-right:1px solid #000000;border-bottom:1px solid #000000;overflow:hidden;padding:0px 3px 0px 3px;vertical-align:bottom;text-align:center;">23</td> </tr> <tr style="height:20px;"> <td data-sheets-value='{"1":2,"2":"Polycarbonate "}' style="border-left:1px solid #000000;overflow:hidden;padding:0px 3px 0px 3px;vertical-align:bottom;font-weight:bold;">Polycarbonate </td> <td data-sheets-value='{"1":2,"2":"Single-walled"}' style="overflow:hidden;padding:0px 3px 0px 3px;vertical-align:bottom;font-weight:bold;">Single-walled</td> <td data-sheets-value='{"1":2,"2":"Clear (A)"}' style="border-right:1px solid #000000;overflow:hidden;padding:0px 3px 0px 3px;vertical-align:bottom;font-weight:bold;">Clear (A)</td> <td data-sheets-numberformat='{"1":2,"2":"0.00","3":1}' data-sheets-value='{"1":3,"3":5.17}' style="overflow:hidden;padding:0px 3px 0px 3px;vertical-align:bottom;text-align:center;">5.17</td> <td data-sheets-numberformat='{"1":2,"2":"0","3":1}' data-sheets-value='{"1":3,"3":88}' style="overflow:hidden;padding:0px 3px 0px 3px;vertical-align:bottom;text-align:center;">88</td> <td data-sheets-numberformat='{"1":2,"2":"0","3":1}' data-sheets-value='{"1":3,"3":83}' style="overflow:hidden;padding:0px 3px 0px 3px;vertical-align:bottom;text-align:center;">83</td> <td data-sheets-numberformat='{"1":2,"2":"0","3":1}' data-sheets-value='{"1":2,"2":"-"}' style="border-right:1px solid #000000;overflow:hidden;padding:0px 3px 0px 3px;vertical-align:bottom;text-align:center;">-</td> </tr> <tr style="height:20px;"> <td data-sheets-value='{"1":2,"2":"PC"}' style="border-left:1px solid #000000;overflow:hidden;padding:0px 3px 0px 3px;vertical-align:bottom;font-weight:bold;">PC</td> <td data-sheets-value='{"1":2,"2":"Single-walled"}' style="overflow:hidden;padding:0px 3px 0px 3px;vertical-align:bottom;font-weight:bold;">Single-walled</td> <td data-sheets-value='{"1":2,"2":"Opal (D)"}' style="border-right:1px solid #000000;overflow:hidden;padding:0px 3px 0px 3px;vertical-align:bottom;font-weight:bold;">Opal (D)</td> <td data-sheets-numberformat='{"1":2,"2":"0.00","3":1}' data-sheets-value='{"1":3,"3":5.17}' style="overflow:hidden;padding:0px 3px 0px 3px;vertical-align:bottom;text-align:center;">5.17</td> <td data-sheets-numberformat='{"1":2,"2":"0","3":1}' data-sheets-value='{"1":3,"3":58}' style="overflow:hidden;padding:0px 3px 0px 3px;vertical-align:bottom;text-align:center;">58</td> <td data-sheets-numberformat='{"1":2,"2":"0","3":1}' data-sheets-value='{"1":3,"3":60}' style="overflow:hidden;padding:0px 3px 0px 3px;vertical-align:bottom;text-align:center;">60</td> <td data-sheets-numberformat='{"1":2,"2":"0","3":1}' data-sheets-value='{"1":2,"2":"-"}' style="border-right:1px solid #000000;overflow:hidden;padding:0px 3px 0px 3px;vertical-align:bottom;text-align:center;">-</td> </tr> <tr style="height:20px;"> <td style="border-left:1px solid #000000;overflow:hidden;padding:0px 3px 0px 3px;vertical-align:bottom;font-weight:bold;"></td> <td data-sheets-value='{"1":2,"2":"Double-walled"}' style="overflow:hidden;padding:0px 3px 0px 3px;vertical-align:bottom;font-weight:bold;">Double-walled</td> <td data-sheets-value='{"1":2,"2":"Clear (A/H)"}' style="border-right:1px solid #000000;overflow:hidden;padding:0px 3px 0px 3px;vertical-align:bottom;font-weight:bold;">Clear (A/H)</td> <td data-sheets-numberformat='{"1":2,"2":"0.00","3":1}' data-sheets-value='{"1":3,"3":2.9}' style="overflow:hidden;padding:0px 3px 0px 3px;vertical-align:bottom;text-align:center;">2.90</td> <td data-sheets-numberformat='{"1":2,"2":"0","3":1}' data-sheets-value='{"1":3,"3":79}' style="overflow:hidden;padding:0px 3px 0px 3px;vertical-align:bottom;text-align:center;">79</td> <td data-sheets-numberformat='{"1":2,"2":"0","3":1}' data-sheets-value='{"1":3,"3":72}' style="overflow:hidden;padding:0px 3px 0px 3px;vertical-align:bottom;text-align:center;">72</td> <td data-sheets-numberformat='{"1":2,"2":"0","3":1}' data-sheets-value='{"1":3,"3":20}' style="border-right:1px solid #000000;overflow:hidden;padding:0px 3px 0px 3px;vertical-align:bottom;text-align:center;">20</td> </tr> <tr style="height:20px;"> <td style="border-left:1px solid #000000;overflow:hidden;padding:0px 3px 0px 3px;vertical-align:bottom;font-weight:bold;"></td> <td data-sheets-value='{"1":2,"2":"Double-walled"}' style="overflow:hidden;padding:0px 3px 0px 3px;vertical-align:bottom;font-weight:bold;">Double-walled</td> <td data-sheets-value='{"1":2,"2":"Clear (A/A)"}' style="border-right:1px solid #000000;overflow:hidden;padding:0px 3px 0px 3px;vertical-align:bottom;font-weight:bold;">Clear (A/A)</td> <td data-sheets-numberformat='{"1":2,"2":"0.00","3":1}' data-sheets-value='{"1":3,"3":2.9}' style="overflow:hidden;padding:0px 3px 0px 3px;vertical-align:bottom;text-align:center;">2.90</td> <td data-sheets-numberformat='{"1":2,"2":"0","3":1}' data-sheets-value='{"1":3,"3":77}' style="overflow:hidden;padding:0px 3px 0px 3px;vertical-align:bottom;text-align:center;">77</td> <td data-sheets-numberformat='{"1":2,"2":"0","3":1}' data-sheets-value='{"1":3,"3":69}' style="overflow:hidden;padding:0px 3px 0px 3px;vertical-align:bottom;text-align:center;">69</td> <td data-sheets-numberformat='{"1":2,"2":"0","3":1}' data-sheets-value='{"1":3,"3":20}' style="border-right:1px solid #000000;overflow:hidden;padding:0px 3px 0px 3px;vertical-align:bottom;text-align:center;">20</td> </tr> <tr style="height:20px;"> <td style="border-left:1px solid #000000;overflow:hidden;padding:0px 3px 0px 3px;vertical-align:bottom;font-weight:bold;"></td> <td data-sheets-value='{"1":2,"2":"Double-walled"}' style="overflow:hidden;padding:0px 3px 0px 3px;vertical-align:bottom;font-weight:bold;">Double-walled</td> <td data-sheets-value='{"1":2,"2":"Opal (A/O)"}' style="border-right:1px solid #000000;overflow:hidden;padding:0px 3px 0px 3px;vertical-align:bottom;font-weight:bold;">Opal (A/O)</td> <td data-sheets-numberformat='{"1":2,"2":"0.00","3":1}' data-sheets-value='{"1":3,"3":2.9}' style="overflow:hidden;padding:0px 3px 0px 3px;vertical-align:bottom;text-align:center;">2.90</td> <td data-sheets-numberformat='{"1":2,"2":"0","3":1}' data-sheets-value='{"1":3,"3":73}' style="overflow:hidden;padding:0px 3px 0px 3px;vertical-align:bottom;text-align:center;">73</td> <td data-sheets-numberformat='{"1":2,"2":"0","3":1}' data-sheets-value='{"1":3,"3":63}' style="overflow:hidden;padding:0px 3px 0px 3px;vertical-align:bottom;text-align:center;">63</td> <td data-sheets-numberformat='{"1":2,"2":"0","3":1}' data-sheets-value='{"1":3,"3":20}' style="border-right:1px solid #000000;overflow:hidden;padding:0px 3px 0px 3px;vertical-align:bottom;text-align:center;">20</td> </tr> <tr style="height:20px;"> <td style="border-left:1px solid #000000;overflow:hidden;padding:0px 3px 0px 3px;vertical-align:bottom;font-weight:bold;"></td> <td data-sheets-value='{"1":2,"2":"Double-walled"}' style="overflow:hidden;padding:0px 3px 0px 3px;vertical-align:bottom;font-weight:bold;">Double-walled</td> <td data-sheets-value='{"1":2,"2":"Opal (A/D)"}' style="border-right:1px solid #000000;overflow:hidden;padding:0px 3px 0px 3px;vertical-align:bottom;font-weight:bold;">Opal (A/D)</td> <td data-sheets-numberformat='{"1":2,"2":"0.00","3":1}' data-sheets-value='{"1":3,"3":2.9}' style="overflow:hidden;padding:0px 3px 0px 3px;vertical-align:bottom;text-align:center;">2.90</td> <td data-sheets-numberformat='{"1":2,"2":"0","3":1}' data-sheets-value='{"1":3,"3":51}' style="overflow:hidden;padding:0px 3px 0px 3px;vertical-align:bottom;text-align:center;">51</td> <td data-sheets-numberformat='{"1":2,"2":"0","3":1}' data-sheets-value='{"1":3,"3":50}' style="overflow:hidden;padding:0px 3px 0px 3px;vertical-align:bottom;text-align:center;">50</td> <td data-sheets-numberformat='{"1":2,"2":"0","3":1}' data-sheets-value='{"1":3,"3":20}' style="border-right:1px solid #000000;overflow:hidden;padding:0px 3px 0px 3px;vertical-align:bottom;text-align:center;">20</td> </tr> <tr style="height:20px;"> <td style="border-left:1px solid #000000;overflow:hidden;padding:0px 3px 0px 3px;vertical-align:bottom;font-weight:bold;"></td> <td data-sheets-value='{"1":2,"2":"Triple-walled"}' style="overflow:hidden;padding:0px 3px 0px 3px;vertical-align:bottom;font-weight:bold;">Triple-walled</td> <td data-sheets-value='{"1":2,"2":"Clear (A/H/H)"}' style="border-right:1px solid #000000;overflow:hidden;padding:0px 3px 0px 3px;vertical-align:bottom;font-weight:bold;">Clear (A/H/H)</td> <td data-sheets-numberformat='{"1":2,"2":"0.00","3":1}' data-sheets-value='{"1":3,"3":1.7}' style="overflow:hidden;padding:0px 3px 0px 3px;vertical-align:bottom;text-align:center;">1.70</td> <td data-sheets-numberformat='{"1":2,"2":"0","3":1}' data-sheets-value='{"1":3,"3":71}' style="overflow:hidden;padding:0px 3px 0px 3px;vertical-align:bottom;text-align:center;">71</td> <td data-sheets-numberformat='{"1":2,"2":"0","3":1}' data-sheets-value='{"1":3,"3":63}' style="overflow:hidden;padding:0px 3px 0px 3px;vertical-align:bottom;text-align:center;">63</td> <td data-sheets-numberformat='{"1":2,"2":"0","3":1}' data-sheets-value='{"1":3,"3":22}' style="border-right:1px solid #000000;overflow:hidden;padding:0px 3px 0px 3px;vertical-align:bottom;text-align:center;">22</td> </tr> <tr style="height:20px;"> <td style="border-left:1px solid #000000;overflow:hidden;padding:0px 3px 0px 3px;vertical-align:bottom;font-weight:bold;"></td> <td data-sheets-value='{"1":2,"2":"Triple-walled"}' style="overflow:hidden;padding:0px 3px 0px 3px;vertical-align:bottom;font-weight:bold;">Triple-walled</td> <td data-sheets-value='{"1":2,"2":"Opal (A/O/O)"}' style="border-right:1px solid #000000;overflow:hidden;padding:0px 3px 0px 3px;vertical-align:bottom;font-weight:bold;">Opal (A/O/O)</td> <td data-sheets-numberformat='{"1":2,"2":"0.00","3":1}' data-sheets-value='{"1":3,"3":1.7}' style="overflow:hidden;padding:0px 3px 0px 3px;vertical-align:bottom;text-align:center;">1.70</td> <td data-sheets-numberformat='{"1":2,"2":"0","3":1}' data-sheets-value='{"1":3,"3":61}' style="overflow:hidden;padding:0px 3px 0px 3px;vertical-align:bottom;text-align:center;">61</td> <td data-sheets-numberformat='{"1":2,"2":"0","3":1}' data-sheets-value='{"1":3,"3":48}' style="overflow:hidden;padding:0px 3px 0px 3px;vertical-align:bottom;text-align:center;">48</td> <td data-sheets-numberformat='{"1":2,"2":"0","3":1}' data-sheets-value='{"1":3,"3":22}' style="border-right:1px solid #000000;overflow:hidden;padding:0px 3px 0px 3px;vertical-align:bottom;text-align:center;">22</td> </tr> <tr style="height:20px;"> <td style="border-left:1px solid #000000;overflow:hidden;padding:0px 3px 0px 3px;vertical-align:bottom;font-weight:bold;"></td> <td data-sheets-value='{"1":2,"2":"Four-walled"}' style="overflow:hidden;padding:0px 3px 0px 3px;vertical-align:bottom;font-weight:bold;">Four-walled</td> <td data-sheets-value='{"1":2,"2":"Clear (A/H/H/H)"}' style="border-right:1px solid #000000;overflow:hidden;padding:0px 3px 0px 3px;vertical-align:bottom;font-weight:bold;">Clear (A/H/H/H)</td> <td data-sheets-numberformat='{"1":2,"2":"0.00","3":1}' data-sheets-value='{"1":3,"3":1.28}' style="overflow:hidden;padding:0px 3px 0px 3px;vertical-align:bottom;text-align:center;">1.28</td> <td data-sheets-numberformat='{"1":2,"2":"0","3":1}' data-sheets-value='{"1":3,"3":64}' style="overflow:hidden;padding:0px 3px 0px 3px;vertical-align:bottom;text-align:center;">64</td> <td data-sheets-numberformat='{"1":2,"2":"0","3":1}' data-sheets-value='{"1":3,"3":52}' style="overflow:hidden;padding:0px 3px 0px 3px;vertical-align:bottom;text-align:center;">52</td> <td data-sheets-numberformat='{"1":2,"2":"0","3":1}' data-sheets-value='{"1":3,"3":23}' style="border-right:1px solid #000000;overflow:hidden;padding:0px 3px 0px 3px;vertical-align:bottom;text-align:center;">23</td> </tr> <tr style="height:20px;"> <td style="border-bottom:1px solid #000000;border-left:1px solid #000000;overflow:hidden;padding:0px 3px 0px 3px;vertical-align:bottom;"></td> <td data-sheets-value='{"1":2,"2":"Four-walled"}' style="border-bottom:1px solid #000000;overflow:hidden;padding:0px 3px 0px 3px;vertical-align:bottom;font-weight:bold;">Four-walled</td> <td data-sheets-value='{"1":2,"2":"Opal (A/H/O/H)"}' style="border-right:1px solid #000000;border-bottom:1px solid #000000;overflow:hidden;padding:0px 3px 0px 3px;vertical-align:bottom;font-weight:bold;">Opal (A/H/O/H)</td> <td data-sheets-numberformat='{"1":2,"2":"0.00","3":1}' data-sheets-value='{"1":3,"3":1.28}' style="border-bottom:1px solid #000000;overflow:hidden;padding:0px 3px 0px 3px;vertical-align:bottom;text-align:center;">1.28</td> <td data-sheets-numberformat='{"1":2,"2":"0","3":1}' data-sheets-value='{"1":3,"3":59}' style="border-bottom:1px solid #000000;overflow:hidden;padding:0px 3px 0px 3px;vertical-align:bottom;text-align:center;">59</td> <td data-sheets-numberformat='{"1":2,"2":"0","3":1}' data-sheets-value='{"1":3,"3":46}' style="border-bottom:1px solid #000000;overflow:hidden;padding:0px 3px 0px 3px;vertical-align:bottom;text-align:center;">46</td> <td data-sheets-numberformat='{"1":2,"2":"0","3":1}' data-sheets-value='{"1":3,"3":23}' style="border-right:1px solid #000000;border-bottom:1px solid #000000;overflow:hidden;padding:0px 3px 0px 3px;vertical-align:bottom;text-align:center;">23</td> </tr> <tr style="height:20px;"> <td data-sheets-value='{"1":2,"2":"Polycarbonate"}' style="border-left:1px solid #000000;overflow:hidden;padding:0px 3px 0px 3px;vertical-align:bottom;font-weight:bold;">Polycarbonate</td> <td data-sheets-value='{"1":2,"2":"Single-walled"}' style="overflow:hidden;padding:0px 3px 0px 3px;vertical-align:bottom;font-weight:bold;">Single-walled</td> <td data-sheets-value='{"1":2,"2":"Heatstop Opal (T)"}' style="border-right:1px solid #000000;overflow:hidden;padding:0px 3px 0px 3px;vertical-align:bottom;font-weight:bold;">Heatstop Opal (T)</td> <td data-sheets-numberformat='{"1":2,"2":"0.00","3":1}' data-sheets-value='{"1":3,"3":5.17}' style="overflow:hidden;padding:0px 3px 0px 3px;vertical-align:bottom;text-align:center;">5.17</td> <td data-sheets-numberformat='{"1":2,"2":"0","3":1}' data-sheets-value='{"1":3,"3":49}' style="overflow:hidden;padding:0px 3px 0px 3px;vertical-align:bottom;text-align:center;">49</td> <td data-sheets-numberformat='{"1":2,"2":"0","3":1}' data-sheets-value='{"1":3,"3":59}' style="overflow:hidden;padding:0px 3px 0px 3px;vertical-align:bottom;text-align:center;">59</td> <td data-sheets-numberformat='{"1":2,"2":"0","3":1}' data-sheets-value='{"1":2,"2":"-"}' style="border-right:1px solid #000000;overflow:hidden;padding:0px 3px 0px 3px;vertical-align:bottom;text-align:center;">-</td> </tr> <tr style="height:20px;"> <td data-sheets-value='{"1":2,"2":"Heatstop PC"}' style="border-left:1px solid #000000;overflow:hidden;padding:0px 3px 0px 3px;vertical-align:bottom;font-weight:bold;">Heatstop PC</td> <td data-sheets-value='{"1":2,"2":"Double-walled"}' style="overflow:hidden;padding:0px 3px 0px 3px;vertical-align:bottom;font-weight:bold;">Double-walled</td> <td data-sheets-value='{"1":2,"2":"Clear (T/H)"}' style="border-right:1px solid #000000;overflow:hidden;padding:0px 3px 0px 3px;vertical-align:bottom;font-weight:bold;">Clear (T/H)</td> <td data-sheets-numberformat='{"1":2,"2":"0.00","3":1}' data-sheets-value='{"1":3,"3":2.9}' style="overflow:hidden;padding:0px 3px 0px 3px;vertical-align:bottom;text-align:center;">2.90</td> <td data-sheets-numberformat='{"1":2,"2":"0","3":1}' data-sheets-value='{"1":3,"3":44}' style="overflow:hidden;padding:0px 3px 0px 3px;vertical-align:bottom;text-align:center;">44</td> <td data-sheets-numberformat='{"1":2,"2":"0","3":1}' data-sheets-value='{"1":3,"3":51}' style="overflow:hidden;padding:0px 3px 0px 3px;vertical-align:bottom;text-align:center;">51</td> <td data-sheets-numberformat='{"1":2,"2":"0","3":1}' data-sheets-value='{"1":3,"3":20}' style="border-right:1px solid #000000;overflow:hidden;padding:0px 3px 0px 3px;vertical-align:bottom;text-align:center;">20</td> </tr> <tr style="height:20px;"> <td style="border-left:1px solid #000000;overflow:hidden;padding:0px 3px 0px 3px;vertical-align:bottom;font-weight:bold;"></td> <td data-sheets-value='{"1":2,"2":"Double-walled"}' style="overflow:hidden;padding:0px 3px 0px 3px;vertical-align:bottom;font-weight:bold;">Double-walled</td> <td data-sheets-value='{"1":2,"2":"Opal (T/O)"}' style="border-right:1px solid #000000;overflow:hidden;padding:0px 3px 0px 3px;vertical-align:bottom;font-weight:bold;">Opal (T/O)</td> <td data-sheets-numberformat='{"1":2,"2":"0.00","3":1}' data-sheets-value='{"1":3,"3":2.9}' style="overflow:hidden;padding:0px 3px 0px 3px;vertical-align:bottom;text-align:center;">2.90</td> <td data-sheets-numberformat='{"1":2,"2":"0","3":1}' data-sheets-value='{"1":3,"3":41}' style="overflow:hidden;padding:0px 3px 0px 3px;vertical-align:bottom;text-align:center;">41</td> <td data-sheets-numberformat='{"1":2,"2":"0","3":1}' data-sheets-value='{"1":3,"3":45}' style="overflow:hidden;padding:0px 3px 0px 3px;vertical-align:bottom;text-align:center;">45</td> <td data-sheets-numberformat='{"1":2,"2":"0","3":1}' data-sheets-value='{"1":3,"3":20}' style="border-right:1px solid #000000;overflow:hidden;padding:0px 3px 0px 3px;vertical-align:bottom;text-align:center;">20</td> </tr> <tr style="height:20px;"> <td style="border-left:1px solid #000000;overflow:hidden;padding:0px 3px 0px 3px;vertical-align:bottom;font-weight:bold;"></td> <td data-sheets-value='{"1":2,"2":"Triple-walled"}' style="overflow:hidden; | skylux-160-ce-met-koepel-en-metaalopstand-met-lm-motor-1100-x-1100-mm | 8585989521741 | 46872264638797
Smoke and heat exhaust (SHEV) | SHE system | Skylux | Skylux 160° CE with skylight and metal curb with LM-actuator 1100 x 1400 mm |  | 26705 | 5412970267058 | 3913.15 | Yes | 30-45 | 75.7 | 1100 x 1400 mm | 1400 | 1100 |  | metal curb M30 (30 cm high) | Rectangular | 5.17 W/m²K - 1.28 W/m²K | 87% - 32% | 90% - 32% | 20dB - 23dB | 160° CE (for industry) | skylight | without spoiler | E | Single actuator | Maximum four-walled skylight possible for this product | Ut-value LT-value g-value Rw-value EN 1873 : 2014 EN ISO 13468 EN 16153 EN 410 EN 410 EN ISO 140-3 Material Walls Shells (W/m²K) (%) (%) (dB) Acrylic Single-walled Clear (H) 5.17 90 87 - PMMA Single-walled Opal (O) 5.17 83 76 - Double-walled Clear (H/H) 2.90 81 75 20 Double-walled Opal (O/O) 2.90 69 58 20 Triple-walled Clear (H/H/H) 1.70 73 65 22 Triple-walled Opal (O/H/O) 1.70 62 51 22 Four-walled Clear (H/H/H/H) 1.28 64 54 23 Four-walled Opal (H/H/O/H) 1.28 59 48 23 Polycarbonate Single-walled Clear (A) 5.17 88 83 - PC Single-walled Opal (D) 5.17 58 60 - Double-walled Clear (A/H) 2.90 79 72 20 Double-walled Clear (A/A) 2.90 77 69 20 Double-walled Opal (A/O) 2.90 73 63 20 Double-walled Opal (A/D) 2.90 51 50 20 Triple-walled Clear (A/H/H) 1.70 71 63 22 Triple-walled Opal (A/O/O) 1.70 61 48 22 Four-walled Clear (A/H/H/H) 1.28 64 52 23 Four-walled Opal (A/H/O/H) 1.28 59 46 23 Polycarbonate Single-walled Heatstop Opal (T) 5.17 49 59 - Heatstop PC Double-walled Clear (T/H) 2.90 44 51 20 Double-walled Opal (T/O) 2.90 41 45 20 Triple-walled Clear (T/H/H) 1.70 40 <td data-sheets-numberformat='{"1":2,"2":"0","3":1}' data-sheets-value='{"1":3,"3":44}' style="overflow:hidden;paddin | https://skylux.eu/en/products/skylux-160-ce-met-koepel-en-metaalopstand-met-lm-motor-1100-x-1400-mm | https://skylux.eu/cdn/shop/files/Skylux-160deg-CE-met-koepel-en-metaalopstand-met-LM-motor-1100-x-1400-mm-RWA-systeem.jpg?v=1702976607&width=1600 | https://skylux.eu/cdn/shop/files/e5a82811-1bb0-48e4-a776-cacb59c7c092_446f4a91-4a69-4c0e-b641-39cd98a685d9.jpg?v=1688550172&width=1600 | //skylux.eu/cdn/shop/files/E_MH_Mounting_instructions_Skylux_160_CE_LM.pdf?v=12406716259046007223 | //skylux.eu/cdn/shop/files/E_TD_Technical_File_Skylux_Skylux_160_CE_Electric.pdf?v=3667116872303399239 | <style type="text/css" id="isPasted"> <!--td { border: 1px solid #cccccc; } br { mso-data-placement: same-cell; } --> </style> <table border="1" cellpadding="0" cellspacing="0" dir="ltr" style="table-layout:fixed;font-size:10pt;font-family:Arial;border-collapse:collapse;border:none;"><tbody> <tr style="height:20px;"> <td style="overflow:hidden;padding:0px 3px 0px 3px;vertical-align:bottom;"></td> <td style="overflow:hidden;padding:0px 3px 0px 3px;vertical-align:bottom;"></td> <td style="overflow:hidden;padding:0px 3px 0px 3px;vertical-align:bottom;"></td> <td data-sheets-value='{"1":2,"2":"Ut-value"}' style="overflow:hidden;padding:0px 3px 0px 3px;vertical-align:bottom;font-weight:bold;text-align:center;">Ut-value</td> <td data-sheets-value='{"1":2,"2":"LT-value"}' style="overflow:hidden;padding:0px 3px 0px 3px;vertical-align:bottom;font-weight:bold;text-align:center;">LT-value</td> <td data-sheets-value='{"1":2,"2":"g-value"}' style="overflow:hidden;padding:0px 3px 0px 3px;vertical-align:bottom;font-weight:bold;text-align:center;">g-value</td> <td data-sheets-value='{"1":2,"2":"Rw-value "}' style="overflow:hidden;padding:0px 3px 0px 3px;vertical-align:bottom;font-weight:bold;text-align:center;">Rw-value </td> </tr> <tr style="height:20px;"> <td style="overflow:hidden;padding:0px 3px 0px 3px;vertical-align:bottom;"></td> <td style="overflow:hidden;padding:0px 3px 0px 3px;vertical-align:bottom;"></td> <td style="overflow:hidden;padding:0px 3px 0px 3px;vertical-align:bottom;"></td> <td data-sheets-numberformat='{"1":2,"2":"0.00","3":1}' data-sheets-value='{"1":2,"2":"EN 1873 : 2014"}' style="overflow:hidden;padding:0px 3px 0px 3px;vertical-align:bottom;text-align:center;">EN 1873 : 2014</td> <td data-sheets-numberformat='{"1":2,"2":"0","3":1}' data-sheets-value='{"1":2,"2":"EN ISO 13468 EN 16153 EN 410"}' style="overflow:hidden;padding:0px 3px 0px 3px;vertical-align:bottom;text-align:center;">EN ISO 13468 EN 16153 EN 410</td> <td data-sheets-numberformat='{"1":2,"2":"0","3":1}' data-sheets-value='{"1":2,"2":"EN 410"}' style="overflow:hidden;padding:0px 3px 0px 3px;vertical-align:bottom;text-align:center;">EN 410</td> <td data-sheets-value='{"1":2,"2":"EN ISO 140-3\t\t"}' style="overflow:hidden;padding:0px 3px 0px 3px;vertical-align:bottom;text-align:center;">EN ISO 140-3 </td> </tr> <tr style="height:20px;"> <td data-sheets-value='{"1":2,"2":"Material"}' style="border-bottom:1px solid #000000;overflow:hidden;padding:0px 3px 0px 3px;vertical-align:bottom;background-color:#000000;font-weight:bold;color:#ffffff;">Material</td> <td data-sheets-value='{"1":2,"2":"Walls"}' style="border-bottom:1px solid #000000;overflow:hidden;padding:0px 3px 0px 3px;vertical-align:bottom;background-color:#000000;font-weight:bold;color:#ffffff;">Walls</td> <td data-sheets-value='{"1":2,"2":"Shells"}' style="border-bottom:1px solid #000000;overflow:hidden;padding:0px 3px 0px 3px;vertical-align:bottom;background-color:#000000;font-weight:bold;color:#ffffff;">Shells</td> <td data-sheets-numberformat='{"1":2,"2":"0.00","3":1}' data-sheets-value='{"1":2,"2":"(W/m²K)\t"}' style="border-bottom:1px solid #000000;overflow:hidden;padding:0px 3px 0px 3px;vertical-align:bottom;background-color:#000000;font-weight:bold;color:#ffffff;text-align:center;">(W/m²K) </td> <td data-sheets-numberformat='{"1":2,"2":"0","3":1}' data-sheets-value='{"1":2,"2":"(%)"}' style="border-bottom:1px solid #000000;overflow:hidden;padding:0px 3px 0px 3px;vertical-align:bottom;background-color:#000000;font-weight:bold;color:#ffffff;text-align:center;">(%)</td> <td data-sheets-numberformat='{"1":2,"2":"0","3":1}' data-sheets-value='{"1":2,"2":"(%)"}' style="border-bottom:1px solid #000000;overflow:hidden;padding:0px 3px 0px 3px;vertical-align:bottom;background-color:#000000;font-weight:bold;color:#ffffff;text-align:center;">(%)</td> <td data-sheets-value='{"1":2,"2":"(dB)"}' style="border-bottom:1px solid #000000;overflow:hidden;padding:0px 3px 0px 3px;vertical-align:bottom;background-color:#000000;font-weight:bold;color:#ffffff;text-align:center;">(dB)</td> </tr> <tr style="height:20px;"> <td data-sheets-value='{"1":2,"2":"Acrylic"}' style="border-left:1px solid #000000;overflow:hidden;padding:0px 3px 0px 3px;vertical-align:bottom;font-weight:bold;">Acrylic</td> <td data-sheets-value='{"1":2,"2":"Single-walled"}' style="overflow:hidden;padding:0px 3px 0px 3px;vertical-align:bottom;font-weight:bold;">Single-walled</td> <td data-sheets-value='{"1":2,"2":"Clear (H)"}' style="border-right:1px solid #000000;overflow:hidden;padding:0px 3px 0px 3px;vertical-align:bottom;font-weight:bold;">Clear (H)</td> <td data-sheets-numberformat='{"1":2,"2":"0.00","3":1}' data-sheets-value='{"1":3,"3":5.17}' style="overflow:hidden;padding:0px 3px 0px 3px;vertical-align:bottom;text-align:center;">5.17</td> <td data-sheets-numberformat='{"1":2,"2":"0","3":1}' data-sheets-value='{"1":3,"3":90}' style="overflow:hidden;padding:0px 3px 0px 3px;vertical-align:bottom;text-align:center;">90</td> <td data-sheets-numberformat='{"1":2,"2":"0","3":1}' data-sheets-value='{"1":3,"3":87}' style="overflow:hidden;padding:0px 3px 0px 3px;vertical-align:bottom;text-align:center;">87</td> <td data-sheets-numberformat='{"1":2,"2":"0","3":1}' data-sheets-value='{"1":2,"2":"-"}' style="border-right:1px solid #000000;overflow:hidden;padding:0px 3px 0px 3px;vertical-align:bottom;text-align:center;">-</td> </tr> <tr style="height:20px;"> <td data-sheets-value='{"1":2,"2":"PMMA"}' style="border-left:1px solid #000000;overflow:hidden;padding:0px 3px 0px 3px;vertical-align:bottom;font-weight:bold;">PMMA</td> <td data-sheets-value='{"1":2,"2":"Single-walled"}' style="overflow:hidden;padding:0px 3px 0px 3px;vertical-align:bottom;font-weight:bold;">Single-walled</td> <td data-sheets-value='{"1":2,"2":"Opal (O)"}' style="border-right:1px solid #000000;overflow:hidden;padding:0px 3px 0px 3px;vertical-align:bottom;font-weight:bold;">Opal (O)</td> <td data-sheets-numberformat='{"1":2,"2":"0.00","3":1}' data-sheets-value='{"1":3,"3":5.17}' style="overflow:hidden;padding:0px 3px 0px 3px;vertical-align:bottom;text-align:center;">5.17</td> <td data-sheets-numberformat='{"1":2,"2":"0","3":1}' data-sheets-value='{"1":3,"3":83}' style="overflow:hidden;padding:0px 3px 0px 3px;vertical-align:bottom;text-align:center;">83</td> <td data-sheets-numberformat='{"1":2,"2":"0","3":1}' data-sheets-value='{"1":3,"3":76}' style="overflow:hidden;padding:0px 3px 0px 3px;vertical-align:bottom;text-align:center;">76</td> <td data-sheets-numberformat='{"1":2,"2":"0","3":1}' data-sheets-value='{"1":2,"2":"-"}' style="border-right:1px solid #000000;overflow:hidden;padding:0px 3px 0px 3px;vertical-align:bottom;text-align:center;">-</td> </tr> <tr style="height:20px;"> <td style="border-left:1px solid #000000;overflow:hidden;padding:0px 3px 0px 3px;vertical-align:bottom;font-weight:bold;"></td> <td data-sheets-value='{"1":2,"2":"Double-walled"}' style="overflow:hidden;padding:0px 3px 0px 3px;vertical-align:bottom;font-weight:bold;">Double-walled</td> <td data-sheets-value='{"1":2,"2":"Clear (H/H)"}' style="border-right:1px solid #000000;overflow:hidden;padding:0px 3px 0px 3px;vertical-align:bottom;font-weight:bold;">Clear (H/H)</td> <td data-sheets-numberformat='{"1":2,"2":"0.00","3":1}' data-sheets-value='{"1":3,"3":2.9}' style="overflow:hidden;padding:0px 3px 0px 3px;vertical-align:bottom;text-align:center;">2.90</td> <td data-sheets-numberformat='{"1":2,"2":"0","3":1}' data-sheets-value='{"1":3,"3":81}' style="overflow:hidden;padding:0px 3px 0px 3px;vertical-align:bottom;text-align:center;">81</td> <td data-sheets-numberformat='{"1":2,"2":"0","3":1}' data-sheets-value='{"1":3,"3":75}' style="overflow:hidden;padding:0px 3px 0px 3px;vertical-align:bottom;text-align:center;">75</td> <td data-sheets-numberformat='{"1":2,"2":"0","3":1}' data-sheets-value='{"1":3,"3":20}' style="border-right:1px solid #000000;overflow:hidden;padding:0px 3px 0px 3px;vertical-align:bottom;text-align:center;">20</td> </tr> <tr style="height:20px;"> <td style="border-left:1px solid #000000;overflow:hidden;padding:0px 3px 0px 3px;vertical-align:bottom;font-weight:bold;"></td> <td data-sheets-value='{"1":2,"2":"Double-walled"}' style="overflow:hidden;padding:0px 3px 0px 3px;vertical-align:bottom;font-weight:bold;">Double-walled</td> <td data-sheets-value='{"1":2,"2":"Opal (O/O)"}' style="border-right:1px solid #000000;overflow:hidden;padding:0px 3px 0px 3px;vertical-align:bottom;font-weight:bold;">Opal (O/O)</td> <td data-sheets-numberformat='{"1":2,"2":"0.00","3":1}' data-sheets-value='{"1":3,"3":2.9}' style="overflow:hidden;padding:0px 3px 0px 3px;vertical-align:bottom;text-align:center;">2.90</td> <td data-sheets-numberformat='{"1":2,"2":"0","3":1}' data-sheets-value='{"1":3,"3":69}' style="overflow:hidden;padding:0px 3px 0px 3px;vertical-align:bottom;text-align:center;">69</td> <td data-sheets-numberformat='{"1":2,"2":"0","3":1}' data-sheets-value='{"1":3,"3":58}' style="overflow:hidden;padding:0px 3px 0px 3px;vertical-align:bottom;text-align:center;">58</td> <td data-sheets-numberformat='{"1":2,"2":"0","3":1}' data-sheets-value='{"1":3,"3":20}' style="border-right:1px solid #000000;overflow:hidden;padding:0px 3px 0px 3px;vertical-align:bottom;text-align:center;">20</td> </tr> <tr style="height:20px;"> <td style="border-left:1px solid #000000;overflow:hidden;padding:0px 3px 0px 3px;vertical-align:bottom;font-weight:bold;"></td> <td data-sheets-value='{"1":2,"2":"Triple-walled"}' style="overflow:hidden;padding:0px 3px 0px 3px;vertical-align:bottom;font-weight:bold;">Triple-walled</td> <td data-sheets-value='{"1":2,"2":"Clear (H/H/H)"}' style="border-right:1px solid #000000;overflow:hidden;padding:0px 3px 0px 3px;vertical-align:bottom;font-weight:bold;">Clear (H/H/H)</td> <td data-sheets-numberformat='{"1":2,"2":"0.00","3":1}' data-sheets-value='{"1":3,"3":1.7}' style="overflow:hidden;padding:0px 3px 0px 3px;vertical-align:bottom;text-align:center;">1.70</td> <td data-sheets-numberformat='{"1":2,"2":"0","3":1}' data-sheets-value='{"1":3,"3":73}' style="overflow:hidden;padding:0px 3px 0px 3px;vertical-align:bottom;text-align:center;">73</td> <td data-sheets-numberformat='{"1":2,"2":"0","3":1}' data-sheets-value='{"1":3,"3":65}' style="overflow:hidden;padding:0px 3px 0px 3px;vertical-align:bottom;text-align:center;">65</td> <td data-sheets-numberformat='{"1":2,"2":"0","3":1}' data-sheets-value='{"1":3,"3":22}' style="border-right:1px solid #000000;overflow:hidden;padding:0px 3px 0px 3px;vertical-align:bottom;text-align:center;">22</td> </tr> <tr style="height:20px;"> <td style="border-left:1px solid #000000;overflow:hidden;padding:0px 3px 0px 3px;vertical-align:bottom;font-weight:bold;"></td> <td data-sheets-value='{"1":2,"2":"Triple-walled"}' style="overflow:hidden;padding:0px 3px 0px 3px;vertical-align:bottom;font-weight:bold;">Triple-walled</td> <td data-sheets-value='{"1":2,"2":"Opal (O/H/O)"}' style="border-right:1px solid #000000;overflow:hidden;padding:0px 3px 0px 3px;vertical-align:bottom;font-weight:bold;">Opal (O/H/O)</td> <td data-sheets-numberformat='{"1":2,"2":"0.00","3":1}' data-sheets-value='{"1":3,"3":1.7}' style="overflow:hidden;padding:0px 3px 0px 3px;vertical-align:bottom;text-align:center;">1.70</td> <td data-sheets-numberformat='{"1":2,"2":"0","3":1}' data-sheets-value='{"1":3,"3":62}' style="overflow:hidden;padding:0px 3px 0px 3px;vertical-align:bottom;text-align:center;">62</td> <td data-sheets-numberformat='{"1":2,"2":"0","3":1}' data-sheets-value='{"1":3,"3":51}' style="overflow:hidden;padding:0px 3px 0px 3px;vertical-align:bottom;text-align:center;">51</td> <td data-sheets-numberformat='{"1":2,"2":"0","3":1}' data-sheets-value='{"1":3,"3":22}' style="border-right:1px solid #000000;overflow:hidden;padding:0px 3px 0px 3px;vertical-align:bottom;text-align:center;">22</td> </tr> <tr style="height:20px;"> <td style="border-left:1px solid #000000;overflow:hidden;padding:0px 3px 0px 3px;vertical-align:bottom;font-weight:bold;"></td> <td data-sheets-value='{"1":2,"2":"Four-walled"}' style="overflow:hidden;padding:0px 3px 0px 3px;vertical-align:bottom;font-weight:bold;">Four-walled</td> <td data-sheets-value='{"1":2,"2":"Clear (H/H/H/H)"}' style="border-right:1px solid #000000;overflow:hidden;padding:0px 3px 0px 3px;vertical-align:bottom;font-weight:bold;">Clear (H/H/H/H)</td> <td data-sheets-numberformat='{"1":2,"2":"0.00","3":1}' data-sheets-value='{"1":3,"3":1.28}' style="overflow:hidden;padding:0px 3px 0px 3px;vertical-align:bottom;text-align:center;">1.28</td> <td data-sheets-numberformat='{"1":2,"2":"0","3":1}' data-sheets-value='{"1":3,"3":64}' style="overflow:hidden;padding:0px 3px 0px 3px;vertical-align:bottom;text-align:center;">64</td> <td data-sheets-numberformat='{"1":2,"2":"0","3":1}' data-sheets-value='{"1":3,"3":54}' style="overflow:hidden;padding:0px 3px 0px 3px;vertical-align:bottom;text-align:center;">54</td> <td data-sheets-numberformat='{"1":2,"2":"0","3":1}' data-sheets-value='{"1":3,"3":23}' style="border-right:1px solid #000000;overflow:hidden;padding:0px 3px 0px 3px;vertical-align:bottom;text-align:center;">23</td> </tr> <tr style="height:20px;"> <td style="border-bottom:1px solid #000000;border-left:1px solid #000000;overflow:hidden;padding:0px 3px 0px 3px;vertical-align:bottom;"></td> <td data-sheets-value='{"1":2,"2":"Four-walled"}' style="border-bottom:1px solid #000000;overflow:hidden;padding:0px 3px 0px 3px;vertical-align:bottom;font-weight:bold;">Four-walled</td> <td data-sheets-value='{"1":2,"2":"Opal (H/H/O/H)"}' style="border-right:1px solid #000000;border-bottom:1px solid #000000;overflow:hidden;padding:0px 3px 0px 3px;vertical-align:bottom;font-weight:bold;">Opal (H/H/O/H)</td> <td data-sheets-numberformat='{"1":2,"2":"0.00","3":1}' data-sheets-value='{"1":3,"3":1.28}' style="border-bottom:1px solid #000000;overflow:hidden;padding:0px 3px 0px 3px;vertical-align:bottom;text-align:center;">1.28</td> <td data-sheets-numberformat='{"1":2,"2":"0","3":1}' data-sheets-value='{"1":3,"3":59}' style="border-bottom:1px solid #000000;overflow:hidden;padding:0px 3px 0px 3px;vertical-align:bottom;text-align:center;">59</td> <td data-sheets-numberformat='{"1":2,"2":"0","3":1}' data-sheets-value='{"1":3,"3":48}' style="border-bottom:1px solid #000000;overflow:hidden;padding:0px 3px 0px 3px;vertical-align:bottom;text-align:center;">48</td> <td data-sheets-numberformat='{"1":2,"2":"0","3":1}' data-sheets-value='{"1":3,"3":23}' style="border-right:1px solid #000000;border-bottom:1px solid #000000;overflow:hidden;padding:0px 3px 0px 3px;vertical-align:bottom;text-align:center;">23</td> </tr> <tr style="height:20px;"> <td data-sheets-value='{"1":2,"2":"Polycarbonate "}' style="border-left:1px solid #000000;overflow:hidden;padding:0px 3px 0px 3px;vertical-align:bottom;font-weight:bold;">Polycarbonate </td> <td data-sheets-value='{"1":2,"2":"Single-walled"}' style="overflow:hidden;padding:0px 3px 0px 3px;vertical-align:bottom;font-weight:bold;">Single-walled</td> <td data-sheets-value='{"1":2,"2":"Clear (A)"}' style="border-right:1px solid #000000;overflow:hidden;padding:0px 3px 0px 3px;vertical-align:bottom;font-weight:bold;">Clear (A)</td> <td data-sheets-numberformat='{"1":2,"2":"0.00","3":1}' data-sheets-value='{"1":3,"3":5.17}' style="overflow:hidden;padding:0px 3px 0px 3px;vertical-align:bottom;text-align:center;">5.17</td> <td data-sheets-numberformat='{"1":2,"2":"0","3":1}' data-sheets-value='{"1":3,"3":88}' style="overflow:hidden;padding:0px 3px 0px 3px;vertical-align:bottom;text-align:center;">88</td> <td data-sheets-numberformat='{"1":2,"2":"0","3":1}' data-sheets-value='{"1":3,"3":83}' style="overflow:hidden;padding:0px 3px 0px 3px;vertical-align:bottom;text-align:center;">83</td> <td data-sheets-numberformat='{"1":2,"2":"0","3":1}' data-sheets-value='{"1":2,"2":"-"}' style="border-right:1px solid #000000;overflow:hidden;padding:0px 3px 0px 3px;vertical-align:bottom;text-align:center;">-</td> </tr> <tr style="height:20px;"> <td data-sheets-value='{"1":2,"2":"PC"}' style="border-left:1px solid #000000;overflow:hidden;padding:0px 3px 0px 3px;vertical-align:bottom;font-weight:bold;">PC</td> <td data-sheets-value='{"1":2,"2":"Single-walled"}' style="overflow:hidden;padding:0px 3px 0px 3px;vertical-align:bottom;font-weight:bold;">Single-walled</td> <td data-sheets-value='{"1":2,"2":"Opal (D)"}' style="border-right:1px solid #000000;overflow:hidden;padding:0px 3px 0px 3px;vertical-align:bottom;font-weight:bold;">Opal (D)</td> <td data-sheets-numberformat='{"1":2,"2":"0.00","3":1}' data-sheets-value='{"1":3,"3":5.17}' style="overflow:hidden;padding:0px 3px 0px 3px;vertical-align:bottom;text-align:center;">5.17</td> <td data-sheets-numberformat='{"1":2,"2":"0","3":1}' data-sheets-value='{"1":3,"3":58}' style="overflow:hidden;padding:0px 3px 0px 3px;vertical-align:bottom;text-align:center;">58</td> <td data-sheets-numberformat='{"1":2,"2":"0","3":1}' data-sheets-value='{"1":3,"3":60}' style="overflow:hidden;padding:0px 3px 0px 3px;vertical-align:bottom;text-align:center;">60</td> <td data-sheets-numberformat='{"1":2,"2":"0","3":1}' data-sheets-value='{"1":2,"2":"-"}' style="border-right:1px solid #000000;overflow:hidden;padding:0px 3px 0px 3px;vertical-align:bottom;text-align:center;">-</td> </tr> <tr style="height:20px;"> <td style="border-left:1px solid #000000;overflow:hidden;padding:0px 3px 0px 3px;vertical-align:bottom;font-weight:bold;"></td> <td data-sheets-value='{"1":2,"2":"Double-walled"}' style="overflow:hidden;padding:0px 3px 0px 3px;vertical-align:bottom;font-weight:bold;">Double-walled</td> <td data-sheets-value='{"1":2,"2":"Clear (A/H)"}' style="border-right:1px solid #000000;overflow:hidden;padding:0px 3px 0px 3px;vertical-align:bottom;font-weight:bold;">Clear (A/H)</td> <td data-sheets-numberformat='{"1":2,"2":"0.00","3":1}' data-sheets-value='{"1":3,"3":2.9}' style="overflow:hidden;padding:0px 3px 0px 3px;vertical-align:bottom;text-align:center;">2.90</td> <td data-sheets-numberformat='{"1":2,"2":"0","3":1}' data-sheets-value='{"1":3,"3":79}' style="overflow:hidden;padding:0px 3px 0px 3px;vertical-align:bottom;text-align:center;">79</td> <td data-sheets-numberformat='{"1":2,"2":"0","3":1}' data-sheets-value='{"1":3,"3":72}' style="overflow:hidden;padding:0px 3px 0px 3px;vertical-align:bottom;text-align:center;">72</td> <td data-sheets-numberformat='{"1":2,"2":"0","3":1}' data-sheets-value='{"1":3,"3":20}' style="border-right:1px solid #000000;overflow:hidden;padding:0px 3px 0px 3px;vertical-align:bottom;text-align:center;">20</td> </tr> <tr style="height:20px;"> <td style="border-left:1px solid #000000;overflow:hidden;padding:0px 3px 0px 3px;vertical-align:bottom;font-weight:bold;"></td> <td data-sheets-value='{"1":2,"2":"Double-walled"}' style="overflow:hidden;padding:0px 3px 0px 3px;vertical-align:bottom;font-weight:bold;">Double-walled</td> <td data-sheets-value='{"1":2,"2":"Clear (A/A)"}' style="border-right:1px solid #000000;overflow:hidden;padding:0px 3px 0px 3px;vertical-align:bottom;font-weight:bold;">Clear (A/A)</td> <td data-sheets-numberformat='{"1":2,"2":"0.00","3":1}' data-sheets-value='{"1":3,"3":2.9}' style="overflow:hidden;padding:0px 3px 0px 3px;vertical-align:bottom;text-align:center;">2.90</td> <td data-sheets-numberformat='{"1":2,"2":"0","3":1}' data-sheets-value='{"1":3,"3":77}' style="overflow:hidden;padding:0px 3px 0px 3px;vertical-align:bottom;text-align:center;">77</td> <td data-sheets-numberformat='{"1":2,"2":"0","3":1}' data-sheets-value='{"1":3,"3":69}' style="overflow:hidden;padding:0px 3px 0px 3px;vertical-align:bottom;text-align:center;">69</td> <td data-sheets-numberformat='{"1":2,"2":"0","3":1}' data-sheets-value='{"1":3,"3":20}' style="border-right:1px solid #000000;overflow:hidden;padding:0px 3px 0px 3px;vertical-align:bottom;text-align:center;">20</td> </tr> <tr style="height:20px;"> <td style="border-left:1px solid #000000;overflow:hidden;padding:0px 3px 0px 3px;vertical-align:bottom;font-weight:bold;"></td> <td data-sheets-value='{"1":2,"2":"Double-walled"}' style="overflow:hidden;padding:0px 3px 0px 3px;vertical-align:bottom;font-weight:bold;">Double-walled</td> <td data-sheets-value='{"1":2,"2":"Opal (A/O)"}' style="border-right:1px solid #000000;overflow:hidden;padding:0px 3px 0px 3px;vertical-align:bottom;font-weight:bold;">Opal (A/O)</td> <td data-sheets-numberformat='{"1":2,"2":"0.00","3":1}' data-sheets-value='{"1":3,"3":2.9}' style="overflow:hidden;padding:0px 3px 0px 3px;vertical-align:bottom;text-align:center;">2.90</td> <td data-sheets-numberformat='{"1":2,"2":"0","3":1}' data-sheets-value='{"1":3,"3":73}' style="overflow:hidden;padding:0px 3px 0px 3px;vertical-align:bottom;text-align:center;">73</td> <td data-sheets-numberformat='{"1":2,"2":"0","3":1}' data-sheets-value='{"1":3,"3":63}' style="overflow:hidden;padding:0px 3px 0px 3px;vertical-align:bottom;text-align:center;">63</td> <td data-sheets-numberformat='{"1":2,"2":"0","3":1}' data-sheets-value='{"1":3,"3":20}' style="border-right:1px solid #000000;overflow:hidden;padding:0px 3px 0px 3px;vertical-align:bottom;text-align:center;">20</td> </tr> <tr style="height:20px;"> <td style="border-left:1px solid #000000;overflow:hidden;padding:0px 3px 0px 3px;vertical-align:bottom;font-weight:bold;"></td> <td data-sheets-value='{"1":2,"2":"Double-walled"}' style="overflow:hidden;padding:0px 3px 0px 3px;vertical-align:bottom;font-weight:bold;">Double-walled</td> <td data-sheets-value='{"1":2,"2":"Opal (A/D)"}' style="border-right:1px solid #000000;overflow:hidden;padding:0px 3px 0px 3px;vertical-align:bottom;font-weight:bold;">Opal (A/D)</td> <td data-sheets-numberformat='{"1":2,"2":"0.00","3":1}' data-sheets-value='{"1":3,"3":2.9}' style="overflow:hidden;padding:0px 3px 0px 3px;vertical-align:bottom;text-align:center;">2.90</td> <td data-sheets-numberformat='{"1":2,"2":"0","3":1}' data-sheets-value='{"1":3,"3":51}' style="overflow:hidden;padding:0px 3px 0px 3px;vertical-align:bottom;text-align:center;">51</td> <td data-sheets-numberformat='{"1":2,"2":"0","3":1}' data-sheets-value='{"1":3,"3":50}' style="overflow:hidden;padding:0px 3px 0px 3px;vertical-align:bottom;text-align:center;">50</td> <td data-sheets-numberformat='{"1":2,"2":"0","3":1}' data-sheets-value='{"1":3,"3":20}' style="border-right:1px solid #000000;overflow:hidden;padding:0px 3px 0px 3px;vertical-align:bottom;text-align:center;">20</td> </tr> <tr style="height:20px;"> <td style="border-left:1px solid #000000;overflow:hidden;padding:0px 3px 0px 3px;vertical-align:bottom;font-weight:bold;"></td> <td data-sheets-value='{"1":2,"2":"Triple-walled"}' style="overflow:hidden;padding:0px 3px 0px 3px;vertical-align:bottom;font-weight:bold;">Triple-walled</td> <td data-sheets-value='{"1":2,"2":"Clear (A/H/H)"}' style="border-right:1px solid #000000;overflow:hidden;padding:0px 3px 0px 3px;vertical-align:bottom;font-weight:bold;">Clear (A/H/H)</td> <td data-sheets-numberformat='{"1":2,"2":"0.00","3":1}' data-sheets-value='{"1":3,"3":1.7}' style="overflow:hidden;padding:0px 3px 0px 3px;vertical-align:bottom;text-align:center;">1.70</td> <td data-sheets-numberformat='{"1":2,"2":"0","3":1}' data-sheets-value='{"1":3,"3":71}' style="overflow:hidden;padding:0px 3px 0px 3px;vertical-align:bottom;text-align:center;">71</td> <td data-sheets-numberformat='{"1":2,"2":"0","3":1}' data-sheets-value='{"1":3,"3":63}' style="overflow:hidden;padding:0px 3px 0px 3px;vertical-align:bottom;text-align:center;">63</td> <td data-sheets-numberformat='{"1":2,"2":"0","3":1}' data-sheets-value='{"1":3,"3":22}' style="border-right:1px solid #000000;overflow:hidden;padding:0px 3px 0px 3px;vertical-align:bottom;text-align:center;">22</td> </tr> <tr style="height:20px;"> <td style="border-left:1px solid #000000;overflow:hidden;padding:0px 3px 0px 3px;vertical-align:bottom;font-weight:bold;"></td> <td data-sheets-value='{"1":2,"2":"Triple-walled"}' style="overflow:hidden;padding:0px 3px 0px 3px;vertical-align:bottom;font-weight:bold;">Triple-walled</td> <td data-sheets-value='{"1":2,"2":"Opal (A/O/O)"}' style="border-right:1px solid #000000;overflow:hidden;padding:0px 3px 0px 3px;vertical-align:bottom;font-weight:bold;">Opal (A/O/O)</td> <td data-sheets-numberformat='{"1":2,"2":"0.00","3":1}' data-sheets-value='{"1":3,"3":1.7}' style="overflow:hidden;padding:0px 3px 0px 3px;vertical-align:bottom;text-align:center;">1.70</td> <td data-sheets-numberformat='{"1":2,"2":"0","3":1}' data-sheets-value='{"1":3,"3":61}' style="overflow:hidden;padding:0px 3px 0px 3px;vertical-align:bottom;text-align:center;">61</td> <td data-sheets-numberformat='{"1":2,"2":"0","3":1}' data-sheets-value='{"1":3,"3":48}' style="overflow:hidden;padding:0px 3px 0px 3px;vertical-align:bottom;text-align:center;">48</td> <td data-sheets-numberformat='{"1":2,"2":"0","3":1}' data-sheets-value='{"1":3,"3":22}' style="border-right:1px solid #000000;overflow:hidden;padding:0px 3px 0px 3px;vertical-align:bottom;text-align:center;">22</td> </tr> <tr style="height:20px;"> <td style="border-left:1px solid #000000;overflow:hidden;padding:0px 3px 0px 3px;vertical-align:bottom;font-weight:bold;"></td> <td data-sheets-value='{"1":2,"2":"Four-walled"}' style="overflow:hidden;padding:0px 3px 0px 3px;vertical-align:bottom;font-weight:bold;">Four-walled</td> <td data-sheets-value='{"1":2,"2":"Clear (A/H/H/H)"}' style="border-right:1px solid #000000;overflow:hidden;padding:0px 3px 0px 3px;vertical-align:bottom;font-weight:bold;">Clear (A/H/H/H)</td> <td data-sheets-numberformat='{"1":2,"2":"0.00","3":1}' data-sheets-value='{"1":3,"3":1.28}' style="overflow:hidden;padding:0px 3px 0px 3px;vertical-align:bottom;text-align:center;">1.28</td> <td data-sheets-numberformat='{"1":2,"2":"0","3":1}' data-sheets-value='{"1":3,"3":64}' style="overflow:hidden;padding:0px 3px 0px 3px;vertical-align:bottom;text-align:center;">64</td> <td data-sheets-numberformat='{"1":2,"2":"0","3":1}' data-sheets-value='{"1":3,"3":52}' style="overflow:hidden;padding:0px 3px 0px 3px;vertical-align:bottom;text-align:center;">52</td> <td data-sheets-numberformat='{"1":2,"2":"0","3":1}' data-sheets-value='{"1":3,"3":23}' style="border-right:1px solid #000000;overflow:hidden;padding:0px 3px 0px 3px;vertical-align:bottom;text-align:center;">23</td> </tr> <tr style="height:20px;"> <td style="border-bottom:1px solid #000000;border-left:1px solid #000000;overflow:hidden;padding:0px 3px 0px 3px;vertical-align:bottom;"></td> <td data-sheets-value='{"1":2,"2":"Four-walled"}' style="border-bottom:1px solid #000000;overflow:hidden;padding:0px 3px 0px 3px;vertical-align:bottom;font-weight:bold;">Four-walled</td> <td data-sheets-value='{"1":2,"2":"Opal (A/H/O/H)"}' style="border-right:1px solid #000000;border-bottom:1px solid #000000;overflow:hidden;padding:0px 3px 0px 3px;vertical-align:bottom;font-weight:bold;">Opal (A/H/O/H)</td> <td data-sheets-numberformat='{"1":2,"2":"0.00","3":1}' data-sheets-value='{"1":3,"3":1.28}' style="border-bottom:1px solid #000000;overflow:hidden;padding:0px 3px 0px 3px;vertical-align:bottom;text-align:center;">1.28</td> <td data-sheets-numberformat='{"1":2,"2":"0","3":1}' data-sheets-value='{"1":3,"3":59}' style="border-bottom:1px solid #000000;overflow:hidden;padding:0px 3px 0px 3px;vertical-align:bottom;text-align:center;">59</td> <td data-sheets-numberformat='{"1":2,"2":"0","3":1}' data-sheets-value='{"1":3,"3":46}' style="border-bottom:1px solid #000000;overflow:hidden;padding:0px 3px 0px 3px;vertical-align:bottom;text-align:center;">46</td> <td data-sheets-numberformat='{"1":2,"2":"0","3":1}' data-sheets-value='{"1":3,"3":23}' style="border-right:1px solid #000000;border-bottom:1px solid #000000;overflow:hidden;padding:0px 3px 0px 3px;vertical-align:bottom;text-align:center;">23</td> </tr> <tr style="height:20px;"> <td data-sheets-value='{"1":2,"2":"Polycarbonate"}' style="border-left:1px solid #000000;overflow:hidden;padding:0px 3px 0px 3px;vertical-align:bottom;font-weight:bold;">Polycarbonate</td> <td data-sheets-value='{"1":2,"2":"Single-walled"}' style="overflow:hidden;padding:0px 3px 0px 3px;vertical-align:bottom;font-weight:bold;">Single-walled</td> <td data-sheets-value='{"1":2,"2":"Heatstop Opal (T)"}' style="border-right:1px solid #000000;overflow:hidden;padding:0px 3px 0px 3px;vertical-align:bottom;font-weight:bold;">Heatstop Opal (T)</td> <td data-sheets-numberformat='{"1":2,"2":"0.00","3":1}' data-sheets-value='{"1":3,"3":5.17}' style="overflow:hidden;padding:0px 3px 0px 3px;vertical-align:bottom;text-align:center;">5.17</td> <td data-sheets-numberformat='{"1":2,"2":"0","3":1}' data-sheets-value='{"1":3,"3":49}' style="overflow:hidden;padding:0px 3px 0px 3px;vertical-align:bottom;text-align:center;">49</td> <td data-sheets-numberformat='{"1":2,"2":"0","3":1}' data-sheets-value='{"1":3,"3":59}' style="overflow:hidden;padding:0px 3px 0px 3px;vertical-align:bottom;text-align:center;">59</td> <td data-sheets-numberformat='{"1":2,"2":"0","3":1}' data-sheets-value='{"1":2,"2":"-"}' style="border-right:1px solid #000000;overflow:hidden;padding:0px 3px 0px 3px;vertical-align:bottom;text-align:center;">-</td> </tr> <tr style="height:20px;"> <td data-sheets-value='{"1":2,"2":"Heatstop PC"}' style="border-left:1px solid #000000;overflow:hidden;padding:0px 3px 0px 3px;vertical-align:bottom;font-weight:bold;">Heatstop PC</td> <td data-sheets-value='{"1":2,"2":"Double-walled"}' style="overflow:hidden;padding:0px 3px 0px 3px;vertical-align:bottom;font-weight:bold;">Double-walled</td> <td data-sheets-value='{"1":2,"2":"Clear (T/H)"}' style="border-right:1px solid #000000;overflow:hidden;padding:0px 3px 0px 3px;vertical-align:bottom;font-weight:bold;">Clear (T/H)</td> <td data-sheets-numberformat='{"1":2,"2":"0.00","3":1}' data-sheets-value='{"1":3,"3":2.9}' style="overflow:hidden;padding:0px 3px 0px 3px;vertical-align:bottom;text-align:center;">2.90</td> <td data-sheets-numberformat='{"1":2,"2":"0","3":1}' data-sheets-value='{"1":3,"3":44}' style="overflow:hidden;padding:0px 3px 0px 3px;vertical-align:bottom;text-align:center;">44</td> <td data-sheets-numberformat='{"1":2,"2":"0","3":1}' data-sheets-value='{"1":3,"3":51}' style="overflow:hidden;padding:0px 3px 0px 3px;vertical-align:bottom;text-align:center;">51</td> <td data-sheets-numberformat='{"1":2,"2":"0","3":1}' data-sheets-value='{"1":3,"3":20}' style="border-right:1px solid #000000;overflow:hidden;padding:0px 3px 0px 3px;vertical-align:bottom;text-align:center;">20</td> </tr> <tr style="height:20px;"> <td style="border-left:1px solid #000000;overflow:hidden;padding:0px 3px 0px 3px;vertical-align:bottom;font-weight:bold;"></td> <td data-sheets-value='{"1":2,"2":"Double-walled"}' style="overflow:hidden;padding:0px 3px 0px 3px;vertical-align:bottom;font-weight:bold;">Double-walled</td> <td data-sheets-value='{"1":2,"2":"Opal (T/O)"}' style="border-right:1px solid #000000;overflow:hidden;padding:0px 3px 0px 3px;vertical-align:bottom;font-weight:bold;">Opal (T/O)</td> <td data-sheets-numberformat='{"1":2,"2":"0.00","3":1}' data-sheets-value='{"1":3,"3":2.9}' style="overflow:hidden;padding:0px 3px 0px 3px;vertical-align:bottom;text-align:center;">2.90</td> <td data-sheets-numberformat='{"1":2,"2":"0","3":1}' data-sheets-value='{"1":3,"3":41}' style="overflow:hidden;padding:0px 3px 0px 3px;vertical-align:bottom;text-align:center;">41</td> <td data-sheets-numberformat='{"1":2,"2":"0","3":1}' data-sheets-value='{"1":3,"3":45}' style="overflow:hidden;padding:0px 3px 0px 3px;vertical-align:bottom;text-align:center;">45</td> <td data-sheets-numberformat='{"1":2,"2":"0","3":1}' data-sheets-value='{"1":3,"3":20}' style="border-right:1px solid #000000;overflow:hidden;padding:0px 3px 0px 3px;vertical-align:bottom;text-align:center;">20</td> </tr> <tr style="height:20px;"> <td style="border-left:1px solid #000000;overflow:hidden;padding:0px 3px 0px 3px;vertical-align:bottom;font-weight:bold;"></td> <td data-sheets-value='{"1":2,"2":"Triple-walled"}' style="overflow:hidden; | skylux-160-ce-met-koepel-en-metaalopstand-met-lm-motor-1100-x-1400-mm | 8585989587277 | 46872264704333
Smoke and heat exhaust (SHEV) | SHE system | Skylux | Skylux 160° CE with skylight and metal curb with LM-actuator 1100 x 1700 mm |  | 26706 | 5412970267065 | 4139.45 | Yes | 30-45 | 82.9 | 1100 x 1700 mm | 1700 | 1100 |  | metal curb M30 (30 cm high) | Rectangular | 5.17 W/m²K - 1.28 W/m²K | 87% - 32% | 90% - 32% | 20dB - 23dB | 160° CE (for industry) | skylight | without spoiler | E | Single actuator | Maximum four-walled skylight possible for this product | Ut-value LT-value g-value Rw-value EN 1873 : 2014 EN ISO 13468 EN 16153 EN 410 EN 410 EN ISO 140-3 Material Walls Shells (W/m²K) (%) (%) (dB) Acrylic Single-walled Clear (H) 5.17 90 87 - PMMA Single-walled Opal (O) 5.17 83 76 - Double-walled Clear (H/H) 2.90 81 75 20 Double-walled Opal (O/O) 2.90 69 58 20 Triple-walled Clear (H/H/H) 1.70 73 65 22 Triple-walled Opal (O/H/O) 1.70 62 51 22 Four-walled Clear (H/H/H/H) 1.28 64 54 23 Four-walled Opal (H/H/O/H) 1.28 59 48 23 Polycarbonate Single-walled Clear (A) 5.17 88 83 - PC Single-walled Opal (D) 5.17 58 60 - Double-walled Clear (A/H) 2.90 79 72 20 Double-walled Clear (A/A) 2.90 77 69 20 Double-walled Opal (A/O) 2.90 73 63 20 Double-walled Opal (A/D) 2.90 51 50 20 Triple-walled Clear (A/H/H) 1.70 71 63 22 Triple-walled Opal (A/O/O) 1.70 61 48 22 Four-walled Clear (A/H/H/H) 1.28 64 52 23 Four-walled Opal (A/H/O/H) 1.28 59 46 23 Polycarbonate Single-walled Heatstop Opal (T) 5.17 49 59 - Heatstop PC Double-walled Clear (T/H) 2.90 44 51 20 Double-walled Opal (T/O) 2.90 41 45 20 Triple-walled Clear (T/H/H) 1.70 40 <td data-sheets-numberformat='{"1":2,"2":"0","3":1}' data-sheets-value='{"1":3,"3":44}' style="overflow:hidden;paddin | https://skylux.eu/en/products/skylux-160-ce-met-koepel-en-metaalopstand-met-lm-motor-1100-x-1700-mm | https://skylux.eu/cdn/shop/files/Skylux-160deg-CE-met-koepel-en-metaalopstand-met-LM-motor-1100-x-1700-mm-RWA-systeem.jpg?v=1702976613&width=1600 | https://skylux.eu/cdn/shop/files/e5a82811-1bb0-48e4-a776-cacb59c7c092_9482d132-012e-4664-a292-9c32dffed5cf.jpg?v=1688550173&width=1600 | //skylux.eu/cdn/shop/files/E_MH_Mounting_instructions_Skylux_160_CE_LM.pdf?v=12406716259046007223 | //skylux.eu/cdn/shop/files/E_TD_Technical_File_Skylux_Skylux_160_CE_Electric.pdf?v=3667116872303399239 | <style type="text/css" id="isPasted"> <!--td { border: 1px solid #cccccc; } br { mso-data-placement: same-cell; } --> </style> <table border="1" cellpadding="0" cellspacing="0" dir="ltr" style="table-layout:fixed;font-size:10pt;font-family:Arial;border-collapse:collapse;border:none;"><tbody> <tr style="height:20px;"> <td style="overflow:hidden;padding:0px 3px 0px 3px;vertical-align:bottom;"></td> <td style="overflow:hidden;padding:0px 3px 0px 3px;vertical-align:bottom;"></td> <td style="overflow:hidden;padding:0px 3px 0px 3px;vertical-align:bottom;"></td> <td data-sheets-value='{"1":2,"2":"Ut-value"}' style="overflow:hidden;padding:0px 3px 0px 3px;vertical-align:bottom;font-weight:bold;text-align:center;">Ut-value</td> <td data-sheets-value='{"1":2,"2":"LT-value"}' style="overflow:hidden;padding:0px 3px 0px 3px;vertical-align:bottom;font-weight:bold;text-align:center;">LT-value</td> <td data-sheets-value='{"1":2,"2":"g-value"}' style="overflow:hidden;padding:0px 3px 0px 3px;vertical-align:bottom;font-weight:bold;text-align:center;">g-value</td> <td data-sheets-value='{"1":2,"2":"Rw-value "}' style="overflow:hidden;padding:0px 3px 0px 3px;vertical-align:bottom;font-weight:bold;text-align:center;">Rw-value </td> </tr> <tr style="height:20px;"> <td style="overflow:hidden;padding:0px 3px 0px 3px;vertical-align:bottom;"></td> <td style="overflow:hidden;padding:0px 3px 0px 3px;vertical-align:bottom;"></td> <td style="overflow:hidden;padding:0px 3px 0px 3px;vertical-align:bottom;"></td> <td data-sheets-numberformat='{"1":2,"2":"0.00","3":1}' data-sheets-value='{"1":2,"2":"EN 1873 : 2014"}' style="overflow:hidden;padding:0px 3px 0px 3px;vertical-align:bottom;text-align:center;">EN 1873 : 2014</td> <td data-sheets-numberformat='{"1":2,"2":"0","3":1}' data-sheets-value='{"1":2,"2":"EN ISO 13468 EN 16153 EN 410"}' style="overflow:hidden;padding:0px 3px 0px 3px;vertical-align:bottom;text-align:center;">EN ISO 13468 EN 16153 EN 410</td> <td data-sheets-numberformat='{"1":2,"2":"0","3":1}' data-sheets-value='{"1":2,"2":"EN 410"}' style="overflow:hidden;padding:0px 3px 0px 3px;vertical-align:bottom;text-align:center;">EN 410</td> <td data-sheets-value='{"1":2,"2":"EN ISO 140-3\t\t"}' style="overflow:hidden;padding:0px 3px 0px 3px;vertical-align:bottom;text-align:center;">EN ISO 140-3 </td> </tr> <tr style="height:20px;"> <td data-sheets-value='{"1":2,"2":"Material"}' style="border-bottom:1px solid #000000;overflow:hidden;padding:0px 3px 0px 3px;vertical-align:bottom;background-color:#000000;font-weight:bold;color:#ffffff;">Material</td> <td data-sheets-value='{"1":2,"2":"Walls"}' style="border-bottom:1px solid #000000;overflow:hidden;padding:0px 3px 0px 3px;vertical-align:bottom;background-color:#000000;font-weight:bold;color:#ffffff;">Walls</td> <td data-sheets-value='{"1":2,"2":"Shells"}' style="border-bottom:1px solid #000000;overflow:hidden;padding:0px 3px 0px 3px;vertical-align:bottom;background-color:#000000;font-weight:bold;color:#ffffff;">Shells</td> <td data-sheets-numberformat='{"1":2,"2":"0.00","3":1}' data-sheets-value='{"1":2,"2":"(W/m²K)\t"}' style="border-bottom:1px solid #000000;overflow:hidden;padding:0px 3px 0px 3px;vertical-align:bottom;background-color:#000000;font-weight:bold;color:#ffffff;text-align:center;">(W/m²K) </td> <td data-sheets-numberformat='{"1":2,"2":"0","3":1}' data-sheets-value='{"1":2,"2":"(%)"}' style="border-bottom:1px solid #000000;overflow:hidden;padding:0px 3px 0px 3px;vertical-align:bottom;background-color:#000000;font-weight:bold;color:#ffffff;text-align:center;">(%)</td> <td data-sheets-numberformat='{"1":2,"2":"0","3":1}' data-sheets-value='{"1":2,"2":"(%)"}' style="border-bottom:1px solid #000000;overflow:hidden;padding:0px 3px 0px 3px;vertical-align:bottom;background-color:#000000;font-weight:bold;color:#ffffff;text-align:center;">(%)</td> <td data-sheets-value='{"1":2,"2":"(dB)"}' style="border-bottom:1px solid #000000;overflow:hidden;padding:0px 3px 0px 3px;vertical-align:bottom;background-color:#000000;font-weight:bold;color:#ffffff;text-align:center;">(dB)</td> </tr> <tr style="height:20px;"> <td data-sheets-value='{"1":2,"2":"Acrylic"}' style="border-left:1px solid #000000;overflow:hidden;padding:0px 3px 0px 3px;vertical-align:bottom;font-weight:bold;">Acrylic</td> <td data-sheets-value='{"1":2,"2":"Single-walled"}' style="overflow:hidden;padding:0px 3px 0px 3px;vertical-align:bottom;font-weight:bold;">Single-walled</td> <td data-sheets-value='{"1":2,"2":"Clear (H)"}' style="border-right:1px solid #000000;overflow:hidden;padding:0px 3px 0px 3px;vertical-align:bottom;font-weight:bold;">Clear (H)</td> <td data-sheets-numberformat='{"1":2,"2":"0.00","3":1}' data-sheets-value='{"1":3,"3":5.17}' style="overflow:hidden;padding:0px 3px 0px 3px;vertical-align:bottom;text-align:center;">5.17</td> <td data-sheets-numberformat='{"1":2,"2":"0","3":1}' data-sheets-value='{"1":3,"3":90}' style="overflow:hidden;padding:0px 3px 0px 3px;vertical-align:bottom;text-align:center;">90</td> <td data-sheets-numberformat='{"1":2,"2":"0","3":1}' data-sheets-value='{"1":3,"3":87}' style="overflow:hidden;padding:0px 3px 0px 3px;vertical-align:bottom;text-align:center;">87</td> <td data-sheets-numberformat='{"1":2,"2":"0","3":1}' data-sheets-value='{"1":2,"2":"-"}' style="border-right:1px solid #000000;overflow:hidden;padding:0px 3px 0px 3px;vertical-align:bottom;text-align:center;">-</td> </tr> <tr style="height:20px;"> <td data-sheets-value='{"1":2,"2":"PMMA"}' style="border-left:1px solid #000000;overflow:hidden;padding:0px 3px 0px 3px;vertical-align:bottom;font-weight:bold;">PMMA</td> <td data-sheets-value='{"1":2,"2":"Single-walled"}' style="overflow:hidden;padding:0px 3px 0px 3px;vertical-align:bottom;font-weight:bold;">Single-walled</td> <td data-sheets-value='{"1":2,"2":"Opal (O)"}' style="border-right:1px solid #000000;overflow:hidden;padding:0px 3px 0px 3px;vertical-align:bottom;font-weight:bold;">Opal (O)</td> <td data-sheets-numberformat='{"1":2,"2":"0.00","3":1}' data-sheets-value='{"1":3,"3":5.17}' style="overflow:hidden;padding:0px 3px 0px 3px;vertical-align:bottom;text-align:center;">5.17</td> <td data-sheets-numberformat='{"1":2,"2":"0","3":1}' data-sheets-value='{"1":3,"3":83}' style="overflow:hidden;padding:0px 3px 0px 3px;vertical-align:bottom;text-align:center;">83</td> <td data-sheets-numberformat='{"1":2,"2":"0","3":1}' data-sheets-value='{"1":3,"3":76}' style="overflow:hidden;padding:0px 3px 0px 3px;vertical-align:bottom;text-align:center;">76</td> <td data-sheets-numberformat='{"1":2,"2":"0","3":1}' data-sheets-value='{"1":2,"2":"-"}' style="border-right:1px solid #000000;overflow:hidden;padding:0px 3px 0px 3px;vertical-align:bottom;text-align:center;">-</td> </tr> <tr style="height:20px;"> <td style="border-left:1px solid #000000;overflow:hidden;padding:0px 3px 0px 3px;vertical-align:bottom;font-weight:bold;"></td> <td data-sheets-value='{"1":2,"2":"Double-walled"}' style="overflow:hidden;padding:0px 3px 0px 3px;vertical-align:bottom;font-weight:bold;">Double-walled</td> <td data-sheets-value='{"1":2,"2":"Clear (H/H)"}' style="border-right:1px solid #000000;overflow:hidden;padding:0px 3px 0px 3px;vertical-align:bottom;font-weight:bold;">Clear (H/H)</td> <td data-sheets-numberformat='{"1":2,"2":"0.00","3":1}' data-sheets-value='{"1":3,"3":2.9}' style="overflow:hidden;padding:0px 3px 0px 3px;vertical-align:bottom;text-align:center;">2.90</td> <td data-sheets-numberformat='{"1":2,"2":"0","3":1}' data-sheets-value='{"1":3,"3":81}' style="overflow:hidden;padding:0px 3px 0px 3px;vertical-align:bottom;text-align:center;">81</td> <td data-sheets-numberformat='{"1":2,"2":"0","3":1}' data-sheets-value='{"1":3,"3":75}' style="overflow:hidden;padding:0px 3px 0px 3px;vertical-align:bottom;text-align:center;">75</td> <td data-sheets-numberformat='{"1":2,"2":"0","3":1}' data-sheets-value='{"1":3,"3":20}' style="border-right:1px solid #000000;overflow:hidden;padding:0px 3px 0px 3px;vertical-align:bottom;text-align:center;">20</td> </tr> <tr style="height:20px;"> <td style="border-left:1px solid #000000;overflow:hidden;padding:0px 3px 0px 3px;vertical-align:bottom;font-weight:bold;"></td> <td data-sheets-value='{"1":2,"2":"Double-walled"}' style="overflow:hidden;padding:0px 3px 0px 3px;vertical-align:bottom;font-weight:bold;">Double-walled</td> <td data-sheets-value='{"1":2,"2":"Opal (O/O)"}' style="border-right:1px solid #000000;overflow:hidden;padding:0px 3px 0px 3px;vertical-align:bottom;font-weight:bold;">Opal (O/O)</td> <td data-sheets-numberformat='{"1":2,"2":"0.00","3":1}' data-sheets-value='{"1":3,"3":2.9}' style="overflow:hidden;padding:0px 3px 0px 3px;vertical-align:bottom;text-align:center;">2.90</td> <td data-sheets-numberformat='{"1":2,"2":"0","3":1}' data-sheets-value='{"1":3,"3":69}' style="overflow:hidden;padding:0px 3px 0px 3px;vertical-align:bottom;text-align:center;">69</td> <td data-sheets-numberformat='{"1":2,"2":"0","3":1}' data-sheets-value='{"1":3,"3":58}' style="overflow:hidden;padding:0px 3px 0px 3px;vertical-align:bottom;text-align:center;">58</td> <td data-sheets-numberformat='{"1":2,"2":"0","3":1}' data-sheets-value='{"1":3,"3":20}' style="border-right:1px solid #000000;overflow:hidden;padding:0px 3px 0px 3px;vertical-align:bottom;text-align:center;">20</td> </tr> <tr style="height:20px;"> <td style="border-left:1px solid #000000;overflow:hidden;padding:0px 3px 0px 3px;vertical-align:bottom;font-weight:bold;"></td> <td data-sheets-value='{"1":2,"2":"Triple-walled"}' style="overflow:hidden;padding:0px 3px 0px 3px;vertical-align:bottom;font-weight:bold;">Triple-walled</td> <td data-sheets-value='{"1":2,"2":"Clear (H/H/H)"}' style="border-right:1px solid #000000;overflow:hidden;padding:0px 3px 0px 3px;vertical-align:bottom;font-weight:bold;">Clear (H/H/H)</td> <td data-sheets-numberformat='{"1":2,"2":"0.00","3":1}' data-sheets-value='{"1":3,"3":1.7}' style="overflow:hidden;padding:0px 3px 0px 3px;vertical-align:bottom;text-align:center;">1.70</td> <td data-sheets-numberformat='{"1":2,"2":"0","3":1}' data-sheets-value='{"1":3,"3":73}' style="overflow:hidden;padding:0px 3px 0px 3px;vertical-align:bottom;text-align:center;">73</td> <td data-sheets-numberformat='{"1":2,"2":"0","3":1}' data-sheets-value='{"1":3,"3":65}' style="overflow:hidden;padding:0px 3px 0px 3px;vertical-align:bottom;text-align:center;">65</td> <td data-sheets-numberformat='{"1":2,"2":"0","3":1}' data-sheets-value='{"1":3,"3":22}' style="border-right:1px solid #000000;overflow:hidden;padding:0px 3px 0px 3px;vertical-align:bottom;text-align:center;">22</td> </tr> <tr style="height:20px;"> <td style="border-left:1px solid #000000;overflow:hidden;padding:0px 3px 0px 3px;vertical-align:bottom;font-weight:bold;"></td> <td data-sheets-value='{"1":2,"2":"Triple-walled"}' style="overflow:hidden;padding:0px 3px 0px 3px;vertical-align:bottom;font-weight:bold;">Triple-walled</td> <td data-sheets-value='{"1":2,"2":"Opal (O/H/O)"}' style="border-right:1px solid #000000;overflow:hidden;padding:0px 3px 0px 3px;vertical-align:bottom;font-weight:bold;">Opal (O/H/O)</td> <td data-sheets-numberformat='{"1":2,"2":"0.00","3":1}' data-sheets-value='{"1":3,"3":1.7}' style="overflow:hidden;padding:0px 3px 0px 3px;vertical-align:bottom;text-align:center;">1.70</td> <td data-sheets-numberformat='{"1":2,"2":"0","3":1}' data-sheets-value='{"1":3,"3":62}' style="overflow:hidden;padding:0px 3px 0px 3px;vertical-align:bottom;text-align:center;">62</td> <td data-sheets-numberformat='{"1":2,"2":"0","3":1}' data-sheets-value='{"1":3,"3":51}' style="overflow:hidden;padding:0px 3px 0px 3px;vertical-align:bottom;text-align:center;">51</td> <td data-sheets-numberformat='{"1":2,"2":"0","3":1}' data-sheets-value='{"1":3,"3":22}' style="border-right:1px solid #000000;overflow:hidden;padding:0px 3px 0px 3px;vertical-align:bottom;text-align:center;">22</td> </tr> <tr style="height:20px;"> <td style="border-left:1px solid #000000;overflow:hidden;padding:0px 3px 0px 3px;vertical-align:bottom;font-weight:bold;"></td> <td data-sheets-value='{"1":2,"2":"Four-walled"}' style="overflow:hidden;padding:0px 3px 0px 3px;vertical-align:bottom;font-weight:bold;">Four-walled</td> <td data-sheets-value='{"1":2,"2":"Clear (H/H/H/H)"}' style="border-right:1px solid #000000;overflow:hidden;padding:0px 3px 0px 3px;vertical-align:bottom;font-weight:bold;">Clear (H/H/H/H)</td> <td data-sheets-numberformat='{"1":2,"2":"0.00","3":1}' data-sheets-value='{"1":3,"3":1.28}' style="overflow:hidden;padding:0px 3px 0px 3px;vertical-align:bottom;text-align:center;">1.28</td> <td data-sheets-numberformat='{"1":2,"2":"0","3":1}' data-sheets-value='{"1":3,"3":64}' style="overflow:hidden;padding:0px 3px 0px 3px;vertical-align:bottom;text-align:center;">64</td> <td data-sheets-numberformat='{"1":2,"2":"0","3":1}' data-sheets-value='{"1":3,"3":54}' style="overflow:hidden;padding:0px 3px 0px 3px;vertical-align:bottom;text-align:center;">54</td> <td data-sheets-numberformat='{"1":2,"2":"0","3":1}' data-sheets-value='{"1":3,"3":23}' style="border-right:1px solid #000000;overflow:hidden;padding:0px 3px 0px 3px;vertical-align:bottom;text-align:center;">23</td> </tr> <tr style="height:20px;"> <td style="border-bottom:1px solid #000000;border-left:1px solid #000000;overflow:hidden;padding:0px 3px 0px 3px;vertical-align:bottom;"></td> <td data-sheets-value='{"1":2,"2":"Four-walled"}' style="border-bottom:1px solid #000000;overflow:hidden;padding:0px 3px 0px 3px;vertical-align:bottom;font-weight:bold;">Four-walled</td> <td data-sheets-value='{"1":2,"2":"Opal (H/H/O/H)"}' style="border-right:1px solid #000000;border-bottom:1px solid #000000;overflow:hidden;padding:0px 3px 0px 3px;vertical-align:bottom;font-weight:bold;">Opal (H/H/O/H)</td> <td data-sheets-numberformat='{"1":2,"2":"0.00","3":1}' data-sheets-value='{"1":3,"3":1.28}' style="border-bottom:1px solid #000000;overflow:hidden;padding:0px 3px 0px 3px;vertical-align:bottom;text-align:center;">1.28</td> <td data-sheets-numberformat='{"1":2,"2":"0","3":1}' data-sheets-value='{"1":3,"3":59}' style="border-bottom:1px solid #000000;overflow:hidden;padding:0px 3px 0px 3px;vertical-align:bottom;text-align:center;">59</td> <td data-sheets-numberformat='{"1":2,"2":"0","3":1}' data-sheets-value='{"1":3,"3":48}' style="border-bottom:1px solid #000000;overflow:hidden;padding:0px 3px 0px 3px;vertical-align:bottom;text-align:center;">48</td> <td data-sheets-numberformat='{"1":2,"2":"0","3":1}' data-sheets-value='{"1":3,"3":23}' style="border-right:1px solid #000000;border-bottom:1px solid #000000;overflow:hidden;padding:0px 3px 0px 3px;vertical-align:bottom;text-align:center;">23</td> </tr> <tr style="height:20px;"> <td data-sheets-value='{"1":2,"2":"Polycarbonate "}' style="border-left:1px solid #000000;overflow:hidden;padding:0px 3px 0px 3px;vertical-align:bottom;font-weight:bold;">Polycarbonate </td> <td data-sheets-value='{"1":2,"2":"Single-walled"}' style="overflow:hidden;padding:0px 3px 0px 3px;vertical-align:bottom;font-weight:bold;">Single-walled</td> <td data-sheets-value='{"1":2,"2":"Clear (A)"}' style="border-right:1px solid #000000;overflow:hidden;padding:0px 3px 0px 3px;vertical-align:bottom;font-weight:bold;">Clear (A)</td> <td data-sheets-numberformat='{"1":2,"2":"0.00","3":1}' data-sheets-value='{"1":3,"3":5.17}' style="overflow:hidden;padding:0px 3px 0px 3px;vertical-align:bottom;text-align:center;">5.17</td> <td data-sheets-numberformat='{"1":2,"2":"0","3":1}' data-sheets-value='{"1":3,"3":88}' style="overflow:hidden;padding:0px 3px 0px 3px;vertical-align:bottom;text-align:center;">88</td> <td data-sheets-numberformat='{"1":2,"2":"0","3":1}' data-sheets-value='{"1":3,"3":83}' style="overflow:hidden;padding:0px 3px 0px 3px;vertical-align:bottom;text-align:center;">83</td> <td data-sheets-numberformat='{"1":2,"2":"0","3":1}' data-sheets-value='{"1":2,"2":"-"}' style="border-right:1px solid #000000;overflow:hidden;padding:0px 3px 0px 3px;vertical-align:bottom;text-align:center;">-</td> </tr> <tr style="height:20px;"> <td data-sheets-value='{"1":2,"2":"PC"}' style="border-left:1px solid #000000;overflow:hidden;padding:0px 3px 0px 3px;vertical-align:bottom;font-weight:bold;">PC</td> <td data-sheets-value='{"1":2,"2":"Single-walled"}' style="overflow:hidden;padding:0px 3px 0px 3px;vertical-align:bottom;font-weight:bold;">Single-walled</td> <td data-sheets-value='{"1":2,"2":"Opal (D)"}' style="border-right:1px solid #000000;overflow:hidden;padding:0px 3px 0px 3px;vertical-align:bottom;font-weight:bold;">Opal (D)</td> <td data-sheets-numberformat='{"1":2,"2":"0.00","3":1}' data-sheets-value='{"1":3,"3":5.17}' style="overflow:hidden;padding:0px 3px 0px 3px;vertical-align:bottom;text-align:center;">5.17</td> <td data-sheets-numberformat='{"1":2,"2":"0","3":1}' data-sheets-value='{"1":3,"3":58}' style="overflow:hidden;padding:0px 3px 0px 3px;vertical-align:bottom;text-align:center;">58</td> <td data-sheets-numberformat='{"1":2,"2":"0","3":1}' data-sheets-value='{"1":3,"3":60}' style="overflow:hidden;padding:0px 3px 0px 3px;vertical-align:bottom;text-align:center;">60</td> <td data-sheets-numberformat='{"1":2,"2":"0","3":1}' data-sheets-value='{"1":2,"2":"-"}' style="border-right:1px solid #000000;overflow:hidden;padding:0px 3px 0px 3px;vertical-align:bottom;text-align:center;">-</td> </tr> <tr style="height:20px;"> <td style="border-left:1px solid #000000;overflow:hidden;padding:0px 3px 0px 3px;vertical-align:bottom;font-weight:bold;"></td> <td data-sheets-value='{"1":2,"2":"Double-walled"}' style="overflow:hidden;padding:0px 3px 0px 3px;vertical-align:bottom;font-weight:bold;">Double-walled</td> <td data-sheets-value='{"1":2,"2":"Clear (A/H)"}' style="border-right:1px solid #000000;overflow:hidden;padding:0px 3px 0px 3px;vertical-align:bottom;font-weight:bold;">Clear (A/H)</td> <td data-sheets-numberformat='{"1":2,"2":"0.00","3":1}' data-sheets-value='{"1":3,"3":2.9}' style="overflow:hidden;padding:0px 3px 0px 3px;vertical-align:bottom;text-align:center;">2.90</td> <td data-sheets-numberformat='{"1":2,"2":"0","3":1}' data-sheets-value='{"1":3,"3":79}' style="overflow:hidden;padding:0px 3px 0px 3px;vertical-align:bottom;text-align:center;">79</td> <td data-sheets-numberformat='{"1":2,"2":"0","3":1}' data-sheets-value='{"1":3,"3":72}' style="overflow:hidden;padding:0px 3px 0px 3px;vertical-align:bottom;text-align:center;">72</td> <td data-sheets-numberformat='{"1":2,"2":"0","3":1}' data-sheets-value='{"1":3,"3":20}' style="border-right:1px solid #000000;overflow:hidden;padding:0px 3px 0px 3px;vertical-align:bottom;text-align:center;">20</td> </tr> <tr style="height:20px;"> <td style="border-left:1px solid #000000;overflow:hidden;padding:0px 3px 0px 3px;vertical-align:bottom;font-weight:bold;"></td> <td data-sheets-value='{"1":2,"2":"Double-walled"}' style="overflow:hidden;padding:0px 3px 0px 3px;vertical-align:bottom;font-weight:bold;">Double-walled</td> <td data-sheets-value='{"1":2,"2":"Clear (A/A)"}' style="border-right:1px solid #000000;overflow:hidden;padding:0px 3px 0px 3px;vertical-align:bottom;font-weight:bold;">Clear (A/A)</td> <td data-sheets-numberformat='{"1":2,"2":"0.00","3":1}' data-sheets-value='{"1":3,"3":2.9}' style="overflow:hidden;padding:0px 3px 0px 3px;vertical-align:bottom;text-align:center;">2.90</td> <td data-sheets-numberformat='{"1":2,"2":"0","3":1}' data-sheets-value='{"1":3,"3":77}' style="overflow:hidden;padding:0px 3px 0px 3px;vertical-align:bottom;text-align:center;">77</td> <td data-sheets-numberformat='{"1":2,"2":"0","3":1}' data-sheets-value='{"1":3,"3":69}' style="overflow:hidden;padding:0px 3px 0px 3px;vertical-align:bottom;text-align:center;">69</td> <td data-sheets-numberformat='{"1":2,"2":"0","3":1}' data-sheets-value='{"1":3,"3":20}' style="border-right:1px solid #000000;overflow:hidden;padding:0px 3px 0px 3px;vertical-align:bottom;text-align:center;">20</td> </tr> <tr style="height:20px;"> <td style="border-left:1px solid #000000;overflow:hidden;padding:0px 3px 0px 3px;vertical-align:bottom;font-weight:bold;"></td> <td data-sheets-value='{"1":2,"2":"Double-walled"}' style="overflow:hidden;padding:0px 3px 0px 3px;vertical-align:bottom;font-weight:bold;">Double-walled</td> <td data-sheets-value='{"1":2,"2":"Opal (A/O)"}' style="border-right:1px solid #000000;overflow:hidden;padding:0px 3px 0px 3px;vertical-align:bottom;font-weight:bold;">Opal (A/O)</td> <td data-sheets-numberformat='{"1":2,"2":"0.00","3":1}' data-sheets-value='{"1":3,"3":2.9}' style="overflow:hidden;padding:0px 3px 0px 3px;vertical-align:bottom;text-align:center;">2.90</td> <td data-sheets-numberformat='{"1":2,"2":"0","3":1}' data-sheets-value='{"1":3,"3":73}' style="overflow:hidden;padding:0px 3px 0px 3px;vertical-align:bottom;text-align:center;">73</td> <td data-sheets-numberformat='{"1":2,"2":"0","3":1}' data-sheets-value='{"1":3,"3":63}' style="overflow:hidden;padding:0px 3px 0px 3px;vertical-align:bottom;text-align:center;">63</td> <td data-sheets-numberformat='{"1":2,"2":"0","3":1}' data-sheets-value='{"1":3,"3":20}' style="border-right:1px solid #000000;overflow:hidden;padding:0px 3px 0px 3px;vertical-align:bottom;text-align:center;">20</td> </tr> <tr style="height:20px;"> <td style="border-left:1px solid #000000;overflow:hidden;padding:0px 3px 0px 3px;vertical-align:bottom;font-weight:bold;"></td> <td data-sheets-value='{"1":2,"2":"Double-walled"}' style="overflow:hidden;padding:0px 3px 0px 3px;vertical-align:bottom;font-weight:bold;">Double-walled</td> <td data-sheets-value='{"1":2,"2":"Opal (A/D)"}' style="border-right:1px solid #000000;overflow:hidden;padding:0px 3px 0px 3px;vertical-align:bottom;font-weight:bold;">Opal (A/D)</td> <td data-sheets-numberformat='{"1":2,"2":"0.00","3":1}' data-sheets-value='{"1":3,"3":2.9}' style="overflow:hidden;padding:0px 3px 0px 3px;vertical-align:bottom;text-align:center;">2.90</td> <td data-sheets-numberformat='{"1":2,"2":"0","3":1}' data-sheets-value='{"1":3,"3":51}' style="overflow:hidden;padding:0px 3px 0px 3px;vertical-align:bottom;text-align:center;">51</td> <td data-sheets-numberformat='{"1":2,"2":"0","3":1}' data-sheets-value='{"1":3,"3":50}' style="overflow:hidden;padding:0px 3px 0px 3px;vertical-align:bottom;text-align:center;">50</td> <td data-sheets-numberformat='{"1":2,"2":"0","3":1}' data-sheets-value='{"1":3,"3":20}' style="border-right:1px solid #000000;overflow:hidden;padding:0px 3px 0px 3px;vertical-align:bottom;text-align:center;">20</td> </tr> <tr style="height:20px;"> <td style="border-left:1px solid #000000;overflow:hidden;padding:0px 3px 0px 3px;vertical-align:bottom;font-weight:bold;"></td> <td data-sheets-value='{"1":2,"2":"Triple-walled"}' style="overflow:hidden;padding:0px 3px 0px 3px;vertical-align:bottom;font-weight:bold;">Triple-walled</td> <td data-sheets-value='{"1":2,"2":"Clear (A/H/H)"}' style="border-right:1px solid #000000;overflow:hidden;padding:0px 3px 0px 3px;vertical-align:bottom;font-weight:bold;">Clear (A/H/H)</td> <td data-sheets-numberformat='{"1":2,"2":"0.00","3":1}' data-sheets-value='{"1":3,"3":1.7}' style="overflow:hidden;padding:0px 3px 0px 3px;vertical-align:bottom;text-align:center;">1.70</td> <td data-sheets-numberformat='{"1":2,"2":"0","3":1}' data-sheets-value='{"1":3,"3":71}' style="overflow:hidden;padding:0px 3px 0px 3px;vertical-align:bottom;text-align:center;">71</td> <td data-sheets-numberformat='{"1":2,"2":"0","3":1}' data-sheets-value='{"1":3,"3":63}' style="overflow:hidden;padding:0px 3px 0px 3px;vertical-align:bottom;text-align:center;">63</td> <td data-sheets-numberformat='{"1":2,"2":"0","3":1}' data-sheets-value='{"1":3,"3":22}' style="border-right:1px solid #000000;overflow:hidden;padding:0px 3px 0px 3px;vertical-align:bottom;text-align:center;">22</td> </tr> <tr style="height:20px;"> <td style="border-left:1px solid #000000;overflow:hidden;padding:0px 3px 0px 3px;vertical-align:bottom;font-weight:bold;"></td> <td data-sheets-value='{"1":2,"2":"Triple-walled"}' style="overflow:hidden;padding:0px 3px 0px 3px;vertical-align:bottom;font-weight:bold;">Triple-walled</td> <td data-sheets-value='{"1":2,"2":"Opal (A/O/O)"}' style="border-right:1px solid #000000;overflow:hidden;padding:0px 3px 0px 3px;vertical-align:bottom;font-weight:bold;">Opal (A/O/O)</td> <td data-sheets-numberformat='{"1":2,"2":"0.00","3":1}' data-sheets-value='{"1":3,"3":1.7}' style="overflow:hidden;padding:0px 3px 0px 3px;vertical-align:bottom;text-align:center;">1.70</td> <td data-sheets-numberformat='{"1":2,"2":"0","3":1}' data-sheets-value='{"1":3,"3":61}' style="overflow:hidden;padding:0px 3px 0px 3px;vertical-align:bottom;text-align:center;">61</td> <td data-sheets-numberformat='{"1":2,"2":"0","3":1}' data-sheets-value='{"1":3,"3":48}' style="overflow:hidden;padding:0px 3px 0px 3px;vertical-align:bottom;text-align:center;">48</td> <td data-sheets-numberformat='{"1":2,"2":"0","3":1}' data-sheets-value='{"1":3,"3":22}' style="border-right:1px solid #000000;overflow:hidden;padding:0px 3px 0px 3px;vertical-align:bottom;text-align:center;">22</td> </tr> <tr style="height:20px;"> <td style="border-left:1px solid #000000;overflow:hidden;padding:0px 3px 0px 3px;vertical-align:bottom;font-weight:bold;"></td> <td data-sheets-value='{"1":2,"2":"Four-walled"}' style="overflow:hidden;padding:0px 3px 0px 3px;vertical-align:bottom;font-weight:bold;">Four-walled</td> <td data-sheets-value='{"1":2,"2":"Clear (A/H/H/H)"}' style="border-right:1px solid #000000;overflow:hidden;padding:0px 3px 0px 3px;vertical-align:bottom;font-weight:bold;">Clear (A/H/H/H)</td> <td data-sheets-numberformat='{"1":2,"2":"0.00","3":1}' data-sheets-value='{"1":3,"3":1.28}' style="overflow:hidden;padding:0px 3px 0px 3px;vertical-align:bottom;text-align:center;">1.28</td> <td data-sheets-numberformat='{"1":2,"2":"0","3":1}' data-sheets-value='{"1":3,"3":64}' style="overflow:hidden;padding:0px 3px 0px 3px;vertical-align:bottom;text-align:center;">64</td> <td data-sheets-numberformat='{"1":2,"2":"0","3":1}' data-sheets-value='{"1":3,"3":52}' style="overflow:hidden;padding:0px 3px 0px 3px;vertical-align:bottom;text-align:center;">52</td> <td data-sheets-numberformat='{"1":2,"2":"0","3":1}' data-sheets-value='{"1":3,"3":23}' style="border-right:1px solid #000000;overflow:hidden;padding:0px 3px 0px 3px;vertical-align:bottom;text-align:center;">23</td> </tr> <tr style="height:20px;"> <td style="border-bottom:1px solid #000000;border-left:1px solid #000000;overflow:hidden;padding:0px 3px 0px 3px;vertical-align:bottom;"></td> <td data-sheets-value='{"1":2,"2":"Four-walled"}' style="border-bottom:1px solid #000000;overflow:hidden;padding:0px 3px 0px 3px;vertical-align:bottom;font-weight:bold;">Four-walled</td> <td data-sheets-value='{"1":2,"2":"Opal (A/H/O/H)"}' style="border-right:1px solid #000000;border-bottom:1px solid #000000;overflow:hidden;padding:0px 3px 0px 3px;vertical-align:bottom;font-weight:bold;">Opal (A/H/O/H)</td> <td data-sheets-numberformat='{"1":2,"2":"0.00","3":1}' data-sheets-value='{"1":3,"3":1.28}' style="border-bottom:1px solid #000000;overflow:hidden;padding:0px 3px 0px 3px;vertical-align:bottom;text-align:center;">1.28</td> <td data-sheets-numberformat='{"1":2,"2":"0","3":1}' data-sheets-value='{"1":3,"3":59}' style="border-bottom:1px solid #000000;overflow:hidden;padding:0px 3px 0px 3px;vertical-align:bottom;text-align:center;">59</td> <td data-sheets-numberformat='{"1":2,"2":"0","3":1}' data-sheets-value='{"1":3,"3":46}' style="border-bottom:1px solid #000000;overflow:hidden;padding:0px 3px 0px 3px;vertical-align:bottom;text-align:center;">46</td> <td data-sheets-numberformat='{"1":2,"2":"0","3":1}' data-sheets-value='{"1":3,"3":23}' style="border-right:1px solid #000000;border-bottom:1px solid #000000;overflow:hidden;padding:0px 3px 0px 3px;vertical-align:bottom;text-align:center;">23</td> </tr> <tr style="height:20px;"> <td data-sheets-value='{"1":2,"2":"Polycarbonate"}' style="border-left:1px solid #000000;overflow:hidden;padding:0px 3px 0px 3px;vertical-align:bottom;font-weight:bold;">Polycarbonate</td> <td data-sheets-value='{"1":2,"2":"Single-walled"}' style="overflow:hidden;padding:0px 3px 0px 3px;vertical-align:bottom;font-weight:bold;">Single-walled</td> <td data-sheets-value='{"1":2,"2":"Heatstop Opal (T)"}' style="border-right:1px solid #000000;overflow:hidden;padding:0px 3px 0px 3px;vertical-align:bottom;font-weight:bold;">Heatstop Opal (T)</td> <td data-sheets-numberformat='{"1":2,"2":"0.00","3":1}' data-sheets-value='{"1":3,"3":5.17}' style="overflow:hidden;padding:0px 3px 0px 3px;vertical-align:bottom;text-align:center;">5.17</td> <td data-sheets-numberformat='{"1":2,"2":"0","3":1}' data-sheets-value='{"1":3,"3":49}' style="overflow:hidden;padding:0px 3px 0px 3px;vertical-align:bottom;text-align:center;">49</td> <td data-sheets-numberformat='{"1":2,"2":"0","3":1}' data-sheets-value='{"1":3,"3":59}' style="overflow:hidden;padding:0px 3px 0px 3px;vertical-align:bottom;text-align:center;">59</td> <td data-sheets-numberformat='{"1":2,"2":"0","3":1}' data-sheets-value='{"1":2,"2":"-"}' style="border-right:1px solid #000000;overflow:hidden;padding:0px 3px 0px 3px;vertical-align:bottom;text-align:center;">-</td> </tr> <tr style="height:20px;"> <td data-sheets-value='{"1":2,"2":"Heatstop PC"}' style="border-left:1px solid #000000;overflow:hidden;padding:0px 3px 0px 3px;vertical-align:bottom;font-weight:bold;">Heatstop PC</td> <td data-sheets-value='{"1":2,"2":"Double-walled"}' style="overflow:hidden;padding:0px 3px 0px 3px;vertical-align:bottom;font-weight:bold;">Double-walled</td> <td data-sheets-value='{"1":2,"2":"Clear (T/H)"}' style="border-right:1px solid #000000;overflow:hidden;padding:0px 3px 0px 3px;vertical-align:bottom;font-weight:bold;">Clear (T/H)</td> <td data-sheets-numberformat='{"1":2,"2":"0.00","3":1}' data-sheets-value='{"1":3,"3":2.9}' style="overflow:hidden;padding:0px 3px 0px 3px;vertical-align:bottom;text-align:center;">2.90</td> <td data-sheets-numberformat='{"1":2,"2":"0","3":1}' data-sheets-value='{"1":3,"3":44}' style="overflow:hidden;padding:0px 3px 0px 3px;vertical-align:bottom;text-align:center;">44</td> <td data-sheets-numberformat='{"1":2,"2":"0","3":1}' data-sheets-value='{"1":3,"3":51}' style="overflow:hidden;padding:0px 3px 0px 3px;vertical-align:bottom;text-align:center;">51</td> <td data-sheets-numberformat='{"1":2,"2":"0","3":1}' data-sheets-value='{"1":3,"3":20}' style="border-right:1px solid #000000;overflow:hidden;padding:0px 3px 0px 3px;vertical-align:bottom;text-align:center;">20</td> </tr> <tr style="height:20px;"> <td style="border-left:1px solid #000000;overflow:hidden;padding:0px 3px 0px 3px;vertical-align:bottom;font-weight:bold;"></td> <td data-sheets-value='{"1":2,"2":"Double-walled"}' style="overflow:hidden;padding:0px 3px 0px 3px;vertical-align:bottom;font-weight:bold;">Double-walled</td> <td data-sheets-value='{"1":2,"2":"Opal (T/O)"}' style="border-right:1px solid #000000;overflow:hidden;padding:0px 3px 0px 3px;vertical-align:bottom;font-weight:bold;">Opal (T/O)</td> <td data-sheets-numberformat='{"1":2,"2":"0.00","3":1}' data-sheets-value='{"1":3,"3":2.9}' style="overflow:hidden;padding:0px 3px 0px 3px;vertical-align:bottom;text-align:center;">2.90</td> <td data-sheets-numberformat='{"1":2,"2":"0","3":1}' data-sheets-value='{"1":3,"3":41}' style="overflow:hidden;padding:0px 3px 0px 3px;vertical-align:bottom;text-align:center;">41</td> <td data-sheets-numberformat='{"1":2,"2":"0","3":1}' data-sheets-value='{"1":3,"3":45}' style="overflow:hidden;padding:0px 3px 0px 3px;vertical-align:bottom;text-align:center;">45</td> <td data-sheets-numberformat='{"1":2,"2":"0","3":1}' data-sheets-value='{"1":3,"3":20}' style="border-right:1px solid #000000;overflow:hidden;padding:0px 3px 0px 3px;vertical-align:bottom;text-align:center;">20</td> </tr> <tr style="height:20px;"> <td style="border-left:1px solid #000000;overflow:hidden;padding:0px 3px 0px 3px;vertical-align:bottom;font-weight:bold;"></td> <td data-sheets-value='{"1":2,"2":"Triple-walled"}' style="overflow:hidden; | skylux-160-ce-met-koepel-en-metaalopstand-met-lm-motor-1100-x-1700-mm | 8585989718349 | 46872264868173
Smoke and heat exhaust (SHEV) | SHE system | Skylux | Skylux 160° CE with skylight and metal curb with LM-actuator 1100 x 2300 mm |  | 26707 | 5412970267072 | 4850.9 | Yes | 30-45 | 103.3 | 1100 x 2300 mm | 2300 | 1100 |  | metal curb M30 (30 cm high) | Rectangular | 5.17 W/m²K - 1.28 W/m²K | 87% - 32% | 90% - 32% | 20dB - 23dB | 160° CE (for industry) | skylight | without spoiler | E | Single actuator | Maximum four-walled skylight possible for this product | Ut-value LT-value g-value Rw-value EN 1873 : 2014 EN ISO 13468 EN 16153 EN 410 EN 410 EN ISO 140-3 Material Walls Shells (W/m²K) (%) (%) (dB) Acrylic Single-walled Clear (H) 5.17 90 87 - PMMA Single-walled Opal (O) 5.17 83 76 - Double-walled Clear (H/H) 2.90 81 75 20 Double-walled Opal (O/O) 2.90 69 58 20 Triple-walled Clear (H/H/H) 1.70 73 65 22 Triple-walled Opal (O/H/O) 1.70 62 51 22 Four-walled Clear (H/H/H/H) 1.28 64 54 23 Four-walled Opal (H/H/O/H) 1.28 59 48 23 Polycarbonate Single-walled Clear (A) 5.17 88 83 - PC Single-walled Opal (D) 5.17 58 60 - Double-walled Clear (A/H) 2.90 79 72 20 Double-walled Clear (A/A) 2.90 77 69 20 Double-walled Opal (A/O) 2.90 73 63 20 Double-walled Opal (A/D) 2.90 51 50 20 Triple-walled Clear (A/H/H) 1.70 71 63 22 Triple-walled Opal (A/O/O) 1.70 61 48 22 Four-walled Clear (A/H/H/H) 1.28 64 52 23 Four-walled Opal (A/H/O/H) 1.28 59 46 23 Polycarbonate Single-walled Heatstop Opal (T) 5.17 49 59 - Heatstop PC Double-walled Clear (T/H) 2.90 44 51 20 Double-walled Opal (T/O) 2.90 41 45 20 Triple-walled Clear (T/H/H) 1.70 40 <td data-sheets-numberformat='{"1":2,"2":"0","3":1}' data-sheets-value='{"1":3,"3":44}' style="overflow:hidden;paddin | https://skylux.eu/en/products/skylux-160-ce-met-koepel-en-metaalopstand-met-lm-motor-1100-x-2300-mm | https://skylux.eu/cdn/shop/files/Skylux-160deg-CE-met-koepel-en-metaalopstand-met-LM-motor-1100-x-2300-mm-RWA-systeem.jpg?v=1702976618&width=1600 | https://skylux.eu/cdn/shop/files/e5a82811-1bb0-48e4-a776-cacb59c7c092_9fc1a30b-194d-46bc-b649-a9c1242fe1c6.jpg?v=1688550174&width=1600 | //skylux.eu/cdn/shop/files/E_MH_Mounting_instructions_Skylux_160_CE_LM.pdf?v=12406716259046007223 | //skylux.eu/cdn/shop/files/E_TD_Technical_File_Skylux_Skylux_160_CE_Electric.pdf?v=3667116872303399239 | <style type="text/css" id="isPasted"> <!--td { border: 1px solid #cccccc; } br { mso-data-placement: same-cell; } --> </style> <table border="1" cellpadding="0" cellspacing="0" dir="ltr" style="table-layout:fixed;font-size:10pt;font-family:Arial;border-collapse:collapse;border:none;"><tbody> <tr style="height:20px;"> <td style="overflow:hidden;padding:0px 3px 0px 3px;vertical-align:bottom;"></td> <td style="overflow:hidden;padding:0px 3px 0px 3px;vertical-align:bottom;"></td> <td style="overflow:hidden;padding:0px 3px 0px 3px;vertical-align:bottom;"></td> <td data-sheets-value='{"1":2,"2":"Ut-value"}' style="overflow:hidden;padding:0px 3px 0px 3px;vertical-align:bottom;font-weight:bold;text-align:center;">Ut-value</td> <td data-sheets-value='{"1":2,"2":"LT-value"}' style="overflow:hidden;padding:0px 3px 0px 3px;vertical-align:bottom;font-weight:bold;text-align:center;">LT-value</td> <td data-sheets-value='{"1":2,"2":"g-value"}' style="overflow:hidden;padding:0px 3px 0px 3px;vertical-align:bottom;font-weight:bold;text-align:center;">g-value</td> <td data-sheets-value='{"1":2,"2":"Rw-value "}' style="overflow:hidden;padding:0px 3px 0px 3px;vertical-align:bottom;font-weight:bold;text-align:center;">Rw-value </td> </tr> <tr style="height:20px;"> <td style="overflow:hidden;padding:0px 3px 0px 3px;vertical-align:bottom;"></td> <td style="overflow:hidden;padding:0px 3px 0px 3px;vertical-align:bottom;"></td> <td style="overflow:hidden;padding:0px 3px 0px 3px;vertical-align:bottom;"></td> <td data-sheets-numberformat='{"1":2,"2":"0.00","3":1}' data-sheets-value='{"1":2,"2":"EN 1873 : 2014"}' style="overflow:hidden;padding:0px 3px 0px 3px;vertical-align:bottom;text-align:center;">EN 1873 : 2014</td> <td data-sheets-numberformat='{"1":2,"2":"0","3":1}' data-sheets-value='{"1":2,"2":"EN ISO 13468 EN 16153 EN 410"}' style="overflow:hidden;padding:0px 3px 0px 3px;vertical-align:bottom;text-align:center;">EN ISO 13468 EN 16153 EN 410</td> <td data-sheets-numberformat='{"1":2,"2":"0","3":1}' data-sheets-value='{"1":2,"2":"EN 410"}' style="overflow:hidden;padding:0px 3px 0px 3px;vertical-align:bottom;text-align:center;">EN 410</td> <td data-sheets-value='{"1":2,"2":"EN ISO 140-3\t\t"}' style="overflow:hidden;padding:0px 3px 0px 3px;vertical-align:bottom;text-align:center;">EN ISO 140-3 </td> </tr> <tr style="height:20px;"> <td data-sheets-value='{"1":2,"2":"Material"}' style="border-bottom:1px solid #000000;overflow:hidden;padding:0px 3px 0px 3px;vertical-align:bottom;background-color:#000000;font-weight:bold;color:#ffffff;">Material</td> <td data-sheets-value='{"1":2,"2":"Walls"}' style="border-bottom:1px solid #000000;overflow:hidden;padding:0px 3px 0px 3px;vertical-align:bottom;background-color:#000000;font-weight:bold;color:#ffffff;">Walls</td> <td data-sheets-value='{"1":2,"2":"Shells"}' style="border-bottom:1px solid #000000;overflow:hidden;padding:0px 3px 0px 3px;vertical-align:bottom;background-color:#000000;font-weight:bold;color:#ffffff;">Shells</td> <td data-sheets-numberformat='{"1":2,"2":"0.00","3":1}' data-sheets-value='{"1":2,"2":"(W/m²K)\t"}' style="border-bottom:1px solid #000000;overflow:hidden;padding:0px 3px 0px 3px;vertical-align:bottom;background-color:#000000;font-weight:bold;color:#ffffff;text-align:center;">(W/m²K) </td> <td data-sheets-numberformat='{"1":2,"2":"0","3":1}' data-sheets-value='{"1":2,"2":"(%)"}' style="border-bottom:1px solid #000000;overflow:hidden;padding:0px 3px 0px 3px;vertical-align:bottom;background-color:#000000;font-weight:bold;color:#ffffff;text-align:center;">(%)</td> <td data-sheets-numberformat='{"1":2,"2":"0","3":1}' data-sheets-value='{"1":2,"2":"(%)"}' style="border-bottom:1px solid #000000;overflow:hidden;padding:0px 3px 0px 3px;vertical-align:bottom;background-color:#000000;font-weight:bold;color:#ffffff;text-align:center;">(%)</td> <td data-sheets-value='{"1":2,"2":"(dB)"}' style="border-bottom:1px solid #000000;overflow:hidden;padding:0px 3px 0px 3px;vertical-align:bottom;background-color:#000000;font-weight:bold;color:#ffffff;text-align:center;">(dB)</td> </tr> <tr style="height:20px;"> <td data-sheets-value='{"1":2,"2":"Acrylic"}' style="border-left:1px solid #000000;overflow:hidden;padding:0px 3px 0px 3px;vertical-align:bottom;font-weight:bold;">Acrylic</td> <td data-sheets-value='{"1":2,"2":"Single-walled"}' style="overflow:hidden;padding:0px 3px 0px 3px;vertical-align:bottom;font-weight:bold;">Single-walled</td> <td data-sheets-value='{"1":2,"2":"Clear (H)"}' style="border-right:1px solid #000000;overflow:hidden;padding:0px 3px 0px 3px;vertical-align:bottom;font-weight:bold;">Clear (H)</td> <td data-sheets-numberformat='{"1":2,"2":"0.00","3":1}' data-sheets-value='{"1":3,"3":5.17}' style="overflow:hidden;padding:0px 3px 0px 3px;vertical-align:bottom;text-align:center;">5.17</td> <td data-sheets-numberformat='{"1":2,"2":"0","3":1}' data-sheets-value='{"1":3,"3":90}' style="overflow:hidden;padding:0px 3px 0px 3px;vertical-align:bottom;text-align:center;">90</td> <td data-sheets-numberformat='{"1":2,"2":"0","3":1}' data-sheets-value='{"1":3,"3":87}' style="overflow:hidden;padding:0px 3px 0px 3px;vertical-align:bottom;text-align:center;">87</td> <td data-sheets-numberformat='{"1":2,"2":"0","3":1}' data-sheets-value='{"1":2,"2":"-"}' style="border-right:1px solid #000000;overflow:hidden;padding:0px 3px 0px 3px;vertical-align:bottom;text-align:center;">-</td> </tr> <tr style="height:20px;"> <td data-sheets-value='{"1":2,"2":"PMMA"}' style="border-left:1px solid #000000;overflow:hidden;padding:0px 3px 0px 3px;vertical-align:bottom;font-weight:bold;">PMMA</td> <td data-sheets-value='{"1":2,"2":"Single-walled"}' style="overflow:hidden;padding:0px 3px 0px 3px;vertical-align:bottom;font-weight:bold;">Single-walled</td> <td data-sheets-value='{"1":2,"2":"Opal (O)"}' style="border-right:1px solid #000000;overflow:hidden;padding:0px 3px 0px 3px;vertical-align:bottom;font-weight:bold;">Opal (O)</td> <td data-sheets-numberformat='{"1":2,"2":"0.00","3":1}' data-sheets-value='{"1":3,"3":5.17}' style="overflow:hidden;padding:0px 3px 0px 3px;vertical-align:bottom;text-align:center;">5.17</td> <td data-sheets-numberformat='{"1":2,"2":"0","3":1}' data-sheets-value='{"1":3,"3":83}' style="overflow:hidden;padding:0px 3px 0px 3px;vertical-align:bottom;text-align:center;">83</td> <td data-sheets-numberformat='{"1":2,"2":"0","3":1}' data-sheets-value='{"1":3,"3":76}' style="overflow:hidden;padding:0px 3px 0px 3px;vertical-align:bottom;text-align:center;">76</td> <td data-sheets-numberformat='{"1":2,"2":"0","3":1}' data-sheets-value='{"1":2,"2":"-"}' style="border-right:1px solid #000000;overflow:hidden;padding:0px 3px 0px 3px;vertical-align:bottom;text-align:center;">-</td> </tr> <tr style="height:20px;"> <td style="border-left:1px solid #000000;overflow:hidden;padding:0px 3px 0px 3px;vertical-align:bottom;font-weight:bold;"></td> <td data-sheets-value='{"1":2,"2":"Double-walled"}' style="overflow:hidden;padding:0px 3px 0px 3px;vertical-align:bottom;font-weight:bold;">Double-walled</td> <td data-sheets-value='{"1":2,"2":"Clear (H/H)"}' style="border-right:1px solid #000000;overflow:hidden;padding:0px 3px 0px 3px;vertical-align:bottom;font-weight:bold;">Clear (H/H)</td> <td data-sheets-numberformat='{"1":2,"2":"0.00","3":1}' data-sheets-value='{"1":3,"3":2.9}' style="overflow:hidden;padding:0px 3px 0px 3px;vertical-align:bottom;text-align:center;">2.90</td> <td data-sheets-numberformat='{"1":2,"2":"0","3":1}' data-sheets-value='{"1":3,"3":81}' style="overflow:hidden;padding:0px 3px 0px 3px;vertical-align:bottom;text-align:center;">81</td> <td data-sheets-numberformat='{"1":2,"2":"0","3":1}' data-sheets-value='{"1":3,"3":75}' style="overflow:hidden;padding:0px 3px 0px 3px;vertical-align:bottom;text-align:center;">75</td> <td data-sheets-numberformat='{"1":2,"2":"0","3":1}' data-sheets-value='{"1":3,"3":20}' style="border-right:1px solid #000000;overflow:hidden;padding:0px 3px 0px 3px;vertical-align:bottom;text-align:center;">20</td> </tr> <tr style="height:20px;"> <td style="border-left:1px solid #000000;overflow:hidden;padding:0px 3px 0px 3px;vertical-align:bottom;font-weight:bold;"></td> <td data-sheets-value='{"1":2,"2":"Double-walled"}' style="overflow:hidden;padding:0px 3px 0px 3px;vertical-align:bottom;font-weight:bold;">Double-walled</td> <td data-sheets-value='{"1":2,"2":"Opal (O/O)"}' style="border-right:1px solid #000000;overflow:hidden;padding:0px 3px 0px 3px;vertical-align:bottom;font-weight:bold;">Opal (O/O)</td> <td data-sheets-numberformat='{"1":2,"2":"0.00","3":1}' data-sheets-value='{"1":3,"3":2.9}' style="overflow:hidden;padding:0px 3px 0px 3px;vertical-align:bottom;text-align:center;">2.90</td> <td data-sheets-numberformat='{"1":2,"2":"0","3":1}' data-sheets-value='{"1":3,"3":69}' style="overflow:hidden;padding:0px 3px 0px 3px;vertical-align:bottom;text-align:center;">69</td> <td data-sheets-numberformat='{"1":2,"2":"0","3":1}' data-sheets-value='{"1":3,"3":58}' style="overflow:hidden;padding:0px 3px 0px 3px;vertical-align:bottom;text-align:center;">58</td> <td data-sheets-numberformat='{"1":2,"2":"0","3":1}' data-sheets-value='{"1":3,"3":20}' style="border-right:1px solid #000000;overflow:hidden;padding:0px 3px 0px 3px;vertical-align:bottom;text-align:center;">20</td> </tr> <tr style="height:20px;"> <td style="border-left:1px solid #000000;overflow:hidden;padding:0px 3px 0px 3px;vertical-align:bottom;font-weight:bold;"></td> <td data-sheets-value='{"1":2,"2":"Triple-walled"}' style="overflow:hidden;padding:0px 3px 0px 3px;vertical-align:bottom;font-weight:bold;">Triple-walled</td> <td data-sheets-value='{"1":2,"2":"Clear (H/H/H)"}' style="border-right:1px solid #000000;overflow:hidden;padding:0px 3px 0px 3px;vertical-align:bottom;font-weight:bold;">Clear (H/H/H)</td> <td data-sheets-numberformat='{"1":2,"2":"0.00","3":1}' data-sheets-value='{"1":3,"3":1.7}' style="overflow:hidden;padding:0px 3px 0px 3px;vertical-align:bottom;text-align:center;">1.70</td> <td data-sheets-numberformat='{"1":2,"2":"0","3":1}' data-sheets-value='{"1":3,"3":73}' style="overflow:hidden;padding:0px 3px 0px 3px;vertical-align:bottom;text-align:center;">73</td> <td data-sheets-numberformat='{"1":2,"2":"0","3":1}' data-sheets-value='{"1":3,"3":65}' style="overflow:hidden;padding:0px 3px 0px 3px;vertical-align:bottom;text-align:center;">65</td> <td data-sheets-numberformat='{"1":2,"2":"0","3":1}' data-sheets-value='{"1":3,"3":22}' style="border-right:1px solid #000000;overflow:hidden;padding:0px 3px 0px 3px;vertical-align:bottom;text-align:center;">22</td> </tr> <tr style="height:20px;"> <td style="border-left:1px solid #000000;overflow:hidden;padding:0px 3px 0px 3px;vertical-align:bottom;font-weight:bold;"></td> <td data-sheets-value='{"1":2,"2":"Triple-walled"}' style="overflow:hidden;padding:0px 3px 0px 3px;vertical-align:bottom;font-weight:bold;">Triple-walled</td> <td data-sheets-value='{"1":2,"2":"Opal (O/H/O)"}' style="border-right:1px solid #000000;overflow:hidden;padding:0px 3px 0px 3px;vertical-align:bottom;font-weight:bold;">Opal (O/H/O)</td> <td data-sheets-numberformat='{"1":2,"2":"0.00","3":1}' data-sheets-value='{"1":3,"3":1.7}' style="overflow:hidden;padding:0px 3px 0px 3px;vertical-align:bottom;text-align:center;">1.70</td> <td data-sheets-numberformat='{"1":2,"2":"0","3":1}' data-sheets-value='{"1":3,"3":62}' style="overflow:hidden;padding:0px 3px 0px 3px;vertical-align:bottom;text-align:center;">62</td> <td data-sheets-numberformat='{"1":2,"2":"0","3":1}' data-sheets-value='{"1":3,"3":51}' style="overflow:hidden;padding:0px 3px 0px 3px;vertical-align:bottom;text-align:center;">51</td> <td data-sheets-numberformat='{"1":2,"2":"0","3":1}' data-sheets-value='{"1":3,"3":22}' style="border-right:1px solid #000000;overflow:hidden;padding:0px 3px 0px 3px;vertical-align:bottom;text-align:center;">22</td> </tr> <tr style="height:20px;"> <td style="border-left:1px solid #000000;overflow:hidden;padding:0px 3px 0px 3px;vertical-align:bottom;font-weight:bold;"></td> <td data-sheets-value='{"1":2,"2":"Four-walled"}' style="overflow:hidden;padding:0px 3px 0px 3px;vertical-align:bottom;font-weight:bold;">Four-walled</td> <td data-sheets-value='{"1":2,"2":"Clear (H/H/H/H)"}' style="border-right:1px solid #000000;overflow:hidden;padding:0px 3px 0px 3px;vertical-align:bottom;font-weight:bold;">Clear (H/H/H/H)</td> <td data-sheets-numberformat='{"1":2,"2":"0.00","3":1}' data-sheets-value='{"1":3,"3":1.28}' style="overflow:hidden;padding:0px 3px 0px 3px;vertical-align:bottom;text-align:center;">1.28</td> <td data-sheets-numberformat='{"1":2,"2":"0","3":1}' data-sheets-value='{"1":3,"3":64}' style="overflow:hidden;padding:0px 3px 0px 3px;vertical-align:bottom;text-align:center;">64</td> <td data-sheets-numberformat='{"1":2,"2":"0","3":1}' data-sheets-value='{"1":3,"3":54}' style="overflow:hidden;padding:0px 3px 0px 3px;vertical-align:bottom;text-align:center;">54</td> <td data-sheets-numberformat='{"1":2,"2":"0","3":1}' data-sheets-value='{"1":3,"3":23}' style="border-right:1px solid #000000;overflow:hidden;padding:0px 3px 0px 3px;vertical-align:bottom;text-align:center;">23</td> </tr> <tr style="height:20px;"> <td style="border-bottom:1px solid #000000;border-left:1px solid #000000;overflow:hidden;padding:0px 3px 0px 3px;vertical-align:bottom;"></td> <td data-sheets-value='{"1":2,"2":"Four-walled"}' style="border-bottom:1px solid #000000;overflow:hidden;padding:0px 3px 0px 3px;vertical-align:bottom;font-weight:bold;">Four-walled</td> <td data-sheets-value='{"1":2,"2":"Opal (H/H/O/H)"}' style="border-right:1px solid #000000;border-bottom:1px solid #000000;overflow:hidden;padding:0px 3px 0px 3px;vertical-align:bottom;font-weight:bold;">Opal (H/H/O/H)</td> <td data-sheets-numberformat='{"1":2,"2":"0.00","3":1}' data-sheets-value='{"1":3,"3":1.28}' style="border-bottom:1px solid #000000;overflow:hidden;padding:0px 3px 0px 3px;vertical-align:bottom;text-align:center;">1.28</td> <td data-sheets-numberformat='{"1":2,"2":"0","3":1}' data-sheets-value='{"1":3,"3":59}' style="border-bottom:1px solid #000000;overflow:hidden;padding:0px 3px 0px 3px;vertical-align:bottom;text-align:center;">59</td> <td data-sheets-numberformat='{"1":2,"2":"0","3":1}' data-sheets-value='{"1":3,"3":48}' style="border-bottom:1px solid #000000;overflow:hidden;padding:0px 3px 0px 3px;vertical-align:bottom;text-align:center;">48</td> <td data-sheets-numberformat='{"1":2,"2":"0","3":1}' data-sheets-value='{"1":3,"3":23}' style="border-right:1px solid #000000;border-bottom:1px solid #000000;overflow:hidden;padding:0px 3px 0px 3px;vertical-align:bottom;text-align:center;">23</td> </tr> <tr style="height:20px;"> <td data-sheets-value='{"1":2,"2":"Polycarbonate "}' style="border-left:1px solid #000000;overflow:hidden;padding:0px 3px 0px 3px;vertical-align:bottom;font-weight:bold;">Polycarbonate </td> <td data-sheets-value='{"1":2,"2":"Single-walled"}' style="overflow:hidden;padding:0px 3px 0px 3px;vertical-align:bottom;font-weight:bold;">Single-walled</td> <td data-sheets-value='{"1":2,"2":"Clear (A)"}' style="border-right:1px solid #000000;overflow:hidden;padding:0px 3px 0px 3px;vertical-align:bottom;font-weight:bold;">Clear (A)</td> <td data-sheets-numberformat='{"1":2,"2":"0.00","3":1}' data-sheets-value='{"1":3,"3":5.17}' style="overflow:hidden;padding:0px 3px 0px 3px;vertical-align:bottom;text-align:center;">5.17</td> <td data-sheets-numberformat='{"1":2,"2":"0","3":1}' data-sheets-value='{"1":3,"3":88}' style="overflow:hidden;padding:0px 3px 0px 3px;vertical-align:bottom;text-align:center;">88</td> <td data-sheets-numberformat='{"1":2,"2":"0","3":1}' data-sheets-value='{"1":3,"3":83}' style="overflow:hidden;padding:0px 3px 0px 3px;vertical-align:bottom;text-align:center;">83</td> <td data-sheets-numberformat='{"1":2,"2":"0","3":1}' data-sheets-value='{"1":2,"2":"-"}' style="border-right:1px solid #000000;overflow:hidden;padding:0px 3px 0px 3px;vertical-align:bottom;text-align:center;">-</td> </tr> <tr style="height:20px;"> <td data-sheets-value='{"1":2,"2":"PC"}' style="border-left:1px solid #000000;overflow:hidden;padding:0px 3px 0px 3px;vertical-align:bottom;font-weight:bold;">PC</td> <td data-sheets-value='{"1":2,"2":"Single-walled"}' style="overflow:hidden;padding:0px 3px 0px 3px;vertical-align:bottom;font-weight:bold;">Single-walled</td> <td data-sheets-value='{"1":2,"2":"Opal (D)"}' style="border-right:1px solid #000000;overflow:hidden;padding:0px 3px 0px 3px;vertical-align:bottom;font-weight:bold;">Opal (D)</td> <td data-sheets-numberformat='{"1":2,"2":"0.00","3":1}' data-sheets-value='{"1":3,"3":5.17}' style="overflow:hidden;padding:0px 3px 0px 3px;vertical-align:bottom;text-align:center;">5.17</td> <td data-sheets-numberformat='{"1":2,"2":"0","3":1}' data-sheets-value='{"1":3,"3":58}' style="overflow:hidden;padding:0px 3px 0px 3px;vertical-align:bottom;text-align:center;">58</td> <td data-sheets-numberformat='{"1":2,"2":"0","3":1}' data-sheets-value='{"1":3,"3":60}' style="overflow:hidden;padding:0px 3px 0px 3px;vertical-align:bottom;text-align:center;">60</td> <td data-sheets-numberformat='{"1":2,"2":"0","3":1}' data-sheets-value='{"1":2,"2":"-"}' style="border-right:1px solid #000000;overflow:hidden;padding:0px 3px 0px 3px;vertical-align:bottom;text-align:center;">-</td> </tr> <tr style="height:20px;"> <td style="border-left:1px solid #000000;overflow:hidden;padding:0px 3px 0px 3px;vertical-align:bottom;font-weight:bold;"></td> <td data-sheets-value='{"1":2,"2":"Double-walled"}' style="overflow:hidden;padding:0px 3px 0px 3px;vertical-align:bottom;font-weight:bold;">Double-walled</td> <td data-sheets-value='{"1":2,"2":"Clear (A/H)"}' style="border-right:1px solid #000000;overflow:hidden;padding:0px 3px 0px 3px;vertical-align:bottom;font-weight:bold;">Clear (A/H)</td> <td data-sheets-numberformat='{"1":2,"2":"0.00","3":1}' data-sheets-value='{"1":3,"3":2.9}' style="overflow:hidden;padding:0px 3px 0px 3px;vertical-align:bottom;text-align:center;">2.90</td> <td data-sheets-numberformat='{"1":2,"2":"0","3":1}' data-sheets-value='{"1":3,"3":79}' style="overflow:hidden;padding:0px 3px 0px 3px;vertical-align:bottom;text-align:center;">79</td> <td data-sheets-numberformat='{"1":2,"2":"0","3":1}' data-sheets-value='{"1":3,"3":72}' style="overflow:hidden;padding:0px 3px 0px 3px;vertical-align:bottom;text-align:center;">72</td> <td data-sheets-numberformat='{"1":2,"2":"0","3":1}' data-sheets-value='{"1":3,"3":20}' style="border-right:1px solid #000000;overflow:hidden;padding:0px 3px 0px 3px;vertical-align:bottom;text-align:center;">20</td> </tr> <tr style="height:20px;"> <td style="border-left:1px solid #000000;overflow:hidden;padding:0px 3px 0px 3px;vertical-align:bottom;font-weight:bold;"></td> <td data-sheets-value='{"1":2,"2":"Double-walled"}' style="overflow:hidden;padding:0px 3px 0px 3px;vertical-align:bottom;font-weight:bold;">Double-walled</td> <td data-sheets-value='{"1":2,"2":"Clear (A/A)"}' style="border-right:1px solid #000000;overflow:hidden;padding:0px 3px 0px 3px;vertical-align:bottom;font-weight:bold;">Clear (A/A)</td> <td data-sheets-numberformat='{"1":2,"2":"0.00","3":1}' data-sheets-value='{"1":3,"3":2.9}' style="overflow:hidden;padding:0px 3px 0px 3px;vertical-align:bottom;text-align:center;">2.90</td> <td data-sheets-numberformat='{"1":2,"2":"0","3":1}' data-sheets-value='{"1":3,"3":77}' style="overflow:hidden;padding:0px 3px 0px 3px;vertical-align:bottom;text-align:center;">77</td> <td data-sheets-numberformat='{"1":2,"2":"0","3":1}' data-sheets-value='{"1":3,"3":69}' style="overflow:hidden;padding:0px 3px 0px 3px;vertical-align:bottom;text-align:center;">69</td> <td data-sheets-numberformat='{"1":2,"2":"0","3":1}' data-sheets-value='{"1":3,"3":20}' style="border-right:1px solid #000000;overflow:hidden;padding:0px 3px 0px 3px;vertical-align:bottom;text-align:center;">20</td> </tr> <tr style="height:20px;"> <td style="border-left:1px solid #000000;overflow:hidden;padding:0px 3px 0px 3px;vertical-align:bottom;font-weight:bold;"></td> <td data-sheets-value='{"1":2,"2":"Double-walled"}' style="overflow:hidden;padding:0px 3px 0px 3px;vertical-align:bottom;font-weight:bold;">Double-walled</td> <td data-sheets-value='{"1":2,"2":"Opal (A/O)"}' style="border-right:1px solid #000000;overflow:hidden;padding:0px 3px 0px 3px;vertical-align:bottom;font-weight:bold;">Opal (A/O)</td> <td data-sheets-numberformat='{"1":2,"2":"0.00","3":1}' data-sheets-value='{"1":3,"3":2.9}' style="overflow:hidden;padding:0px 3px 0px 3px;vertical-align:bottom;text-align:center;">2.90</td> <td data-sheets-numberformat='{"1":2,"2":"0","3":1}' data-sheets-value='{"1":3,"3":73}' style="overflow:hidden;padding:0px 3px 0px 3px;vertical-align:bottom;text-align:center;">73</td> <td data-sheets-numberformat='{"1":2,"2":"0","3":1}' data-sheets-value='{"1":3,"3":63}' style="overflow:hidden;padding:0px 3px 0px 3px;vertical-align:bottom;text-align:center;">63</td> <td data-sheets-numberformat='{"1":2,"2":"0","3":1}' data-sheets-value='{"1":3,"3":20}' style="border-right:1px solid #000000;overflow:hidden;padding:0px 3px 0px 3px;vertical-align:bottom;text-align:center;">20</td> </tr> <tr style="height:20px;"> <td style="border-left:1px solid #000000;overflow:hidden;padding:0px 3px 0px 3px;vertical-align:bottom;font-weight:bold;"></td> <td data-sheets-value='{"1":2,"2":"Double-walled"}' style="overflow:hidden;padding:0px 3px 0px 3px;vertical-align:bottom;font-weight:bold;">Double-walled</td> <td data-sheets-value='{"1":2,"2":"Opal (A/D)"}' style="border-right:1px solid #000000;overflow:hidden;padding:0px 3px 0px 3px;vertical-align:bottom;font-weight:bold;">Opal (A/D)</td> <td data-sheets-numberformat='{"1":2,"2":"0.00","3":1}' data-sheets-value='{"1":3,"3":2.9}' style="overflow:hidden;padding:0px 3px 0px 3px;vertical-align:bottom;text-align:center;">2.90</td> <td data-sheets-numberformat='{"1":2,"2":"0","3":1}' data-sheets-value='{"1":3,"3":51}' style="overflow:hidden;padding:0px 3px 0px 3px;vertical-align:bottom;text-align:center;">51</td> <td data-sheets-numberformat='{"1":2,"2":"0","3":1}' data-sheets-value='{"1":3,"3":50}' style="overflow:hidden;padding:0px 3px 0px 3px;vertical-align:bottom;text-align:center;">50</td> <td data-sheets-numberformat='{"1":2,"2":"0","3":1}' data-sheets-value='{"1":3,"3":20}' style="border-right:1px solid #000000;overflow:hidden;padding:0px 3px 0px 3px;vertical-align:bottom;text-align:center;">20</td> </tr> <tr style="height:20px;"> <td style="border-left:1px solid #000000;overflow:hidden;padding:0px 3px 0px 3px;vertical-align:bottom;font-weight:bold;"></td> <td data-sheets-value='{"1":2,"2":"Triple-walled"}' style="overflow:hidden;padding:0px 3px 0px 3px;vertical-align:bottom;font-weight:bold;">Triple-walled</td> <td data-sheets-value='{"1":2,"2":"Clear (A/H/H)"}' style="border-right:1px solid #000000;overflow:hidden;padding:0px 3px 0px 3px;vertical-align:bottom;font-weight:bold;">Clear (A/H/H)</td> <td data-sheets-numberformat='{"1":2,"2":"0.00","3":1}' data-sheets-value='{"1":3,"3":1.7}' style="overflow:hidden;padding:0px 3px 0px 3px;vertical-align:bottom;text-align:center;">1.70</td> <td data-sheets-numberformat='{"1":2,"2":"0","3":1}' data-sheets-value='{"1":3,"3":71}' style="overflow:hidden;padding:0px 3px 0px 3px;vertical-align:bottom;text-align:center;">71</td> <td data-sheets-numberformat='{"1":2,"2":"0","3":1}' data-sheets-value='{"1":3,"3":63}' style="overflow:hidden;padding:0px 3px 0px 3px;vertical-align:bottom;text-align:center;">63</td> <td data-sheets-numberformat='{"1":2,"2":"0","3":1}' data-sheets-value='{"1":3,"3":22}' style="border-right:1px solid #000000;overflow:hidden;padding:0px 3px 0px 3px;vertical-align:bottom;text-align:center;">22</td> </tr> <tr style="height:20px;"> <td style="border-left:1px solid #000000;overflow:hidden;padding:0px 3px 0px 3px;vertical-align:bottom;font-weight:bold;"></td> <td data-sheets-value='{"1":2,"2":"Triple-walled"}' style="overflow:hidden;padding:0px 3px 0px 3px;vertical-align:bottom;font-weight:bold;">Triple-walled</td> <td data-sheets-value='{"1":2,"2":"Opal (A/O/O)"}' style="border-right:1px solid #000000;overflow:hidden;padding:0px 3px 0px 3px;vertical-align:bottom;font-weight:bold;">Opal (A/O/O)</td> <td data-sheets-numberformat='{"1":2,"2":"0.00","3":1}' data-sheets-value='{"1":3,"3":1.7}' style="overflow:hidden;padding:0px 3px 0px 3px;vertical-align:bottom;text-align:center;">1.70</td> <td data-sheets-numberformat='{"1":2,"2":"0","3":1}' data-sheets-value='{"1":3,"3":61}' style="overflow:hidden;padding:0px 3px 0px 3px;vertical-align:bottom;text-align:center;">61</td> <td data-sheets-numberformat='{"1":2,"2":"0","3":1}' data-sheets-value='{"1":3,"3":48}' style="overflow:hidden;padding:0px 3px 0px 3px;vertical-align:bottom;text-align:center;">48</td> <td data-sheets-numberformat='{"1":2,"2":"0","3":1}' data-sheets-value='{"1":3,"3":22}' style="border-right:1px solid #000000;overflow:hidden;padding:0px 3px 0px 3px;vertical-align:bottom;text-align:center;">22</td> </tr> <tr style="height:20px;"> <td style="border-left:1px solid #000000;overflow:hidden;padding:0px 3px 0px 3px;vertical-align:bottom;font-weight:bold;"></td> <td data-sheets-value='{"1":2,"2":"Four-walled"}' style="overflow:hidden;padding:0px 3px 0px 3px;vertical-align:bottom;font-weight:bold;">Four-walled</td> <td data-sheets-value='{"1":2,"2":"Clear (A/H/H/H)"}' style="border-right:1px solid #000000;overflow:hidden;padding:0px 3px 0px 3px;vertical-align:bottom;font-weight:bold;">Clear (A/H/H/H)</td> <td data-sheets-numberformat='{"1":2,"2":"0.00","3":1}' data-sheets-value='{"1":3,"3":1.28}' style="overflow:hidden;padding:0px 3px 0px 3px;vertical-align:bottom;text-align:center;">1.28</td> <td data-sheets-numberformat='{"1":2,"2":"0","3":1}' data-sheets-value='{"1":3,"3":64}' style="overflow:hidden;padding:0px 3px 0px 3px;vertical-align:bottom;text-align:center;">64</td> <td data-sheets-numberformat='{"1":2,"2":"0","3":1}' data-sheets-value='{"1":3,"3":52}' style="overflow:hidden;padding:0px 3px 0px 3px;vertical-align:bottom;text-align:center;">52</td> <td data-sheets-numberformat='{"1":2,"2":"0","3":1}' data-sheets-value='{"1":3,"3":23}' style="border-right:1px solid #000000;overflow:hidden;padding:0px 3px 0px 3px;vertical-align:bottom;text-align:center;">23</td> </tr> <tr style="height:20px;"> <td style="border-bottom:1px solid #000000;border-left:1px solid #000000;overflow:hidden;padding:0px 3px 0px 3px;vertical-align:bottom;"></td> <td data-sheets-value='{"1":2,"2":"Four-walled"}' style="border-bottom:1px solid #000000;overflow:hidden;padding:0px 3px 0px 3px;vertical-align:bottom;font-weight:bold;">Four-walled</td> <td data-sheets-value='{"1":2,"2":"Opal (A/H/O/H)"}' style="border-right:1px solid #000000;border-bottom:1px solid #000000;overflow:hidden;padding:0px 3px 0px 3px;vertical-align:bottom;font-weight:bold;">Opal (A/H/O/H)</td> <td data-sheets-numberformat='{"1":2,"2":"0.00","3":1}' data-sheets-value='{"1":3,"3":1.28}' style="border-bottom:1px solid #000000;overflow:hidden;padding:0px 3px 0px 3px;vertical-align:bottom;text-align:center;">1.28</td> <td data-sheets-numberformat='{"1":2,"2":"0","3":1}' data-sheets-value='{"1":3,"3":59}' style="border-bottom:1px solid #000000;overflow:hidden;padding:0px 3px 0px 3px;vertical-align:bottom;text-align:center;">59</td> <td data-sheets-numberformat='{"1":2,"2":"0","3":1}' data-sheets-value='{"1":3,"3":46}' style="border-bottom:1px solid #000000;overflow:hidden;padding:0px 3px 0px 3px;vertical-align:bottom;text-align:center;">46</td> <td data-sheets-numberformat='{"1":2,"2":"0","3":1}' data-sheets-value='{"1":3,"3":23}' style="border-right:1px solid #000000;border-bottom:1px solid #000000;overflow:hidden;padding:0px 3px 0px 3px;vertical-align:bottom;text-align:center;">23</td> </tr> <tr style="height:20px;"> <td data-sheets-value='{"1":2,"2":"Polycarbonate"}' style="border-left:1px solid #000000;overflow:hidden;padding:0px 3px 0px 3px;vertical-align:bottom;font-weight:bold;">Polycarbonate</td> <td data-sheets-value='{"1":2,"2":"Single-walled"}' style="overflow:hidden;padding:0px 3px 0px 3px;vertical-align:bottom;font-weight:bold;">Single-walled</td> <td data-sheets-value='{"1":2,"2":"Heatstop Opal (T)"}' style="border-right:1px solid #000000;overflow:hidden;padding:0px 3px 0px 3px;vertical-align:bottom;font-weight:bold;">Heatstop Opal (T)</td> <td data-sheets-numberformat='{"1":2,"2":"0.00","3":1}' data-sheets-value='{"1":3,"3":5.17}' style="overflow:hidden;padding:0px 3px 0px 3px;vertical-align:bottom;text-align:center;">5.17</td> <td data-sheets-numberformat='{"1":2,"2":"0","3":1}' data-sheets-value='{"1":3,"3":49}' style="overflow:hidden;padding:0px 3px 0px 3px;vertical-align:bottom;text-align:center;">49</td> <td data-sheets-numberformat='{"1":2,"2":"0","3":1}' data-sheets-value='{"1":3,"3":59}' style="overflow:hidden;padding:0px 3px 0px 3px;vertical-align:bottom;text-align:center;">59</td> <td data-sheets-numberformat='{"1":2,"2":"0","3":1}' data-sheets-value='{"1":2,"2":"-"}' style="border-right:1px solid #000000;overflow:hidden;padding:0px 3px 0px 3px;vertical-align:bottom;text-align:center;">-</td> </tr> <tr style="height:20px;"> <td data-sheets-value='{"1":2,"2":"Heatstop PC"}' style="border-left:1px solid #000000;overflow:hidden;padding:0px 3px 0px 3px;vertical-align:bottom;font-weight:bold;">Heatstop PC</td> <td data-sheets-value='{"1":2,"2":"Double-walled"}' style="overflow:hidden;padding:0px 3px 0px 3px;vertical-align:bottom;font-weight:bold;">Double-walled</td> <td data-sheets-value='{"1":2,"2":"Clear (T/H)"}' style="border-right:1px solid #000000;overflow:hidden;padding:0px 3px 0px 3px;vertical-align:bottom;font-weight:bold;">Clear (T/H)</td> <td data-sheets-numberformat='{"1":2,"2":"0.00","3":1}' data-sheets-value='{"1":3,"3":2.9}' style="overflow:hidden;padding:0px 3px 0px 3px;vertical-align:bottom;text-align:center;">2.90</td> <td data-sheets-numberformat='{"1":2,"2":"0","3":1}' data-sheets-value='{"1":3,"3":44}' style="overflow:hidden;padding:0px 3px 0px 3px;vertical-align:bottom;text-align:center;">44</td> <td data-sheets-numberformat='{"1":2,"2":"0","3":1}' data-sheets-value='{"1":3,"3":51}' style="overflow:hidden;padding:0px 3px 0px 3px;vertical-align:bottom;text-align:center;">51</td> <td data-sheets-numberformat='{"1":2,"2":"0","3":1}' data-sheets-value='{"1":3,"3":20}' style="border-right:1px solid #000000;overflow:hidden;padding:0px 3px 0px 3px;vertical-align:bottom;text-align:center;">20</td> </tr> <tr style="height:20px;"> <td style="border-left:1px solid #000000;overflow:hidden;padding:0px 3px 0px 3px;vertical-align:bottom;font-weight:bold;"></td> <td data-sheets-value='{"1":2,"2":"Double-walled"}' style="overflow:hidden;padding:0px 3px 0px 3px;vertical-align:bottom;font-weight:bold;">Double-walled</td> <td data-sheets-value='{"1":2,"2":"Opal (T/O)"}' style="border-right:1px solid #000000;overflow:hidden;padding:0px 3px 0px 3px;vertical-align:bottom;font-weight:bold;">Opal (T/O)</td> <td data-sheets-numberformat='{"1":2,"2":"0.00","3":1}' data-sheets-value='{"1":3,"3":2.9}' style="overflow:hidden;padding:0px 3px 0px 3px;vertical-align:bottom;text-align:center;">2.90</td> <td data-sheets-numberformat='{"1":2,"2":"0","3":1}' data-sheets-value='{"1":3,"3":41}' style="overflow:hidden;padding:0px 3px 0px 3px;vertical-align:bottom;text-align:center;">41</td> <td data-sheets-numberformat='{"1":2,"2":"0","3":1}' data-sheets-value='{"1":3,"3":45}' style="overflow:hidden;padding:0px 3px 0px 3px;vertical-align:bottom;text-align:center;">45</td> <td data-sheets-numberformat='{"1":2,"2":"0","3":1}' data-sheets-value='{"1":3,"3":20}' style="border-right:1px solid #000000;overflow:hidden;padding:0px 3px 0px 3px;vertical-align:bottom;text-align:center;">20</td> </tr> <tr style="height:20px;"> <td style="border-left:1px solid #000000;overflow:hidden;padding:0px 3px 0px 3px;vertical-align:bottom;font-weight:bold;"></td> <td data-sheets-value='{"1":2,"2":"Triple-walled"}' style="overflow:hidden; | skylux-160-ce-met-koepel-en-metaalopstand-met-lm-motor-1100-x-2300-mm | 8585989816653 | 46872264999245
Smoke and heat exhaust (SHEV) | SHE system | Skylux | Skylux 160° CE with skylight and metal curb with LM-actuator 1200 x 1200 mm |  | 26694 | 5412970266945 | 3654.2 | Yes | 30-45 | 76.3 | 1200 x 1200 mm | 1200 | 1200 |  | metal curb M30 (30 cm high) | Square | 5.17 W/m²K - 1.28 W/m²K | 87% - 32% | 90% - 32% | 20dB - 23dB | 160° CE (for industry) | skylight | without spoiler | E | Single actuator | Maximum four-walled skylight possible for this product | Ut-value LT-value g-value Rw-value EN 1873 : 2014 EN ISO 13468 EN 16153 EN 410 EN 410 EN ISO 140-3 Material Walls Shells (W/m²K) (%) (%) (dB) Acrylic Single-walled Clear (H) 5.17 90 87 - PMMA Single-walled Opal (O) 5.17 83 76 - Double-walled Clear (H/H) 2.90 81 75 20 Double-walled Opal (O/O) 2.90 69 58 20 Triple-walled Clear (H/H/H) 1.70 73 65 22 Triple-walled Opal (O/H/O) 1.70 62 51 22 Four-walled Clear (H/H/H/H) 1.28 64 54 23 Four-walled Opal (H/H/O/H) 1.28 59 48 23 Polycarbonate Single-walled Clear (A) 5.17 88 83 - PC Single-walled Opal (D) 5.17 58 60 - Double-walled Clear (A/H) 2.90 79 72 20 Double-walled Clear (A/A) 2.90 77 69 20 Double-walled Opal (A/O) 2.90 73 63 20 Double-walled Opal (A/D) 2.90 51 50 20 Triple-walled Clear (A/H/H) 1.70 71 63 22 Triple-walled Opal (A/O/O) 1.70 61 48 22 Four-walled Clear (A/H/H/H) 1.28 64 52 23 Four-walled Opal (A/H/O/H) 1.28 59 46 23 Polycarbonate Single-walled Heatstop Opal (T) 5.17 49 59 - Heatstop PC Double-walled Clear (T/H) 2.90 44 51 20 Double-walled Opal (T/O) 2.90 41 45 20 Triple-walled Clear (T/H/H) 1.70 40 <td data-sheets-numberformat='{"1":2,"2":"0","3":1}' data-sheets-value='{"1":3,"3":44}' style="overflow:hidden;paddin | https://skylux.eu/en/products/skylux-160-ce-met-koepel-en-metaalopstand-met-lm-motor-1200-x-1200-mm | https://skylux.eu/cdn/shop/files/Skylux-160deg-CE-met-koepel-en-metaalopstand-met-LM-motor-1200-x-1200-mm-RWA-systeem.jpg?v=1702976624&width=1600 | https://skylux.eu/cdn/shop/files/e5a82811-1bb0-48e4-a776-cacb59c7c092_31f16449-dfab-4d61-a230-7b9e47acd262.jpg?v=1688550175&width=1600 | //skylux.eu/cdn/shop/files/E_MH_Mounting_instructions_Skylux_160_CE_LM.pdf?v=12406716259046007223 | //skylux.eu/cdn/shop/files/E_TD_Technical_File_Skylux_Skylux_160_CE_Electric.pdf?v=3667116872303399239 | <style type="text/css" id="isPasted"> <!--td { border: 1px solid #cccccc; } br { mso-data-placement: same-cell; } --> </style> <table border="1" cellpadding="0" cellspacing="0" dir="ltr" style="table-layout:fixed;font-size:10pt;font-family:Arial;border-collapse:collapse;border:none;"><tbody> <tr style="height:20px;"> <td style="overflow:hidden;padding:0px 3px 0px 3px;vertical-align:bottom;"></td> <td style="overflow:hidden;padding:0px 3px 0px 3px;vertical-align:bottom;"></td> <td style="overflow:hidden;padding:0px 3px 0px 3px;vertical-align:bottom;"></td> <td data-sheets-value='{"1":2,"2":"Ut-value"}' style="overflow:hidden;padding:0px 3px 0px 3px;vertical-align:bottom;font-weight:bold;text-align:center;">Ut-value</td> <td data-sheets-value='{"1":2,"2":"LT-value"}' style="overflow:hidden;padding:0px 3px 0px 3px;vertical-align:bottom;font-weight:bold;text-align:center;">LT-value</td> <td data-sheets-value='{"1":2,"2":"g-value"}' style="overflow:hidden;padding:0px 3px 0px 3px;vertical-align:bottom;font-weight:bold;text-align:center;">g-value</td> <td data-sheets-value='{"1":2,"2":"Rw-value "}' style="overflow:hidden;padding:0px 3px 0px 3px;vertical-align:bottom;font-weight:bold;text-align:center;">Rw-value </td> </tr> <tr style="height:20px;"> <td style="overflow:hidden;padding:0px 3px 0px 3px;vertical-align:bottom;"></td> <td style="overflow:hidden;padding:0px 3px 0px 3px;vertical-align:bottom;"></td> <td style="overflow:hidden;padding:0px 3px 0px 3px;vertical-align:bottom;"></td> <td data-sheets-numberformat='{"1":2,"2":"0.00","3":1}' data-sheets-value='{"1":2,"2":"EN 1873 : 2014"}' style="overflow:hidden;padding:0px 3px 0px 3px;vertical-align:bottom;text-align:center;">EN 1873 : 2014</td> <td data-sheets-numberformat='{"1":2,"2":"0","3":1}' data-sheets-value='{"1":2,"2":"EN ISO 13468 EN 16153 EN 410"}' style="overflow:hidden;padding:0px 3px 0px 3px;vertical-align:bottom;text-align:center;">EN ISO 13468 EN 16153 EN 410</td> <td data-sheets-numberformat='{"1":2,"2":"0","3":1}' data-sheets-value='{"1":2,"2":"EN 410"}' style="overflow:hidden;padding:0px 3px 0px 3px;vertical-align:bottom;text-align:center;">EN 410</td> <td data-sheets-value='{"1":2,"2":"EN ISO 140-3\t\t"}' style="overflow:hidden;padding:0px 3px 0px 3px;vertical-align:bottom;text-align:center;">EN ISO 140-3 </td> </tr> <tr style="height:20px;"> <td data-sheets-value='{"1":2,"2":"Material"}' style="border-bottom:1px solid #000000;overflow:hidden;padding:0px 3px 0px 3px;vertical-align:bottom;background-color:#000000;font-weight:bold;color:#ffffff;">Material</td> <td data-sheets-value='{"1":2,"2":"Walls"}' style="border-bottom:1px solid #000000;overflow:hidden;padding:0px 3px 0px 3px;vertical-align:bottom;background-color:#000000;font-weight:bold;color:#ffffff;">Walls</td> <td data-sheets-value='{"1":2,"2":"Shells"}' style="border-bottom:1px solid #000000;overflow:hidden;padding:0px 3px 0px 3px;vertical-align:bottom;background-color:#000000;font-weight:bold;color:#ffffff;">Shells</td> <td data-sheets-numberformat='{"1":2,"2":"0.00","3":1}' data-sheets-value='{"1":2,"2":"(W/m²K)\t"}' style="border-bottom:1px solid #000000;overflow:hidden;padding:0px 3px 0px 3px;vertical-align:bottom;background-color:#000000;font-weight:bold;color:#ffffff;text-align:center;">(W/m²K) </td> <td data-sheets-numberformat='{"1":2,"2":"0","3":1}' data-sheets-value='{"1":2,"2":"(%)"}' style="border-bottom:1px solid #000000;overflow:hidden;padding:0px 3px 0px 3px;vertical-align:bottom;background-color:#000000;font-weight:bold;color:#ffffff;text-align:center;">(%)</td> <td data-sheets-numberformat='{"1":2,"2":"0","3":1}' data-sheets-value='{"1":2,"2":"(%)"}' style="border-bottom:1px solid #000000;overflow:hidden;padding:0px 3px 0px 3px;vertical-align:bottom;background-color:#000000;font-weight:bold;color:#ffffff;text-align:center;">(%)</td> <td data-sheets-value='{"1":2,"2":"(dB)"}' style="border-bottom:1px solid #000000;overflow:hidden;padding:0px 3px 0px 3px;vertical-align:bottom;background-color:#000000;font-weight:bold;color:#ffffff;text-align:center;">(dB)</td> </tr> <tr style="height:20px;"> <td data-sheets-value='{"1":2,"2":"Acrylic"}' style="border-left:1px solid #000000;overflow:hidden;padding:0px 3px 0px 3px;vertical-align:bottom;font-weight:bold;">Acrylic</td> <td data-sheets-value='{"1":2,"2":"Single-walled"}' style="overflow:hidden;padding:0px 3px 0px 3px;vertical-align:bottom;font-weight:bold;">Single-walled</td> <td data-sheets-value='{"1":2,"2":"Clear (H)"}' style="border-right:1px solid #000000;overflow:hidden;padding:0px 3px 0px 3px;vertical-align:bottom;font-weight:bold;">Clear (H)</td> <td data-sheets-numberformat='{"1":2,"2":"0.00","3":1}' data-sheets-value='{"1":3,"3":5.17}' style="overflow:hidden;padding:0px 3px 0px 3px;vertical-align:bottom;text-align:center;">5.17</td> <td data-sheets-numberformat='{"1":2,"2":"0","3":1}' data-sheets-value='{"1":3,"3":90}' style="overflow:hidden;padding:0px 3px 0px 3px;vertical-align:bottom;text-align:center;">90</td> <td data-sheets-numberformat='{"1":2,"2":"0","3":1}' data-sheets-value='{"1":3,"3":87}' style="overflow:hidden;padding:0px 3px 0px 3px;vertical-align:bottom;text-align:center;">87</td> <td data-sheets-numberformat='{"1":2,"2":"0","3":1}' data-sheets-value='{"1":2,"2":"-"}' style="border-right:1px solid #000000;overflow:hidden;padding:0px 3px 0px 3px;vertical-align:bottom;text-align:center;">-</td> </tr> <tr style="height:20px;"> <td data-sheets-value='{"1":2,"2":"PMMA"}' style="border-left:1px solid #000000;overflow:hidden;padding:0px 3px 0px 3px;vertical-align:bottom;font-weight:bold;">PMMA</td> <td data-sheets-value='{"1":2,"2":"Single-walled"}' style="overflow:hidden;padding:0px 3px 0px 3px;vertical-align:bottom;font-weight:bold;">Single-walled</td> <td data-sheets-value='{"1":2,"2":"Opal (O)"}' style="border-right:1px solid #000000;overflow:hidden;padding:0px 3px 0px 3px;vertical-align:bottom;font-weight:bold;">Opal (O)</td> <td data-sheets-numberformat='{"1":2,"2":"0.00","3":1}' data-sheets-value='{"1":3,"3":5.17}' style="overflow:hidden;padding:0px 3px 0px 3px;vertical-align:bottom;text-align:center;">5.17</td> <td data-sheets-numberformat='{"1":2,"2":"0","3":1}' data-sheets-value='{"1":3,"3":83}' style="overflow:hidden;padding:0px 3px 0px 3px;vertical-align:bottom;text-align:center;">83</td> <td data-sheets-numberformat='{"1":2,"2":"0","3":1}' data-sheets-value='{"1":3,"3":76}' style="overflow:hidden;padding:0px 3px 0px 3px;vertical-align:bottom;text-align:center;">76</td> <td data-sheets-numberformat='{"1":2,"2":"0","3":1}' data-sheets-value='{"1":2,"2":"-"}' style="border-right:1px solid #000000;overflow:hidden;padding:0px 3px 0px 3px;vertical-align:bottom;text-align:center;">-</td> </tr> <tr style="height:20px;"> <td style="border-left:1px solid #000000;overflow:hidden;padding:0px 3px 0px 3px;vertical-align:bottom;font-weight:bold;"></td> <td data-sheets-value='{"1":2,"2":"Double-walled"}' style="overflow:hidden;padding:0px 3px 0px 3px;vertical-align:bottom;font-weight:bold;">Double-walled</td> <td data-sheets-value='{"1":2,"2":"Clear (H/H)"}' style="border-right:1px solid #000000;overflow:hidden;padding:0px 3px 0px 3px;vertical-align:bottom;font-weight:bold;">Clear (H/H)</td> <td data-sheets-numberformat='{"1":2,"2":"0.00","3":1}' data-sheets-value='{"1":3,"3":2.9}' style="overflow:hidden;padding:0px 3px 0px 3px;vertical-align:bottom;text-align:center;">2.90</td> <td data-sheets-numberformat='{"1":2,"2":"0","3":1}' data-sheets-value='{"1":3,"3":81}' style="overflow:hidden;padding:0px 3px 0px 3px;vertical-align:bottom;text-align:center;">81</td> <td data-sheets-numberformat='{"1":2,"2":"0","3":1}' data-sheets-value='{"1":3,"3":75}' style="overflow:hidden;padding:0px 3px 0px 3px;vertical-align:bottom;text-align:center;">75</td> <td data-sheets-numberformat='{"1":2,"2":"0","3":1}' data-sheets-value='{"1":3,"3":20}' style="border-right:1px solid #000000;overflow:hidden;padding:0px 3px 0px 3px;vertical-align:bottom;text-align:center;">20</td> </tr> <tr style="height:20px;"> <td style="border-left:1px solid #000000;overflow:hidden;padding:0px 3px 0px 3px;vertical-align:bottom;font-weight:bold;"></td> <td data-sheets-value='{"1":2,"2":"Double-walled"}' style="overflow:hidden;padding:0px 3px 0px 3px;vertical-align:bottom;font-weight:bold;">Double-walled</td> <td data-sheets-value='{"1":2,"2":"Opal (O/O)"}' style="border-right:1px solid #000000;overflow:hidden;padding:0px 3px 0px 3px;vertical-align:bottom;font-weight:bold;">Opal (O/O)</td> <td data-sheets-numberformat='{"1":2,"2":"0.00","3":1}' data-sheets-value='{"1":3,"3":2.9}' style="overflow:hidden;padding:0px 3px 0px 3px;vertical-align:bottom;text-align:center;">2.90</td> <td data-sheets-numberformat='{"1":2,"2":"0","3":1}' data-sheets-value='{"1":3,"3":69}' style="overflow:hidden;padding:0px 3px 0px 3px;vertical-align:bottom;text-align:center;">69</td> <td data-sheets-numberformat='{"1":2,"2":"0","3":1}' data-sheets-value='{"1":3,"3":58}' style="overflow:hidden;padding:0px 3px 0px 3px;vertical-align:bottom;text-align:center;">58</td> <td data-sheets-numberformat='{"1":2,"2":"0","3":1}' data-sheets-value='{"1":3,"3":20}' style="border-right:1px solid #000000;overflow:hidden;padding:0px 3px 0px 3px;vertical-align:bottom;text-align:center;">20</td> </tr> <tr style="height:20px;"> <td style="border-left:1px solid #000000;overflow:hidden;padding:0px 3px 0px 3px;vertical-align:bottom;font-weight:bold;"></td> <td data-sheets-value='{"1":2,"2":"Triple-walled"}' style="overflow:hidden;padding:0px 3px 0px 3px;vertical-align:bottom;font-weight:bold;">Triple-walled</td> <td data-sheets-value='{"1":2,"2":"Clear (H/H/H)"}' style="border-right:1px solid #000000;overflow:hidden;padding:0px 3px 0px 3px;vertical-align:bottom;font-weight:bold;">Clear (H/H/H)</td> <td data-sheets-numberformat='{"1":2,"2":"0.00","3":1}' data-sheets-value='{"1":3,"3":1.7}' style="overflow:hidden;padding:0px 3px 0px 3px;vertical-align:bottom;text-align:center;">1.70</td> <td data-sheets-numberformat='{"1":2,"2":"0","3":1}' data-sheets-value='{"1":3,"3":73}' style="overflow:hidden;padding:0px 3px 0px 3px;vertical-align:bottom;text-align:center;">73</td> <td data-sheets-numberformat='{"1":2,"2":"0","3":1}' data-sheets-value='{"1":3,"3":65}' style="overflow:hidden;padding:0px 3px 0px 3px;vertical-align:bottom;text-align:center;">65</td> <td data-sheets-numberformat='{"1":2,"2":"0","3":1}' data-sheets-value='{"1":3,"3":22}' style="border-right:1px solid #000000;overflow:hidden;padding:0px 3px 0px 3px;vertical-align:bottom;text-align:center;">22</td> </tr> <tr style="height:20px;"> <td style="border-left:1px solid #000000;overflow:hidden;padding:0px 3px 0px 3px;vertical-align:bottom;font-weight:bold;"></td> <td data-sheets-value='{"1":2,"2":"Triple-walled"}' style="overflow:hidden;padding:0px 3px 0px 3px;vertical-align:bottom;font-weight:bold;">Triple-walled</td> <td data-sheets-value='{"1":2,"2":"Opal (O/H/O)"}' style="border-right:1px solid #000000;overflow:hidden;padding:0px 3px 0px 3px;vertical-align:bottom;font-weight:bold;">Opal (O/H/O)</td> <td data-sheets-numberformat='{"1":2,"2":"0.00","3":1}' data-sheets-value='{"1":3,"3":1.7}' style="overflow:hidden;padding:0px 3px 0px 3px;vertical-align:bottom;text-align:center;">1.70</td> <td data-sheets-numberformat='{"1":2,"2":"0","3":1}' data-sheets-value='{"1":3,"3":62}' style="overflow:hidden;padding:0px 3px 0px 3px;vertical-align:bottom;text-align:center;">62</td> <td data-sheets-numberformat='{"1":2,"2":"0","3":1}' data-sheets-value='{"1":3,"3":51}' style="overflow:hidden;padding:0px 3px 0px 3px;vertical-align:bottom;text-align:center;">51</td> <td data-sheets-numberformat='{"1":2,"2":"0","3":1}' data-sheets-value='{"1":3,"3":22}' style="border-right:1px solid #000000;overflow:hidden;padding:0px 3px 0px 3px;vertical-align:bottom;text-align:center;">22</td> </tr> <tr style="height:20px;"> <td style="border-left:1px solid #000000;overflow:hidden;padding:0px 3px 0px 3px;vertical-align:bottom;font-weight:bold;"></td> <td data-sheets-value='{"1":2,"2":"Four-walled"}' style="overflow:hidden;padding:0px 3px 0px 3px;vertical-align:bottom;font-weight:bold;">Four-walled</td> <td data-sheets-value='{"1":2,"2":"Clear (H/H/H/H)"}' style="border-right:1px solid #000000;overflow:hidden;padding:0px 3px 0px 3px;vertical-align:bottom;font-weight:bold;">Clear (H/H/H/H)</td> <td data-sheets-numberformat='{"1":2,"2":"0.00","3":1}' data-sheets-value='{"1":3,"3":1.28}' style="overflow:hidden;padding:0px 3px 0px 3px;vertical-align:bottom;text-align:center;">1.28</td> <td data-sheets-numberformat='{"1":2,"2":"0","3":1}' data-sheets-value='{"1":3,"3":64}' style="overflow:hidden;padding:0px 3px 0px 3px;vertical-align:bottom;text-align:center;">64</td> <td data-sheets-numberformat='{"1":2,"2":"0","3":1}' data-sheets-value='{"1":3,"3":54}' style="overflow:hidden;padding:0px 3px 0px 3px;vertical-align:bottom;text-align:center;">54</td> <td data-sheets-numberformat='{"1":2,"2":"0","3":1}' data-sheets-value='{"1":3,"3":23}' style="border-right:1px solid #000000;overflow:hidden;padding:0px 3px 0px 3px;vertical-align:bottom;text-align:center;">23</td> </tr> <tr style="height:20px;"> <td style="border-bottom:1px solid #000000;border-left:1px solid #000000;overflow:hidden;padding:0px 3px 0px 3px;vertical-align:bottom;"></td> <td data-sheets-value='{"1":2,"2":"Four-walled"}' style="border-bottom:1px solid #000000;overflow:hidden;padding:0px 3px 0px 3px;vertical-align:bottom;font-weight:bold;">Four-walled</td> <td data-sheets-value='{"1":2,"2":"Opal (H/H/O/H)"}' style="border-right:1px solid #000000;border-bottom:1px solid #000000;overflow:hidden;padding:0px 3px 0px 3px;vertical-align:bottom;font-weight:bold;">Opal (H/H/O/H)</td> <td data-sheets-numberformat='{"1":2,"2":"0.00","3":1}' data-sheets-value='{"1":3,"3":1.28}' style="border-bottom:1px solid #000000;overflow:hidden;padding:0px 3px 0px 3px;vertical-align:bottom;text-align:center;">1.28</td> <td data-sheets-numberformat='{"1":2,"2":"0","3":1}' data-sheets-value='{"1":3,"3":59}' style="border-bottom:1px solid #000000;overflow:hidden;padding:0px 3px 0px 3px;vertical-align:bottom;text-align:center;">59</td> <td data-sheets-numberformat='{"1":2,"2":"0","3":1}' data-sheets-value='{"1":3,"3":48}' style="border-bottom:1px solid #000000;overflow:hidden;padding:0px 3px 0px 3px;vertical-align:bottom;text-align:center;">48</td> <td data-sheets-numberformat='{"1":2,"2":"0","3":1}' data-sheets-value='{"1":3,"3":23}' style="border-right:1px solid #000000;border-bottom:1px solid #000000;overflow:hidden;padding:0px 3px 0px 3px;vertical-align:bottom;text-align:center;">23</td> </tr> <tr style="height:20px;"> <td data-sheets-value='{"1":2,"2":"Polycarbonate "}' style="border-left:1px solid #000000;overflow:hidden;padding:0px 3px 0px 3px;vertical-align:bottom;font-weight:bold;">Polycarbonate </td> <td data-sheets-value='{"1":2,"2":"Single-walled"}' style="overflow:hidden;padding:0px 3px 0px 3px;vertical-align:bottom;font-weight:bold;">Single-walled</td> <td data-sheets-value='{"1":2,"2":"Clear (A)"}' style="border-right:1px solid #000000;overflow:hidden;padding:0px 3px 0px 3px;vertical-align:bottom;font-weight:bold;">Clear (A)</td> <td data-sheets-numberformat='{"1":2,"2":"0.00","3":1}' data-sheets-value='{"1":3,"3":5.17}' style="overflow:hidden;padding:0px 3px 0px 3px;vertical-align:bottom;text-align:center;">5.17</td> <td data-sheets-numberformat='{"1":2,"2":"0","3":1}' data-sheets-value='{"1":3,"3":88}' style="overflow:hidden;padding:0px 3px 0px 3px;vertical-align:bottom;text-align:center;">88</td> <td data-sheets-numberformat='{"1":2,"2":"0","3":1}' data-sheets-value='{"1":3,"3":83}' style="overflow:hidden;padding:0px 3px 0px 3px;vertical-align:bottom;text-align:center;">83</td> <td data-sheets-numberformat='{"1":2,"2":"0","3":1}' data-sheets-value='{"1":2,"2":"-"}' style="border-right:1px solid #000000;overflow:hidden;padding:0px 3px 0px 3px;vertical-align:bottom;text-align:center;">-</td> </tr> <tr style="height:20px;"> <td data-sheets-value='{"1":2,"2":"PC"}' style="border-left:1px solid #000000;overflow:hidden;padding:0px 3px 0px 3px;vertical-align:bottom;font-weight:bold;">PC</td> <td data-sheets-value='{"1":2,"2":"Single-walled"}' style="overflow:hidden;padding:0px 3px 0px 3px;vertical-align:bottom;font-weight:bold;">Single-walled</td> <td data-sheets-value='{"1":2,"2":"Opal (D)"}' style="border-right:1px solid #000000;overflow:hidden;padding:0px 3px 0px 3px;vertical-align:bottom;font-weight:bold;">Opal (D)</td> <td data-sheets-numberformat='{"1":2,"2":"0.00","3":1}' data-sheets-value='{"1":3,"3":5.17}' style="overflow:hidden;padding:0px 3px 0px 3px;vertical-align:bottom;text-align:center;">5.17</td> <td data-sheets-numberformat='{"1":2,"2":"0","3":1}' data-sheets-value='{"1":3,"3":58}' style="overflow:hidden;padding:0px 3px 0px 3px;vertical-align:bottom;text-align:center;">58</td> <td data-sheets-numberformat='{"1":2,"2":"0","3":1}' data-sheets-value='{"1":3,"3":60}' style="overflow:hidden;padding:0px 3px 0px 3px;vertical-align:bottom;text-align:center;">60</td> <td data-sheets-numberformat='{"1":2,"2":"0","3":1}' data-sheets-value='{"1":2,"2":"-"}' style="border-right:1px solid #000000;overflow:hidden;padding:0px 3px 0px 3px;vertical-align:bottom;text-align:center;">-</td> </tr> <tr style="height:20px;"> <td style="border-left:1px solid #000000;overflow:hidden;padding:0px 3px 0px 3px;vertical-align:bottom;font-weight:bold;"></td> <td data-sheets-value='{"1":2,"2":"Double-walled"}' style="overflow:hidden;padding:0px 3px 0px 3px;vertical-align:bottom;font-weight:bold;">Double-walled</td> <td data-sheets-value='{"1":2,"2":"Clear (A/H)"}' style="border-right:1px solid #000000;overflow:hidden;padding:0px 3px 0px 3px;vertical-align:bottom;font-weight:bold;">Clear (A/H)</td> <td data-sheets-numberformat='{"1":2,"2":"0.00","3":1}' data-sheets-value='{"1":3,"3":2.9}' style="overflow:hidden;padding:0px 3px 0px 3px;vertical-align:bottom;text-align:center;">2.90</td> <td data-sheets-numberformat='{"1":2,"2":"0","3":1}' data-sheets-value='{"1":3,"3":79}' style="overflow:hidden;padding:0px 3px 0px 3px;vertical-align:bottom;text-align:center;">79</td> <td data-sheets-numberformat='{"1":2,"2":"0","3":1}' data-sheets-value='{"1":3,"3":72}' style="overflow:hidden;padding:0px 3px 0px 3px;vertical-align:bottom;text-align:center;">72</td> <td data-sheets-numberformat='{"1":2,"2":"0","3":1}' data-sheets-value='{"1":3,"3":20}' style="border-right:1px solid #000000;overflow:hidden;padding:0px 3px 0px 3px;vertical-align:bottom;text-align:center;">20</td> </tr> <tr style="height:20px;"> <td style="border-left:1px solid #000000;overflow:hidden;padding:0px 3px 0px 3px;vertical-align:bottom;font-weight:bold;"></td> <td data-sheets-value='{"1":2,"2":"Double-walled"}' style="overflow:hidden;padding:0px 3px 0px 3px;vertical-align:bottom;font-weight:bold;">Double-walled</td> <td data-sheets-value='{"1":2,"2":"Clear (A/A)"}' style="border-right:1px solid #000000;overflow:hidden;padding:0px 3px 0px 3px;vertical-align:bottom;font-weight:bold;">Clear (A/A)</td> <td data-sheets-numberformat='{"1":2,"2":"0.00","3":1}' data-sheets-value='{"1":3,"3":2.9}' style="overflow:hidden;padding:0px 3px 0px 3px;vertical-align:bottom;text-align:center;">2.90</td> <td data-sheets-numberformat='{"1":2,"2":"0","3":1}' data-sheets-value='{"1":3,"3":77}' style="overflow:hidden;padding:0px 3px 0px 3px;vertical-align:bottom;text-align:center;">77</td> <td data-sheets-numberformat='{"1":2,"2":"0","3":1}' data-sheets-value='{"1":3,"3":69}' style="overflow:hidden;padding:0px 3px 0px 3px;vertical-align:bottom;text-align:center;">69</td> <td data-sheets-numberformat='{"1":2,"2":"0","3":1}' data-sheets-value='{"1":3,"3":20}' style="border-right:1px solid #000000;overflow:hidden;padding:0px 3px 0px 3px;vertical-align:bottom;text-align:center;">20</td> </tr> <tr style="height:20px;"> <td style="border-left:1px solid #000000;overflow:hidden;padding:0px 3px 0px 3px;vertical-align:bottom;font-weight:bold;"></td> <td data-sheets-value='{"1":2,"2":"Double-walled"}' style="overflow:hidden;padding:0px 3px 0px 3px;vertical-align:bottom;font-weight:bold;">Double-walled</td> <td data-sheets-value='{"1":2,"2":"Opal (A/O)"}' style="border-right:1px solid #000000;overflow:hidden;padding:0px 3px 0px 3px;vertical-align:bottom;font-weight:bold;">Opal (A/O)</td> <td data-sheets-numberformat='{"1":2,"2":"0.00","3":1}' data-sheets-value='{"1":3,"3":2.9}' style="overflow:hidden;padding:0px 3px 0px 3px;vertical-align:bottom;text-align:center;">2.90</td> <td data-sheets-numberformat='{"1":2,"2":"0","3":1}' data-sheets-value='{"1":3,"3":73}' style="overflow:hidden;padding:0px 3px 0px 3px;vertical-align:bottom;text-align:center;">73</td> <td data-sheets-numberformat='{"1":2,"2":"0","3":1}' data-sheets-value='{"1":3,"3":63}' style="overflow:hidden;padding:0px 3px 0px 3px;vertical-align:bottom;text-align:center;">63</td> <td data-sheets-numberformat='{"1":2,"2":"0","3":1}' data-sheets-value='{"1":3,"3":20}' style="border-right:1px solid #000000;overflow:hidden;padding:0px 3px 0px 3px;vertical-align:bottom;text-align:center;">20</td> </tr> <tr style="height:20px;"> <td style="border-left:1px solid #000000;overflow:hidden;padding:0px 3px 0px 3px;vertical-align:bottom;font-weight:bold;"></td> <td data-sheets-value='{"1":2,"2":"Double-walled"}' style="overflow:hidden;padding:0px 3px 0px 3px;vertical-align:bottom;font-weight:bold;">Double-walled</td> <td data-sheets-value='{"1":2,"2":"Opal (A/D)"}' style="border-right:1px solid #000000;overflow:hidden;padding:0px 3px 0px 3px;vertical-align:bottom;font-weight:bold;">Opal (A/D)</td> <td data-sheets-numberformat='{"1":2,"2":"0.00","3":1}' data-sheets-value='{"1":3,"3":2.9}' style="overflow:hidden;padding:0px 3px 0px 3px;vertical-align:bottom;text-align:center;">2.90</td> <td data-sheets-numberformat='{"1":2,"2":"0","3":1}' data-sheets-value='{"1":3,"3":51}' style="overflow:hidden;padding:0px 3px 0px 3px;vertical-align:bottom;text-align:center;">51</td> <td data-sheets-numberformat='{"1":2,"2":"0","3":1}' data-sheets-value='{"1":3,"3":50}' style="overflow:hidden;padding:0px 3px 0px 3px;vertical-align:bottom;text-align:center;">50</td> <td data-sheets-numberformat='{"1":2,"2":"0","3":1}' data-sheets-value='{"1":3,"3":20}' style="border-right:1px solid #000000;overflow:hidden;padding:0px 3px 0px 3px;vertical-align:bottom;text-align:center;">20</td> </tr> <tr style="height:20px;"> <td style="border-left:1px solid #000000;overflow:hidden;padding:0px 3px 0px 3px;vertical-align:bottom;font-weight:bold;"></td> <td data-sheets-value='{"1":2,"2":"Triple-walled"}' style="overflow:hidden;padding:0px 3px 0px 3px;vertical-align:bottom;font-weight:bold;">Triple-walled</td> <td data-sheets-value='{"1":2,"2":"Clear (A/H/H)"}' style="border-right:1px solid #000000;overflow:hidden;padding:0px 3px 0px 3px;vertical-align:bottom;font-weight:bold;">Clear (A/H/H)</td> <td data-sheets-numberformat='{"1":2,"2":"0.00","3":1}' data-sheets-value='{"1":3,"3":1.7}' style="overflow:hidden;padding:0px 3px 0px 3px;vertical-align:bottom;text-align:center;">1.70</td> <td data-sheets-numberformat='{"1":2,"2":"0","3":1}' data-sheets-value='{"1":3,"3":71}' style="overflow:hidden;padding:0px 3px 0px 3px;vertical-align:bottom;text-align:center;">71</td> <td data-sheets-numberformat='{"1":2,"2":"0","3":1}' data-sheets-value='{"1":3,"3":63}' style="overflow:hidden;padding:0px 3px 0px 3px;vertical-align:bottom;text-align:center;">63</td> <td data-sheets-numberformat='{"1":2,"2":"0","3":1}' data-sheets-value='{"1":3,"3":22}' style="border-right:1px solid #000000;overflow:hidden;padding:0px 3px 0px 3px;vertical-align:bottom;text-align:center;">22</td> </tr> <tr style="height:20px;"> <td style="border-left:1px solid #000000;overflow:hidden;padding:0px 3px 0px 3px;vertical-align:bottom;font-weight:bold;"></td> <td data-sheets-value='{"1":2,"2":"Triple-walled"}' style="overflow:hidden;padding:0px 3px 0px 3px;vertical-align:bottom;font-weight:bold;">Triple-walled</td> <td data-sheets-value='{"1":2,"2":"Opal (A/O/O)"}' style="border-right:1px solid #000000;overflow:hidden;padding:0px 3px 0px 3px;vertical-align:bottom;font-weight:bold;">Opal (A/O/O)</td> <td data-sheets-numberformat='{"1":2,"2":"0.00","3":1}' data-sheets-value='{"1":3,"3":1.7}' style="overflow:hidden;padding:0px 3px 0px 3px;vertical-align:bottom;text-align:center;">1.70</td> <td data-sheets-numberformat='{"1":2,"2":"0","3":1}' data-sheets-value='{"1":3,"3":61}' style="overflow:hidden;padding:0px 3px 0px 3px;vertical-align:bottom;text-align:center;">61</td> <td data-sheets-numberformat='{"1":2,"2":"0","3":1}' data-sheets-value='{"1":3,"3":48}' style="overflow:hidden;padding:0px 3px 0px 3px;vertical-align:bottom;text-align:center;">48</td> <td data-sheets-numberformat='{"1":2,"2":"0","3":1}' data-sheets-value='{"1":3,"3":22}' style="border-right:1px solid #000000;overflow:hidden;padding:0px 3px 0px 3px;vertical-align:bottom;text-align:center;">22</td> </tr> <tr style="height:20px;"> <td style="border-left:1px solid #000000;overflow:hidden;padding:0px 3px 0px 3px;vertical-align:bottom;font-weight:bold;"></td> <td data-sheets-value='{"1":2,"2":"Four-walled"}' style="overflow:hidden;padding:0px 3px 0px 3px;vertical-align:bottom;font-weight:bold;">Four-walled</td> <td data-sheets-value='{"1":2,"2":"Clear (A/H/H/H)"}' style="border-right:1px solid #000000;overflow:hidden;padding:0px 3px 0px 3px;vertical-align:bottom;font-weight:bold;">Clear (A/H/H/H)</td> <td data-sheets-numberformat='{"1":2,"2":"0.00","3":1}' data-sheets-value='{"1":3,"3":1.28}' style="overflow:hidden;padding:0px 3px 0px 3px;vertical-align:bottom;text-align:center;">1.28</td> <td data-sheets-numberformat='{"1":2,"2":"0","3":1}' data-sheets-value='{"1":3,"3":64}' style="overflow:hidden;padding:0px 3px 0px 3px;vertical-align:bottom;text-align:center;">64</td> <td data-sheets-numberformat='{"1":2,"2":"0","3":1}' data-sheets-value='{"1":3,"3":52}' style="overflow:hidden;padding:0px 3px 0px 3px;vertical-align:bottom;text-align:center;">52</td> <td data-sheets-numberformat='{"1":2,"2":"0","3":1}' data-sheets-value='{"1":3,"3":23}' style="border-right:1px solid #000000;overflow:hidden;padding:0px 3px 0px 3px;vertical-align:bottom;text-align:center;">23</td> </tr> <tr style="height:20px;"> <td style="border-bottom:1px solid #000000;border-left:1px solid #000000;overflow:hidden;padding:0px 3px 0px 3px;vertical-align:bottom;"></td> <td data-sheets-value='{"1":2,"2":"Four-walled"}' style="border-bottom:1px solid #000000;overflow:hidden;padding:0px 3px 0px 3px;vertical-align:bottom;font-weight:bold;">Four-walled</td> <td data-sheets-value='{"1":2,"2":"Opal (A/H/O/H)"}' style="border-right:1px solid #000000;border-bottom:1px solid #000000;overflow:hidden;padding:0px 3px 0px 3px;vertical-align:bottom;font-weight:bold;">Opal (A/H/O/H)</td> <td data-sheets-numberformat='{"1":2,"2":"0.00","3":1}' data-sheets-value='{"1":3,"3":1.28}' style="border-bottom:1px solid #000000;overflow:hidden;padding:0px 3px 0px 3px;vertical-align:bottom;text-align:center;">1.28</td> <td data-sheets-numberformat='{"1":2,"2":"0","3":1}' data-sheets-value='{"1":3,"3":59}' style="border-bottom:1px solid #000000;overflow:hidden;padding:0px 3px 0px 3px;vertical-align:bottom;text-align:center;">59</td> <td data-sheets-numberformat='{"1":2,"2":"0","3":1}' data-sheets-value='{"1":3,"3":46}' style="border-bottom:1px solid #000000;overflow:hidden;padding:0px 3px 0px 3px;vertical-align:bottom;text-align:center;">46</td> <td data-sheets-numberformat='{"1":2,"2":"0","3":1}' data-sheets-value='{"1":3,"3":23}' style="border-right:1px solid #000000;border-bottom:1px solid #000000;overflow:hidden;padding:0px 3px 0px 3px;vertical-align:bottom;text-align:center;">23</td> </tr> <tr style="height:20px;"> <td data-sheets-value='{"1":2,"2":"Polycarbonate"}' style="border-left:1px solid #000000;overflow:hidden;padding:0px 3px 0px 3px;vertical-align:bottom;font-weight:bold;">Polycarbonate</td> <td data-sheets-value='{"1":2,"2":"Single-walled"}' style="overflow:hidden;padding:0px 3px 0px 3px;vertical-align:bottom;font-weight:bold;">Single-walled</td> <td data-sheets-value='{"1":2,"2":"Heatstop Opal (T)"}' style="border-right:1px solid #000000;overflow:hidden;padding:0px 3px 0px 3px;vertical-align:bottom;font-weight:bold;">Heatstop Opal (T)</td> <td data-sheets-numberformat='{"1":2,"2":"0.00","3":1}' data-sheets-value='{"1":3,"3":5.17}' style="overflow:hidden;padding:0px 3px 0px 3px;vertical-align:bottom;text-align:center;">5.17</td> <td data-sheets-numberformat='{"1":2,"2":"0","3":1}' data-sheets-value='{"1":3,"3":49}' style="overflow:hidden;padding:0px 3px 0px 3px;vertical-align:bottom;text-align:center;">49</td> <td data-sheets-numberformat='{"1":2,"2":"0","3":1}' data-sheets-value='{"1":3,"3":59}' style="overflow:hidden;padding:0px 3px 0px 3px;vertical-align:bottom;text-align:center;">59</td> <td data-sheets-numberformat='{"1":2,"2":"0","3":1}' data-sheets-value='{"1":2,"2":"-"}' style="border-right:1px solid #000000;overflow:hidden;padding:0px 3px 0px 3px;vertical-align:bottom;text-align:center;">-</td> </tr> <tr style="height:20px;"> <td data-sheets-value='{"1":2,"2":"Heatstop PC"}' style="border-left:1px solid #000000;overflow:hidden;padding:0px 3px 0px 3px;vertical-align:bottom;font-weight:bold;">Heatstop PC</td> <td data-sheets-value='{"1":2,"2":"Double-walled"}' style="overflow:hidden;padding:0px 3px 0px 3px;vertical-align:bottom;font-weight:bold;">Double-walled</td> <td data-sheets-value='{"1":2,"2":"Clear (T/H)"}' style="border-right:1px solid #000000;overflow:hidden;padding:0px 3px 0px 3px;vertical-align:bottom;font-weight:bold;">Clear (T/H)</td> <td data-sheets-numberformat='{"1":2,"2":"0.00","3":1}' data-sheets-value='{"1":3,"3":2.9}' style="overflow:hidden;padding:0px 3px 0px 3px;vertical-align:bottom;text-align:center;">2.90</td> <td data-sheets-numberformat='{"1":2,"2":"0","3":1}' data-sheets-value='{"1":3,"3":44}' style="overflow:hidden;padding:0px 3px 0px 3px;vertical-align:bottom;text-align:center;">44</td> <td data-sheets-numberformat='{"1":2,"2":"0","3":1}' data-sheets-value='{"1":3,"3":51}' style="overflow:hidden;padding:0px 3px 0px 3px;vertical-align:bottom;text-align:center;">51</td> <td data-sheets-numberformat='{"1":2,"2":"0","3":1}' data-sheets-value='{"1":3,"3":20}' style="border-right:1px solid #000000;overflow:hidden;padding:0px 3px 0px 3px;vertical-align:bottom;text-align:center;">20</td> </tr> <tr style="height:20px;"> <td style="border-left:1px solid #000000;overflow:hidden;padding:0px 3px 0px 3px;vertical-align:bottom;font-weight:bold;"></td> <td data-sheets-value='{"1":2,"2":"Double-walled"}' style="overflow:hidden;padding:0px 3px 0px 3px;vertical-align:bottom;font-weight:bold;">Double-walled</td> <td data-sheets-value='{"1":2,"2":"Opal (T/O)"}' style="border-right:1px solid #000000;overflow:hidden;padding:0px 3px 0px 3px;vertical-align:bottom;font-weight:bold;">Opal (T/O)</td> <td data-sheets-numberformat='{"1":2,"2":"0.00","3":1}' data-sheets-value='{"1":3,"3":2.9}' style="overflow:hidden;padding:0px 3px 0px 3px;vertical-align:bottom;text-align:center;">2.90</td> <td data-sheets-numberformat='{"1":2,"2":"0","3":1}' data-sheets-value='{"1":3,"3":41}' style="overflow:hidden;padding:0px 3px 0px 3px;vertical-align:bottom;text-align:center;">41</td> <td data-sheets-numberformat='{"1":2,"2":"0","3":1}' data-sheets-value='{"1":3,"3":45}' style="overflow:hidden;padding:0px 3px 0px 3px;vertical-align:bottom;text-align:center;">45</td> <td data-sheets-numberformat='{"1":2,"2":"0","3":1}' data-sheets-value='{"1":3,"3":20}' style="border-right:1px solid #000000;overflow:hidden;padding:0px 3px 0px 3px;vertical-align:bottom;text-align:center;">20</td> </tr> <tr style="height:20px;"> <td style="border-left:1px solid #000000;overflow:hidden;padding:0px 3px 0px 3px;vertical-align:bottom;font-weight:bold;"></td> <td data-sheets-value='{"1":2,"2":"Triple-walled"}' style="overflow:hidden; | skylux-160-ce-met-koepel-en-metaalopstand-met-lm-motor-1200-x-1200-mm | 8585989914957 | 46872265130317
Smoke and heat exhaust (SHEV) | SHE system | Skylux | Skylux 160° CE with skylight and metal curb with LM-actuator 1200 x 1400 mm |  | 26708 | 5412970267089 | 3999.05 | Yes | 30-45 | 82.19 | 1200 x 1400 mm | 1400 | 1200 |  | metal curb M30 (30 cm high) | Rectangular | 5.17 W/m²K - 1.28 W/m²K | 87% - 32% | 90% - 32% | 20dB - 23dB | 160° CE (for industry) | skylight | without spoiler | E | Single actuator | Maximum four-walled skylight possible for this product | Ut-value LT-value g-value Rw-value EN 1873 : 2014 EN ISO 13468 EN 16153 EN 410 EN 410 EN ISO 140-3 Material Walls Shells (W/m²K) (%) (%) (dB) Acrylic Single-walled Clear (H) 5.17 90 87 - PMMA Single-walled Opal (O) 5.17 83 76 - Double-walled Clear (H/H) 2.90 81 75 20 Double-walled Opal (O/O) 2.90 69 58 20 Triple-walled Clear (H/H/H) 1.70 73 65 22 Triple-walled Opal (O/H/O) 1.70 62 51 22 Four-walled Clear (H/H/H/H) 1.28 64 54 23 Four-walled Opal (H/H/O/H) 1.28 59 48 23 Polycarbonate Single-walled Clear (A) 5.17 88 83 - PC Single-walled Opal (D) 5.17 58 60 - Double-walled Clear (A/H) 2.90 79 72 20 Double-walled Clear (A/A) 2.90 77 69 20 Double-walled Opal (A/O) 2.90 73 63 20 Double-walled Opal (A/D) 2.90 51 50 20 Triple-walled Clear (A/H/H) 1.70 71 63 22 Triple-walled Opal (A/O/O) 1.70 61 48 22 Four-walled Clear (A/H/H/H) 1.28 64 52 23 Four-walled Opal (A/H/O/H) 1.28 59 46 23 Polycarbonate Single-walled Heatstop Opal (T) 5.17 49 59 - Heatstop PC Double-walled Clear (T/H) 2.90 44 51 20 Double-walled Opal (T/O) 2.90 41 45 20 Triple-walled Clear (T/H/H) 1.70 40 <td data-sheets-numberformat='{"1":2,"2":"0","3":1}' data-sheets-value='{"1":3,"3":44}' style="overflow:hidden;paddin | https://skylux.eu/en/products/skylux-160-ce-met-koepel-en-metaalopstand-met-lm-motor-1200-x-1400-mm | https://skylux.eu/cdn/shop/files/Skylux-160deg-CE-met-koepel-en-metaalopstand-met-LM-motor-1200-x-1400-mm-RWA-systeem.jpg?v=1702976629&width=1600 | https://skylux.eu/cdn/shop/files/e5a82811-1bb0-48e4-a776-cacb59c7c092_bb7def8f-6a42-483b-8f88-5fc52c82e2ff.jpg?v=1688550176&width=1600 | //skylux.eu/cdn/shop/files/E_MH_Mounting_instructions_Skylux_160_CE_LM.pdf?v=12406716259046007223 | //skylux.eu/cdn/shop/files/E_TD_Technical_File_Skylux_Skylux_160_CE_Electric.pdf?v=3667116872303399239 | <style type="text/css" id="isPasted"> <!--td { border: 1px solid #cccccc; } br { mso-data-placement: same-cell; } --> </style> <table border="1" cellpadding="0" cellspacing="0" dir="ltr" style="table-layout:fixed;font-size:10pt;font-family:Arial;border-collapse:collapse;border:none;"><tbody> <tr style="height:20px;"> <td style="overflow:hidden;padding:0px 3px 0px 3px;vertical-align:bottom;"></td> <td style="overflow:hidden;padding:0px 3px 0px 3px;vertical-align:bottom;"></td> <td style="overflow:hidden;padding:0px 3px 0px 3px;vertical-align:bottom;"></td> <td data-sheets-value='{"1":2,"2":"Ut-value"}' style="overflow:hidden;padding:0px 3px 0px 3px;vertical-align:bottom;font-weight:bold;text-align:center;">Ut-value</td> <td data-sheets-value='{"1":2,"2":"LT-value"}' style="overflow:hidden;padding:0px 3px 0px 3px;vertical-align:bottom;font-weight:bold;text-align:center;">LT-value</td> <td data-sheets-value='{"1":2,"2":"g-value"}' style="overflow:hidden;padding:0px 3px 0px 3px;vertical-align:bottom;font-weight:bold;text-align:center;">g-value</td> <td data-sheets-value='{"1":2,"2":"Rw-value "}' style="overflow:hidden;padding:0px 3px 0px 3px;vertical-align:bottom;font-weight:bold;text-align:center;">Rw-value </td> </tr> <tr style="height:20px;"> <td style="overflow:hidden;padding:0px 3px 0px 3px;vertical-align:bottom;"></td> <td style="overflow:hidden;padding:0px 3px 0px 3px;vertical-align:bottom;"></td> <td style="overflow:hidden;padding:0px 3px 0px 3px;vertical-align:bottom;"></td> <td data-sheets-numberformat='{"1":2,"2":"0.00","3":1}' data-sheets-value='{"1":2,"2":"EN 1873 : 2014"}' style="overflow:hidden;padding:0px 3px 0px 3px;vertical-align:bottom;text-align:center;">EN 1873 : 2014</td> <td data-sheets-numberformat='{"1":2,"2":"0","3":1}' data-sheets-value='{"1":2,"2":"EN ISO 13468 EN 16153 EN 410"}' style="overflow:hidden;padding:0px 3px 0px 3px;vertical-align:bottom;text-align:center;">EN ISO 13468 EN 16153 EN 410</td> <td data-sheets-numberformat='{"1":2,"2":"0","3":1}' data-sheets-value='{"1":2,"2":"EN 410"}' style="overflow:hidden;padding:0px 3px 0px 3px;vertical-align:bottom;text-align:center;">EN 410</td> <td data-sheets-value='{"1":2,"2":"EN ISO 140-3\t\t"}' style="overflow:hidden;padding:0px 3px 0px 3px;vertical-align:bottom;text-align:center;">EN ISO 140-3 </td> </tr> <tr style="height:20px;"> <td data-sheets-value='{"1":2,"2":"Material"}' style="border-bottom:1px solid #000000;overflow:hidden;padding:0px 3px 0px 3px;vertical-align:bottom;background-color:#000000;font-weight:bold;color:#ffffff;">Material</td> <td data-sheets-value='{"1":2,"2":"Walls"}' style="border-bottom:1px solid #000000;overflow:hidden;padding:0px 3px 0px 3px;vertical-align:bottom;background-color:#000000;font-weight:bold;color:#ffffff;">Walls</td> <td data-sheets-value='{"1":2,"2":"Shells"}' style="border-bottom:1px solid #000000;overflow:hidden;padding:0px 3px 0px 3px;vertical-align:bottom;background-color:#000000;font-weight:bold;color:#ffffff;">Shells</td> <td data-sheets-numberformat='{"1":2,"2":"0.00","3":1}' data-sheets-value='{"1":2,"2":"(W/m²K)\t"}' style="border-bottom:1px solid #000000;overflow:hidden;padding:0px 3px 0px 3px;vertical-align:bottom;background-color:#000000;font-weight:bold;color:#ffffff;text-align:center;">(W/m²K) </td> <td data-sheets-numberformat='{"1":2,"2":"0","3":1}' data-sheets-value='{"1":2,"2":"(%)"}' style="border-bottom:1px solid #000000;overflow:hidden;padding:0px 3px 0px 3px;vertical-align:bottom;background-color:#000000;font-weight:bold;color:#ffffff;text-align:center;">(%)</td> <td data-sheets-numberformat='{"1":2,"2":"0","3":1}' data-sheets-value='{"1":2,"2":"(%)"}' style="border-bottom:1px solid #000000;overflow:hidden;padding:0px 3px 0px 3px;vertical-align:bottom;background-color:#000000;font-weight:bold;color:#ffffff;text-align:center;">(%)</td> <td data-sheets-value='{"1":2,"2":"(dB)"}' style="border-bottom:1px solid #000000;overflow:hidden;padding:0px 3px 0px 3px;vertical-align:bottom;background-color:#000000;font-weight:bold;color:#ffffff;text-align:center;">(dB)</td> </tr> <tr style="height:20px;"> <td data-sheets-value='{"1":2,"2":"Acrylic"}' style="border-left:1px solid #000000;overflow:hidden;padding:0px 3px 0px 3px;vertical-align:bottom;font-weight:bold;">Acrylic</td> <td data-sheets-value='{"1":2,"2":"Single-walled"}' style="overflow:hidden;padding:0px 3px 0px 3px;vertical-align:bottom;font-weight:bold;">Single-walled</td> <td data-sheets-value='{"1":2,"2":"Clear (H)"}' style="border-right:1px solid #000000;overflow:hidden;padding:0px 3px 0px 3px;vertical-align:bottom;font-weight:bold;">Clear (H)</td> <td data-sheets-numberformat='{"1":2,"2":"0.00","3":1}' data-sheets-value='{"1":3,"3":5.17}' style="overflow:hidden;padding:0px 3px 0px 3px;vertical-align:bottom;text-align:center;">5.17</td> <td data-sheets-numberformat='{"1":2,"2":"0","3":1}' data-sheets-value='{"1":3,"3":90}' style="overflow:hidden;padding:0px 3px 0px 3px;vertical-align:bottom;text-align:center;">90</td> <td data-sheets-numberformat='{"1":2,"2":"0","3":1}' data-sheets-value='{"1":3,"3":87}' style="overflow:hidden;padding:0px 3px 0px 3px;vertical-align:bottom;text-align:center;">87</td> <td data-sheets-numberformat='{"1":2,"2":"0","3":1}' data-sheets-value='{"1":2,"2":"-"}' style="border-right:1px solid #000000;overflow:hidden;padding:0px 3px 0px 3px;vertical-align:bottom;text-align:center;">-</td> </tr> <tr style="height:20px;"> <td data-sheets-value='{"1":2,"2":"PMMA"}' style="border-left:1px solid #000000;overflow:hidden;padding:0px 3px 0px 3px;vertical-align:bottom;font-weight:bold;">PMMA</td> <td data-sheets-value='{"1":2,"2":"Single-walled"}' style="overflow:hidden;padding:0px 3px 0px 3px;vertical-align:bottom;font-weight:bold;">Single-walled</td> <td data-sheets-value='{"1":2,"2":"Opal (O)"}' style="border-right:1px solid #000000;overflow:hidden;padding:0px 3px 0px 3px;vertical-align:bottom;font-weight:bold;">Opal (O)</td> <td data-sheets-numberformat='{"1":2,"2":"0.00","3":1}' data-sheets-value='{"1":3,"3":5.17}' style="overflow:hidden;padding:0px 3px 0px 3px;vertical-align:bottom;text-align:center;">5.17</td> <td data-sheets-numberformat='{"1":2,"2":"0","3":1}' data-sheets-value='{"1":3,"3":83}' style="overflow:hidden;padding:0px 3px 0px 3px;vertical-align:bottom;text-align:center;">83</td> <td data-sheets-numberformat='{"1":2,"2":"0","3":1}' data-sheets-value='{"1":3,"3":76}' style="overflow:hidden;padding:0px 3px 0px 3px;vertical-align:bottom;text-align:center;">76</td> <td data-sheets-numberformat='{"1":2,"2":"0","3":1}' data-sheets-value='{"1":2,"2":"-"}' style="border-right:1px solid #000000;overflow:hidden;padding:0px 3px 0px 3px;vertical-align:bottom;text-align:center;">-</td> </tr> <tr style="height:20px;"> <td style="border-left:1px solid #000000;overflow:hidden;padding:0px 3px 0px 3px;vertical-align:bottom;font-weight:bold;"></td> <td data-sheets-value='{"1":2,"2":"Double-walled"}' style="overflow:hidden;padding:0px 3px 0px 3px;vertical-align:bottom;font-weight:bold;">Double-walled</td> <td data-sheets-value='{"1":2,"2":"Clear (H/H)"}' style="border-right:1px solid #000000;overflow:hidden;padding:0px 3px 0px 3px;vertical-align:bottom;font-weight:bold;">Clear (H/H)</td> <td data-sheets-numberformat='{"1":2,"2":"0.00","3":1}' data-sheets-value='{"1":3,"3":2.9}' style="overflow:hidden;padding:0px 3px 0px 3px;vertical-align:bottom;text-align:center;">2.90</td> <td data-sheets-numberformat='{"1":2,"2":"0","3":1}' data-sheets-value='{"1":3,"3":81}' style="overflow:hidden;padding:0px 3px 0px 3px;vertical-align:bottom;text-align:center;">81</td> <td data-sheets-numberformat='{"1":2,"2":"0","3":1}' data-sheets-value='{"1":3,"3":75}' style="overflow:hidden;padding:0px 3px 0px 3px;vertical-align:bottom;text-align:center;">75</td> <td data-sheets-numberformat='{"1":2,"2":"0","3":1}' data-sheets-value='{"1":3,"3":20}' style="border-right:1px solid #000000;overflow:hidden;padding:0px 3px 0px 3px;vertical-align:bottom;text-align:center;">20</td> </tr> <tr style="height:20px;"> <td style="border-left:1px solid #000000;overflow:hidden;padding:0px 3px 0px 3px;vertical-align:bottom;font-weight:bold;"></td> <td data-sheets-value='{"1":2,"2":"Double-walled"}' style="overflow:hidden;padding:0px 3px 0px 3px;vertical-align:bottom;font-weight:bold;">Double-walled</td> <td data-sheets-value='{"1":2,"2":"Opal (O/O)"}' style="border-right:1px solid #000000;overflow:hidden;padding:0px 3px 0px 3px;vertical-align:bottom;font-weight:bold;">Opal (O/O)</td> <td data-sheets-numberformat='{"1":2,"2":"0.00","3":1}' data-sheets-value='{"1":3,"3":2.9}' style="overflow:hidden;padding:0px 3px 0px 3px;vertical-align:bottom;text-align:center;">2.90</td> <td data-sheets-numberformat='{"1":2,"2":"0","3":1}' data-sheets-value='{"1":3,"3":69}' style="overflow:hidden;padding:0px 3px 0px 3px;vertical-align:bottom;text-align:center;">69</td> <td data-sheets-numberformat='{"1":2,"2":"0","3":1}' data-sheets-value='{"1":3,"3":58}' style="overflow:hidden;padding:0px 3px 0px 3px;vertical-align:bottom;text-align:center;">58</td> <td data-sheets-numberformat='{"1":2,"2":"0","3":1}' data-sheets-value='{"1":3,"3":20}' style="border-right:1px solid #000000;overflow:hidden;padding:0px 3px 0px 3px;vertical-align:bottom;text-align:center;">20</td> </tr> <tr style="height:20px;"> <td style="border-left:1px solid #000000;overflow:hidden;padding:0px 3px 0px 3px;vertical-align:bottom;font-weight:bold;"></td> <td data-sheets-value='{"1":2,"2":"Triple-walled"}' style="overflow:hidden;padding:0px 3px 0px 3px;vertical-align:bottom;font-weight:bold;">Triple-walled</td> <td data-sheets-value='{"1":2,"2":"Clear (H/H/H)"}' style="border-right:1px solid #000000;overflow:hidden;padding:0px 3px 0px 3px;vertical-align:bottom;font-weight:bold;">Clear (H/H/H)</td> <td data-sheets-numberformat='{"1":2,"2":"0.00","3":1}' data-sheets-value='{"1":3,"3":1.7}' style="overflow:hidden;padding:0px 3px 0px 3px;vertical-align:bottom;text-align:center;">1.70</td> <td data-sheets-numberformat='{"1":2,"2":"0","3":1}' data-sheets-value='{"1":3,"3":73}' style="overflow:hidden;padding:0px 3px 0px 3px;vertical-align:bottom;text-align:center;">73</td> <td data-sheets-numberformat='{"1":2,"2":"0","3":1}' data-sheets-value='{"1":3,"3":65}' style="overflow:hidden;padding:0px 3px 0px 3px;vertical-align:bottom;text-align:center;">65</td> <td data-sheets-numberformat='{"1":2,"2":"0","3":1}' data-sheets-value='{"1":3,"3":22}' style="border-right:1px solid #000000;overflow:hidden;padding:0px 3px 0px 3px;vertical-align:bottom;text-align:center;">22</td> </tr> <tr style="height:20px;"> <td style="border-left:1px solid #000000;overflow:hidden;padding:0px 3px 0px 3px;vertical-align:bottom;font-weight:bold;"></td> <td data-sheets-value='{"1":2,"2":"Triple-walled"}' style="overflow:hidden;padding:0px 3px 0px 3px;vertical-align:bottom;font-weight:bold;">Triple-walled</td> <td data-sheets-value='{"1":2,"2":"Opal (O/H/O)"}' style="border-right:1px solid #000000;overflow:hidden;padding:0px 3px 0px 3px;vertical-align:bottom;font-weight:bold;">Opal (O/H/O)</td> <td data-sheets-numberformat='{"1":2,"2":"0.00","3":1}' data-sheets-value='{"1":3,"3":1.7}' style="overflow:hidden;padding:0px 3px 0px 3px;vertical-align:bottom;text-align:center;">1.70</td> <td data-sheets-numberformat='{"1":2,"2":"0","3":1}' data-sheets-value='{"1":3,"3":62}' style="overflow:hidden;padding:0px 3px 0px 3px;vertical-align:bottom;text-align:center;">62</td> <td data-sheets-numberformat='{"1":2,"2":"0","3":1}' data-sheets-value='{"1":3,"3":51}' style="overflow:hidden;padding:0px 3px 0px 3px;vertical-align:bottom;text-align:center;">51</td> <td data-sheets-numberformat='{"1":2,"2":"0","3":1}' data-sheets-value='{"1":3,"3":22}' style="border-right:1px solid #000000;overflow:hidden;padding:0px 3px 0px 3px;vertical-align:bottom;text-align:center;">22</td> </tr> <tr style="height:20px;"> <td style="border-left:1px solid #000000;overflow:hidden;padding:0px 3px 0px 3px;vertical-align:bottom;font-weight:bold;"></td> <td data-sheets-value='{"1":2,"2":"Four-walled"}' style="overflow:hidden;padding:0px 3px 0px 3px;vertical-align:bottom;font-weight:bold;">Four-walled</td> <td data-sheets-value='{"1":2,"2":"Clear (H/H/H/H)"}' style="border-right:1px solid #000000;overflow:hidden;padding:0px 3px 0px 3px;vertical-align:bottom;font-weight:bold;">Clear (H/H/H/H)</td> <td data-sheets-numberformat='{"1":2,"2":"0.00","3":1}' data-sheets-value='{"1":3,"3":1.28}' style="overflow:hidden;padding:0px 3px 0px 3px;vertical-align:bottom;text-align:center;">1.28</td> <td data-sheets-numberformat='{"1":2,"2":"0","3":1}' data-sheets-value='{"1":3,"3":64}' style="overflow:hidden;padding:0px 3px 0px 3px;vertical-align:bottom;text-align:center;">64</td> <td data-sheets-numberformat='{"1":2,"2":"0","3":1}' data-sheets-value='{"1":3,"3":54}' style="overflow:hidden;padding:0px 3px 0px 3px;vertical-align:bottom;text-align:center;">54</td> <td data-sheets-numberformat='{"1":2,"2":"0","3":1}' data-sheets-value='{"1":3,"3":23}' style="border-right:1px solid #000000;overflow:hidden;padding:0px 3px 0px 3px;vertical-align:bottom;text-align:center;">23</td> </tr> <tr style="height:20px;"> <td style="border-bottom:1px solid #000000;border-left:1px solid #000000;overflow:hidden;padding:0px 3px 0px 3px;vertical-align:bottom;"></td> <td data-sheets-value='{"1":2,"2":"Four-walled"}' style="border-bottom:1px solid #000000;overflow:hidden;padding:0px 3px 0px 3px;vertical-align:bottom;font-weight:bold;">Four-walled</td> <td data-sheets-value='{"1":2,"2":"Opal (H/H/O/H)"}' style="border-right:1px solid #000000;border-bottom:1px solid #000000;overflow:hidden;padding:0px 3px 0px 3px;vertical-align:bottom;font-weight:bold;">Opal (H/H/O/H)</td> <td data-sheets-numberformat='{"1":2,"2":"0.00","3":1}' data-sheets-value='{"1":3,"3":1.28}' style="border-bottom:1px solid #000000;overflow:hidden;padding:0px 3px 0px 3px;vertical-align:bottom;text-align:center;">1.28</td> <td data-sheets-numberformat='{"1":2,"2":"0","3":1}' data-sheets-value='{"1":3,"3":59}' style="border-bottom:1px solid #000000;overflow:hidden;padding:0px 3px 0px 3px;vertical-align:bottom;text-align:center;">59</td> <td data-sheets-numberformat='{"1":2,"2":"0","3":1}' data-sheets-value='{"1":3,"3":48}' style="border-bottom:1px solid #000000;overflow:hidden;padding:0px 3px 0px 3px;vertical-align:bottom;text-align:center;">48</td> <td data-sheets-numberformat='{"1":2,"2":"0","3":1}' data-sheets-value='{"1":3,"3":23}' style="border-right:1px solid #000000;border-bottom:1px solid #000000;overflow:hidden;padding:0px 3px 0px 3px;vertical-align:bottom;text-align:center;">23</td> </tr> <tr style="height:20px;"> <td data-sheets-value='{"1":2,"2":"Polycarbonate "}' style="border-left:1px solid #000000;overflow:hidden;padding:0px 3px 0px 3px;vertical-align:bottom;font-weight:bold;">Polycarbonate </td> <td data-sheets-value='{"1":2,"2":"Single-walled"}' style="overflow:hidden;padding:0px 3px 0px 3px;vertical-align:bottom;font-weight:bold;">Single-walled</td> <td data-sheets-value='{"1":2,"2":"Clear (A)"}' style="border-right:1px solid #000000;overflow:hidden;padding:0px 3px 0px 3px;vertical-align:bottom;font-weight:bold;">Clear (A)</td> <td data-sheets-numberformat='{"1":2,"2":"0.00","3":1}' data-sheets-value='{"1":3,"3":5.17}' style="overflow:hidden;padding:0px 3px 0px 3px;vertical-align:bottom;text-align:center;">5.17</td> <td data-sheets-numberformat='{"1":2,"2":"0","3":1}' data-sheets-value='{"1":3,"3":88}' style="overflow:hidden;padding:0px 3px 0px 3px;vertical-align:bottom;text-align:center;">88</td> <td data-sheets-numberformat='{"1":2,"2":"0","3":1}' data-sheets-value='{"1":3,"3":83}' style="overflow:hidden;padding:0px 3px 0px 3px;vertical-align:bottom;text-align:center;">83</td> <td data-sheets-numberformat='{"1":2,"2":"0","3":1}' data-sheets-value='{"1":2,"2":"-"}' style="border-right:1px solid #000000;overflow:hidden;padding:0px 3px 0px 3px;vertical-align:bottom;text-align:center;">-</td> </tr> <tr style="height:20px;"> <td data-sheets-value='{"1":2,"2":"PC"}' style="border-left:1px solid #000000;overflow:hidden;padding:0px 3px 0px 3px;vertical-align:bottom;font-weight:bold;">PC</td> <td data-sheets-value='{"1":2,"2":"Single-walled"}' style="overflow:hidden;padding:0px 3px 0px 3px;vertical-align:bottom;font-weight:bold;">Single-walled</td> <td data-sheets-value='{"1":2,"2":"Opal (D)"}' style="border-right:1px solid #000000;overflow:hidden;padding:0px 3px 0px 3px;vertical-align:bottom;font-weight:bold;">Opal (D)</td> <td data-sheets-numberformat='{"1":2,"2":"0.00","3":1}' data-sheets-value='{"1":3,"3":5.17}' style="overflow:hidden;padding:0px 3px 0px 3px;vertical-align:bottom;text-align:center;">5.17</td> <td data-sheets-numberformat='{"1":2,"2":"0","3":1}' data-sheets-value='{"1":3,"3":58}' style="overflow:hidden;padding:0px 3px 0px 3px;vertical-align:bottom;text-align:center;">58</td> <td data-sheets-numberformat='{"1":2,"2":"0","3":1}' data-sheets-value='{"1":3,"3":60}' style="overflow:hidden;padding:0px 3px 0px 3px;vertical-align:bottom;text-align:center;">60</td> <td data-sheets-numberformat='{"1":2,"2":"0","3":1}' data-sheets-value='{"1":2,"2":"-"}' style="border-right:1px solid #000000;overflow:hidden;padding:0px 3px 0px 3px;vertical-align:bottom;text-align:center;">-</td> </tr> <tr style="height:20px;"> <td style="border-left:1px solid #000000;overflow:hidden;padding:0px 3px 0px 3px;vertical-align:bottom;font-weight:bold;"></td> <td data-sheets-value='{"1":2,"2":"Double-walled"}' style="overflow:hidden;padding:0px 3px 0px 3px;vertical-align:bottom;font-weight:bold;">Double-walled</td> <td data-sheets-value='{"1":2,"2":"Clear (A/H)"}' style="border-right:1px solid #000000;overflow:hidden;padding:0px 3px 0px 3px;vertical-align:bottom;font-weight:bold;">Clear (A/H)</td> <td data-sheets-numberformat='{"1":2,"2":"0.00","3":1}' data-sheets-value='{"1":3,"3":2.9}' style="overflow:hidden;padding:0px 3px 0px 3px;vertical-align:bottom;text-align:center;">2.90</td> <td data-sheets-numberformat='{"1":2,"2":"0","3":1}' data-sheets-value='{"1":3,"3":79}' style="overflow:hidden;padding:0px 3px 0px 3px;vertical-align:bottom;text-align:center;">79</td> <td data-sheets-numberformat='{"1":2,"2":"0","3":1}' data-sheets-value='{"1":3,"3":72}' style="overflow:hidden;padding:0px 3px 0px 3px;vertical-align:bottom;text-align:center;">72</td> <td data-sheets-numberformat='{"1":2,"2":"0","3":1}' data-sheets-value='{"1":3,"3":20}' style="border-right:1px solid #000000;overflow:hidden;padding:0px 3px 0px 3px;vertical-align:bottom;text-align:center;">20</td> </tr> <tr style="height:20px;"> <td style="border-left:1px solid #000000;overflow:hidden;padding:0px 3px 0px 3px;vertical-align:bottom;font-weight:bold;"></td> <td data-sheets-value='{"1":2,"2":"Double-walled"}' style="overflow:hidden;padding:0px 3px 0px 3px;vertical-align:bottom;font-weight:bold;">Double-walled</td> <td data-sheets-value='{"1":2,"2":"Clear (A/A)"}' style="border-right:1px solid #000000;overflow:hidden;padding:0px 3px 0px 3px;vertical-align:bottom;font-weight:bold;">Clear (A/A)</td> <td data-sheets-numberformat='{"1":2,"2":"0.00","3":1}' data-sheets-value='{"1":3,"3":2.9}' style="overflow:hidden;padding:0px 3px 0px 3px;vertical-align:bottom;text-align:center;">2.90</td> <td data-sheets-numberformat='{"1":2,"2":"0","3":1}' data-sheets-value='{"1":3,"3":77}' style="overflow:hidden;padding:0px 3px 0px 3px;vertical-align:bottom;text-align:center;">77</td> <td data-sheets-numberformat='{"1":2,"2":"0","3":1}' data-sheets-value='{"1":3,"3":69}' style="overflow:hidden;padding:0px 3px 0px 3px;vertical-align:bottom;text-align:center;">69</td> <td data-sheets-numberformat='{"1":2,"2":"0","3":1}' data-sheets-value='{"1":3,"3":20}' style="border-right:1px solid #000000;overflow:hidden;padding:0px 3px 0px 3px;vertical-align:bottom;text-align:center;">20</td> </tr> <tr style="height:20px;"> <td style="border-left:1px solid #000000;overflow:hidden;padding:0px 3px 0px 3px;vertical-align:bottom;font-weight:bold;"></td> <td data-sheets-value='{"1":2,"2":"Double-walled"}' style="overflow:hidden;padding:0px 3px 0px 3px;vertical-align:bottom;font-weight:bold;">Double-walled</td> <td data-sheets-value='{"1":2,"2":"Opal (A/O)"}' style="border-right:1px solid #000000;overflow:hidden;padding:0px 3px 0px 3px;vertical-align:bottom;font-weight:bold;">Opal (A/O)</td> <td data-sheets-numberformat='{"1":2,"2":"0.00","3":1}' data-sheets-value='{"1":3,"3":2.9}' style="overflow:hidden;padding:0px 3px 0px 3px;vertical-align:bottom;text-align:center;">2.90</td> <td data-sheets-numberformat='{"1":2,"2":"0","3":1}' data-sheets-value='{"1":3,"3":73}' style="overflow:hidden;padding:0px 3px 0px 3px;vertical-align:bottom;text-align:center;">73</td> <td data-sheets-numberformat='{"1":2,"2":"0","3":1}' data-sheets-value='{"1":3,"3":63}' style="overflow:hidden;padding:0px 3px 0px 3px;vertical-align:bottom;text-align:center;">63</td> <td data-sheets-numberformat='{"1":2,"2":"0","3":1}' data-sheets-value='{"1":3,"3":20}' style="border-right:1px solid #000000;overflow:hidden;padding:0px 3px 0px 3px;vertical-align:bottom;text-align:center;">20</td> </tr> <tr style="height:20px;"> <td style="border-left:1px solid #000000;overflow:hidden;padding:0px 3px 0px 3px;vertical-align:bottom;font-weight:bold;"></td> <td data-sheets-value='{"1":2,"2":"Double-walled"}' style="overflow:hidden;padding:0px 3px 0px 3px;vertical-align:bottom;font-weight:bold;">Double-walled</td> <td data-sheets-value='{"1":2,"2":"Opal (A/D)"}' style="border-right:1px solid #000000;overflow:hidden;padding:0px 3px 0px 3px;vertical-align:bottom;font-weight:bold;">Opal (A/D)</td> <td data-sheets-numberformat='{"1":2,"2":"0.00","3":1}' data-sheets-value='{"1":3,"3":2.9}' style="overflow:hidden;padding:0px 3px 0px 3px;vertical-align:bottom;text-align:center;">2.90</td> <td data-sheets-numberformat='{"1":2,"2":"0","3":1}' data-sheets-value='{"1":3,"3":51}' style="overflow:hidden;padding:0px 3px 0px 3px;vertical-align:bottom;text-align:center;">51</td> <td data-sheets-numberformat='{"1":2,"2":"0","3":1}' data-sheets-value='{"1":3,"3":50}' style="overflow:hidden;padding:0px 3px 0px 3px;vertical-align:bottom;text-align:center;">50</td> <td data-sheets-numberformat='{"1":2,"2":"0","3":1}' data-sheets-value='{"1":3,"3":20}' style="border-right:1px solid #000000;overflow:hidden;padding:0px 3px 0px 3px;vertical-align:bottom;text-align:center;">20</td> </tr> <tr style="height:20px;"> <td style="border-left:1px solid #000000;overflow:hidden;padding:0px 3px 0px 3px;vertical-align:bottom;font-weight:bold;"></td> <td data-sheets-value='{"1":2,"2":"Triple-walled"}' style="overflow:hidden;padding:0px 3px 0px 3px;vertical-align:bottom;font-weight:bold;">Triple-walled</td> <td data-sheets-value='{"1":2,"2":"Clear (A/H/H)"}' style="border-right:1px solid #000000;overflow:hidden;padding:0px 3px 0px 3px;vertical-align:bottom;font-weight:bold;">Clear (A/H/H)</td> <td data-sheets-numberformat='{"1":2,"2":"0.00","3":1}' data-sheets-value='{"1":3,"3":1.7}' style="overflow:hidden;padding:0px 3px 0px 3px;vertical-align:bottom;text-align:center;">1.70</td> <td data-sheets-numberformat='{"1":2,"2":"0","3":1}' data-sheets-value='{"1":3,"3":71}' style="overflow:hidden;padding:0px 3px 0px 3px;vertical-align:bottom;text-align:center;">71</td> <td data-sheets-numberformat='{"1":2,"2":"0","3":1}' data-sheets-value='{"1":3,"3":63}' style="overflow:hidden;padding:0px 3px 0px 3px;vertical-align:bottom;text-align:center;">63</td> <td data-sheets-numberformat='{"1":2,"2":"0","3":1}' data-sheets-value='{"1":3,"3":22}' style="border-right:1px solid #000000;overflow:hidden;padding:0px 3px 0px 3px;vertical-align:bottom;text-align:center;">22</td> </tr> <tr style="height:20px;"> <td style="border-left:1px solid #000000;overflow:hidden;padding:0px 3px 0px 3px;vertical-align:bottom;font-weight:bold;"></td> <td data-sheets-value='{"1":2,"2":"Triple-walled"}' style="overflow:hidden;padding:0px 3px 0px 3px;vertical-align:bottom;font-weight:bold;">Triple-walled</td> <td data-sheets-value='{"1":2,"2":"Opal (A/O/O)"}' style="border-right:1px solid #000000;overflow:hidden;padding:0px 3px 0px 3px;vertical-align:bottom;font-weight:bold;">Opal (A/O/O)</td> <td data-sheets-numberformat='{"1":2,"2":"0.00","3":1}' data-sheets-value='{"1":3,"3":1.7}' style="overflow:hidden;padding:0px 3px 0px 3px;vertical-align:bottom;text-align:center;">1.70</td> <td data-sheets-numberformat='{"1":2,"2":"0","3":1}' data-sheets-value='{"1":3,"3":61}' style="overflow:hidden;padding:0px 3px 0px 3px;vertical-align:bottom;text-align:center;">61</td> <td data-sheets-numberformat='{"1":2,"2":"0","3":1}' data-sheets-value='{"1":3,"3":48}' style="overflow:hidden;padding:0px 3px 0px 3px;vertical-align:bottom;text-align:center;">48</td> <td data-sheets-numberformat='{"1":2,"2":"0","3":1}' data-sheets-value='{"1":3,"3":22}' style="border-right:1px solid #000000;overflow:hidden;padding:0px 3px 0px 3px;vertical-align:bottom;text-align:center;">22</td> </tr> <tr style="height:20px;"> <td style="border-left:1px solid #000000;overflow:hidden;padding:0px 3px 0px 3px;vertical-align:bottom;font-weight:bold;"></td> <td data-sheets-value='{"1":2,"2":"Four-walled"}' style="overflow:hidden;padding:0px 3px 0px 3px;vertical-align:bottom;font-weight:bold;">Four-walled</td> <td data-sheets-value='{"1":2,"2":"Clear (A/H/H/H)"}' style="border-right:1px solid #000000;overflow:hidden;padding:0px 3px 0px 3px;vertical-align:bottom;font-weight:bold;">Clear (A/H/H/H)</td> <td data-sheets-numberformat='{"1":2,"2":"0.00","3":1}' data-sheets-value='{"1":3,"3":1.28}' style="overflow:hidden;padding:0px 3px 0px 3px;vertical-align:bottom;text-align:center;">1.28</td> <td data-sheets-numberformat='{"1":2,"2":"0","3":1}' data-sheets-value='{"1":3,"3":64}' style="overflow:hidden;padding:0px 3px 0px 3px;vertical-align:bottom;text-align:center;">64</td> <td data-sheets-numberformat='{"1":2,"2":"0","3":1}' data-sheets-value='{"1":3,"3":52}' style="overflow:hidden;padding:0px 3px 0px 3px;vertical-align:bottom;text-align:center;">52</td> <td data-sheets-numberformat='{"1":2,"2":"0","3":1}' data-sheets-value='{"1":3,"3":23}' style="border-right:1px solid #000000;overflow:hidden;padding:0px 3px 0px 3px;vertical-align:bottom;text-align:center;">23</td> </tr> <tr style="height:20px;"> <td style="border-bottom:1px solid #000000;border-left:1px solid #000000;overflow:hidden;padding:0px 3px 0px 3px;vertical-align:bottom;"></td> <td data-sheets-value='{"1":2,"2":"Four-walled"}' style="border-bottom:1px solid #000000;overflow:hidden;padding:0px 3px 0px 3px;vertical-align:bottom;font-weight:bold;">Four-walled</td> <td data-sheets-value='{"1":2,"2":"Opal (A/H/O/H)"}' style="border-right:1px solid #000000;border-bottom:1px solid #000000;overflow:hidden;padding:0px 3px 0px 3px;vertical-align:bottom;font-weight:bold;">Opal (A/H/O/H)</td> <td data-sheets-numberformat='{"1":2,"2":"0.00","3":1}' data-sheets-value='{"1":3,"3":1.28}' style="border-bottom:1px solid #000000;overflow:hidden;padding:0px 3px 0px 3px;vertical-align:bottom;text-align:center;">1.28</td> <td data-sheets-numberformat='{"1":2,"2":"0","3":1}' data-sheets-value='{"1":3,"3":59}' style="border-bottom:1px solid #000000;overflow:hidden;padding:0px 3px 0px 3px;vertical-align:bottom;text-align:center;">59</td> <td data-sheets-numberformat='{"1":2,"2":"0","3":1}' data-sheets-value='{"1":3,"3":46}' style="border-bottom:1px solid #000000;overflow:hidden;padding:0px 3px 0px 3px;vertical-align:bottom;text-align:center;">46</td> <td data-sheets-numberformat='{"1":2,"2":"0","3":1}' data-sheets-value='{"1":3,"3":23}' style="border-right:1px solid #000000;border-bottom:1px solid #000000;overflow:hidden;padding:0px 3px 0px 3px;vertical-align:bottom;text-align:center;">23</td> </tr> <tr style="height:20px;"> <td data-sheets-value='{"1":2,"2":"Polycarbonate"}' style="border-left:1px solid #000000;overflow:hidden;padding:0px 3px 0px 3px;vertical-align:bottom;font-weight:bold;">Polycarbonate</td> <td data-sheets-value='{"1":2,"2":"Single-walled"}' style="overflow:hidden;padding:0px 3px 0px 3px;vertical-align:bottom;font-weight:bold;">Single-walled</td> <td data-sheets-value='{"1":2,"2":"Heatstop Opal (T)"}' style="border-right:1px solid #000000;overflow:hidden;padding:0px 3px 0px 3px;vertical-align:bottom;font-weight:bold;">Heatstop Opal (T)</td> <td data-sheets-numberformat='{"1":2,"2":"0.00","3":1}' data-sheets-value='{"1":3,"3":5.17}' style="overflow:hidden;padding:0px 3px 0px 3px;vertical-align:bottom;text-align:center;">5.17</td> <td data-sheets-numberformat='{"1":2,"2":"0","3":1}' data-sheets-value='{"1":3,"3":49}' style="overflow:hidden;padding:0px 3px 0px 3px;vertical-align:bottom;text-align:center;">49</td> <td data-sheets-numberformat='{"1":2,"2":"0","3":1}' data-sheets-value='{"1":3,"3":59}' style="overflow:hidden;padding:0px 3px 0px 3px;vertical-align:bottom;text-align:center;">59</td> <td data-sheets-numberformat='{"1":2,"2":"0","3":1}' data-sheets-value='{"1":2,"2":"-"}' style="border-right:1px solid #000000;overflow:hidden;padding:0px 3px 0px 3px;vertical-align:bottom;text-align:center;">-</td> </tr> <tr style="height:20px;"> <td data-sheets-value='{"1":2,"2":"Heatstop PC"}' style="border-left:1px solid #000000;overflow:hidden;padding:0px 3px 0px 3px;vertical-align:bottom;font-weight:bold;">Heatstop PC</td> <td data-sheets-value='{"1":2,"2":"Double-walled"}' style="overflow:hidden;padding:0px 3px 0px 3px;vertical-align:bottom;font-weight:bold;">Double-walled</td> <td data-sheets-value='{"1":2,"2":"Clear (T/H)"}' style="border-right:1px solid #000000;overflow:hidden;padding:0px 3px 0px 3px;vertical-align:bottom;font-weight:bold;">Clear (T/H)</td> <td data-sheets-numberformat='{"1":2,"2":"0.00","3":1}' data-sheets-value='{"1":3,"3":2.9}' style="overflow:hidden;padding:0px 3px 0px 3px;vertical-align:bottom;text-align:center;">2.90</td> <td data-sheets-numberformat='{"1":2,"2":"0","3":1}' data-sheets-value='{"1":3,"3":44}' style="overflow:hidden;padding:0px 3px 0px 3px;vertical-align:bottom;text-align:center;">44</td> <td data-sheets-numberformat='{"1":2,"2":"0","3":1}' data-sheets-value='{"1":3,"3":51}' style="overflow:hidden;padding:0px 3px 0px 3px;vertical-align:bottom;text-align:center;">51</td> <td data-sheets-numberformat='{"1":2,"2":"0","3":1}' data-sheets-value='{"1":3,"3":20}' style="border-right:1px solid #000000;overflow:hidden;padding:0px 3px 0px 3px;vertical-align:bottom;text-align:center;">20</td> </tr> <tr style="height:20px;"> <td style="border-left:1px solid #000000;overflow:hidden;padding:0px 3px 0px 3px;vertical-align:bottom;font-weight:bold;"></td> <td data-sheets-value='{"1":2,"2":"Double-walled"}' style="overflow:hidden;padding:0px 3px 0px 3px;vertical-align:bottom;font-weight:bold;">Double-walled</td> <td data-sheets-value='{"1":2,"2":"Opal (T/O)"}' style="border-right:1px solid #000000;overflow:hidden;padding:0px 3px 0px 3px;vertical-align:bottom;font-weight:bold;">Opal (T/O)</td> <td data-sheets-numberformat='{"1":2,"2":"0.00","3":1}' data-sheets-value='{"1":3,"3":2.9}' style="overflow:hidden;padding:0px 3px 0px 3px;vertical-align:bottom;text-align:center;">2.90</td> <td data-sheets-numberformat='{"1":2,"2":"0","3":1}' data-sheets-value='{"1":3,"3":41}' style="overflow:hidden;padding:0px 3px 0px 3px;vertical-align:bottom;text-align:center;">41</td> <td data-sheets-numberformat='{"1":2,"2":"0","3":1}' data-sheets-value='{"1":3,"3":45}' style="overflow:hidden;padding:0px 3px 0px 3px;vertical-align:bottom;text-align:center;">45</td> <td data-sheets-numberformat='{"1":2,"2":"0","3":1}' data-sheets-value='{"1":3,"3":20}' style="border-right:1px solid #000000;overflow:hidden;padding:0px 3px 0px 3px;vertical-align:bottom;text-align:center;">20</td> </tr> <tr style="height:20px;"> <td style="border-left:1px solid #000000;overflow:hidden;padding:0px 3px 0px 3px;vertical-align:bottom;font-weight:bold;"></td> <td data-sheets-value='{"1":2,"2":"Triple-walled"}' style="overflow:hidden; | skylux-160-ce-met-koepel-en-metaalopstand-met-lm-motor-1200-x-1400-mm | 8585990046029 | 46872265261389
Smoke and heat exhaust (SHEV) | SHE system | Skylux | Skylux 160° CE with skylight and metal curb with LM-actuator 1200 x 1500 mm |  | 26709 | 5412970267096 | 4230.2 | Yes | 30-45 | 82.95 | 1200 x 1500 mm | 1500 | 1200 |  | metal curb M30 (30 cm high) | Rectangular | 5.17 W/m²K - 1.28 W/m²K | 87% - 32% | 90% - 32% | 20dB - 23dB | 160° CE (for industry) | skylight | without spoiler | E | Single actuator | Maximum four-walled skylight possible for this product | Ut-value LT-value g-value Rw-value EN 1873 : 2014 EN ISO 13468 EN 16153 EN 410 EN 410 EN ISO 140-3 Material Walls Shells (W/m²K) (%) (%) (dB) Acrylic Single-walled Clear (H) 5.17 90 87 - PMMA Single-walled Opal (O) 5.17 83 76 - Double-walled Clear (H/H) 2.90 81 75 20 Double-walled Opal (O/O) 2.90 69 58 20 Triple-walled Clear (H/H/H) 1.70 73 65 22 Triple-walled Opal (O/H/O) 1.70 62 51 22 Four-walled Clear (H/H/H/H) 1.28 64 54 23 Four-walled Opal (H/H/O/H) 1.28 59 48 23 Polycarbonate Single-walled Clear (A) 5.17 88 83 - PC Single-walled Opal (D) 5.17 58 60 - Double-walled Clear (A/H) 2.90 79 72 20 Double-walled Clear (A/A) 2.90 77 69 20 Double-walled Opal (A/O) 2.90 73 63 20 Double-walled Opal (A/D) 2.90 51 50 20 Triple-walled Clear (A/H/H) 1.70 71 63 22 Triple-walled Opal (A/O/O) 1.70 61 48 22 Four-walled Clear (A/H/H/H) 1.28 64 52 23 Four-walled Opal (A/H/O/H) 1.28 59 46 23 Polycarbonate Single-walled Heatstop Opal (T) 5.17 49 59 - Heatstop PC Double-walled Clear (T/H) 2.90 44 51 20 Double-walled Opal (T/O) 2.90 41 45 20 Triple-walled Clear (T/H/H) 1.70 40 <td data-sheets-numberformat='{"1":2,"2":"0","3":1}' data-sheets-value='{"1":3,"3":44}' style="overflow:hidden;paddin | https://skylux.eu/en/products/skylux-160-ce-met-koepel-en-metaalopstand-met-lm-motor-1200-x-1500-mm | https://skylux.eu/cdn/shop/files/Skylux-160deg-CE-met-koepel-en-metaalopstand-met-LM-motor-1200-x-1500-mm-RWA-systeem.jpg?v=1702976634&width=1600 | https://skylux.eu/cdn/shop/files/e5a82811-1bb0-48e4-a776-cacb59c7c092_4cc2446a-5470-44b2-8e4b-60094cea50d4.jpg?v=1688550177&width=1600 | //skylux.eu/cdn/shop/files/E_MH_Mounting_instructions_Skylux_160_CE_LM.pdf?v=12406716259046007223 | //skylux.eu/cdn/shop/files/E_TD_Technical_File_Skylux_Skylux_160_CE_Electric.pdf?v=3667116872303399239 | <style type="text/css" id="isPasted"> <!--td { border: 1px solid #cccccc; } br { mso-data-placement: same-cell; } --> </style> <table border="1" cellpadding="0" cellspacing="0" dir="ltr" style="table-layout:fixed;font-size:10pt;font-family:Arial;border-collapse:collapse;border:none;"><tbody> <tr style="height:20px;"> <td style="overflow:hidden;padding:0px 3px 0px 3px;vertical-align:bottom;"></td> <td style="overflow:hidden;padding:0px 3px 0px 3px;vertical-align:bottom;"></td> <td style="overflow:hidden;padding:0px 3px 0px 3px;vertical-align:bottom;"></td> <td data-sheets-value='{"1":2,"2":"Ut-value"}' style="overflow:hidden;padding:0px 3px 0px 3px;vertical-align:bottom;font-weight:bold;text-align:center;">Ut-value</td> <td data-sheets-value='{"1":2,"2":"LT-value"}' style="overflow:hidden;padding:0px 3px 0px 3px;vertical-align:bottom;font-weight:bold;text-align:center;">LT-value</td> <td data-sheets-value='{"1":2,"2":"g-value"}' style="overflow:hidden;padding:0px 3px 0px 3px;vertical-align:bottom;font-weight:bold;text-align:center;">g-value</td> <td data-sheets-value='{"1":2,"2":"Rw-value "}' style="overflow:hidden;padding:0px 3px 0px 3px;vertical-align:bottom;font-weight:bold;text-align:center;">Rw-value </td> </tr> <tr style="height:20px;"> <td style="overflow:hidden;padding:0px 3px 0px 3px;vertical-align:bottom;"></td> <td style="overflow:hidden;padding:0px 3px 0px 3px;vertical-align:bottom;"></td> <td style="overflow:hidden;padding:0px 3px 0px 3px;vertical-align:bottom;"></td> <td data-sheets-numberformat='{"1":2,"2":"0.00","3":1}' data-sheets-value='{"1":2,"2":"EN 1873 : 2014"}' style="overflow:hidden;padding:0px 3px 0px 3px;vertical-align:bottom;text-align:center;">EN 1873 : 2014</td> <td data-sheets-numberformat='{"1":2,"2":"0","3":1}' data-sheets-value='{"1":2,"2":"EN ISO 13468 EN 16153 EN 410"}' style="overflow:hidden;padding:0px 3px 0px 3px;vertical-align:bottom;text-align:center;">EN ISO 13468 EN 16153 EN 410</td> <td data-sheets-numberformat='{"1":2,"2":"0","3":1}' data-sheets-value='{"1":2,"2":"EN 410"}' style="overflow:hidden;padding:0px 3px 0px 3px;vertical-align:bottom;text-align:center;">EN 410</td> <td data-sheets-value='{"1":2,"2":"EN ISO 140-3\t\t"}' style="overflow:hidden;padding:0px 3px 0px 3px;vertical-align:bottom;text-align:center;">EN ISO 140-3 </td> </tr> <tr style="height:20px;"> <td data-sheets-value='{"1":2,"2":"Material"}' style="border-bottom:1px solid #000000;overflow:hidden;padding:0px 3px 0px 3px;vertical-align:bottom;background-color:#000000;font-weight:bold;color:#ffffff;">Material</td> <td data-sheets-value='{"1":2,"2":"Walls"}' style="border-bottom:1px solid #000000;overflow:hidden;padding:0px 3px 0px 3px;vertical-align:bottom;background-color:#000000;font-weight:bold;color:#ffffff;">Walls</td> <td data-sheets-value='{"1":2,"2":"Shells"}' style="border-bottom:1px solid #000000;overflow:hidden;padding:0px 3px 0px 3px;vertical-align:bottom;background-color:#000000;font-weight:bold;color:#ffffff;">Shells</td> <td data-sheets-numberformat='{"1":2,"2":"0.00","3":1}' data-sheets-value='{"1":2,"2":"(W/m²K)\t"}' style="border-bottom:1px solid #000000;overflow:hidden;padding:0px 3px 0px 3px;vertical-align:bottom;background-color:#000000;font-weight:bold;color:#ffffff;text-align:center;">(W/m²K) </td> <td data-sheets-numberformat='{"1":2,"2":"0","3":1}' data-sheets-value='{"1":2,"2":"(%)"}' style="border-bottom:1px solid #000000;overflow:hidden;padding:0px 3px 0px 3px;vertical-align:bottom;background-color:#000000;font-weight:bold;color:#ffffff;text-align:center;">(%)</td> <td data-sheets-numberformat='{"1":2,"2":"0","3":1}' data-sheets-value='{"1":2,"2":"(%)"}' style="border-bottom:1px solid #000000;overflow:hidden;padding:0px 3px 0px 3px;vertical-align:bottom;background-color:#000000;font-weight:bold;color:#ffffff;text-align:center;">(%)</td> <td data-sheets-value='{"1":2,"2":"(dB)"}' style="border-bottom:1px solid #000000;overflow:hidden;padding:0px 3px 0px 3px;vertical-align:bottom;background-color:#000000;font-weight:bold;color:#ffffff;text-align:center;">(dB)</td> </tr> <tr style="height:20px;"> <td data-sheets-value='{"1":2,"2":"Acrylic"}' style="border-left:1px solid #000000;overflow:hidden;padding:0px 3px 0px 3px;vertical-align:bottom;font-weight:bold;">Acrylic</td> <td data-sheets-value='{"1":2,"2":"Single-walled"}' style="overflow:hidden;padding:0px 3px 0px 3px;vertical-align:bottom;font-weight:bold;">Single-walled</td> <td data-sheets-value='{"1":2,"2":"Clear (H)"}' style="border-right:1px solid #000000;overflow:hidden;padding:0px 3px 0px 3px;vertical-align:bottom;font-weight:bold;">Clear (H)</td> <td data-sheets-numberformat='{"1":2,"2":"0.00","3":1}' data-sheets-value='{"1":3,"3":5.17}' style="overflow:hidden;padding:0px 3px 0px 3px;vertical-align:bottom;text-align:center;">5.17</td> <td data-sheets-numberformat='{"1":2,"2":"0","3":1}' data-sheets-value='{"1":3,"3":90}' style="overflow:hidden;padding:0px 3px 0px 3px;vertical-align:bottom;text-align:center;">90</td> <td data-sheets-numberformat='{"1":2,"2":"0","3":1}' data-sheets-value='{"1":3,"3":87}' style="overflow:hidden;padding:0px 3px 0px 3px;vertical-align:bottom;text-align:center;">87</td> <td data-sheets-numberformat='{"1":2,"2":"0","3":1}' data-sheets-value='{"1":2,"2":"-"}' style="border-right:1px solid #000000;overflow:hidden;padding:0px 3px 0px 3px;vertical-align:bottom;text-align:center;">-</td> </tr> <tr style="height:20px;"> <td data-sheets-value='{"1":2,"2":"PMMA"}' style="border-left:1px solid #000000;overflow:hidden;padding:0px 3px 0px 3px;vertical-align:bottom;font-weight:bold;">PMMA</td> <td data-sheets-value='{"1":2,"2":"Single-walled"}' style="overflow:hidden;padding:0px 3px 0px 3px;vertical-align:bottom;font-weight:bold;">Single-walled</td> <td data-sheets-value='{"1":2,"2":"Opal (O)"}' style="border-right:1px solid #000000;overflow:hidden;padding:0px 3px 0px 3px;vertical-align:bottom;font-weight:bold;">Opal (O)</td> <td data-sheets-numberformat='{"1":2,"2":"0.00","3":1}' data-sheets-value='{"1":3,"3":5.17}' style="overflow:hidden;padding:0px 3px 0px 3px;vertical-align:bottom;text-align:center;">5.17</td> <td data-sheets-numberformat='{"1":2,"2":"0","3":1}' data-sheets-value='{"1":3,"3":83}' style="overflow:hidden;padding:0px 3px 0px 3px;vertical-align:bottom;text-align:center;">83</td> <td data-sheets-numberformat='{"1":2,"2":"0","3":1}' data-sheets-value='{"1":3,"3":76}' style="overflow:hidden;padding:0px 3px 0px 3px;vertical-align:bottom;text-align:center;">76</td> <td data-sheets-numberformat='{"1":2,"2":"0","3":1}' data-sheets-value='{"1":2,"2":"-"}' style="border-right:1px solid #000000;overflow:hidden;padding:0px 3px 0px 3px;vertical-align:bottom;text-align:center;">-</td> </tr> <tr style="height:20px;"> <td style="border-left:1px solid #000000;overflow:hidden;padding:0px 3px 0px 3px;vertical-align:bottom;font-weight:bold;"></td> <td data-sheets-value='{"1":2,"2":"Double-walled"}' style="overflow:hidden;padding:0px 3px 0px 3px;vertical-align:bottom;font-weight:bold;">Double-walled</td> <td data-sheets-value='{"1":2,"2":"Clear (H/H)"}' style="border-right:1px solid #000000;overflow:hidden;padding:0px 3px 0px 3px;vertical-align:bottom;font-weight:bold;">Clear (H/H)</td> <td data-sheets-numberformat='{"1":2,"2":"0.00","3":1}' data-sheets-value='{"1":3,"3":2.9}' style="overflow:hidden;padding:0px 3px 0px 3px;vertical-align:bottom;text-align:center;">2.90</td> <td data-sheets-numberformat='{"1":2,"2":"0","3":1}' data-sheets-value='{"1":3,"3":81}' style="overflow:hidden;padding:0px 3px 0px 3px;vertical-align:bottom;text-align:center;">81</td> <td data-sheets-numberformat='{"1":2,"2":"0","3":1}' data-sheets-value='{"1":3,"3":75}' style="overflow:hidden;padding:0px 3px 0px 3px;vertical-align:bottom;text-align:center;">75</td> <td data-sheets-numberformat='{"1":2,"2":"0","3":1}' data-sheets-value='{"1":3,"3":20}' style="border-right:1px solid #000000;overflow:hidden;padding:0px 3px 0px 3px;vertical-align:bottom;text-align:center;">20</td> </tr> <tr style="height:20px;"> <td style="border-left:1px solid #000000;overflow:hidden;padding:0px 3px 0px 3px;vertical-align:bottom;font-weight:bold;"></td> <td data-sheets-value='{"1":2,"2":"Double-walled"}' style="overflow:hidden;padding:0px 3px 0px 3px;vertical-align:bottom;font-weight:bold;">Double-walled</td> <td data-sheets-value='{"1":2,"2":"Opal (O/O)"}' style="border-right:1px solid #000000;overflow:hidden;padding:0px 3px 0px 3px;vertical-align:bottom;font-weight:bold;">Opal (O/O)</td> <td data-sheets-numberformat='{"1":2,"2":"0.00","3":1}' data-sheets-value='{"1":3,"3":2.9}' style="overflow:hidden;padding:0px 3px 0px 3px;vertical-align:bottom;text-align:center;">2.90</td> <td data-sheets-numberformat='{"1":2,"2":"0","3":1}' data-sheets-value='{"1":3,"3":69}' style="overflow:hidden;padding:0px 3px 0px 3px;vertical-align:bottom;text-align:center;">69</td> <td data-sheets-numberformat='{"1":2,"2":"0","3":1}' data-sheets-value='{"1":3,"3":58}' style="overflow:hidden;padding:0px 3px 0px 3px;vertical-align:bottom;text-align:center;">58</td> <td data-sheets-numberformat='{"1":2,"2":"0","3":1}' data-sheets-value='{"1":3,"3":20}' style="border-right:1px solid #000000;overflow:hidden;padding:0px 3px 0px 3px;vertical-align:bottom;text-align:center;">20</td> </tr> <tr style="height:20px;"> <td style="border-left:1px solid #000000;overflow:hidden;padding:0px 3px 0px 3px;vertical-align:bottom;font-weight:bold;"></td> <td data-sheets-value='{"1":2,"2":"Triple-walled"}' style="overflow:hidden;padding:0px 3px 0px 3px;vertical-align:bottom;font-weight:bold;">Triple-walled</td> <td data-sheets-value='{"1":2,"2":"Clear (H/H/H)"}' style="border-right:1px solid #000000;overflow:hidden;padding:0px 3px 0px 3px;vertical-align:bottom;font-weight:bold;">Clear (H/H/H)</td> <td data-sheets-numberformat='{"1":2,"2":"0.00","3":1}' data-sheets-value='{"1":3,"3":1.7}' style="overflow:hidden;padding:0px 3px 0px 3px;vertical-align:bottom;text-align:center;">1.70</td> <td data-sheets-numberformat='{"1":2,"2":"0","3":1}' data-sheets-value='{"1":3,"3":73}' style="overflow:hidden;padding:0px 3px 0px 3px;vertical-align:bottom;text-align:center;">73</td> <td data-sheets-numberformat='{"1":2,"2":"0","3":1}' data-sheets-value='{"1":3,"3":65}' style="overflow:hidden;padding:0px 3px 0px 3px;vertical-align:bottom;text-align:center;">65</td> <td data-sheets-numberformat='{"1":2,"2":"0","3":1}' data-sheets-value='{"1":3,"3":22}' style="border-right:1px solid #000000;overflow:hidden;padding:0px 3px 0px 3px;vertical-align:bottom;text-align:center;">22</td> </tr> <tr style="height:20px;"> <td style="border-left:1px solid #000000;overflow:hidden;padding:0px 3px 0px 3px;vertical-align:bottom;font-weight:bold;"></td> <td data-sheets-value='{"1":2,"2":"Triple-walled"}' style="overflow:hidden;padding:0px 3px 0px 3px;vertical-align:bottom;font-weight:bold;">Triple-walled</td> <td data-sheets-value='{"1":2,"2":"Opal (O/H/O)"}' style="border-right:1px solid #000000;overflow:hidden;padding:0px 3px 0px 3px;vertical-align:bottom;font-weight:bold;">Opal (O/H/O)</td> <td data-sheets-numberformat='{"1":2,"2":"0.00","3":1}' data-sheets-value='{"1":3,"3":1.7}' style="overflow:hidden;padding:0px 3px 0px 3px;vertical-align:bottom;text-align:center;">1.70</td> <td data-sheets-numberformat='{"1":2,"2":"0","3":1}' data-sheets-value='{"1":3,"3":62}' style="overflow:hidden;padding:0px 3px 0px 3px;vertical-align:bottom;text-align:center;">62</td> <td data-sheets-numberformat='{"1":2,"2":"0","3":1}' data-sheets-value='{"1":3,"3":51}' style="overflow:hidden;padding:0px 3px 0px 3px;vertical-align:bottom;text-align:center;">51</td> <td data-sheets-numberformat='{"1":2,"2":"0","3":1}' data-sheets-value='{"1":3,"3":22}' style="border-right:1px solid #000000;overflow:hidden;padding:0px 3px 0px 3px;vertical-align:bottom;text-align:center;">22</td> </tr> <tr style="height:20px;"> <td style="border-left:1px solid #000000;overflow:hidden;padding:0px 3px 0px 3px;vertical-align:bottom;font-weight:bold;"></td> <td data-sheets-value='{"1":2,"2":"Four-walled"}' style="overflow:hidden;padding:0px 3px 0px 3px;vertical-align:bottom;font-weight:bold;">Four-walled</td> <td data-sheets-value='{"1":2,"2":"Clear (H/H/H/H)"}' style="border-right:1px solid #000000;overflow:hidden;padding:0px 3px 0px 3px;vertical-align:bottom;font-weight:bold;">Clear (H/H/H/H)</td> <td data-sheets-numberformat='{"1":2,"2":"0.00","3":1}' data-sheets-value='{"1":3,"3":1.28}' style="overflow:hidden;padding:0px 3px 0px 3px;vertical-align:bottom;text-align:center;">1.28</td> <td data-sheets-numberformat='{"1":2,"2":"0","3":1}' data-sheets-value='{"1":3,"3":64}' style="overflow:hidden;padding:0px 3px 0px 3px;vertical-align:bottom;text-align:center;">64</td> <td data-sheets-numberformat='{"1":2,"2":"0","3":1}' data-sheets-value='{"1":3,"3":54}' style="overflow:hidden;padding:0px 3px 0px 3px;vertical-align:bottom;text-align:center;">54</td> <td data-sheets-numberformat='{"1":2,"2":"0","3":1}' data-sheets-value='{"1":3,"3":23}' style="border-right:1px solid #000000;overflow:hidden;padding:0px 3px 0px 3px;vertical-align:bottom;text-align:center;">23</td> </tr> <tr style="height:20px;"> <td style="border-bottom:1px solid #000000;border-left:1px solid #000000;overflow:hidden;padding:0px 3px 0px 3px;vertical-align:bottom;"></td> <td data-sheets-value='{"1":2,"2":"Four-walled"}' style="border-bottom:1px solid #000000;overflow:hidden;padding:0px 3px 0px 3px;vertical-align:bottom;font-weight:bold;">Four-walled</td> <td data-sheets-value='{"1":2,"2":"Opal (H/H/O/H)"}' style="border-right:1px solid #000000;border-bottom:1px solid #000000;overflow:hidden;padding:0px 3px 0px 3px;vertical-align:bottom;font-weight:bold;">Opal (H/H/O/H)</td> <td data-sheets-numberformat='{"1":2,"2":"0.00","3":1}' data-sheets-value='{"1":3,"3":1.28}' style="border-bottom:1px solid #000000;overflow:hidden;padding:0px 3px 0px 3px;vertical-align:bottom;text-align:center;">1.28</td> <td data-sheets-numberformat='{"1":2,"2":"0","3":1}' data-sheets-value='{"1":3,"3":59}' style="border-bottom:1px solid #000000;overflow:hidden;padding:0px 3px 0px 3px;vertical-align:bottom;text-align:center;">59</td> <td data-sheets-numberformat='{"1":2,"2":"0","3":1}' data-sheets-value='{"1":3,"3":48}' style="border-bottom:1px solid #000000;overflow:hidden;padding:0px 3px 0px 3px;vertical-align:bottom;text-align:center;">48</td> <td data-sheets-numberformat='{"1":2,"2":"0","3":1}' data-sheets-value='{"1":3,"3":23}' style="border-right:1px solid #000000;border-bottom:1px solid #000000;overflow:hidden;padding:0px 3px 0px 3px;vertical-align:bottom;text-align:center;">23</td> </tr> <tr style="height:20px;"> <td data-sheets-value='{"1":2,"2":"Polycarbonate "}' style="border-left:1px solid #000000;overflow:hidden;padding:0px 3px 0px 3px;vertical-align:bottom;font-weight:bold;">Polycarbonate </td> <td data-sheets-value='{"1":2,"2":"Single-walled"}' style="overflow:hidden;padding:0px 3px 0px 3px;vertical-align:bottom;font-weight:bold;">Single-walled</td> <td data-sheets-value='{"1":2,"2":"Clear (A)"}' style="border-right:1px solid #000000;overflow:hidden;padding:0px 3px 0px 3px;vertical-align:bottom;font-weight:bold;">Clear (A)</td> <td data-sheets-numberformat='{"1":2,"2":"0.00","3":1}' data-sheets-value='{"1":3,"3":5.17}' style="overflow:hidden;padding:0px 3px 0px 3px;vertical-align:bottom;text-align:center;">5.17</td> <td data-sheets-numberformat='{"1":2,"2":"0","3":1}' data-sheets-value='{"1":3,"3":88}' style="overflow:hidden;padding:0px 3px 0px 3px;vertical-align:bottom;text-align:center;">88</td> <td data-sheets-numberformat='{"1":2,"2":"0","3":1}' data-sheets-value='{"1":3,"3":83}' style="overflow:hidden;padding:0px 3px 0px 3px;vertical-align:bottom;text-align:center;">83</td> <td data-sheets-numberformat='{"1":2,"2":"0","3":1}' data-sheets-value='{"1":2,"2":"-"}' style="border-right:1px solid #000000;overflow:hidden;padding:0px 3px 0px 3px;vertical-align:bottom;text-align:center;">-</td> </tr> <tr style="height:20px;"> <td data-sheets-value='{"1":2,"2":"PC"}' style="border-left:1px solid #000000;overflow:hidden;padding:0px 3px 0px 3px;vertical-align:bottom;font-weight:bold;">PC</td> <td data-sheets-value='{"1":2,"2":"Single-walled"}' style="overflow:hidden;padding:0px 3px 0px 3px;vertical-align:bottom;font-weight:bold;">Single-walled</td> <td data-sheets-value='{"1":2,"2":"Opal (D)"}' style="border-right:1px solid #000000;overflow:hidden;padding:0px 3px 0px 3px;vertical-align:bottom;font-weight:bold;">Opal (D)</td> <td data-sheets-numberformat='{"1":2,"2":"0.00","3":1}' data-sheets-value='{"1":3,"3":5.17}' style="overflow:hidden;padding:0px 3px 0px 3px;vertical-align:bottom;text-align:center;">5.17</td> <td data-sheets-numberformat='{"1":2,"2":"0","3":1}' data-sheets-value='{"1":3,"3":58}' style="overflow:hidden;padding:0px 3px 0px 3px;vertical-align:bottom;text-align:center;">58</td> <td data-sheets-numberformat='{"1":2,"2":"0","3":1}' data-sheets-value='{"1":3,"3":60}' style="overflow:hidden;padding:0px 3px 0px 3px;vertical-align:bottom;text-align:center;">60</td> <td data-sheets-numberformat='{"1":2,"2":"0","3":1}' data-sheets-value='{"1":2,"2":"-"}' style="border-right:1px solid #000000;overflow:hidden;padding:0px 3px 0px 3px;vertical-align:bottom;text-align:center;">-</td> </tr> <tr style="height:20px;"> <td style="border-left:1px solid #000000;overflow:hidden;padding:0px 3px 0px 3px;vertical-align:bottom;font-weight:bold;"></td> <td data-sheets-value='{"1":2,"2":"Double-walled"}' style="overflow:hidden;padding:0px 3px 0px 3px;vertical-align:bottom;font-weight:bold;">Double-walled</td> <td data-sheets-value='{"1":2,"2":"Clear (A/H)"}' style="border-right:1px solid #000000;overflow:hidden;padding:0px 3px 0px 3px;vertical-align:bottom;font-weight:bold;">Clear (A/H)</td> <td data-sheets-numberformat='{"1":2,"2":"0.00","3":1}' data-sheets-value='{"1":3,"3":2.9}' style="overflow:hidden;padding:0px 3px 0px 3px;vertical-align:bottom;text-align:center;">2.90</td> <td data-sheets-numberformat='{"1":2,"2":"0","3":1}' data-sheets-value='{"1":3,"3":79}' style="overflow:hidden;padding:0px 3px 0px 3px;vertical-align:bottom;text-align:center;">79</td> <td data-sheets-numberformat='{"1":2,"2":"0","3":1}' data-sheets-value='{"1":3,"3":72}' style="overflow:hidden;padding:0px 3px 0px 3px;vertical-align:bottom;text-align:center;">72</td> <td data-sheets-numberformat='{"1":2,"2":"0","3":1}' data-sheets-value='{"1":3,"3":20}' style="border-right:1px solid #000000;overflow:hidden;padding:0px 3px 0px 3px;vertical-align:bottom;text-align:center;">20</td> </tr> <tr style="height:20px;"> <td style="border-left:1px solid #000000;overflow:hidden;padding:0px 3px 0px 3px;vertical-align:bottom;font-weight:bold;"></td> <td data-sheets-value='{"1":2,"2":"Double-walled"}' style="overflow:hidden;padding:0px 3px 0px 3px;vertical-align:bottom;font-weight:bold;">Double-walled</td> <td data-sheets-value='{"1":2,"2":"Clear (A/A)"}' style="border-right:1px solid #000000;overflow:hidden;padding:0px 3px 0px 3px;vertical-align:bottom;font-weight:bold;">Clear (A/A)</td> <td data-sheets-numberformat='{"1":2,"2":"0.00","3":1}' data-sheets-value='{"1":3,"3":2.9}' style="overflow:hidden;padding:0px 3px 0px 3px;vertical-align:bottom;text-align:center;">2.90</td> <td data-sheets-numberformat='{"1":2,"2":"0","3":1}' data-sheets-value='{"1":3,"3":77}' style="overflow:hidden;padding:0px 3px 0px 3px;vertical-align:bottom;text-align:center;">77</td> <td data-sheets-numberformat='{"1":2,"2":"0","3":1}' data-sheets-value='{"1":3,"3":69}' style="overflow:hidden;padding:0px 3px 0px 3px;vertical-align:bottom;text-align:center;">69</td> <td data-sheets-numberformat='{"1":2,"2":"0","3":1}' data-sheets-value='{"1":3,"3":20}' style="border-right:1px solid #000000;overflow:hidden;padding:0px 3px 0px 3px;vertical-align:bottom;text-align:center;">20</td> </tr> <tr style="height:20px;"> <td style="border-left:1px solid #000000;overflow:hidden;padding:0px 3px 0px 3px;vertical-align:bottom;font-weight:bold;"></td> <td data-sheets-value='{"1":2,"2":"Double-walled"}' style="overflow:hidden;padding:0px 3px 0px 3px;vertical-align:bottom;font-weight:bold;">Double-walled</td> <td data-sheets-value='{"1":2,"2":"Opal (A/O)"}' style="border-right:1px solid #000000;overflow:hidden;padding:0px 3px 0px 3px;vertical-align:bottom;font-weight:bold;">Opal (A/O)</td> <td data-sheets-numberformat='{"1":2,"2":"0.00","3":1}' data-sheets-value='{"1":3,"3":2.9}' style="overflow:hidden;padding:0px 3px 0px 3px;vertical-align:bottom;text-align:center;">2.90</td> <td data-sheets-numberformat='{"1":2,"2":"0","3":1}' data-sheets-value='{"1":3,"3":73}' style="overflow:hidden;padding:0px 3px 0px 3px;vertical-align:bottom;text-align:center;">73</td> <td data-sheets-numberformat='{"1":2,"2":"0","3":1}' data-sheets-value='{"1":3,"3":63}' style="overflow:hidden;padding:0px 3px 0px 3px;vertical-align:bottom;text-align:center;">63</td> <td data-sheets-numberformat='{"1":2,"2":"0","3":1}' data-sheets-value='{"1":3,"3":20}' style="border-right:1px solid #000000;overflow:hidden;padding:0px 3px 0px 3px;vertical-align:bottom;text-align:center;">20</td> </tr> <tr style="height:20px;"> <td style="border-left:1px solid #000000;overflow:hidden;padding:0px 3px 0px 3px;vertical-align:bottom;font-weight:bold;"></td> <td data-sheets-value='{"1":2,"2":"Double-walled"}' style="overflow:hidden;padding:0px 3px 0px 3px;vertical-align:bottom;font-weight:bold;">Double-walled</td> <td data-sheets-value='{"1":2,"2":"Opal (A/D)"}' style="border-right:1px solid #000000;overflow:hidden;padding:0px 3px 0px 3px;vertical-align:bottom;font-weight:bold;">Opal (A/D)</td> <td data-sheets-numberformat='{"1":2,"2":"0.00","3":1}' data-sheets-value='{"1":3,"3":2.9}' style="overflow:hidden;padding:0px 3px 0px 3px;vertical-align:bottom;text-align:center;">2.90</td> <td data-sheets-numberformat='{"1":2,"2":"0","3":1}' data-sheets-value='{"1":3,"3":51}' style="overflow:hidden;padding:0px 3px 0px 3px;vertical-align:bottom;text-align:center;">51</td> <td data-sheets-numberformat='{"1":2,"2":"0","3":1}' data-sheets-value='{"1":3,"3":50}' style="overflow:hidden;padding:0px 3px 0px 3px;vertical-align:bottom;text-align:center;">50</td> <td data-sheets-numberformat='{"1":2,"2":"0","3":1}' data-sheets-value='{"1":3,"3":20}' style="border-right:1px solid #000000;overflow:hidden;padding:0px 3px 0px 3px;vertical-align:bottom;text-align:center;">20</td> </tr> <tr style="height:20px;"> <td style="border-left:1px solid #000000;overflow:hidden;padding:0px 3px 0px 3px;vertical-align:bottom;font-weight:bold;"></td> <td data-sheets-value='{"1":2,"2":"Triple-walled"}' style="overflow:hidden;padding:0px 3px 0px 3px;vertical-align:bottom;font-weight:bold;">Triple-walled</td> <td data-sheets-value='{"1":2,"2":"Clear (A/H/H)"}' style="border-right:1px solid #000000;overflow:hidden;padding:0px 3px 0px 3px;vertical-align:bottom;font-weight:bold;">Clear (A/H/H)</td> <td data-sheets-numberformat='{"1":2,"2":"0.00","3":1}' data-sheets-value='{"1":3,"3":1.7}' style="overflow:hidden;padding:0px 3px 0px 3px;vertical-align:bottom;text-align:center;">1.70</td> <td data-sheets-numberformat='{"1":2,"2":"0","3":1}' data-sheets-value='{"1":3,"3":71}' style="overflow:hidden;padding:0px 3px 0px 3px;vertical-align:bottom;text-align:center;">71</td> <td data-sheets-numberformat='{"1":2,"2":"0","3":1}' data-sheets-value='{"1":3,"3":63}' style="overflow:hidden;padding:0px 3px 0px 3px;vertical-align:bottom;text-align:center;">63</td> <td data-sheets-numberformat='{"1":2,"2":"0","3":1}' data-sheets-value='{"1":3,"3":22}' style="border-right:1px solid #000000;overflow:hidden;padding:0px 3px 0px 3px;vertical-align:bottom;text-align:center;">22</td> </tr> <tr style="height:20px;"> <td style="border-left:1px solid #000000;overflow:hidden;padding:0px 3px 0px 3px;vertical-align:bottom;font-weight:bold;"></td> <td data-sheets-value='{"1":2,"2":"Triple-walled"}' style="overflow:hidden;padding:0px 3px 0px 3px;vertical-align:bottom;font-weight:bold;">Triple-walled</td> <td data-sheets-value='{"1":2,"2":"Opal (A/O/O)"}' style="border-right:1px solid #000000;overflow:hidden;padding:0px 3px 0px 3px;vertical-align:bottom;font-weight:bold;">Opal (A/O/O)</td> <td data-sheets-numberformat='{"1":2,"2":"0.00","3":1}' data-sheets-value='{"1":3,"3":1.7}' style="overflow:hidden;padding:0px 3px 0px 3px;vertical-align:bottom;text-align:center;">1.70</td> <td data-sheets-numberformat='{"1":2,"2":"0","3":1}' data-sheets-value='{"1":3,"3":61}' style="overflow:hidden;padding:0px 3px 0px 3px;vertical-align:bottom;text-align:center;">61</td> <td data-sheets-numberformat='{"1":2,"2":"0","3":1}' data-sheets-value='{"1":3,"3":48}' style="overflow:hidden;padding:0px 3px 0px 3px;vertical-align:bottom;text-align:center;">48</td> <td data-sheets-numberformat='{"1":2,"2":"0","3":1}' data-sheets-value='{"1":3,"3":22}' style="border-right:1px solid #000000;overflow:hidden;padding:0px 3px 0px 3px;vertical-align:bottom;text-align:center;">22</td> </tr> <tr style="height:20px;"> <td style="border-left:1px solid #000000;overflow:hidden;padding:0px 3px 0px 3px;vertical-align:bottom;font-weight:bold;"></td> <td data-sheets-value='{"1":2,"2":"Four-walled"}' style="overflow:hidden;padding:0px 3px 0px 3px;vertical-align:bottom;font-weight:bold;">Four-walled</td> <td data-sheets-value='{"1":2,"2":"Clear (A/H/H/H)"}' style="border-right:1px solid #000000;overflow:hidden;padding:0px 3px 0px 3px;vertical-align:bottom;font-weight:bold;">Clear (A/H/H/H)</td> <td data-sheets-numberformat='{"1":2,"2":"0.00","3":1}' data-sheets-value='{"1":3,"3":1.28}' style="overflow:hidden;padding:0px 3px 0px 3px;vertical-align:bottom;text-align:center;">1.28</td> <td data-sheets-numberformat='{"1":2,"2":"0","3":1}' data-sheets-value='{"1":3,"3":64}' style="overflow:hidden;padding:0px 3px 0px 3px;vertical-align:bottom;text-align:center;">64</td> <td data-sheets-numberformat='{"1":2,"2":"0","3":1}' data-sheets-value='{"1":3,"3":52}' style="overflow:hidden;padding:0px 3px 0px 3px;vertical-align:bottom;text-align:center;">52</td> <td data-sheets-numberformat='{"1":2,"2":"0","3":1}' data-sheets-value='{"1":3,"3":23}' style="border-right:1px solid #000000;overflow:hidden;padding:0px 3px 0px 3px;vertical-align:bottom;text-align:center;">23</td> </tr> <tr style="height:20px;"> <td style="border-bottom:1px solid #000000;border-left:1px solid #000000;overflow:hidden;padding:0px 3px 0px 3px;vertical-align:bottom;"></td> <td data-sheets-value='{"1":2,"2":"Four-walled"}' style="border-bottom:1px solid #000000;overflow:hidden;padding:0px 3px 0px 3px;vertical-align:bottom;font-weight:bold;">Four-walled</td> <td data-sheets-value='{"1":2,"2":"Opal (A/H/O/H)"}' style="border-right:1px solid #000000;border-bottom:1px solid #000000;overflow:hidden;padding:0px 3px 0px 3px;vertical-align:bottom;font-weight:bold;">Opal (A/H/O/H)</td> <td data-sheets-numberformat='{"1":2,"2":"0.00","3":1}' data-sheets-value='{"1":3,"3":1.28}' style="border-bottom:1px solid #000000;overflow:hidden;padding:0px 3px 0px 3px;vertical-align:bottom;text-align:center;">1.28</td> <td data-sheets-numberformat='{"1":2,"2":"0","3":1}' data-sheets-value='{"1":3,"3":59}' style="border-bottom:1px solid #000000;overflow:hidden;padding:0px 3px 0px 3px;vertical-align:bottom;text-align:center;">59</td> <td data-sheets-numberformat='{"1":2,"2":"0","3":1}' data-sheets-value='{"1":3,"3":46}' style="border-bottom:1px solid #000000;overflow:hidden;padding:0px 3px 0px 3px;vertical-align:bottom;text-align:center;">46</td> <td data-sheets-numberformat='{"1":2,"2":"0","3":1}' data-sheets-value='{"1":3,"3":23}' style="border-right:1px solid #000000;border-bottom:1px solid #000000;overflow:hidden;padding:0px 3px 0px 3px;vertical-align:bottom;text-align:center;">23</td> </tr> <tr style="height:20px;"> <td data-sheets-value='{"1":2,"2":"Polycarbonate"}' style="border-left:1px solid #000000;overflow:hidden;padding:0px 3px 0px 3px;vertical-align:bottom;font-weight:bold;">Polycarbonate</td> <td data-sheets-value='{"1":2,"2":"Single-walled"}' style="overflow:hidden;padding:0px 3px 0px 3px;vertical-align:bottom;font-weight:bold;">Single-walled</td> <td data-sheets-value='{"1":2,"2":"Heatstop Opal (T)"}' style="border-right:1px solid #000000;overflow:hidden;padding:0px 3px 0px 3px;vertical-align:bottom;font-weight:bold;">Heatstop Opal (T)</td> <td data-sheets-numberformat='{"1":2,"2":"0.00","3":1}' data-sheets-value='{"1":3,"3":5.17}' style="overflow:hidden;padding:0px 3px 0px 3px;vertical-align:bottom;text-align:center;">5.17</td> <td data-sheets-numberformat='{"1":2,"2":"0","3":1}' data-sheets-value='{"1":3,"3":49}' style="overflow:hidden;padding:0px 3px 0px 3px;vertical-align:bottom;text-align:center;">49</td> <td data-sheets-numberformat='{"1":2,"2":"0","3":1}' data-sheets-value='{"1":3,"3":59}' style="overflow:hidden;padding:0px 3px 0px 3px;vertical-align:bottom;text-align:center;">59</td> <td data-sheets-numberformat='{"1":2,"2":"0","3":1}' data-sheets-value='{"1":2,"2":"-"}' style="border-right:1px solid #000000;overflow:hidden;padding:0px 3px 0px 3px;vertical-align:bottom;text-align:center;">-</td> </tr> <tr style="height:20px;"> <td data-sheets-value='{"1":2,"2":"Heatstop PC"}' style="border-left:1px solid #000000;overflow:hidden;padding:0px 3px 0px 3px;vertical-align:bottom;font-weight:bold;">Heatstop PC</td> <td data-sheets-value='{"1":2,"2":"Double-walled"}' style="overflow:hidden;padding:0px 3px 0px 3px;vertical-align:bottom;font-weight:bold;">Double-walled</td> <td data-sheets-value='{"1":2,"2":"Clear (T/H)"}' style="border-right:1px solid #000000;overflow:hidden;padding:0px 3px 0px 3px;vertical-align:bottom;font-weight:bold;">Clear (T/H)</td> <td data-sheets-numberformat='{"1":2,"2":"0.00","3":1}' data-sheets-value='{"1":3,"3":2.9}' style="overflow:hidden;padding:0px 3px 0px 3px;vertical-align:bottom;text-align:center;">2.90</td> <td data-sheets-numberformat='{"1":2,"2":"0","3":1}' data-sheets-value='{"1":3,"3":44}' style="overflow:hidden;padding:0px 3px 0px 3px;vertical-align:bottom;text-align:center;">44</td> <td data-sheets-numberformat='{"1":2,"2":"0","3":1}' data-sheets-value='{"1":3,"3":51}' style="overflow:hidden;padding:0px 3px 0px 3px;vertical-align:bottom;text-align:center;">51</td> <td data-sheets-numberformat='{"1":2,"2":"0","3":1}' data-sheets-value='{"1":3,"3":20}' style="border-right:1px solid #000000;overflow:hidden;padding:0px 3px 0px 3px;vertical-align:bottom;text-align:center;">20</td> </tr> <tr style="height:20px;"> <td style="border-left:1px solid #000000;overflow:hidden;padding:0px 3px 0px 3px;vertical-align:bottom;font-weight:bold;"></td> <td data-sheets-value='{"1":2,"2":"Double-walled"}' style="overflow:hidden;padding:0px 3px 0px 3px;vertical-align:bottom;font-weight:bold;">Double-walled</td> <td data-sheets-value='{"1":2,"2":"Opal (T/O)"}' style="border-right:1px solid #000000;overflow:hidden;padding:0px 3px 0px 3px;vertical-align:bottom;font-weight:bold;">Opal (T/O)</td> <td data-sheets-numberformat='{"1":2,"2":"0.00","3":1}' data-sheets-value='{"1":3,"3":2.9}' style="overflow:hidden;padding:0px 3px 0px 3px;vertical-align:bottom;text-align:center;">2.90</td> <td data-sheets-numberformat='{"1":2,"2":"0","3":1}' data-sheets-value='{"1":3,"3":41}' style="overflow:hidden;padding:0px 3px 0px 3px;vertical-align:bottom;text-align:center;">41</td> <td data-sheets-numberformat='{"1":2,"2":"0","3":1}' data-sheets-value='{"1":3,"3":45}' style="overflow:hidden;padding:0px 3px 0px 3px;vertical-align:bottom;text-align:center;">45</td> <td data-sheets-numberformat='{"1":2,"2":"0","3":1}' data-sheets-value='{"1":3,"3":20}' style="border-right:1px solid #000000;overflow:hidden;padding:0px 3px 0px 3px;vertical-align:bottom;text-align:center;">20</td> </tr> <tr style="height:20px;"> <td style="border-left:1px solid #000000;overflow:hidden;padding:0px 3px 0px 3px;vertical-align:bottom;font-weight:bold;"></td> <td data-sheets-value='{"1":2,"2":"Triple-walled"}' style="overflow:hidden; | skylux-160-ce-met-koepel-en-metaalopstand-met-lm-motor-1200-x-1500-mm | 8585990177101 | 46872265523533
Smoke and heat exhaust (SHEV) | SHE system | Skylux | Skylux 160° CE with skylight and metal curb with LM-actuator 1200 x 1800 mm |  | 26710 | 5412970267102 | 4622.2 | Yes | 30-45 | 96.7 | 1200 x 1800 mm | 1800 | 1200 |  | metal curb M30 (30 cm high) | Rectangular | 5.17 W/m²K - 1.28 W/m²K | 87% - 32% | 90% - 32% | 20dB - 23dB | 160° CE (for industry) | skylight | without spoiler | E | Single actuator | Maximum four-walled skylight possible for this product | Ut-value LT-value g-value Rw-value EN 1873 : 2014 EN ISO 13468 EN 16153 EN 410 EN 410 EN ISO 140-3 Material Walls Shells (W/m²K) (%) (%) (dB) Acrylic Single-walled Clear (H) 5.17 90 87 - PMMA Single-walled Opal (O) 5.17 83 76 - Double-walled Clear (H/H) 2.90 81 75 20 Double-walled Opal (O/O) 2.90 69 58 20 Triple-walled Clear (H/H/H) 1.70 73 65 22 Triple-walled Opal (O/H/O) 1.70 62 51 22 Four-walled Clear (H/H/H/H) 1.28 64 54 23 Four-walled Opal (H/H/O/H) 1.28 59 48 23 Polycarbonate Single-walled Clear (A) 5.17 88 83 - PC Single-walled Opal (D) 5.17 58 60 - Double-walled Clear (A/H) 2.90 79 72 20 Double-walled Clear (A/A) 2.90 77 69 20 Double-walled Opal (A/O) 2.90 73 63 20 Double-walled Opal (A/D) 2.90 51 50 20 Triple-walled Clear (A/H/H) 1.70 71 63 22 Triple-walled Opal (A/O/O) 1.70 61 48 22 Four-walled Clear (A/H/H/H) 1.28 64 52 23 Four-walled Opal (A/H/O/H) 1.28 59 46 23 Polycarbonate Single-walled Heatstop Opal (T) 5.17 49 59 - Heatstop PC Double-walled Clear (T/H) 2.90 44 51 20 Double-walled Opal (T/O) 2.90 41 45 20 Triple-walled Clear (T/H/H) 1.70 40 <td data-sheets-numberformat='{"1":2,"2":"0","3":1}' data-sheets-value='{"1":3,"3":44}' style="overflow:hidden;paddin | https://skylux.eu/en/products/skylux-160-ce-met-koepel-en-metaalopstand-met-lm-motor-1200-x-1800-mm | https://skylux.eu/cdn/shop/files/Skylux-160deg-CE-met-koepel-en-metaalopstand-met-LM-motor-1200-x-1800-mm-RWA-systeem.jpg?v=1702976639&width=1600 | https://skylux.eu/cdn/shop/files/e5a82811-1bb0-48e4-a776-cacb59c7c092_89fb3f53-ed16-4a6d-8233-5e9891c859fa.jpg?v=1688550178&width=1600 | //skylux.eu/cdn/shop/files/E_MH_Mounting_instructions_Skylux_160_CE_LM.pdf?v=12406716259046007223 | //skylux.eu/cdn/shop/files/E_TD_Technical_File_Skylux_Skylux_160_CE_Electric.pdf?v=3667116872303399239 | <style type="text/css" id="isPasted"> <!--td { border: 1px solid #cccccc; } br { mso-data-placement: same-cell; } --> </style> <table border="1" cellpadding="0" cellspacing="0" dir="ltr" style="table-layout:fixed;font-size:10pt;font-family:Arial;border-collapse:collapse;border:none;"><tbody> <tr style="height:20px;"> <td style="overflow:hidden;padding:0px 3px 0px 3px;vertical-align:bottom;"></td> <td style="overflow:hidden;padding:0px 3px 0px 3px;vertical-align:bottom;"></td> <td style="overflow:hidden;padding:0px 3px 0px 3px;vertical-align:bottom;"></td> <td data-sheets-value='{"1":2,"2":"Ut-value"}' style="overflow:hidden;padding:0px 3px 0px 3px;vertical-align:bottom;font-weight:bold;text-align:center;">Ut-value</td> <td data-sheets-value='{"1":2,"2":"LT-value"}' style="overflow:hidden;padding:0px 3px 0px 3px;vertical-align:bottom;font-weight:bold;text-align:center;">LT-value</td> <td data-sheets-value='{"1":2,"2":"g-value"}' style="overflow:hidden;padding:0px 3px 0px 3px;vertical-align:bottom;font-weight:bold;text-align:center;">g-value</td> <td data-sheets-value='{"1":2,"2":"Rw-value "}' style="overflow:hidden;padding:0px 3px 0px 3px;vertical-align:bottom;font-weight:bold;text-align:center;">Rw-value </td> </tr> <tr style="height:20px;"> <td style="overflow:hidden;padding:0px 3px 0px 3px;vertical-align:bottom;"></td> <td style="overflow:hidden;padding:0px 3px 0px 3px;vertical-align:bottom;"></td> <td style="overflow:hidden;padding:0px 3px 0px 3px;vertical-align:bottom;"></td> <td data-sheets-numberformat='{"1":2,"2":"0.00","3":1}' data-sheets-value='{"1":2,"2":"EN 1873 : 2014"}' style="overflow:hidden;padding:0px 3px 0px 3px;vertical-align:bottom;text-align:center;">EN 1873 : 2014</td> <td data-sheets-numberformat='{"1":2,"2":"0","3":1}' data-sheets-value='{"1":2,"2":"EN ISO 13468 EN 16153 EN 410"}' style="overflow:hidden;padding:0px 3px 0px 3px;vertical-align:bottom;text-align:center;">EN ISO 13468 EN 16153 EN 410</td> <td data-sheets-numberformat='{"1":2,"2":"0","3":1}' data-sheets-value='{"1":2,"2":"EN 410"}' style="overflow:hidden;padding:0px 3px 0px 3px;vertical-align:bottom;text-align:center;">EN 410</td> <td data-sheets-value='{"1":2,"2":"EN ISO 140-3\t\t"}' style="overflow:hidden;padding:0px 3px 0px 3px;vertical-align:bottom;text-align:center;">EN ISO 140-3 </td> </tr> <tr style="height:20px;"> <td data-sheets-value='{"1":2,"2":"Material"}' style="border-bottom:1px solid #000000;overflow:hidden;padding:0px 3px 0px 3px;vertical-align:bottom;background-color:#000000;font-weight:bold;color:#ffffff;">Material</td> <td data-sheets-value='{"1":2,"2":"Walls"}' style="border-bottom:1px solid #000000;overflow:hidden;padding:0px 3px 0px 3px;vertical-align:bottom;background-color:#000000;font-weight:bold;color:#ffffff;">Walls</td> <td data-sheets-value='{"1":2,"2":"Shells"}' style="border-bottom:1px solid #000000;overflow:hidden;padding:0px 3px 0px 3px;vertical-align:bottom;background-color:#000000;font-weight:bold;color:#ffffff;">Shells</td> <td data-sheets-numberformat='{"1":2,"2":"0.00","3":1}' data-sheets-value='{"1":2,"2":"(W/m²K)\t"}' style="border-bottom:1px solid #000000;overflow:hidden;padding:0px 3px 0px 3px;vertical-align:bottom;background-color:#000000;font-weight:bold;color:#ffffff;text-align:center;">(W/m²K) </td> <td data-sheets-numberformat='{"1":2,"2":"0","3":1}' data-sheets-value='{"1":2,"2":"(%)"}' style="border-bottom:1px solid #000000;overflow:hidden;padding:0px 3px 0px 3px;vertical-align:bottom;background-color:#000000;font-weight:bold;color:#ffffff;text-align:center;">(%)</td> <td data-sheets-numberformat='{"1":2,"2":"0","3":1}' data-sheets-value='{"1":2,"2":"(%)"}' style="border-bottom:1px solid #000000;overflow:hidden;padding:0px 3px 0px 3px;vertical-align:bottom;background-color:#000000;font-weight:bold;color:#ffffff;text-align:center;">(%)</td> <td data-sheets-value='{"1":2,"2":"(dB)"}' style="border-bottom:1px solid #000000;overflow:hidden;padding:0px 3px 0px 3px;vertical-align:bottom;background-color:#000000;font-weight:bold;color:#ffffff;text-align:center;">(dB)</td> </tr> <tr style="height:20px;"> <td data-sheets-value='{"1":2,"2":"Acrylic"}' style="border-left:1px solid #000000;overflow:hidden;padding:0px 3px 0px 3px;vertical-align:bottom;font-weight:bold;">Acrylic</td> <td data-sheets-value='{"1":2,"2":"Single-walled"}' style="overflow:hidden;padding:0px 3px 0px 3px;vertical-align:bottom;font-weight:bold;">Single-walled</td> <td data-sheets-value='{"1":2,"2":"Clear (H)"}' style="border-right:1px solid #000000;overflow:hidden;padding:0px 3px 0px 3px;vertical-align:bottom;font-weight:bold;">Clear (H)</td> <td data-sheets-numberformat='{"1":2,"2":"0.00","3":1}' data-sheets-value='{"1":3,"3":5.17}' style="overflow:hidden;padding:0px 3px 0px 3px;vertical-align:bottom;text-align:center;">5.17</td> <td data-sheets-numberformat='{"1":2,"2":"0","3":1}' data-sheets-value='{"1":3,"3":90}' style="overflow:hidden;padding:0px 3px 0px 3px;vertical-align:bottom;text-align:center;">90</td> <td data-sheets-numberformat='{"1":2,"2":"0","3":1}' data-sheets-value='{"1":3,"3":87}' style="overflow:hidden;padding:0px 3px 0px 3px;vertical-align:bottom;text-align:center;">87</td> <td data-sheets-numberformat='{"1":2,"2":"0","3":1}' data-sheets-value='{"1":2,"2":"-"}' style="border-right:1px solid #000000;overflow:hidden;padding:0px 3px 0px 3px;vertical-align:bottom;text-align:center;">-</td> </tr> <tr style="height:20px;"> <td data-sheets-value='{"1":2,"2":"PMMA"}' style="border-left:1px solid #000000;overflow:hidden;padding:0px 3px 0px 3px;vertical-align:bottom;font-weight:bold;">PMMA</td> <td data-sheets-value='{"1":2,"2":"Single-walled"}' style="overflow:hidden;padding:0px 3px 0px 3px;vertical-align:bottom;font-weight:bold;">Single-walled</td> <td data-sheets-value='{"1":2,"2":"Opal (O)"}' style="border-right:1px solid #000000;overflow:hidden;padding:0px 3px 0px 3px;vertical-align:bottom;font-weight:bold;">Opal (O)</td> <td data-sheets-numberformat='{"1":2,"2":"0.00","3":1}' data-sheets-value='{"1":3,"3":5.17}' style="overflow:hidden;padding:0px 3px 0px 3px;vertical-align:bottom;text-align:center;">5.17</td> <td data-sheets-numberformat='{"1":2,"2":"0","3":1}' data-sheets-value='{"1":3,"3":83}' style="overflow:hidden;padding:0px 3px 0px 3px;vertical-align:bottom;text-align:center;">83</td> <td data-sheets-numberformat='{"1":2,"2":"0","3":1}' data-sheets-value='{"1":3,"3":76}' style="overflow:hidden;padding:0px 3px 0px 3px;vertical-align:bottom;text-align:center;">76</td> <td data-sheets-numberformat='{"1":2,"2":"0","3":1}' data-sheets-value='{"1":2,"2":"-"}' style="border-right:1px solid #000000;overflow:hidden;padding:0px 3px 0px 3px;vertical-align:bottom;text-align:center;">-</td> </tr> <tr style="height:20px;"> <td style="border-left:1px solid #000000;overflow:hidden;padding:0px 3px 0px 3px;vertical-align:bottom;font-weight:bold;"></td> <td data-sheets-value='{"1":2,"2":"Double-walled"}' style="overflow:hidden;padding:0px 3px 0px 3px;vertical-align:bottom;font-weight:bold;">Double-walled</td> <td data-sheets-value='{"1":2,"2":"Clear (H/H)"}' style="border-right:1px solid #000000;overflow:hidden;padding:0px 3px 0px 3px;vertical-align:bottom;font-weight:bold;">Clear (H/H)</td> <td data-sheets-numberformat='{"1":2,"2":"0.00","3":1}' data-sheets-value='{"1":3,"3":2.9}' style="overflow:hidden;padding:0px 3px 0px 3px;vertical-align:bottom;text-align:center;">2.90</td> <td data-sheets-numberformat='{"1":2,"2":"0","3":1}' data-sheets-value='{"1":3,"3":81}' style="overflow:hidden;padding:0px 3px 0px 3px;vertical-align:bottom;text-align:center;">81</td> <td data-sheets-numberformat='{"1":2,"2":"0","3":1}' data-sheets-value='{"1":3,"3":75}' style="overflow:hidden;padding:0px 3px 0px 3px;vertical-align:bottom;text-align:center;">75</td> <td data-sheets-numberformat='{"1":2,"2":"0","3":1}' data-sheets-value='{"1":3,"3":20}' style="border-right:1px solid #000000;overflow:hidden;padding:0px 3px 0px 3px;vertical-align:bottom;text-align:center;">20</td> </tr> <tr style="height:20px;"> <td style="border-left:1px solid #000000;overflow:hidden;padding:0px 3px 0px 3px;vertical-align:bottom;font-weight:bold;"></td> <td data-sheets-value='{"1":2,"2":"Double-walled"}' style="overflow:hidden;padding:0px 3px 0px 3px;vertical-align:bottom;font-weight:bold;">Double-walled</td> <td data-sheets-value='{"1":2,"2":"Opal (O/O)"}' style="border-right:1px solid #000000;overflow:hidden;padding:0px 3px 0px 3px;vertical-align:bottom;font-weight:bold;">Opal (O/O)</td> <td data-sheets-numberformat='{"1":2,"2":"0.00","3":1}' data-sheets-value='{"1":3,"3":2.9}' style="overflow:hidden;padding:0px 3px 0px 3px;vertical-align:bottom;text-align:center;">2.90</td> <td data-sheets-numberformat='{"1":2,"2":"0","3":1}' data-sheets-value='{"1":3,"3":69}' style="overflow:hidden;padding:0px 3px 0px 3px;vertical-align:bottom;text-align:center;">69</td> <td data-sheets-numberformat='{"1":2,"2":"0","3":1}' data-sheets-value='{"1":3,"3":58}' style="overflow:hidden;padding:0px 3px 0px 3px;vertical-align:bottom;text-align:center;">58</td> <td data-sheets-numberformat='{"1":2,"2":"0","3":1}' data-sheets-value='{"1":3,"3":20}' style="border-right:1px solid #000000;overflow:hidden;padding:0px 3px 0px 3px;vertical-align:bottom;text-align:center;">20</td> </tr> <tr style="height:20px;"> <td style="border-left:1px solid #000000;overflow:hidden;padding:0px 3px 0px 3px;vertical-align:bottom;font-weight:bold;"></td> <td data-sheets-value='{"1":2,"2":"Triple-walled"}' style="overflow:hidden;padding:0px 3px 0px 3px;vertical-align:bottom;font-weight:bold;">Triple-walled</td> <td data-sheets-value='{"1":2,"2":"Clear (H/H/H)"}' style="border-right:1px solid #000000;overflow:hidden;padding:0px 3px 0px 3px;vertical-align:bottom;font-weight:bold;">Clear (H/H/H)</td> <td data-sheets-numberformat='{"1":2,"2":"0.00","3":1}' data-sheets-value='{"1":3,"3":1.7}' style="overflow:hidden;padding:0px 3px 0px 3px;vertical-align:bottom;text-align:center;">1.70</td> <td data-sheets-numberformat='{"1":2,"2":"0","3":1}' data-sheets-value='{"1":3,"3":73}' style="overflow:hidden;padding:0px 3px 0px 3px;vertical-align:bottom;text-align:center;">73</td> <td data-sheets-numberformat='{"1":2,"2":"0","3":1}' data-sheets-value='{"1":3,"3":65}' style="overflow:hidden;padding:0px 3px 0px 3px;vertical-align:bottom;text-align:center;">65</td> <td data-sheets-numberformat='{"1":2,"2":"0","3":1}' data-sheets-value='{"1":3,"3":22}' style="border-right:1px solid #000000;overflow:hidden;padding:0px 3px 0px 3px;vertical-align:bottom;text-align:center;">22</td> </tr> <tr style="height:20px;"> <td style="border-left:1px solid #000000;overflow:hidden;padding:0px 3px 0px 3px;vertical-align:bottom;font-weight:bold;"></td> <td data-sheets-value='{"1":2,"2":"Triple-walled"}' style="overflow:hidden;padding:0px 3px 0px 3px;vertical-align:bottom;font-weight:bold;">Triple-walled</td> <td data-sheets-value='{"1":2,"2":"Opal (O/H/O)"}' style="border-right:1px solid #000000;overflow:hidden;padding:0px 3px 0px 3px;vertical-align:bottom;font-weight:bold;">Opal (O/H/O)</td> <td data-sheets-numberformat='{"1":2,"2":"0.00","3":1}' data-sheets-value='{"1":3,"3":1.7}' style="overflow:hidden;padding:0px 3px 0px 3px;vertical-align:bottom;text-align:center;">1.70</td> <td data-sheets-numberformat='{"1":2,"2":"0","3":1}' data-sheets-value='{"1":3,"3":62}' style="overflow:hidden;padding:0px 3px 0px 3px;vertical-align:bottom;text-align:center;">62</td> <td data-sheets-numberformat='{"1":2,"2":"0","3":1}' data-sheets-value='{"1":3,"3":51}' style="overflow:hidden;padding:0px 3px 0px 3px;vertical-align:bottom;text-align:center;">51</td> <td data-sheets-numberformat='{"1":2,"2":"0","3":1}' data-sheets-value='{"1":3,"3":22}' style="border-right:1px solid #000000;overflow:hidden;padding:0px 3px 0px 3px;vertical-align:bottom;text-align:center;">22</td> </tr> <tr style="height:20px;"> <td style="border-left:1px solid #000000;overflow:hidden;padding:0px 3px 0px 3px;vertical-align:bottom;font-weight:bold;"></td> <td data-sheets-value='{"1":2,"2":"Four-walled"}' style="overflow:hidden;padding:0px 3px 0px 3px;vertical-align:bottom;font-weight:bold;">Four-walled</td> <td data-sheets-value='{"1":2,"2":"Clear (H/H/H/H)"}' style="border-right:1px solid #000000;overflow:hidden;padding:0px 3px 0px 3px;vertical-align:bottom;font-weight:bold;">Clear (H/H/H/H)</td> <td data-sheets-numberformat='{"1":2,"2":"0.00","3":1}' data-sheets-value='{"1":3,"3":1.28}' style="overflow:hidden;padding:0px 3px 0px 3px;vertical-align:bottom;text-align:center;">1.28</td> <td data-sheets-numberformat='{"1":2,"2":"0","3":1}' data-sheets-value='{"1":3,"3":64}' style="overflow:hidden;padding:0px 3px 0px 3px;vertical-align:bottom;text-align:center;">64</td> <td data-sheets-numberformat='{"1":2,"2":"0","3":1}' data-sheets-value='{"1":3,"3":54}' style="overflow:hidden;padding:0px 3px 0px 3px;vertical-align:bottom;text-align:center;">54</td> <td data-sheets-numberformat='{"1":2,"2":"0","3":1}' data-sheets-value='{"1":3,"3":23}' style="border-right:1px solid #000000;overflow:hidden;padding:0px 3px 0px 3px;vertical-align:bottom;text-align:center;">23</td> </tr> <tr style="height:20px;"> <td style="border-bottom:1px solid #000000;border-left:1px solid #000000;overflow:hidden;padding:0px 3px 0px 3px;vertical-align:bottom;"></td> <td data-sheets-value='{"1":2,"2":"Four-walled"}' style="border-bottom:1px solid #000000;overflow:hidden;padding:0px 3px 0px 3px;vertical-align:bottom;font-weight:bold;">Four-walled</td> <td data-sheets-value='{"1":2,"2":"Opal (H/H/O/H)"}' style="border-right:1px solid #000000;border-bottom:1px solid #000000;overflow:hidden;padding:0px 3px 0px 3px;vertical-align:bottom;font-weight:bold;">Opal (H/H/O/H)</td> <td data-sheets-numberformat='{"1":2,"2":"0.00","3":1}' data-sheets-value='{"1":3,"3":1.28}' style="border-bottom:1px solid #000000;overflow:hidden;padding:0px 3px 0px 3px;vertical-align:bottom;text-align:center;">1.28</td> <td data-sheets-numberformat='{"1":2,"2":"0","3":1}' data-sheets-value='{"1":3,"3":59}' style="border-bottom:1px solid #000000;overflow:hidden;padding:0px 3px 0px 3px;vertical-align:bottom;text-align:center;">59</td> <td data-sheets-numberformat='{"1":2,"2":"0","3":1}' data-sheets-value='{"1":3,"3":48}' style="border-bottom:1px solid #000000;overflow:hidden;padding:0px 3px 0px 3px;vertical-align:bottom;text-align:center;">48</td> <td data-sheets-numberformat='{"1":2,"2":"0","3":1}' data-sheets-value='{"1":3,"3":23}' style="border-right:1px solid #000000;border-bottom:1px solid #000000;overflow:hidden;padding:0px 3px 0px 3px;vertical-align:bottom;text-align:center;">23</td> </tr> <tr style="height:20px;"> <td data-sheets-value='{"1":2,"2":"Polycarbonate "}' style="border-left:1px solid #000000;overflow:hidden;padding:0px 3px 0px 3px;vertical-align:bottom;font-weight:bold;">Polycarbonate </td> <td data-sheets-value='{"1":2,"2":"Single-walled"}' style="overflow:hidden;padding:0px 3px 0px 3px;vertical-align:bottom;font-weight:bold;">Single-walled</td> <td data-sheets-value='{"1":2,"2":"Clear (A)"}' style="border-right:1px solid #000000;overflow:hidden;padding:0px 3px 0px 3px;vertical-align:bottom;font-weight:bold;">Clear (A)</td> <td data-sheets-numberformat='{"1":2,"2":"0.00","3":1}' data-sheets-value='{"1":3,"3":5.17}' style="overflow:hidden;padding:0px 3px 0px 3px;vertical-align:bottom;text-align:center;">5.17</td> <td data-sheets-numberformat='{"1":2,"2":"0","3":1}' data-sheets-value='{"1":3,"3":88}' style="overflow:hidden;padding:0px 3px 0px 3px;vertical-align:bottom;text-align:center;">88</td> <td data-sheets-numberformat='{"1":2,"2":"0","3":1}' data-sheets-value='{"1":3,"3":83}' style="overflow:hidden;padding:0px 3px 0px 3px;vertical-align:bottom;text-align:center;">83</td> <td data-sheets-numberformat='{"1":2,"2":"0","3":1}' data-sheets-value='{"1":2,"2":"-"}' style="border-right:1px solid #000000;overflow:hidden;padding:0px 3px 0px 3px;vertical-align:bottom;text-align:center;">-</td> </tr> <tr style="height:20px;"> <td data-sheets-value='{"1":2,"2":"PC"}' style="border-left:1px solid #000000;overflow:hidden;padding:0px 3px 0px 3px;vertical-align:bottom;font-weight:bold;">PC</td> <td data-sheets-value='{"1":2,"2":"Single-walled"}' style="overflow:hidden;padding:0px 3px 0px 3px;vertical-align:bottom;font-weight:bold;">Single-walled</td> <td data-sheets-value='{"1":2,"2":"Opal (D)"}' style="border-right:1px solid #000000;overflow:hidden;padding:0px 3px 0px 3px;vertical-align:bottom;font-weight:bold;">Opal (D)</td> <td data-sheets-numberformat='{"1":2,"2":"0.00","3":1}' data-sheets-value='{"1":3,"3":5.17}' style="overflow:hidden;padding:0px 3px 0px 3px;vertical-align:bottom;text-align:center;">5.17</td> <td data-sheets-numberformat='{"1":2,"2":"0","3":1}' data-sheets-value='{"1":3,"3":58}' style="overflow:hidden;padding:0px 3px 0px 3px;vertical-align:bottom;text-align:center;">58</td> <td data-sheets-numberformat='{"1":2,"2":"0","3":1}' data-sheets-value='{"1":3,"3":60}' style="overflow:hidden;padding:0px 3px 0px 3px;vertical-align:bottom;text-align:center;">60</td> <td data-sheets-numberformat='{"1":2,"2":"0","3":1}' data-sheets-value='{"1":2,"2":"-"}' style="border-right:1px solid #000000;overflow:hidden;padding:0px 3px 0px 3px;vertical-align:bottom;text-align:center;">-</td> </tr> <tr style="height:20px;"> <td style="border-left:1px solid #000000;overflow:hidden;padding:0px 3px 0px 3px;vertical-align:bottom;font-weight:bold;"></td> <td data-sheets-value='{"1":2,"2":"Double-walled"}' style="overflow:hidden;padding:0px 3px 0px 3px;vertical-align:bottom;font-weight:bold;">Double-walled</td> <td data-sheets-value='{"1":2,"2":"Clear (A/H)"}' style="border-right:1px solid #000000;overflow:hidden;padding:0px 3px 0px 3px;vertical-align:bottom;font-weight:bold;">Clear (A/H)</td> <td data-sheets-numberformat='{"1":2,"2":"0.00","3":1}' data-sheets-value='{"1":3,"3":2.9}' style="overflow:hidden;padding:0px 3px 0px 3px;vertical-align:bottom;text-align:center;">2.90</td> <td data-sheets-numberformat='{"1":2,"2":"0","3":1}' data-sheets-value='{"1":3,"3":79}' style="overflow:hidden;padding:0px 3px 0px 3px;vertical-align:bottom;text-align:center;">79</td> <td data-sheets-numberformat='{"1":2,"2":"0","3":1}' data-sheets-value='{"1":3,"3":72}' style="overflow:hidden;padding:0px 3px 0px 3px;vertical-align:bottom;text-align:center;">72</td> <td data-sheets-numberformat='{"1":2,"2":"0","3":1}' data-sheets-value='{"1":3,"3":20}' style="border-right:1px solid #000000;overflow:hidden;padding:0px 3px 0px 3px;vertical-align:bottom;text-align:center;">20</td> </tr> <tr style="height:20px;"> <td style="border-left:1px solid #000000;overflow:hidden;padding:0px 3px 0px 3px;vertical-align:bottom;font-weight:bold;"></td> <td data-sheets-value='{"1":2,"2":"Double-walled"}' style="overflow:hidden;padding:0px 3px 0px 3px;vertical-align:bottom;font-weight:bold;">Double-walled</td> <td data-sheets-value='{"1":2,"2":"Clear (A/A)"}' style="border-right:1px solid #000000;overflow:hidden;padding:0px 3px 0px 3px;vertical-align:bottom;font-weight:bold;">Clear (A/A)</td> <td data-sheets-numberformat='{"1":2,"2":"0.00","3":1}' data-sheets-value='{"1":3,"3":2.9}' style="overflow:hidden;padding:0px 3px 0px 3px;vertical-align:bottom;text-align:center;">2.90</td> <td data-sheets-numberformat='{"1":2,"2":"0","3":1}' data-sheets-value='{"1":3,"3":77}' style="overflow:hidden;padding:0px 3px 0px 3px;vertical-align:bottom;text-align:center;">77</td> <td data-sheets-numberformat='{"1":2,"2":"0","3":1}' data-sheets-value='{"1":3,"3":69}' style="overflow:hidden;padding:0px 3px 0px 3px;vertical-align:bottom;text-align:center;">69</td> <td data-sheets-numberformat='{"1":2,"2":"0","3":1}' data-sheets-value='{"1":3,"3":20}' style="border-right:1px solid #000000;overflow:hidden;padding:0px 3px 0px 3px;vertical-align:bottom;text-align:center;">20</td> </tr> <tr style="height:20px;"> <td style="border-left:1px solid #000000;overflow:hidden;padding:0px 3px 0px 3px;vertical-align:bottom;font-weight:bold;"></td> <td data-sheets-value='{"1":2,"2":"Double-walled"}' style="overflow:hidden;padding:0px 3px 0px 3px;vertical-align:bottom;font-weight:bold;">Double-walled</td> <td data-sheets-value='{"1":2,"2":"Opal (A/O)"}' style="border-right:1px solid #000000;overflow:hidden;padding:0px 3px 0px 3px;vertical-align:bottom;font-weight:bold;">Opal (A/O)</td> <td data-sheets-numberformat='{"1":2,"2":"0.00","3":1}' data-sheets-value='{"1":3,"3":2.9}' style="overflow:hidden;padding:0px 3px 0px 3px;vertical-align:bottom;text-align:center;">2.90</td> <td data-sheets-numberformat='{"1":2,"2":"0","3":1}' data-sheets-value='{"1":3,"3":73}' style="overflow:hidden;padding:0px 3px 0px 3px;vertical-align:bottom;text-align:center;">73</td> <td data-sheets-numberformat='{"1":2,"2":"0","3":1}' data-sheets-value='{"1":3,"3":63}' style="overflow:hidden;padding:0px 3px 0px 3px;vertical-align:bottom;text-align:center;">63</td> <td data-sheets-numberformat='{"1":2,"2":"0","3":1}' data-sheets-value='{"1":3,"3":20}' style="border-right:1px solid #000000;overflow:hidden;padding:0px 3px 0px 3px;vertical-align:bottom;text-align:center;">20</td> </tr> <tr style="height:20px;"> <td style="border-left:1px solid #000000;overflow:hidden;padding:0px 3px 0px 3px;vertical-align:bottom;font-weight:bold;"></td> <td data-sheets-value='{"1":2,"2":"Double-walled"}' style="overflow:hidden;padding:0px 3px 0px 3px;vertical-align:bottom;font-weight:bold;">Double-walled</td> <td data-sheets-value='{"1":2,"2":"Opal (A/D)"}' style="border-right:1px solid #000000;overflow:hidden;padding:0px 3px 0px 3px;vertical-align:bottom;font-weight:bold;">Opal (A/D)</td> <td data-sheets-numberformat='{"1":2,"2":"0.00","3":1}' data-sheets-value='{"1":3,"3":2.9}' style="overflow:hidden;padding:0px 3px 0px 3px;vertical-align:bottom;text-align:center;">2.90</td> <td data-sheets-numberformat='{"1":2,"2":"0","3":1}' data-sheets-value='{"1":3,"3":51}' style="overflow:hidden;padding:0px 3px 0px 3px;vertical-align:bottom;text-align:center;">51</td> <td data-sheets-numberformat='{"1":2,"2":"0","3":1}' data-sheets-value='{"1":3,"3":50}' style="overflow:hidden;padding:0px 3px 0px 3px;vertical-align:bottom;text-align:center;">50</td> <td data-sheets-numberformat='{"1":2,"2":"0","3":1}' data-sheets-value='{"1":3,"3":20}' style="border-right:1px solid #000000;overflow:hidden;padding:0px 3px 0px 3px;vertical-align:bottom;text-align:center;">20</td> </tr> <tr style="height:20px;"> <td style="border-left:1px solid #000000;overflow:hidden;padding:0px 3px 0px 3px;vertical-align:bottom;font-weight:bold;"></td> <td data-sheets-value='{"1":2,"2":"Triple-walled"}' style="overflow:hidden;padding:0px 3px 0px 3px;vertical-align:bottom;font-weight:bold;">Triple-walled</td> <td data-sheets-value='{"1":2,"2":"Clear (A/H/H)"}' style="border-right:1px solid #000000;overflow:hidden;padding:0px 3px 0px 3px;vertical-align:bottom;font-weight:bold;">Clear (A/H/H)</td> <td data-sheets-numberformat='{"1":2,"2":"0.00","3":1}' data-sheets-value='{"1":3,"3":1.7}' style="overflow:hidden;padding:0px 3px 0px 3px;vertical-align:bottom;text-align:center;">1.70</td> <td data-sheets-numberformat='{"1":2,"2":"0","3":1}' data-sheets-value='{"1":3,"3":71}' style="overflow:hidden;padding:0px 3px 0px 3px;vertical-align:bottom;text-align:center;">71</td> <td data-sheets-numberformat='{"1":2,"2":"0","3":1}' data-sheets-value='{"1":3,"3":63}' style="overflow:hidden;padding:0px 3px 0px 3px;vertical-align:bottom;text-align:center;">63</td> <td data-sheets-numberformat='{"1":2,"2":"0","3":1}' data-sheets-value='{"1":3,"3":22}' style="border-right:1px solid #000000;overflow:hidden;padding:0px 3px 0px 3px;vertical-align:bottom;text-align:center;">22</td> </tr> <tr style="height:20px;"> <td style="border-left:1px solid #000000;overflow:hidden;padding:0px 3px 0px 3px;vertical-align:bottom;font-weight:bold;"></td> <td data-sheets-value='{"1":2,"2":"Triple-walled"}' style="overflow:hidden;padding:0px 3px 0px 3px;vertical-align:bottom;font-weight:bold;">Triple-walled</td> <td data-sheets-value='{"1":2,"2":"Opal (A/O/O)"}' style="border-right:1px solid #000000;overflow:hidden;padding:0px 3px 0px 3px;vertical-align:bottom;font-weight:bold;">Opal (A/O/O)</td> <td data-sheets-numberformat='{"1":2,"2":"0.00","3":1}' data-sheets-value='{"1":3,"3":1.7}' style="overflow:hidden;padding:0px 3px 0px 3px;vertical-align:bottom;text-align:center;">1.70</td> <td data-sheets-numberformat='{"1":2,"2":"0","3":1}' data-sheets-value='{"1":3,"3":61}' style="overflow:hidden;padding:0px 3px 0px 3px;vertical-align:bottom;text-align:center;">61</td> <td data-sheets-numberformat='{"1":2,"2":"0","3":1}' data-sheets-value='{"1":3,"3":48}' style="overflow:hidden;padding:0px 3px 0px 3px;vertical-align:bottom;text-align:center;">48</td> <td data-sheets-numberformat='{"1":2,"2":"0","3":1}' data-sheets-value='{"1":3,"3":22}' style="border-right:1px solid #000000;overflow:hidden;padding:0px 3px 0px 3px;vertical-align:bottom;text-align:center;">22</td> </tr> <tr style="height:20px;"> <td style="border-left:1px solid #000000;overflow:hidden;padding:0px 3px 0px 3px;vertical-align:bottom;font-weight:bold;"></td> <td data-sheets-value='{"1":2,"2":"Four-walled"}' style="overflow:hidden;padding:0px 3px 0px 3px;vertical-align:bottom;font-weight:bold;">Four-walled</td> <td data-sheets-value='{"1":2,"2":"Clear (A/H/H/H)"}' style="border-right:1px solid #000000;overflow:hidden;padding:0px 3px 0px 3px;vertical-align:bottom;font-weight:bold;">Clear (A/H/H/H)</td> <td data-sheets-numberformat='{"1":2,"2":"0.00","3":1}' data-sheets-value='{"1":3,"3":1.28}' style="overflow:hidden;padding:0px 3px 0px 3px;vertical-align:bottom;text-align:center;">1.28</td> <td data-sheets-numberformat='{"1":2,"2":"0","3":1}' data-sheets-value='{"1":3,"3":64}' style="overflow:hidden;padding:0px 3px 0px 3px;vertical-align:bottom;text-align:center;">64</td> <td data-sheets-numberformat='{"1":2,"2":"0","3":1}' data-sheets-value='{"1":3,"3":52}' style="overflow:hidden;padding:0px 3px 0px 3px;vertical-align:bottom;text-align:center;">52</td> <td data-sheets-numberformat='{"1":2,"2":"0","3":1}' data-sheets-value='{"1":3,"3":23}' style="border-right:1px solid #000000;overflow:hidden;padding:0px 3px 0px 3px;vertical-align:bottom;text-align:center;">23</td> </tr> <tr style="height:20px;"> <td style="border-bottom:1px solid #000000;border-left:1px solid #000000;overflow:hidden;padding:0px 3px 0px 3px;vertical-align:bottom;"></td> <td data-sheets-value='{"1":2,"2":"Four-walled"}' style="border-bottom:1px solid #000000;overflow:hidden;padding:0px 3px 0px 3px;vertical-align:bottom;font-weight:bold;">Four-walled</td> <td data-sheets-value='{"1":2,"2":"Opal (A/H/O/H)"}' style="border-right:1px solid #000000;border-bottom:1px solid #000000;overflow:hidden;padding:0px 3px 0px 3px;vertical-align:bottom;font-weight:bold;">Opal (A/H/O/H)</td> <td data-sheets-numberformat='{"1":2,"2":"0.00","3":1}' data-sheets-value='{"1":3,"3":1.28}' style="border-bottom:1px solid #000000;overflow:hidden;padding:0px 3px 0px 3px;vertical-align:bottom;text-align:center;">1.28</td> <td data-sheets-numberformat='{"1":2,"2":"0","3":1}' data-sheets-value='{"1":3,"3":59}' style="border-bottom:1px solid #000000;overflow:hidden;padding:0px 3px 0px 3px;vertical-align:bottom;text-align:center;">59</td> <td data-sheets-numberformat='{"1":2,"2":"0","3":1}' data-sheets-value='{"1":3,"3":46}' style="border-bottom:1px solid #000000;overflow:hidden;padding:0px 3px 0px 3px;vertical-align:bottom;text-align:center;">46</td> <td data-sheets-numberformat='{"1":2,"2":"0","3":1}' data-sheets-value='{"1":3,"3":23}' style="border-right:1px solid #000000;border-bottom:1px solid #000000;overflow:hidden;padding:0px 3px 0px 3px;vertical-align:bottom;text-align:center;">23</td> </tr> <tr style="height:20px;"> <td data-sheets-value='{"1":2,"2":"Polycarbonate"}' style="border-left:1px solid #000000;overflow:hidden;padding:0px 3px 0px 3px;vertical-align:bottom;font-weight:bold;">Polycarbonate</td> <td data-sheets-value='{"1":2,"2":"Single-walled"}' style="overflow:hidden;padding:0px 3px 0px 3px;vertical-align:bottom;font-weight:bold;">Single-walled</td> <td data-sheets-value='{"1":2,"2":"Heatstop Opal (T)"}' style="border-right:1px solid #000000;overflow:hidden;padding:0px 3px 0px 3px;vertical-align:bottom;font-weight:bold;">Heatstop Opal (T)</td> <td data-sheets-numberformat='{"1":2,"2":"0.00","3":1}' data-sheets-value='{"1":3,"3":5.17}' style="overflow:hidden;padding:0px 3px 0px 3px;vertical-align:bottom;text-align:center;">5.17</td> <td data-sheets-numberformat='{"1":2,"2":"0","3":1}' data-sheets-value='{"1":3,"3":49}' style="overflow:hidden;padding:0px 3px 0px 3px;vertical-align:bottom;text-align:center;">49</td> <td data-sheets-numberformat='{"1":2,"2":"0","3":1}' data-sheets-value='{"1":3,"3":59}' style="overflow:hidden;padding:0px 3px 0px 3px;vertical-align:bottom;text-align:center;">59</td> <td data-sheets-numberformat='{"1":2,"2":"0","3":1}' data-sheets-value='{"1":2,"2":"-"}' style="border-right:1px solid #000000;overflow:hidden;padding:0px 3px 0px 3px;vertical-align:bottom;text-align:center;">-</td> </tr> <tr style="height:20px;"> <td data-sheets-value='{"1":2,"2":"Heatstop PC"}' style="border-left:1px solid #000000;overflow:hidden;padding:0px 3px 0px 3px;vertical-align:bottom;font-weight:bold;">Heatstop PC</td> <td data-sheets-value='{"1":2,"2":"Double-walled"}' style="overflow:hidden;padding:0px 3px 0px 3px;vertical-align:bottom;font-weight:bold;">Double-walled</td> <td data-sheets-value='{"1":2,"2":"Clear (T/H)"}' style="border-right:1px solid #000000;overflow:hidden;padding:0px 3px 0px 3px;vertical-align:bottom;font-weight:bold;">Clear (T/H)</td> <td data-sheets-numberformat='{"1":2,"2":"0.00","3":1}' data-sheets-value='{"1":3,"3":2.9}' style="overflow:hidden;padding:0px 3px 0px 3px;vertical-align:bottom;text-align:center;">2.90</td> <td data-sheets-numberformat='{"1":2,"2":"0","3":1}' data-sheets-value='{"1":3,"3":44}' style="overflow:hidden;padding:0px 3px 0px 3px;vertical-align:bottom;text-align:center;">44</td> <td data-sheets-numberformat='{"1":2,"2":"0","3":1}' data-sheets-value='{"1":3,"3":51}' style="overflow:hidden;padding:0px 3px 0px 3px;vertical-align:bottom;text-align:center;">51</td> <td data-sheets-numberformat='{"1":2,"2":"0","3":1}' data-sheets-value='{"1":3,"3":20}' style="border-right:1px solid #000000;overflow:hidden;padding:0px 3px 0px 3px;vertical-align:bottom;text-align:center;">20</td> </tr> <tr style="height:20px;"> <td style="border-left:1px solid #000000;overflow:hidden;padding:0px 3px 0px 3px;vertical-align:bottom;font-weight:bold;"></td> <td data-sheets-value='{"1":2,"2":"Double-walled"}' style="overflow:hidden;padding:0px 3px 0px 3px;vertical-align:bottom;font-weight:bold;">Double-walled</td> <td data-sheets-value='{"1":2,"2":"Opal (T/O)"}' style="border-right:1px solid #000000;overflow:hidden;padding:0px 3px 0px 3px;vertical-align:bottom;font-weight:bold;">Opal (T/O)</td> <td data-sheets-numberformat='{"1":2,"2":"0.00","3":1}' data-sheets-value='{"1":3,"3":2.9}' style="overflow:hidden;padding:0px 3px 0px 3px;vertical-align:bottom;text-align:center;">2.90</td> <td data-sheets-numberformat='{"1":2,"2":"0","3":1}' data-sheets-value='{"1":3,"3":41}' style="overflow:hidden;padding:0px 3px 0px 3px;vertical-align:bottom;text-align:center;">41</td> <td data-sheets-numberformat='{"1":2,"2":"0","3":1}' data-sheets-value='{"1":3,"3":45}' style="overflow:hidden;padding:0px 3px 0px 3px;vertical-align:bottom;text-align:center;">45</td> <td data-sheets-numberformat='{"1":2,"2":"0","3":1}' data-sheets-value='{"1":3,"3":20}' style="border-right:1px solid #000000;overflow:hidden;padding:0px 3px 0px 3px;vertical-align:bottom;text-align:center;">20</td> </tr> <tr style="height:20px;"> <td style="border-left:1px solid #000000;overflow:hidden;padding:0px 3px 0px 3px;vertical-align:bottom;font-weight:bold;"></td> <td data-sheets-value='{"1":2,"2":"Triple-walled"}' style="overflow:hidden; | skylux-160-ce-met-koepel-en-metaalopstand-met-lm-motor-1200-x-1800-mm | 8585990308173 | 46872265785677
Smoke and heat exhaust (SHEV) | SHE system | Skylux | Skylux 160° CE with skylight and metal curb with LM-actuator 1200 x 2100 mm |  | 26711 | 5412970267119 | 5069.9 | Yes | 30-45 | 99.66 | 1200 x 2100 mm | 2100 | 1200 |  | metal curb M30 (30 cm high) | Rectangular | 5.17 W/m²K - 1.28 W/m²K | 87% - 32% | 90% - 32% | 20dB - 23dB | 160° CE (for industry) | skylight | without spoiler | E | Single actuator | Maximum four-walled skylight possible for this product | Ut-value LT-value g-value Rw-value EN 1873 : 2014 EN ISO 13468 EN 16153 EN 410 EN 410 EN ISO 140-3 Material Walls Shells (W/m²K) (%) (%) (dB) Acrylic Single-walled Clear (H) 5.17 90 87 - PMMA Single-walled Opal (O) 5.17 83 76 - Double-walled Clear (H/H) 2.90 81 75 20 Double-walled Opal (O/O) 2.90 69 58 20 Triple-walled Clear (H/H/H) 1.70 73 65 22 Triple-walled Opal (O/H/O) 1.70 62 51 22 Four-walled Clear (H/H/H/H) 1.28 64 54 23 Four-walled Opal (H/H/O/H) 1.28 59 48 23 Polycarbonate Single-walled Clear (A) 5.17 88 83 - PC Single-walled Opal (D) 5.17 58 60 - Double-walled Clear (A/H) 2.90 79 72 20 Double-walled Clear (A/A) 2.90 77 69 20 Double-walled Opal (A/O) 2.90 73 63 20 Double-walled Opal (A/D) 2.90 51 50 20 Triple-walled Clear (A/H/H) 1.70 71 63 22 Triple-walled Opal (A/O/O) 1.70 61 48 22 Four-walled Clear (A/H/H/H) 1.28 64 52 23 Four-walled Opal (A/H/O/H) 1.28 59 46 23 Polycarbonate Single-walled Heatstop Opal (T) 5.17 49 59 - Heatstop PC Double-walled Clear (T/H) 2.90 44 51 20 Double-walled Opal (T/O) 2.90 41 45 20 Triple-walled Clear (T/H/H) 1.70 40 <td data-sheets-numberformat='{"1":2,"2":"0","3":1}' data-sheets-value='{"1":3,"3":44}' style="overflow:hidden;paddin | https://skylux.eu/en/products/skylux-160-ce-met-koepel-en-metaalopstand-met-lm-motor-1200-x-2100-mm | https://skylux.eu/cdn/shop/files/Skylux-160deg-CE-met-koepel-en-metaalopstand-met-LM-motor-1200-x-2100-mm-RWA-systeem.jpg?v=1702976644&width=1600 | https://skylux.eu/cdn/shop/files/e5a82811-1bb0-48e4-a776-cacb59c7c092_05c5aeff-fe08-44ea-b7c3-83362d804eff.jpg?v=1688550179&width=1600 | //skylux.eu/cdn/shop/files/E_MH_Mounting_instructions_Skylux_160_CE_LM.pdf?v=12406716259046007223 | //skylux.eu/cdn/shop/files/E_TD_Technical_File_Skylux_Skylux_160_CE_Electric.pdf?v=3667116872303399239 | <style type="text/css" id="isPasted"> <!--td { border: 1px solid #cccccc; } br { mso-data-placement: same-cell; } --> </style> <table border="1" cellpadding="0" cellspacing="0" dir="ltr" style="table-layout:fixed;font-size:10pt;font-family:Arial;border-collapse:collapse;border:none;"><tbody> <tr style="height:20px;"> <td style="overflow:hidden;padding:0px 3px 0px 3px;vertical-align:bottom;"></td> <td style="overflow:hidden;padding:0px 3px 0px 3px;vertical-align:bottom;"></td> <td style="overflow:hidden;padding:0px 3px 0px 3px;vertical-align:bottom;"></td> <td data-sheets-value='{"1":2,"2":"Ut-value"}' style="overflow:hidden;padding:0px 3px 0px 3px;vertical-align:bottom;font-weight:bold;text-align:center;">Ut-value</td> <td data-sheets-value='{"1":2,"2":"LT-value"}' style="overflow:hidden;padding:0px 3px 0px 3px;vertical-align:bottom;font-weight:bold;text-align:center;">LT-value</td> <td data-sheets-value='{"1":2,"2":"g-value"}' style="overflow:hidden;padding:0px 3px 0px 3px;vertical-align:bottom;font-weight:bold;text-align:center;">g-value</td> <td data-sheets-value='{"1":2,"2":"Rw-value "}' style="overflow:hidden;padding:0px 3px 0px 3px;vertical-align:bottom;font-weight:bold;text-align:center;">Rw-value </td> </tr> <tr style="height:20px;"> <td style="overflow:hidden;padding:0px 3px 0px 3px;vertical-align:bottom;"></td> <td style="overflow:hidden;padding:0px 3px 0px 3px;vertical-align:bottom;"></td> <td style="overflow:hidden;padding:0px 3px 0px 3px;vertical-align:bottom;"></td> <td data-sheets-numberformat='{"1":2,"2":"0.00","3":1}' data-sheets-value='{"1":2,"2":"EN 1873 : 2014"}' style="overflow:hidden;padding:0px 3px 0px 3px;vertical-align:bottom;text-align:center;">EN 1873 : 2014</td> <td data-sheets-numberformat='{"1":2,"2":"0","3":1}' data-sheets-value='{"1":2,"2":"EN ISO 13468 EN 16153 EN 410"}' style="overflow:hidden;padding:0px 3px 0px 3px;vertical-align:bottom;text-align:center;">EN ISO 13468 EN 16153 EN 410</td> <td data-sheets-numberformat='{"1":2,"2":"0","3":1}' data-sheets-value='{"1":2,"2":"EN 410"}' style="overflow:hidden;padding:0px 3px 0px 3px;vertical-align:bottom;text-align:center;">EN 410</td> <td data-sheets-value='{"1":2,"2":"EN ISO 140-3\t\t"}' style="overflow:hidden;padding:0px 3px 0px 3px;vertical-align:bottom;text-align:center;">EN ISO 140-3 </td> </tr> <tr style="height:20px;"> <td data-sheets-value='{"1":2,"2":"Material"}' style="border-bottom:1px solid #000000;overflow:hidden;padding:0px 3px 0px 3px;vertical-align:bottom;background-color:#000000;font-weight:bold;color:#ffffff;">Material</td> <td data-sheets-value='{"1":2,"2":"Walls"}' style="border-bottom:1px solid #000000;overflow:hidden;padding:0px 3px 0px 3px;vertical-align:bottom;background-color:#000000;font-weight:bold;color:#ffffff;">Walls</td> <td data-sheets-value='{"1":2,"2":"Shells"}' style="border-bottom:1px solid #000000;overflow:hidden;padding:0px 3px 0px 3px;vertical-align:bottom;background-color:#000000;font-weight:bold;color:#ffffff;">Shells</td> <td data-sheets-numberformat='{"1":2,"2":"0.00","3":1}' data-sheets-value='{"1":2,"2":"(W/m²K)\t"}' style="border-bottom:1px solid #000000;overflow:hidden;padding:0px 3px 0px 3px;vertical-align:bottom;background-color:#000000;font-weight:bold;color:#ffffff;text-align:center;">(W/m²K) </td> <td data-sheets-numberformat='{"1":2,"2":"0","3":1}' data-sheets-value='{"1":2,"2":"(%)"}' style="border-bottom:1px solid #000000;overflow:hidden;padding:0px 3px 0px 3px;vertical-align:bottom;background-color:#000000;font-weight:bold;color:#ffffff;text-align:center;">(%)</td> <td data-sheets-numberformat='{"1":2,"2":"0","3":1}' data-sheets-value='{"1":2,"2":"(%)"}' style="border-bottom:1px solid #000000;overflow:hidden;padding:0px 3px 0px 3px;vertical-align:bottom;background-color:#000000;font-weight:bold;color:#ffffff;text-align:center;">(%)</td> <td data-sheets-value='{"1":2,"2":"(dB)"}' style="border-bottom:1px solid #000000;overflow:hidden;padding:0px 3px 0px 3px;vertical-align:bottom;background-color:#000000;font-weight:bold;color:#ffffff;text-align:center;">(dB)</td> </tr> <tr style="height:20px;"> <td data-sheets-value='{"1":2,"2":"Acrylic"}' style="border-left:1px solid #000000;overflow:hidden;padding:0px 3px 0px 3px;vertical-align:bottom;font-weight:bold;">Acrylic</td> <td data-sheets-value='{"1":2,"2":"Single-walled"}' style="overflow:hidden;padding:0px 3px 0px 3px;vertical-align:bottom;font-weight:bold;">Single-walled</td> <td data-sheets-value='{"1":2,"2":"Clear (H)"}' style="border-right:1px solid #000000;overflow:hidden;padding:0px 3px 0px 3px;vertical-align:bottom;font-weight:bold;">Clear (H)</td> <td data-sheets-numberformat='{"1":2,"2":"0.00","3":1}' data-sheets-value='{"1":3,"3":5.17}' style="overflow:hidden;padding:0px 3px 0px 3px;vertical-align:bottom;text-align:center;">5.17</td> <td data-sheets-numberformat='{"1":2,"2":"0","3":1}' data-sheets-value='{"1":3,"3":90}' style="overflow:hidden;padding:0px 3px 0px 3px;vertical-align:bottom;text-align:center;">90</td> <td data-sheets-numberformat='{"1":2,"2":"0","3":1}' data-sheets-value='{"1":3,"3":87}' style="overflow:hidden;padding:0px 3px 0px 3px;vertical-align:bottom;text-align:center;">87</td> <td data-sheets-numberformat='{"1":2,"2":"0","3":1}' data-sheets-value='{"1":2,"2":"-"}' style="border-right:1px solid #000000;overflow:hidden;padding:0px 3px 0px 3px;vertical-align:bottom;text-align:center;">-</td> </tr> <tr style="height:20px;"> <td data-sheets-value='{"1":2,"2":"PMMA"}' style="border-left:1px solid #000000;overflow:hidden;padding:0px 3px 0px 3px;vertical-align:bottom;font-weight:bold;">PMMA</td> <td data-sheets-value='{"1":2,"2":"Single-walled"}' style="overflow:hidden;padding:0px 3px 0px 3px;vertical-align:bottom;font-weight:bold;">Single-walled</td> <td data-sheets-value='{"1":2,"2":"Opal (O)"}' style="border-right:1px solid #000000;overflow:hidden;padding:0px 3px 0px 3px;vertical-align:bottom;font-weight:bold;">Opal (O)</td> <td data-sheets-numberformat='{"1":2,"2":"0.00","3":1}' data-sheets-value='{"1":3,"3":5.17}' style="overflow:hidden;padding:0px 3px 0px 3px;vertical-align:bottom;text-align:center;">5.17</td> <td data-sheets-numberformat='{"1":2,"2":"0","3":1}' data-sheets-value='{"1":3,"3":83}' style="overflow:hidden;padding:0px 3px 0px 3px;vertical-align:bottom;text-align:center;">83</td> <td data-sheets-numberformat='{"1":2,"2":"0","3":1}' data-sheets-value='{"1":3,"3":76}' style="overflow:hidden;padding:0px 3px 0px 3px;vertical-align:bottom;text-align:center;">76</td> <td data-sheets-numberformat='{"1":2,"2":"0","3":1}' data-sheets-value='{"1":2,"2":"-"}' style="border-right:1px solid #000000;overflow:hidden;padding:0px 3px 0px 3px;vertical-align:bottom;text-align:center;">-</td> </tr> <tr style="height:20px;"> <td style="border-left:1px solid #000000;overflow:hidden;padding:0px 3px 0px 3px;vertical-align:bottom;font-weight:bold;"></td> <td data-sheets-value='{"1":2,"2":"Double-walled"}' style="overflow:hidden;padding:0px 3px 0px 3px;vertical-align:bottom;font-weight:bold;">Double-walled</td> <td data-sheets-value='{"1":2,"2":"Clear (H/H)"}' style="border-right:1px solid #000000;overflow:hidden;padding:0px 3px 0px 3px;vertical-align:bottom;font-weight:bold;">Clear (H/H)</td> <td data-sheets-numberformat='{"1":2,"2":"0.00","3":1}' data-sheets-value='{"1":3,"3":2.9}' style="overflow:hidden;padding:0px 3px 0px 3px;vertical-align:bottom;text-align:center;">2.90</td> <td data-sheets-numberformat='{"1":2,"2":"0","3":1}' data-sheets-value='{"1":3,"3":81}' style="overflow:hidden;padding:0px 3px 0px 3px;vertical-align:bottom;text-align:center;">81</td> <td data-sheets-numberformat='{"1":2,"2":"0","3":1}' data-sheets-value='{"1":3,"3":75}' style="overflow:hidden;padding:0px 3px 0px 3px;vertical-align:bottom;text-align:center;">75</td> <td data-sheets-numberformat='{"1":2,"2":"0","3":1}' data-sheets-value='{"1":3,"3":20}' style="border-right:1px solid #000000;overflow:hidden;padding:0px 3px 0px 3px;vertical-align:bottom;text-align:center;">20</td> </tr> <tr style="height:20px;"> <td style="border-left:1px solid #000000;overflow:hidden;padding:0px 3px 0px 3px;vertical-align:bottom;font-weight:bold;"></td> <td data-sheets-value='{"1":2,"2":"Double-walled"}' style="overflow:hidden;padding:0px 3px 0px 3px;vertical-align:bottom;font-weight:bold;">Double-walled</td> <td data-sheets-value='{"1":2,"2":"Opal (O/O)"}' style="border-right:1px solid #000000;overflow:hidden;padding:0px 3px 0px 3px;vertical-align:bottom;font-weight:bold;">Opal (O/O)</td> <td data-sheets-numberformat='{"1":2,"2":"0.00","3":1}' data-sheets-value='{"1":3,"3":2.9}' style="overflow:hidden;padding:0px 3px 0px 3px;vertical-align:bottom;text-align:center;">2.90</td> <td data-sheets-numberformat='{"1":2,"2":"0","3":1}' data-sheets-value='{"1":3,"3":69}' style="overflow:hidden;padding:0px 3px 0px 3px;vertical-align:bottom;text-align:center;">69</td> <td data-sheets-numberformat='{"1":2,"2":"0","3":1}' data-sheets-value='{"1":3,"3":58}' style="overflow:hidden;padding:0px 3px 0px 3px;vertical-align:bottom;text-align:center;">58</td> <td data-sheets-numberformat='{"1":2,"2":"0","3":1}' data-sheets-value='{"1":3,"3":20}' style="border-right:1px solid #000000;overflow:hidden;padding:0px 3px 0px 3px;vertical-align:bottom;text-align:center;">20</td> </tr> <tr style="height:20px;"> <td style="border-left:1px solid #000000;overflow:hidden;padding:0px 3px 0px 3px;vertical-align:bottom;font-weight:bold;"></td> <td data-sheets-value='{"1":2,"2":"Triple-walled"}' style="overflow:hidden;padding:0px 3px 0px 3px;vertical-align:bottom;font-weight:bold;">Triple-walled</td> <td data-sheets-value='{"1":2,"2":"Clear (H/H/H)"}' style="border-right:1px solid #000000;overflow:hidden;padding:0px 3px 0px 3px;vertical-align:bottom;font-weight:bold;">Clear (H/H/H)</td> <td data-sheets-numberformat='{"1":2,"2":"0.00","3":1}' data-sheets-value='{"1":3,"3":1.7}' style="overflow:hidden;padding:0px 3px 0px 3px;vertical-align:bottom;text-align:center;">1.70</td> <td data-sheets-numberformat='{"1":2,"2":"0","3":1}' data-sheets-value='{"1":3,"3":73}' style="overflow:hidden;padding:0px 3px 0px 3px;vertical-align:bottom;text-align:center;">73</td> <td data-sheets-numberformat='{"1":2,"2":"0","3":1}' data-sheets-value='{"1":3,"3":65}' style="overflow:hidden;padding:0px 3px 0px 3px;vertical-align:bottom;text-align:center;">65</td> <td data-sheets-numberformat='{"1":2,"2":"0","3":1}' data-sheets-value='{"1":3,"3":22}' style="border-right:1px solid #000000;overflow:hidden;padding:0px 3px 0px 3px;vertical-align:bottom;text-align:center;">22</td> </tr> <tr style="height:20px;"> <td style="border-left:1px solid #000000;overflow:hidden;padding:0px 3px 0px 3px;vertical-align:bottom;font-weight:bold;"></td> <td data-sheets-value='{"1":2,"2":"Triple-walled"}' style="overflow:hidden;padding:0px 3px 0px 3px;vertical-align:bottom;font-weight:bold;">Triple-walled</td> <td data-sheets-value='{"1":2,"2":"Opal (O/H/O)"}' style="border-right:1px solid #000000;overflow:hidden;padding:0px 3px 0px 3px;vertical-align:bottom;font-weight:bold;">Opal (O/H/O)</td> <td data-sheets-numberformat='{"1":2,"2":"0.00","3":1}' data-sheets-value='{"1":3,"3":1.7}' style="overflow:hidden;padding:0px 3px 0px 3px;vertical-align:bottom;text-align:center;">1.70</td> <td data-sheets-numberformat='{"1":2,"2":"0","3":1}' data-sheets-value='{"1":3,"3":62}' style="overflow:hidden;padding:0px 3px 0px 3px;vertical-align:bottom;text-align:center;">62</td> <td data-sheets-numberformat='{"1":2,"2":"0","3":1}' data-sheets-value='{"1":3,"3":51}' style="overflow:hidden;padding:0px 3px 0px 3px;vertical-align:bottom;text-align:center;">51</td> <td data-sheets-numberformat='{"1":2,"2":"0","3":1}' data-sheets-value='{"1":3,"3":22}' style="border-right:1px solid #000000;overflow:hidden;padding:0px 3px 0px 3px;vertical-align:bottom;text-align:center;">22</td> </tr> <tr style="height:20px;"> <td style="border-left:1px solid #000000;overflow:hidden;padding:0px 3px 0px 3px;vertical-align:bottom;font-weight:bold;"></td> <td data-sheets-value='{"1":2,"2":"Four-walled"}' style="overflow:hidden;padding:0px 3px 0px 3px;vertical-align:bottom;font-weight:bold;">Four-walled</td> <td data-sheets-value='{"1":2,"2":"Clear (H/H/H/H)"}' style="border-right:1px solid #000000;overflow:hidden;padding:0px 3px 0px 3px;vertical-align:bottom;font-weight:bold;">Clear (H/H/H/H)</td> <td data-sheets-numberformat='{"1":2,"2":"0.00","3":1}' data-sheets-value='{"1":3,"3":1.28}' style="overflow:hidden;padding:0px 3px 0px 3px;vertical-align:bottom;text-align:center;">1.28</td> <td data-sheets-numberformat='{"1":2,"2":"0","3":1}' data-sheets-value='{"1":3,"3":64}' style="overflow:hidden;padding:0px 3px 0px 3px;vertical-align:bottom;text-align:center;">64</td> <td data-sheets-numberformat='{"1":2,"2":"0","3":1}' data-sheets-value='{"1":3,"3":54}' style="overflow:hidden;padding:0px 3px 0px 3px;vertical-align:bottom;text-align:center;">54</td> <td data-sheets-numberformat='{"1":2,"2":"0","3":1}' data-sheets-value='{"1":3,"3":23}' style="border-right:1px solid #000000;overflow:hidden;padding:0px 3px 0px 3px;vertical-align:bottom;text-align:center;">23</td> </tr> <tr style="height:20px;"> <td style="border-bottom:1px solid #000000;border-left:1px solid #000000;overflow:hidden;padding:0px 3px 0px 3px;vertical-align:bottom;"></td> <td data-sheets-value='{"1":2,"2":"Four-walled"}' style="border-bottom:1px solid #000000;overflow:hidden;padding:0px 3px 0px 3px;vertical-align:bottom;font-weight:bold;">Four-walled</td> <td data-sheets-value='{"1":2,"2":"Opal (H/H/O/H)"}' style="border-right:1px solid #000000;border-bottom:1px solid #000000;overflow:hidden;padding:0px 3px 0px 3px;vertical-align:bottom;font-weight:bold;">Opal (H/H/O/H)</td> <td data-sheets-numberformat='{"1":2,"2":"0.00","3":1}' data-sheets-value='{"1":3,"3":1.28}' style="border-bottom:1px solid #000000;overflow:hidden;padding:0px 3px 0px 3px;vertical-align:bottom;text-align:center;">1.28</td> <td data-sheets-numberformat='{"1":2,"2":"0","3":1}' data-sheets-value='{"1":3,"3":59}' style="border-bottom:1px solid #000000;overflow:hidden;padding:0px 3px 0px 3px;vertical-align:bottom;text-align:center;">59</td> <td data-sheets-numberformat='{"1":2,"2":"0","3":1}' data-sheets-value='{"1":3,"3":48}' style="border-bottom:1px solid #000000;overflow:hidden;padding:0px 3px 0px 3px;vertical-align:bottom;text-align:center;">48</td> <td data-sheets-numberformat='{"1":2,"2":"0","3":1}' data-sheets-value='{"1":3,"3":23}' style="border-right:1px solid #000000;border-bottom:1px solid #000000;overflow:hidden;padding:0px 3px 0px 3px;vertical-align:bottom;text-align:center;">23</td> </tr> <tr style="height:20px;"> <td data-sheets-value='{"1":2,"2":"Polycarbonate "}' style="border-left:1px solid #000000;overflow:hidden;padding:0px 3px 0px 3px;vertical-align:bottom;font-weight:bold;">Polycarbonate </td> <td data-sheets-value='{"1":2,"2":"Single-walled"}' style="overflow:hidden;padding:0px 3px 0px 3px;vertical-align:bottom;font-weight:bold;">Single-walled</td> <td data-sheets-value='{"1":2,"2":"Clear (A)"}' style="border-right:1px solid #000000;overflow:hidden;padding:0px 3px 0px 3px;vertical-align:bottom;font-weight:bold;">Clear (A)</td> <td data-sheets-numberformat='{"1":2,"2":"0.00","3":1}' data-sheets-value='{"1":3,"3":5.17}' style="overflow:hidden;padding:0px 3px 0px 3px;vertical-align:bottom;text-align:center;">5.17</td> <td data-sheets-numberformat='{"1":2,"2":"0","3":1}' data-sheets-value='{"1":3,"3":88}' style="overflow:hidden;padding:0px 3px 0px 3px;vertical-align:bottom;text-align:center;">88</td> <td data-sheets-numberformat='{"1":2,"2":"0","3":1}' data-sheets-value='{"1":3,"3":83}' style="overflow:hidden;padding:0px 3px 0px 3px;vertical-align:bottom;text-align:center;">83</td> <td data-sheets-numberformat='{"1":2,"2":"0","3":1}' data-sheets-value='{"1":2,"2":"-"}' style="border-right:1px solid #000000;overflow:hidden;padding:0px 3px 0px 3px;vertical-align:bottom;text-align:center;">-</td> </tr> <tr style="height:20px;"> <td data-sheets-value='{"1":2,"2":"PC"}' style="border-left:1px solid #000000;overflow:hidden;padding:0px 3px 0px 3px;vertical-align:bottom;font-weight:bold;">PC</td> <td data-sheets-value='{"1":2,"2":"Single-walled"}' style="overflow:hidden;padding:0px 3px 0px 3px;vertical-align:bottom;font-weight:bold;">Single-walled</td> <td data-sheets-value='{"1":2,"2":"Opal (D)"}' style="border-right:1px solid #000000;overflow:hidden;padding:0px 3px 0px 3px;vertical-align:bottom;font-weight:bold;">Opal (D)</td> <td data-sheets-numberformat='{"1":2,"2":"0.00","3":1}' data-sheets-value='{"1":3,"3":5.17}' style="overflow:hidden;padding:0px 3px 0px 3px;vertical-align:bottom;text-align:center;">5.17</td> <td data-sheets-numberformat='{"1":2,"2":"0","3":1}' data-sheets-value='{"1":3,"3":58}' style="overflow:hidden;padding:0px 3px 0px 3px;vertical-align:bottom;text-align:center;">58</td> <td data-sheets-numberformat='{"1":2,"2":"0","3":1}' data-sheets-value='{"1":3,"3":60}' style="overflow:hidden;padding:0px 3px 0px 3px;vertical-align:bottom;text-align:center;">60</td> <td data-sheets-numberformat='{"1":2,"2":"0","3":1}' data-sheets-value='{"1":2,"2":"-"}' style="border-right:1px solid #000000;overflow:hidden;padding:0px 3px 0px 3px;vertical-align:bottom;text-align:center;">-</td> </tr> <tr style="height:20px;"> <td style="border-left:1px solid #000000;overflow:hidden;padding:0px 3px 0px 3px;vertical-align:bottom;font-weight:bold;"></td> <td data-sheets-value='{"1":2,"2":"Double-walled"}' style="overflow:hidden;padding:0px 3px 0px 3px;vertical-align:bottom;font-weight:bold;">Double-walled</td> <td data-sheets-value='{"1":2,"2":"Clear (A/H)"}' style="border-right:1px solid #000000;overflow:hidden;padding:0px 3px 0px 3px;vertical-align:bottom;font-weight:bold;">Clear (A/H)</td> <td data-sheets-numberformat='{"1":2,"2":"0.00","3":1}' data-sheets-value='{"1":3,"3":2.9}' style="overflow:hidden;padding:0px 3px 0px 3px;vertical-align:bottom;text-align:center;">2.90</td> <td data-sheets-numberformat='{"1":2,"2":"0","3":1}' data-sheets-value='{"1":3,"3":79}' style="overflow:hidden;padding:0px 3px 0px 3px;vertical-align:bottom;text-align:center;">79</td> <td data-sheets-numberformat='{"1":2,"2":"0","3":1}' data-sheets-value='{"1":3,"3":72}' style="overflow:hidden;padding:0px 3px 0px 3px;vertical-align:bottom;text-align:center;">72</td> <td data-sheets-numberformat='{"1":2,"2":"0","3":1}' data-sheets-value='{"1":3,"3":20}' style="border-right:1px solid #000000;overflow:hidden;padding:0px 3px 0px 3px;vertical-align:bottom;text-align:center;">20</td> </tr> <tr style="height:20px;"> <td style="border-left:1px solid #000000;overflow:hidden;padding:0px 3px 0px 3px;vertical-align:bottom;font-weight:bold;"></td> <td data-sheets-value='{"1":2,"2":"Double-walled"}' style="overflow:hidden;padding:0px 3px 0px 3px;vertical-align:bottom;font-weight:bold;">Double-walled</td> <td data-sheets-value='{"1":2,"2":"Clear (A/A)"}' style="border-right:1px solid #000000;overflow:hidden;padding:0px 3px 0px 3px;vertical-align:bottom;font-weight:bold;">Clear (A/A)</td> <td data-sheets-numberformat='{"1":2,"2":"0.00","3":1}' data-sheets-value='{"1":3,"3":2.9}' style="overflow:hidden;padding:0px 3px 0px 3px;vertical-align:bottom;text-align:center;">2.90</td> <td data-sheets-numberformat='{"1":2,"2":"0","3":1}' data-sheets-value='{"1":3,"3":77}' style="overflow:hidden;padding:0px 3px 0px 3px;vertical-align:bottom;text-align:center;">77</td> <td data-sheets-numberformat='{"1":2,"2":"0","3":1}' data-sheets-value='{"1":3,"3":69}' style="overflow:hidden;padding:0px 3px 0px 3px;vertical-align:bottom;text-align:center;">69</td> <td data-sheets-numberformat='{"1":2,"2":"0","3":1}' data-sheets-value='{"1":3,"3":20}' style="border-right:1px solid #000000;overflow:hidden;padding:0px 3px 0px 3px;vertical-align:bottom;text-align:center;">20</td> </tr> <tr style="height:20px;"> <td style="border-left:1px solid #000000;overflow:hidden;padding:0px 3px 0px 3px;vertical-align:bottom;font-weight:bold;"></td> <td data-sheets-value='{"1":2,"2":"Double-walled"}' style="overflow:hidden;padding:0px 3px 0px 3px;vertical-align:bottom;font-weight:bold;">Double-walled</td> <td data-sheets-value='{"1":2,"2":"Opal (A/O)"}' style="border-right:1px solid #000000;overflow:hidden;padding:0px 3px 0px 3px;vertical-align:bottom;font-weight:bold;">Opal (A/O)</td> <td data-sheets-numberformat='{"1":2,"2":"0.00","3":1}' data-sheets-value='{"1":3,"3":2.9}' style="overflow:hidden;padding:0px 3px 0px 3px;vertical-align:bottom;text-align:center;">2.90</td> <td data-sheets-numberformat='{"1":2,"2":"0","3":1}' data-sheets-value='{"1":3,"3":73}' style="overflow:hidden;padding:0px 3px 0px 3px;vertical-align:bottom;text-align:center;">73</td> <td data-sheets-numberformat='{"1":2,"2":"0","3":1}' data-sheets-value='{"1":3,"3":63}' style="overflow:hidden;padding:0px 3px 0px 3px;vertical-align:bottom;text-align:center;">63</td> <td data-sheets-numberformat='{"1":2,"2":"0","3":1}' data-sheets-value='{"1":3,"3":20}' style="border-right:1px solid #000000;overflow:hidden;padding:0px 3px 0px 3px;vertical-align:bottom;text-align:center;">20</td> </tr> <tr style="height:20px;"> <td style="border-left:1px solid #000000;overflow:hidden;padding:0px 3px 0px 3px;vertical-align:bottom;font-weight:bold;"></td> <td data-sheets-value='{"1":2,"2":"Double-walled"}' style="overflow:hidden;padding:0px 3px 0px 3px;vertical-align:bottom;font-weight:bold;">Double-walled</td> <td data-sheets-value='{"1":2,"2":"Opal (A/D)"}' style="border-right:1px solid #000000;overflow:hidden;padding:0px 3px 0px 3px;vertical-align:bottom;font-weight:bold;">Opal (A/D)</td> <td data-sheets-numberformat='{"1":2,"2":"0.00","3":1}' data-sheets-value='{"1":3,"3":2.9}' style="overflow:hidden;padding:0px 3px 0px 3px;vertical-align:bottom;text-align:center;">2.90</td> <td data-sheets-numberformat='{"1":2,"2":"0","3":1}' data-sheets-value='{"1":3,"3":51}' style="overflow:hidden;padding:0px 3px 0px 3px;vertical-align:bottom;text-align:center;">51</td> <td data-sheets-numberformat='{"1":2,"2":"0","3":1}' data-sheets-value='{"1":3,"3":50}' style="overflow:hidden;padding:0px 3px 0px 3px;vertical-align:bottom;text-align:center;">50</td> <td data-sheets-numberformat='{"1":2,"2":"0","3":1}' data-sheets-value='{"1":3,"3":20}' style="border-right:1px solid #000000;overflow:hidden;padding:0px 3px 0px 3px;vertical-align:bottom;text-align:center;">20</td> </tr> <tr style="height:20px;"> <td style="border-left:1px solid #000000;overflow:hidden;padding:0px 3px 0px 3px;vertical-align:bottom;font-weight:bold;"></td> <td data-sheets-value='{"1":2,"2":"Triple-walled"}' style="overflow:hidden;padding:0px 3px 0px 3px;vertical-align:bottom;font-weight:bold;">Triple-walled</td> <td data-sheets-value='{"1":2,"2":"Clear (A/H/H)"}' style="border-right:1px solid #000000;overflow:hidden;padding:0px 3px 0px 3px;vertical-align:bottom;font-weight:bold;">Clear (A/H/H)</td> <td data-sheets-numberformat='{"1":2,"2":"0.00","3":1}' data-sheets-value='{"1":3,"3":1.7}' style="overflow:hidden;padding:0px 3px 0px 3px;vertical-align:bottom;text-align:center;">1.70</td> <td data-sheets-numberformat='{"1":2,"2":"0","3":1}' data-sheets-value='{"1":3,"3":71}' style="overflow:hidden;padding:0px 3px 0px 3px;vertical-align:bottom;text-align:center;">71</td> <td data-sheets-numberformat='{"1":2,"2":"0","3":1}' data-sheets-value='{"1":3,"3":63}' style="overflow:hidden;padding:0px 3px 0px 3px;vertical-align:bottom;text-align:center;">63</td> <td data-sheets-numberformat='{"1":2,"2":"0","3":1}' data-sheets-value='{"1":3,"3":22}' style="border-right:1px solid #000000;overflow:hidden;padding:0px 3px 0px 3px;vertical-align:bottom;text-align:center;">22</td> </tr> <tr style="height:20px;"> <td style="border-left:1px solid #000000;overflow:hidden;padding:0px 3px 0px 3px;vertical-align:bottom;font-weight:bold;"></td> <td data-sheets-value='{"1":2,"2":"Triple-walled"}' style="overflow:hidden;padding:0px 3px 0px 3px;vertical-align:bottom;font-weight:bold;">Triple-walled</td> <td data-sheets-value='{"1":2,"2":"Opal (A/O/O)"}' style="border-right:1px solid #000000;overflow:hidden;padding:0px 3px 0px 3px;vertical-align:bottom;font-weight:bold;">Opal (A/O/O)</td> <td data-sheets-numberformat='{"1":2,"2":"0.00","3":1}' data-sheets-value='{"1":3,"3":1.7}' style="overflow:hidden;padding:0px 3px 0px 3px;vertical-align:bottom;text-align:center;">1.70</td> <td data-sheets-numberformat='{"1":2,"2":"0","3":1}' data-sheets-value='{"1":3,"3":61}' style="overflow:hidden;padding:0px 3px 0px 3px;vertical-align:bottom;text-align:center;">61</td> <td data-sheets-numberformat='{"1":2,"2":"0","3":1}' data-sheets-value='{"1":3,"3":48}' style="overflow:hidden;padding:0px 3px 0px 3px;vertical-align:bottom;text-align:center;">48</td> <td data-sheets-numberformat='{"1":2,"2":"0","3":1}' data-sheets-value='{"1":3,"3":22}' style="border-right:1px solid #000000;overflow:hidden;padding:0px 3px 0px 3px;vertical-align:bottom;text-align:center;">22</td> </tr> <tr style="height:20px;"> <td style="border-left:1px solid #000000;overflow:hidden;padding:0px 3px 0px 3px;vertical-align:bottom;font-weight:bold;"></td> <td data-sheets-value='{"1":2,"2":"Four-walled"}' style="overflow:hidden;padding:0px 3px 0px 3px;vertical-align:bottom;font-weight:bold;">Four-walled</td> <td data-sheets-value='{"1":2,"2":"Clear (A/H/H/H)"}' style="border-right:1px solid #000000;overflow:hidden;padding:0px 3px 0px 3px;vertical-align:bottom;font-weight:bold;">Clear (A/H/H/H)</td> <td data-sheets-numberformat='{"1":2,"2":"0.00","3":1}' data-sheets-value='{"1":3,"3":1.28}' style="overflow:hidden;padding:0px 3px 0px 3px;vertical-align:bottom;text-align:center;">1.28</td> <td data-sheets-numberformat='{"1":2,"2":"0","3":1}' data-sheets-value='{"1":3,"3":64}' style="overflow:hidden;padding:0px 3px 0px 3px;vertical-align:bottom;text-align:center;">64</td> <td data-sheets-numberformat='{"1":2,"2":"0","3":1}' data-sheets-value='{"1":3,"3":52}' style="overflow:hidden;padding:0px 3px 0px 3px;vertical-align:bottom;text-align:center;">52</td> <td data-sheets-numberformat='{"1":2,"2":"0","3":1}' data-sheets-value='{"1":3,"3":23}' style="border-right:1px solid #000000;overflow:hidden;padding:0px 3px 0px 3px;vertical-align:bottom;text-align:center;">23</td> </tr> <tr style="height:20px;"> <td style="border-bottom:1px solid #000000;border-left:1px solid #000000;overflow:hidden;padding:0px 3px 0px 3px;vertical-align:bottom;"></td> <td data-sheets-value='{"1":2,"2":"Four-walled"}' style="border-bottom:1px solid #000000;overflow:hidden;padding:0px 3px 0px 3px;vertical-align:bottom;font-weight:bold;">Four-walled</td> <td data-sheets-value='{"1":2,"2":"Opal (A/H/O/H)"}' style="border-right:1px solid #000000;border-bottom:1px solid #000000;overflow:hidden;padding:0px 3px 0px 3px;vertical-align:bottom;font-weight:bold;">Opal (A/H/O/H)</td> <td data-sheets-numberformat='{"1":2,"2":"0.00","3":1}' data-sheets-value='{"1":3,"3":1.28}' style="border-bottom:1px solid #000000;overflow:hidden;padding:0px 3px 0px 3px;vertical-align:bottom;text-align:center;">1.28</td> <td data-sheets-numberformat='{"1":2,"2":"0","3":1}' data-sheets-value='{"1":3,"3":59}' style="border-bottom:1px solid #000000;overflow:hidden;padding:0px 3px 0px 3px;vertical-align:bottom;text-align:center;">59</td> <td data-sheets-numberformat='{"1":2,"2":"0","3":1}' data-sheets-value='{"1":3,"3":46}' style="border-bottom:1px solid #000000;overflow:hidden;padding:0px 3px 0px 3px;vertical-align:bottom;text-align:center;">46</td> <td data-sheets-numberformat='{"1":2,"2":"0","3":1}' data-sheets-value='{"1":3,"3":23}' style="border-right:1px solid #000000;border-bottom:1px solid #000000;overflow:hidden;padding:0px 3px 0px 3px;vertical-align:bottom;text-align:center;">23</td> </tr> <tr style="height:20px;"> <td data-sheets-value='{"1":2,"2":"Polycarbonate"}' style="border-left:1px solid #000000;overflow:hidden;padding:0px 3px 0px 3px;vertical-align:bottom;font-weight:bold;">Polycarbonate</td> <td data-sheets-value='{"1":2,"2":"Single-walled"}' style="overflow:hidden;padding:0px 3px 0px 3px;vertical-align:bottom;font-weight:bold;">Single-walled</td> <td data-sheets-value='{"1":2,"2":"Heatstop Opal (T)"}' style="border-right:1px solid #000000;overflow:hidden;padding:0px 3px 0px 3px;vertical-align:bottom;font-weight:bold;">Heatstop Opal (T)</td> <td data-sheets-numberformat='{"1":2,"2":"0.00","3":1}' data-sheets-value='{"1":3,"3":5.17}' style="overflow:hidden;padding:0px 3px 0px 3px;vertical-align:bottom;text-align:center;">5.17</td> <td data-sheets-numberformat='{"1":2,"2":"0","3":1}' data-sheets-value='{"1":3,"3":49}' style="overflow:hidden;padding:0px 3px 0px 3px;vertical-align:bottom;text-align:center;">49</td> <td data-sheets-numberformat='{"1":2,"2":"0","3":1}' data-sheets-value='{"1":3,"3":59}' style="overflow:hidden;padding:0px 3px 0px 3px;vertical-align:bottom;text-align:center;">59</td> <td data-sheets-numberformat='{"1":2,"2":"0","3":1}' data-sheets-value='{"1":2,"2":"-"}' style="border-right:1px solid #000000;overflow:hidden;padding:0px 3px 0px 3px;vertical-align:bottom;text-align:center;">-</td> </tr> <tr style="height:20px;"> <td data-sheets-value='{"1":2,"2":"Heatstop PC"}' style="border-left:1px solid #000000;overflow:hidden;padding:0px 3px 0px 3px;vertical-align:bottom;font-weight:bold;">Heatstop PC</td> <td data-sheets-value='{"1":2,"2":"Double-walled"}' style="overflow:hidden;padding:0px 3px 0px 3px;vertical-align:bottom;font-weight:bold;">Double-walled</td> <td data-sheets-value='{"1":2,"2":"Clear (T/H)"}' style="border-right:1px solid #000000;overflow:hidden;padding:0px 3px 0px 3px;vertical-align:bottom;font-weight:bold;">Clear (T/H)</td> <td data-sheets-numberformat='{"1":2,"2":"0.00","3":1}' data-sheets-value='{"1":3,"3":2.9}' style="overflow:hidden;padding:0px 3px 0px 3px;vertical-align:bottom;text-align:center;">2.90</td> <td data-sheets-numberformat='{"1":2,"2":"0","3":1}' data-sheets-value='{"1":3,"3":44}' style="overflow:hidden;padding:0px 3px 0px 3px;vertical-align:bottom;text-align:center;">44</td> <td data-sheets-numberformat='{"1":2,"2":"0","3":1}' data-sheets-value='{"1":3,"3":51}' style="overflow:hidden;padding:0px 3px 0px 3px;vertical-align:bottom;text-align:center;">51</td> <td data-sheets-numberformat='{"1":2,"2":"0","3":1}' data-sheets-value='{"1":3,"3":20}' style="border-right:1px solid #000000;overflow:hidden;padding:0px 3px 0px 3px;vertical-align:bottom;text-align:center;">20</td> </tr> <tr style="height:20px;"> <td style="border-left:1px solid #000000;overflow:hidden;padding:0px 3px 0px 3px;vertical-align:bottom;font-weight:bold;"></td> <td data-sheets-value='{"1":2,"2":"Double-walled"}' style="overflow:hidden;padding:0px 3px 0px 3px;vertical-align:bottom;font-weight:bold;">Double-walled</td> <td data-sheets-value='{"1":2,"2":"Opal (T/O)"}' style="border-right:1px solid #000000;overflow:hidden;padding:0px 3px 0px 3px;vertical-align:bottom;font-weight:bold;">Opal (T/O)</td> <td data-sheets-numberformat='{"1":2,"2":"0.00","3":1}' data-sheets-value='{"1":3,"3":2.9}' style="overflow:hidden;padding:0px 3px 0px 3px;vertical-align:bottom;text-align:center;">2.90</td> <td data-sheets-numberformat='{"1":2,"2":"0","3":1}' data-sheets-value='{"1":3,"3":41}' style="overflow:hidden;padding:0px 3px 0px 3px;vertical-align:bottom;text-align:center;">41</td> <td data-sheets-numberformat='{"1":2,"2":"0","3":1}' data-sheets-value='{"1":3,"3":45}' style="overflow:hidden;padding:0px 3px 0px 3px;vertical-align:bottom;text-align:center;">45</td> <td data-sheets-numberformat='{"1":2,"2":"0","3":1}' data-sheets-value='{"1":3,"3":20}' style="border-right:1px solid #000000;overflow:hidden;padding:0px 3px 0px 3px;vertical-align:bottom;text-align:center;">20</td> </tr> <tr style="height:20px;"> <td style="border-left:1px solid #000000;overflow:hidden;padding:0px 3px 0px 3px;vertical-align:bottom;font-weight:bold;"></td> <td data-sheets-value='{"1":2,"2":"Triple-walled"}' style="overflow:hidden; | skylux-160-ce-met-koepel-en-metaalopstand-met-lm-motor-1200-x-2100-mm | 8585990439245 | 46872266015053
Smoke and heat exhaust (SHEV) | SHE system | Skylux | Skylux 160° CE with skylight and metal curb with LM-actuator 1300 x 1300 mm |  | 26695 | 5412970266952 | 3782.5 | Yes | 30-45 | 81.2 | 1300 x 1300 mm | 1300 | 1300 |  | metal curb M30 (30 cm high) | Square | 5.17 W/m²K - 1.28 W/m²K | 87% - 32% | 90% - 32% | 20dB - 23dB | 160° CE (for industry) | skylight | without spoiler | E | Single actuator | Maximum four-walled skylight possible for this product | Ut-value LT-value g-value Rw-value EN 1873 : 2014 EN ISO 13468 EN 16153 EN 410 EN 410 EN ISO 140-3 Material Walls Shells (W/m²K) (%) (%) (dB) Acrylic Single-walled Clear (H) 5.17 90 87 - PMMA Single-walled Opal (O) 5.17 83 76 - Double-walled Clear (H/H) 2.90 81 75 20 Double-walled Opal (O/O) 2.90 69 58 20 Triple-walled Clear (H/H/H) 1.70 73 65 22 Triple-walled Opal (O/H/O) 1.70 62 51 22 Four-walled Clear (H/H/H/H) 1.28 64 54 23 Four-walled Opal (H/H/O/H) 1.28 59 48 23 Polycarbonate Single-walled Clear (A) 5.17 88 83 - PC Single-walled Opal (D) 5.17 58 60 - Double-walled Clear (A/H) 2.90 79 72 20 Double-walled Clear (A/A) 2.90 77 69 20 Double-walled Opal (A/O) 2.90 73 63 20 Double-walled Opal (A/D) 2.90 51 50 20 Triple-walled Clear (A/H/H) 1.70 71 63 22 Triple-walled Opal (A/O/O) 1.70 61 48 22 Four-walled Clear (A/H/H/H) 1.28 64 52 23 Four-walled Opal (A/H/O/H) 1.28 59 46 23 Polycarbonate Single-walled Heatstop Opal (T) 5.17 49 59 - Heatstop PC Double-walled Clear (T/H) 2.90 44 51 20 Double-walled Opal (T/O) 2.90 41 45 20 Triple-walled Clear (T/H/H) 1.70 40 <td data-sheets-numberformat='{"1":2,"2":"0","3":1}' data-sheets-value='{"1":3,"3":44}' style="overflow:hidden;paddin | https://skylux.eu/en/products/skylux-160-ce-met-koepel-en-metaalopstand-met-lm-motor-1300-x-1300-mm | https://skylux.eu/cdn/shop/files/Skylux-160deg-CE-met-koepel-en-metaalopstand-met-LM-motor-1300-x-1300-mm-RWA-systeem.jpg?v=1702976656&width=1600 | https://skylux.eu/cdn/shop/files/e5a82811-1bb0-48e4-a776-cacb59c7c092_f8afd512-5f3d-4d31-9d0a-c4e34cd39d61.jpg?v=1688550182&width=1600 | //skylux.eu/cdn/shop/files/E_MH_Mounting_instructions_Skylux_160_CE_LM.pdf?v=12406716259046007223 | //skylux.eu/cdn/shop/files/E_TD_Technical_File_Skylux_Skylux_160_CE_Electric.pdf?v=3667116872303399239 | <style type="text/css" id="isPasted"> <!--td { border: 1px solid #cccccc; } br { mso-data-placement: same-cell; } --> </style> <table border="1" cellpadding="0" cellspacing="0" dir="ltr" style="table-layout:fixed;font-size:10pt;font-family:Arial;border-collapse:collapse;border:none;"><tbody> <tr style="height:20px;"> <td style="overflow:hidden;padding:0px 3px 0px 3px;vertical-align:bottom;"></td> <td style="overflow:hidden;padding:0px 3px 0px 3px;vertical-align:bottom;"></td> <td style="overflow:hidden;padding:0px 3px 0px 3px;vertical-align:bottom;"></td> <td data-sheets-value='{"1":2,"2":"Ut-value"}' style="overflow:hidden;padding:0px 3px 0px 3px;vertical-align:bottom;font-weight:bold;text-align:center;">Ut-value</td> <td data-sheets-value='{"1":2,"2":"LT-value"}' style="overflow:hidden;padding:0px 3px 0px 3px;vertical-align:bottom;font-weight:bold;text-align:center;">LT-value</td> <td data-sheets-value='{"1":2,"2":"g-value"}' style="overflow:hidden;padding:0px 3px 0px 3px;vertical-align:bottom;font-weight:bold;text-align:center;">g-value</td> <td data-sheets-value='{"1":2,"2":"Rw-value "}' style="overflow:hidden;padding:0px 3px 0px 3px;vertical-align:bottom;font-weight:bold;text-align:center;">Rw-value </td> </tr> <tr style="height:20px;"> <td style="overflow:hidden;padding:0px 3px 0px 3px;vertical-align:bottom;"></td> <td style="overflow:hidden;padding:0px 3px 0px 3px;vertical-align:bottom;"></td> <td style="overflow:hidden;padding:0px 3px 0px 3px;vertical-align:bottom;"></td> <td data-sheets-numberformat='{"1":2,"2":"0.00","3":1}' data-sheets-value='{"1":2,"2":"EN 1873 : 2014"}' style="overflow:hidden;padding:0px 3px 0px 3px;vertical-align:bottom;text-align:center;">EN 1873 : 2014</td> <td data-sheets-numberformat='{"1":2,"2":"0","3":1}' data-sheets-value='{"1":2,"2":"EN ISO 13468 EN 16153 EN 410"}' style="overflow:hidden;padding:0px 3px 0px 3px;vertical-align:bottom;text-align:center;">EN ISO 13468 EN 16153 EN 410</td> <td data-sheets-numberformat='{"1":2,"2":"0","3":1}' data-sheets-value='{"1":2,"2":"EN 410"}' style="overflow:hidden;padding:0px 3px 0px 3px;vertical-align:bottom;text-align:center;">EN 410</td> <td data-sheets-value='{"1":2,"2":"EN ISO 140-3\t\t"}' style="overflow:hidden;padding:0px 3px 0px 3px;vertical-align:bottom;text-align:center;">EN ISO 140-3 </td> </tr> <tr style="height:20px;"> <td data-sheets-value='{"1":2,"2":"Material"}' style="border-bottom:1px solid #000000;overflow:hidden;padding:0px 3px 0px 3px;vertical-align:bottom;background-color:#000000;font-weight:bold;color:#ffffff;">Material</td> <td data-sheets-value='{"1":2,"2":"Walls"}' style="border-bottom:1px solid #000000;overflow:hidden;padding:0px 3px 0px 3px;vertical-align:bottom;background-color:#000000;font-weight:bold;color:#ffffff;">Walls</td> <td data-sheets-value='{"1":2,"2":"Shells"}' style="border-bottom:1px solid #000000;overflow:hidden;padding:0px 3px 0px 3px;vertical-align:bottom;background-color:#000000;font-weight:bold;color:#ffffff;">Shells</td> <td data-sheets-numberformat='{"1":2,"2":"0.00","3":1}' data-sheets-value='{"1":2,"2":"(W/m²K)\t"}' style="border-bottom:1px solid #000000;overflow:hidden;padding:0px 3px 0px 3px;vertical-align:bottom;background-color:#000000;font-weight:bold;color:#ffffff;text-align:center;">(W/m²K) </td> <td data-sheets-numberformat='{"1":2,"2":"0","3":1}' data-sheets-value='{"1":2,"2":"(%)"}' style="border-bottom:1px solid #000000;overflow:hidden;padding:0px 3px 0px 3px;vertical-align:bottom;background-color:#000000;font-weight:bold;color:#ffffff;text-align:center;">(%)</td> <td data-sheets-numberformat='{"1":2,"2":"0","3":1}' data-sheets-value='{"1":2,"2":"(%)"}' style="border-bottom:1px solid #000000;overflow:hidden;padding:0px 3px 0px 3px;vertical-align:bottom;background-color:#000000;font-weight:bold;color:#ffffff;text-align:center;">(%)</td> <td data-sheets-value='{"1":2,"2":"(dB)"}' style="border-bottom:1px solid #000000;overflow:hidden;padding:0px 3px 0px 3px;vertical-align:bottom;background-color:#000000;font-weight:bold;color:#ffffff;text-align:center;">(dB)</td> </tr> <tr style="height:20px;"> <td data-sheets-value='{"1":2,"2":"Acrylic"}' style="border-left:1px solid #000000;overflow:hidden;padding:0px 3px 0px 3px;vertical-align:bottom;font-weight:bold;">Acrylic</td> <td data-sheets-value='{"1":2,"2":"Single-walled"}' style="overflow:hidden;padding:0px 3px 0px 3px;vertical-align:bottom;font-weight:bold;">Single-walled</td> <td data-sheets-value='{"1":2,"2":"Clear (H)"}' style="border-right:1px solid #000000;overflow:hidden;padding:0px 3px 0px 3px;vertical-align:bottom;font-weight:bold;">Clear (H)</td> <td data-sheets-numberformat='{"1":2,"2":"0.00","3":1}' data-sheets-value='{"1":3,"3":5.17}' style="overflow:hidden;padding:0px 3px 0px 3px;vertical-align:bottom;text-align:center;">5.17</td> <td data-sheets-numberformat='{"1":2,"2":"0","3":1}' data-sheets-value='{"1":3,"3":90}' style="overflow:hidden;padding:0px 3px 0px 3px;vertical-align:bottom;text-align:center;">90</td> <td data-sheets-numberformat='{"1":2,"2":"0","3":1}' data-sheets-value='{"1":3,"3":87}' style="overflow:hidden;padding:0px 3px 0px 3px;vertical-align:bottom;text-align:center;">87</td> <td data-sheets-numberformat='{"1":2,"2":"0","3":1}' data-sheets-value='{"1":2,"2":"-"}' style="border-right:1px solid #000000;overflow:hidden;padding:0px 3px 0px 3px;vertical-align:bottom;text-align:center;">-</td> </tr> <tr style="height:20px;"> <td data-sheets-value='{"1":2,"2":"PMMA"}' style="border-left:1px solid #000000;overflow:hidden;padding:0px 3px 0px 3px;vertical-align:bottom;font-weight:bold;">PMMA</td> <td data-sheets-value='{"1":2,"2":"Single-walled"}' style="overflow:hidden;padding:0px 3px 0px 3px;vertical-align:bottom;font-weight:bold;">Single-walled</td> <td data-sheets-value='{"1":2,"2":"Opal (O)"}' style="border-right:1px solid #000000;overflow:hidden;padding:0px 3px 0px 3px;vertical-align:bottom;font-weight:bold;">Opal (O)</td> <td data-sheets-numberformat='{"1":2,"2":"0.00","3":1}' data-sheets-value='{"1":3,"3":5.17}' style="overflow:hidden;padding:0px 3px 0px 3px;vertical-align:bottom;text-align:center;">5.17</td> <td data-sheets-numberformat='{"1":2,"2":"0","3":1}' data-sheets-value='{"1":3,"3":83}' style="overflow:hidden;padding:0px 3px 0px 3px;vertical-align:bottom;text-align:center;">83</td> <td data-sheets-numberformat='{"1":2,"2":"0","3":1}' data-sheets-value='{"1":3,"3":76}' style="overflow:hidden;padding:0px 3px 0px 3px;vertical-align:bottom;text-align:center;">76</td> <td data-sheets-numberformat='{"1":2,"2":"0","3":1}' data-sheets-value='{"1":2,"2":"-"}' style="border-right:1px solid #000000;overflow:hidden;padding:0px 3px 0px 3px;vertical-align:bottom;text-align:center;">-</td> </tr> <tr style="height:20px;"> <td style="border-left:1px solid #000000;overflow:hidden;padding:0px 3px 0px 3px;vertical-align:bottom;font-weight:bold;"></td> <td data-sheets-value='{"1":2,"2":"Double-walled"}' style="overflow:hidden;padding:0px 3px 0px 3px;vertical-align:bottom;font-weight:bold;">Double-walled</td> <td data-sheets-value='{"1":2,"2":"Clear (H/H)"}' style="border-right:1px solid #000000;overflow:hidden;padding:0px 3px 0px 3px;vertical-align:bottom;font-weight:bold;">Clear (H/H)</td> <td data-sheets-numberformat='{"1":2,"2":"0.00","3":1}' data-sheets-value='{"1":3,"3":2.9}' style="overflow:hidden;padding:0px 3px 0px 3px;vertical-align:bottom;text-align:center;">2.90</td> <td data-sheets-numberformat='{"1":2,"2":"0","3":1}' data-sheets-value='{"1":3,"3":81}' style="overflow:hidden;padding:0px 3px 0px 3px;vertical-align:bottom;text-align:center;">81</td> <td data-sheets-numberformat='{"1":2,"2":"0","3":1}' data-sheets-value='{"1":3,"3":75}' style="overflow:hidden;padding:0px 3px 0px 3px;vertical-align:bottom;text-align:center;">75</td> <td data-sheets-numberformat='{"1":2,"2":"0","3":1}' data-sheets-value='{"1":3,"3":20}' style="border-right:1px solid #000000;overflow:hidden;padding:0px 3px 0px 3px;vertical-align:bottom;text-align:center;">20</td> </tr> <tr style="height:20px;"> <td style="border-left:1px solid #000000;overflow:hidden;padding:0px 3px 0px 3px;vertical-align:bottom;font-weight:bold;"></td> <td data-sheets-value='{"1":2,"2":"Double-walled"}' style="overflow:hidden;padding:0px 3px 0px 3px;vertical-align:bottom;font-weight:bold;">Double-walled</td> <td data-sheets-value='{"1":2,"2":"Opal (O/O)"}' style="border-right:1px solid #000000;overflow:hidden;padding:0px 3px 0px 3px;vertical-align:bottom;font-weight:bold;">Opal (O/O)</td> <td data-sheets-numberformat='{"1":2,"2":"0.00","3":1}' data-sheets-value='{"1":3,"3":2.9}' style="overflow:hidden;padding:0px 3px 0px 3px;vertical-align:bottom;text-align:center;">2.90</td> <td data-sheets-numberformat='{"1":2,"2":"0","3":1}' data-sheets-value='{"1":3,"3":69}' style="overflow:hidden;padding:0px 3px 0px 3px;vertical-align:bottom;text-align:center;">69</td> <td data-sheets-numberformat='{"1":2,"2":"0","3":1}' data-sheets-value='{"1":3,"3":58}' style="overflow:hidden;padding:0px 3px 0px 3px;vertical-align:bottom;text-align:center;">58</td> <td data-sheets-numberformat='{"1":2,"2":"0","3":1}' data-sheets-value='{"1":3,"3":20}' style="border-right:1px solid #000000;overflow:hidden;padding:0px 3px 0px 3px;vertical-align:bottom;text-align:center;">20</td> </tr> <tr style="height:20px;"> <td style="border-left:1px solid #000000;overflow:hidden;padding:0px 3px 0px 3px;vertical-align:bottom;font-weight:bold;"></td> <td data-sheets-value='{"1":2,"2":"Triple-walled"}' style="overflow:hidden;padding:0px 3px 0px 3px;vertical-align:bottom;font-weight:bold;">Triple-walled</td> <td data-sheets-value='{"1":2,"2":"Clear (H/H/H)"}' style="border-right:1px solid #000000;overflow:hidden;padding:0px 3px 0px 3px;vertical-align:bottom;font-weight:bold;">Clear (H/H/H)</td> <td data-sheets-numberformat='{"1":2,"2":"0.00","3":1}' data-sheets-value='{"1":3,"3":1.7}' style="overflow:hidden;padding:0px 3px 0px 3px;vertical-align:bottom;text-align:center;">1.70</td> <td data-sheets-numberformat='{"1":2,"2":"0","3":1}' data-sheets-value='{"1":3,"3":73}' style="overflow:hidden;padding:0px 3px 0px 3px;vertical-align:bottom;text-align:center;">73</td> <td data-sheets-numberformat='{"1":2,"2":"0","3":1}' data-sheets-value='{"1":3,"3":65}' style="overflow:hidden;padding:0px 3px 0px 3px;vertical-align:bottom;text-align:center;">65</td> <td data-sheets-numberformat='{"1":2,"2":"0","3":1}' data-sheets-value='{"1":3,"3":22}' style="border-right:1px solid #000000;overflow:hidden;padding:0px 3px 0px 3px;vertical-align:bottom;text-align:center;">22</td> </tr> <tr style="height:20px;"> <td style="border-left:1px solid #000000;overflow:hidden;padding:0px 3px 0px 3px;vertical-align:bottom;font-weight:bold;"></td> <td data-sheets-value='{"1":2,"2":"Triple-walled"}' style="overflow:hidden;padding:0px 3px 0px 3px;vertical-align:bottom;font-weight:bold;">Triple-walled</td> <td data-sheets-value='{"1":2,"2":"Opal (O/H/O)"}' style="border-right:1px solid #000000;overflow:hidden;padding:0px 3px 0px 3px;vertical-align:bottom;font-weight:bold;">Opal (O/H/O)</td> <td data-sheets-numberformat='{"1":2,"2":"0.00","3":1}' data-sheets-value='{"1":3,"3":1.7}' style="overflow:hidden;padding:0px 3px 0px 3px;vertical-align:bottom;text-align:center;">1.70</td> <td data-sheets-numberformat='{"1":2,"2":"0","3":1}' data-sheets-value='{"1":3,"3":62}' style="overflow:hidden;padding:0px 3px 0px 3px;vertical-align:bottom;text-align:center;">62</td> <td data-sheets-numberformat='{"1":2,"2":"0","3":1}' data-sheets-value='{"1":3,"3":51}' style="overflow:hidden;padding:0px 3px 0px 3px;vertical-align:bottom;text-align:center;">51</td> <td data-sheets-numberformat='{"1":2,"2":"0","3":1}' data-sheets-value='{"1":3,"3":22}' style="border-right:1px solid #000000;overflow:hidden;padding:0px 3px 0px 3px;vertical-align:bottom;text-align:center;">22</td> </tr> <tr style="height:20px;"> <td style="border-left:1px solid #000000;overflow:hidden;padding:0px 3px 0px 3px;vertical-align:bottom;font-weight:bold;"></td> <td data-sheets-value='{"1":2,"2":"Four-walled"}' style="overflow:hidden;padding:0px 3px 0px 3px;vertical-align:bottom;font-weight:bold;">Four-walled</td> <td data-sheets-value='{"1":2,"2":"Clear (H/H/H/H)"}' style="border-right:1px solid #000000;overflow:hidden;padding:0px 3px 0px 3px;vertical-align:bottom;font-weight:bold;">Clear (H/H/H/H)</td> <td data-sheets-numberformat='{"1":2,"2":"0.00","3":1}' data-sheets-value='{"1":3,"3":1.28}' style="overflow:hidden;padding:0px 3px 0px 3px;vertical-align:bottom;text-align:center;">1.28</td> <td data-sheets-numberformat='{"1":2,"2":"0","3":1}' data-sheets-value='{"1":3,"3":64}' style="overflow:hidden;padding:0px 3px 0px 3px;vertical-align:bottom;text-align:center;">64</td> <td data-sheets-numberformat='{"1":2,"2":"0","3":1}' data-sheets-value='{"1":3,"3":54}' style="overflow:hidden;padding:0px 3px 0px 3px;vertical-align:bottom;text-align:center;">54</td> <td data-sheets-numberformat='{"1":2,"2":"0","3":1}' data-sheets-value='{"1":3,"3":23}' style="border-right:1px solid #000000;overflow:hidden;padding:0px 3px 0px 3px;vertical-align:bottom;text-align:center;">23</td> </tr> <tr style="height:20px;"> <td style="border-bottom:1px solid #000000;border-left:1px solid #000000;overflow:hidden;padding:0px 3px 0px 3px;vertical-align:bottom;"></td> <td data-sheets-value='{"1":2,"2":"Four-walled"}' style="border-bottom:1px solid #000000;overflow:hidden;padding:0px 3px 0px 3px;vertical-align:bottom;font-weight:bold;">Four-walled</td> <td data-sheets-value='{"1":2,"2":"Opal (H/H/O/H)"}' style="border-right:1px solid #000000;border-bottom:1px solid #000000;overflow:hidden;padding:0px 3px 0px 3px;vertical-align:bottom;font-weight:bold;">Opal (H/H/O/H)</td> <td data-sheets-numberformat='{"1":2,"2":"0.00","3":1}' data-sheets-value='{"1":3,"3":1.28}' style="border-bottom:1px solid #000000;overflow:hidden;padding:0px 3px 0px 3px;vertical-align:bottom;text-align:center;">1.28</td> <td data-sheets-numberformat='{"1":2,"2":"0","3":1}' data-sheets-value='{"1":3,"3":59}' style="border-bottom:1px solid #000000;overflow:hidden;padding:0px 3px 0px 3px;vertical-align:bottom;text-align:center;">59</td> <td data-sheets-numberformat='{"1":2,"2":"0","3":1}' data-sheets-value='{"1":3,"3":48}' style="border-bottom:1px solid #000000;overflow:hidden;padding:0px 3px 0px 3px;vertical-align:bottom;text-align:center;">48</td> <td data-sheets-numberformat='{"1":2,"2":"0","3":1}' data-sheets-value='{"1":3,"3":23}' style="border-right:1px solid #000000;border-bottom:1px solid #000000;overflow:hidden;padding:0px 3px 0px 3px;vertical-align:bottom;text-align:center;">23</td> </tr> <tr style="height:20px;"> <td data-sheets-value='{"1":2,"2":"Polycarbonate "}' style="border-left:1px solid #000000;overflow:hidden;padding:0px 3px 0px 3px;vertical-align:bottom;font-weight:bold;">Polycarbonate </td> <td data-sheets-value='{"1":2,"2":"Single-walled"}' style="overflow:hidden;padding:0px 3px 0px 3px;vertical-align:bottom;font-weight:bold;">Single-walled</td> <td data-sheets-value='{"1":2,"2":"Clear (A)"}' style="border-right:1px solid #000000;overflow:hidden;padding:0px 3px 0px 3px;vertical-align:bottom;font-weight:bold;">Clear (A)</td> <td data-sheets-numberformat='{"1":2,"2":"0.00","3":1}' data-sheets-value='{"1":3,"3":5.17}' style="overflow:hidden;padding:0px 3px 0px 3px;vertical-align:bottom;text-align:center;">5.17</td> <td data-sheets-numberformat='{"1":2,"2":"0","3":1}' data-sheets-value='{"1":3,"3":88}' style="overflow:hidden;padding:0px 3px 0px 3px;vertical-align:bottom;text-align:center;">88</td> <td data-sheets-numberformat='{"1":2,"2":"0","3":1}' data-sheets-value='{"1":3,"3":83}' style="overflow:hidden;padding:0px 3px 0px 3px;vertical-align:bottom;text-align:center;">83</td> <td data-sheets-numberformat='{"1":2,"2":"0","3":1}' data-sheets-value='{"1":2,"2":"-"}' style="border-right:1px solid #000000;overflow:hidden;padding:0px 3px 0px 3px;vertical-align:bottom;text-align:center;">-</td> </tr> <tr style="height:20px;"> <td data-sheets-value='{"1":2,"2":"PC"}' style="border-left:1px solid #000000;overflow:hidden;padding:0px 3px 0px 3px;vertical-align:bottom;font-weight:bold;">PC</td> <td data-sheets-value='{"1":2,"2":"Single-walled"}' style="overflow:hidden;padding:0px 3px 0px 3px;vertical-align:bottom;font-weight:bold;">Single-walled</td> <td data-sheets-value='{"1":2,"2":"Opal (D)"}' style="border-right:1px solid #000000;overflow:hidden;padding:0px 3px 0px 3px;vertical-align:bottom;font-weight:bold;">Opal (D)</td> <td data-sheets-numberformat='{"1":2,"2":"0.00","3":1}' data-sheets-value='{"1":3,"3":5.17}' style="overflow:hidden;padding:0px 3px 0px 3px;vertical-align:bottom;text-align:center;">5.17</td> <td data-sheets-numberformat='{"1":2,"2":"0","3":1}' data-sheets-value='{"1":3,"3":58}' style="overflow:hidden;padding:0px 3px 0px 3px;vertical-align:bottom;text-align:center;">58</td> <td data-sheets-numberformat='{"1":2,"2":"0","3":1}' data-sheets-value='{"1":3,"3":60}' style="overflow:hidden;padding:0px 3px 0px 3px;vertical-align:bottom;text-align:center;">60</td> <td data-sheets-numberformat='{"1":2,"2":"0","3":1}' data-sheets-value='{"1":2,"2":"-"}' style="border-right:1px solid #000000;overflow:hidden;padding:0px 3px 0px 3px;vertical-align:bottom;text-align:center;">-</td> </tr> <tr style="height:20px;"> <td style="border-left:1px solid #000000;overflow:hidden;padding:0px 3px 0px 3px;vertical-align:bottom;font-weight:bold;"></td> <td data-sheets-value='{"1":2,"2":"Double-walled"}' style="overflow:hidden;padding:0px 3px 0px 3px;vertical-align:bottom;font-weight:bold;">Double-walled</td> <td data-sheets-value='{"1":2,"2":"Clear (A/H)"}' style="border-right:1px solid #000000;overflow:hidden;padding:0px 3px 0px 3px;vertical-align:bottom;font-weight:bold;">Clear (A/H)</td> <td data-sheets-numberformat='{"1":2,"2":"0.00","3":1}' data-sheets-value='{"1":3,"3":2.9}' style="overflow:hidden;padding:0px 3px 0px 3px;vertical-align:bottom;text-align:center;">2.90</td> <td data-sheets-numberformat='{"1":2,"2":"0","3":1}' data-sheets-value='{"1":3,"3":79}' style="overflow:hidden;padding:0px 3px 0px 3px;vertical-align:bottom;text-align:center;">79</td> <td data-sheets-numberformat='{"1":2,"2":"0","3":1}' data-sheets-value='{"1":3,"3":72}' style="overflow:hidden;padding:0px 3px 0px 3px;vertical-align:bottom;text-align:center;">72</td> <td data-sheets-numberformat='{"1":2,"2":"0","3":1}' data-sheets-value='{"1":3,"3":20}' style="border-right:1px solid #000000;overflow:hidden;padding:0px 3px 0px 3px;vertical-align:bottom;text-align:center;">20</td> </tr> <tr style="height:20px;"> <td style="border-left:1px solid #000000;overflow:hidden;padding:0px 3px 0px 3px;vertical-align:bottom;font-weight:bold;"></td> <td data-sheets-value='{"1":2,"2":"Double-walled"}' style="overflow:hidden;padding:0px 3px 0px 3px;vertical-align:bottom;font-weight:bold;">Double-walled</td> <td data-sheets-value='{"1":2,"2":"Clear (A/A)"}' style="border-right:1px solid #000000;overflow:hidden;padding:0px 3px 0px 3px;vertical-align:bottom;font-weight:bold;">Clear (A/A)</td> <td data-sheets-numberformat='{"1":2,"2":"0.00","3":1}' data-sheets-value='{"1":3,"3":2.9}' style="overflow:hidden;padding:0px 3px 0px 3px;vertical-align:bottom;text-align:center;">2.90</td> <td data-sheets-numberformat='{"1":2,"2":"0","3":1}' data-sheets-value='{"1":3,"3":77}' style="overflow:hidden;padding:0px 3px 0px 3px;vertical-align:bottom;text-align:center;">77</td> <td data-sheets-numberformat='{"1":2,"2":"0","3":1}' data-sheets-value='{"1":3,"3":69}' style="overflow:hidden;padding:0px 3px 0px 3px;vertical-align:bottom;text-align:center;">69</td> <td data-sheets-numberformat='{"1":2,"2":"0","3":1}' data-sheets-value='{"1":3,"3":20}' style="border-right:1px solid #000000;overflow:hidden;padding:0px 3px 0px 3px;vertical-align:bottom;text-align:center;">20</td> </tr> <tr style="height:20px;"> <td style="border-left:1px solid #000000;overflow:hidden;padding:0px 3px 0px 3px;vertical-align:bottom;font-weight:bold;"></td> <td data-sheets-value='{"1":2,"2":"Double-walled"}' style="overflow:hidden;padding:0px 3px 0px 3px;vertical-align:bottom;font-weight:bold;">Double-walled</td> <td data-sheets-value='{"1":2,"2":"Opal (A/O)"}' style="border-right:1px solid #000000;overflow:hidden;padding:0px 3px 0px 3px;vertical-align:bottom;font-weight:bold;">Opal (A/O)</td> <td data-sheets-numberformat='{"1":2,"2":"0.00","3":1}' data-sheets-value='{"1":3,"3":2.9}' style="overflow:hidden;padding:0px 3px 0px 3px;vertical-align:bottom;text-align:center;">2.90</td> <td data-sheets-numberformat='{"1":2,"2":"0","3":1}' data-sheets-value='{"1":3,"3":73}' style="overflow:hidden;padding:0px 3px 0px 3px;vertical-align:bottom;text-align:center;">73</td> <td data-sheets-numberformat='{"1":2,"2":"0","3":1}' data-sheets-value='{"1":3,"3":63}' style="overflow:hidden;padding:0px 3px 0px 3px;vertical-align:bottom;text-align:center;">63</td> <td data-sheets-numberformat='{"1":2,"2":"0","3":1}' data-sheets-value='{"1":3,"3":20}' style="border-right:1px solid #000000;overflow:hidden;padding:0px 3px 0px 3px;vertical-align:bottom;text-align:center;">20</td> </tr> <tr style="height:20px;"> <td style="border-left:1px solid #000000;overflow:hidden;padding:0px 3px 0px 3px;vertical-align:bottom;font-weight:bold;"></td> <td data-sheets-value='{"1":2,"2":"Double-walled"}' style="overflow:hidden;padding:0px 3px 0px 3px;vertical-align:bottom;font-weight:bold;">Double-walled</td> <td data-sheets-value='{"1":2,"2":"Opal (A/D)"}' style="border-right:1px solid #000000;overflow:hidden;padding:0px 3px 0px 3px;vertical-align:bottom;font-weight:bold;">Opal (A/D)</td> <td data-sheets-numberformat='{"1":2,"2":"0.00","3":1}' data-sheets-value='{"1":3,"3":2.9}' style="overflow:hidden;padding:0px 3px 0px 3px;vertical-align:bottom;text-align:center;">2.90</td> <td data-sheets-numberformat='{"1":2,"2":"0","3":1}' data-sheets-value='{"1":3,"3":51}' style="overflow:hidden;padding:0px 3px 0px 3px;vertical-align:bottom;text-align:center;">51</td> <td data-sheets-numberformat='{"1":2,"2":"0","3":1}' data-sheets-value='{"1":3,"3":50}' style="overflow:hidden;padding:0px 3px 0px 3px;vertical-align:bottom;text-align:center;">50</td> <td data-sheets-numberformat='{"1":2,"2":"0","3":1}' data-sheets-value='{"1":3,"3":20}' style="border-right:1px solid #000000;overflow:hidden;padding:0px 3px 0px 3px;vertical-align:bottom;text-align:center;">20</td> </tr> <tr style="height:20px;"> <td style="border-left:1px solid #000000;overflow:hidden;padding:0px 3px 0px 3px;vertical-align:bottom;font-weight:bold;"></td> <td data-sheets-value='{"1":2,"2":"Triple-walled"}' style="overflow:hidden;padding:0px 3px 0px 3px;vertical-align:bottom;font-weight:bold;">Triple-walled</td> <td data-sheets-value='{"1":2,"2":"Clear (A/H/H)"}' style="border-right:1px solid #000000;overflow:hidden;padding:0px 3px 0px 3px;vertical-align:bottom;font-weight:bold;">Clear (A/H/H)</td> <td data-sheets-numberformat='{"1":2,"2":"0.00","3":1}' data-sheets-value='{"1":3,"3":1.7}' style="overflow:hidden;padding:0px 3px 0px 3px;vertical-align:bottom;text-align:center;">1.70</td> <td data-sheets-numberformat='{"1":2,"2":"0","3":1}' data-sheets-value='{"1":3,"3":71}' style="overflow:hidden;padding:0px 3px 0px 3px;vertical-align:bottom;text-align:center;">71</td> <td data-sheets-numberformat='{"1":2,"2":"0","3":1}' data-sheets-value='{"1":3,"3":63}' style="overflow:hidden;padding:0px 3px 0px 3px;vertical-align:bottom;text-align:center;">63</td> <td data-sheets-numberformat='{"1":2,"2":"0","3":1}' data-sheets-value='{"1":3,"3":22}' style="border-right:1px solid #000000;overflow:hidden;padding:0px 3px 0px 3px;vertical-align:bottom;text-align:center;">22</td> </tr> <tr style="height:20px;"> <td style="border-left:1px solid #000000;overflow:hidden;padding:0px 3px 0px 3px;vertical-align:bottom;font-weight:bold;"></td> <td data-sheets-value='{"1":2,"2":"Triple-walled"}' style="overflow:hidden;padding:0px 3px 0px 3px;vertical-align:bottom;font-weight:bold;">Triple-walled</td> <td data-sheets-value='{"1":2,"2":"Opal (A/O/O)"}' style="border-right:1px solid #000000;overflow:hidden;padding:0px 3px 0px 3px;vertical-align:bottom;font-weight:bold;">Opal (A/O/O)</td> <td data-sheets-numberformat='{"1":2,"2":"0.00","3":1}' data-sheets-value='{"1":3,"3":1.7}' style="overflow:hidden;padding:0px 3px 0px 3px;vertical-align:bottom;text-align:center;">1.70</td> <td data-sheets-numberformat='{"1":2,"2":"0","3":1}' data-sheets-value='{"1":3,"3":61}' style="overflow:hidden;padding:0px 3px 0px 3px;vertical-align:bottom;text-align:center;">61</td> <td data-sheets-numberformat='{"1":2,"2":"0","3":1}' data-sheets-value='{"1":3,"3":48}' style="overflow:hidden;padding:0px 3px 0px 3px;vertical-align:bottom;text-align:center;">48</td> <td data-sheets-numberformat='{"1":2,"2":"0","3":1}' data-sheets-value='{"1":3,"3":22}' style="border-right:1px solid #000000;overflow:hidden;padding:0px 3px 0px 3px;vertical-align:bottom;text-align:center;">22</td> </tr> <tr style="height:20px;"> <td style="border-left:1px solid #000000;overflow:hidden;padding:0px 3px 0px 3px;vertical-align:bottom;font-weight:bold;"></td> <td data-sheets-value='{"1":2,"2":"Four-walled"}' style="overflow:hidden;padding:0px 3px 0px 3px;vertical-align:bottom;font-weight:bold;">Four-walled</td> <td data-sheets-value='{"1":2,"2":"Clear (A/H/H/H)"}' style="border-right:1px solid #000000;overflow:hidden;padding:0px 3px 0px 3px;vertical-align:bottom;font-weight:bold;">Clear (A/H/H/H)</td> <td data-sheets-numberformat='{"1":2,"2":"0.00","3":1}' data-sheets-value='{"1":3,"3":1.28}' style="overflow:hidden;padding:0px 3px 0px 3px;vertical-align:bottom;text-align:center;">1.28</td> <td data-sheets-numberformat='{"1":2,"2":"0","3":1}' data-sheets-value='{"1":3,"3":64}' style="overflow:hidden;padding:0px 3px 0px 3px;vertical-align:bottom;text-align:center;">64</td> <td data-sheets-numberformat='{"1":2,"2":"0","3":1}' data-sheets-value='{"1":3,"3":52}' style="overflow:hidden;padding:0px 3px 0px 3px;vertical-align:bottom;text-align:center;">52</td> <td data-sheets-numberformat='{"1":2,"2":"0","3":1}' data-sheets-value='{"1":3,"3":23}' style="border-right:1px solid #000000;overflow:hidden;padding:0px 3px 0px 3px;vertical-align:bottom;text-align:center;">23</td> </tr> <tr style="height:20px;"> <td style="border-bottom:1px solid #000000;border-left:1px solid #000000;overflow:hidden;padding:0px 3px 0px 3px;vertical-align:bottom;"></td> <td data-sheets-value='{"1":2,"2":"Four-walled"}' style="border-bottom:1px solid #000000;overflow:hidden;padding:0px 3px 0px 3px;vertical-align:bottom;font-weight:bold;">Four-walled</td> <td data-sheets-value='{"1":2,"2":"Opal (A/H/O/H)"}' style="border-right:1px solid #000000;border-bottom:1px solid #000000;overflow:hidden;padding:0px 3px 0px 3px;vertical-align:bottom;font-weight:bold;">Opal (A/H/O/H)</td> <td data-sheets-numberformat='{"1":2,"2":"0.00","3":1}' data-sheets-value='{"1":3,"3":1.28}' style="border-bottom:1px solid #000000;overflow:hidden;padding:0px 3px 0px 3px;vertical-align:bottom;text-align:center;">1.28</td> <td data-sheets-numberformat='{"1":2,"2":"0","3":1}' data-sheets-value='{"1":3,"3":59}' style="border-bottom:1px solid #000000;overflow:hidden;padding:0px 3px 0px 3px;vertical-align:bottom;text-align:center;">59</td> <td data-sheets-numberformat='{"1":2,"2":"0","3":1}' data-sheets-value='{"1":3,"3":46}' style="border-bottom:1px solid #000000;overflow:hidden;padding:0px 3px 0px 3px;vertical-align:bottom;text-align:center;">46</td> <td data-sheets-numberformat='{"1":2,"2":"0","3":1}' data-sheets-value='{"1":3,"3":23}' style="border-right:1px solid #000000;border-bottom:1px solid #000000;overflow:hidden;padding:0px 3px 0px 3px;vertical-align:bottom;text-align:center;">23</td> </tr> <tr style="height:20px;"> <td data-sheets-value='{"1":2,"2":"Polycarbonate"}' style="border-left:1px solid #000000;overflow:hidden;padding:0px 3px 0px 3px;vertical-align:bottom;font-weight:bold;">Polycarbonate</td> <td data-sheets-value='{"1":2,"2":"Single-walled"}' style="overflow:hidden;padding:0px 3px 0px 3px;vertical-align:bottom;font-weight:bold;">Single-walled</td> <td data-sheets-value='{"1":2,"2":"Heatstop Opal (T)"}' style="border-right:1px solid #000000;overflow:hidden;padding:0px 3px 0px 3px;vertical-align:bottom;font-weight:bold;">Heatstop Opal (T)</td> <td data-sheets-numberformat='{"1":2,"2":"0.00","3":1}' data-sheets-value='{"1":3,"3":5.17}' style="overflow:hidden;padding:0px 3px 0px 3px;vertical-align:bottom;text-align:center;">5.17</td> <td data-sheets-numberformat='{"1":2,"2":"0","3":1}' data-sheets-value='{"1":3,"3":49}' style="overflow:hidden;padding:0px 3px 0px 3px;vertical-align:bottom;text-align:center;">49</td> <td data-sheets-numberformat='{"1":2,"2":"0","3":1}' data-sheets-value='{"1":3,"3":59}' style="overflow:hidden;padding:0px 3px 0px 3px;vertical-align:bottom;text-align:center;">59</td> <td data-sheets-numberformat='{"1":2,"2":"0","3":1}' data-sheets-value='{"1":2,"2":"-"}' style="border-right:1px solid #000000;overflow:hidden;padding:0px 3px 0px 3px;vertical-align:bottom;text-align:center;">-</td> </tr> <tr style="height:20px;"> <td data-sheets-value='{"1":2,"2":"Heatstop PC"}' style="border-left:1px solid #000000;overflow:hidden;padding:0px 3px 0px 3px;vertical-align:bottom;font-weight:bold;">Heatstop PC</td> <td data-sheets-value='{"1":2,"2":"Double-walled"}' style="overflow:hidden;padding:0px 3px 0px 3px;vertical-align:bottom;font-weight:bold;">Double-walled</td> <td data-sheets-value='{"1":2,"2":"Clear (T/H)"}' style="border-right:1px solid #000000;overflow:hidden;padding:0px 3px 0px 3px;vertical-align:bottom;font-weight:bold;">Clear (T/H)</td> <td data-sheets-numberformat='{"1":2,"2":"0.00","3":1}' data-sheets-value='{"1":3,"3":2.9}' style="overflow:hidden;padding:0px 3px 0px 3px;vertical-align:bottom;text-align:center;">2.90</td> <td data-sheets-numberformat='{"1":2,"2":"0","3":1}' data-sheets-value='{"1":3,"3":44}' style="overflow:hidden;padding:0px 3px 0px 3px;vertical-align:bottom;text-align:center;">44</td> <td data-sheets-numberformat='{"1":2,"2":"0","3":1}' data-sheets-value='{"1":3,"3":51}' style="overflow:hidden;padding:0px 3px 0px 3px;vertical-align:bottom;text-align:center;">51</td> <td data-sheets-numberformat='{"1":2,"2":"0","3":1}' data-sheets-value='{"1":3,"3":20}' style="border-right:1px solid #000000;overflow:hidden;padding:0px 3px 0px 3px;vertical-align:bottom;text-align:center;">20</td> </tr> <tr style="height:20px;"> <td style="border-left:1px solid #000000;overflow:hidden;padding:0px 3px 0px 3px;vertical-align:bottom;font-weight:bold;"></td> <td data-sheets-value='{"1":2,"2":"Double-walled"}' style="overflow:hidden;padding:0px 3px 0px 3px;vertical-align:bottom;font-weight:bold;">Double-walled</td> <td data-sheets-value='{"1":2,"2":"Opal (T/O)"}' style="border-right:1px solid #000000;overflow:hidden;padding:0px 3px 0px 3px;vertical-align:bottom;font-weight:bold;">Opal (T/O)</td> <td data-sheets-numberformat='{"1":2,"2":"0.00","3":1}' data-sheets-value='{"1":3,"3":2.9}' style="overflow:hidden;padding:0px 3px 0px 3px;vertical-align:bottom;text-align:center;">2.90</td> <td data-sheets-numberformat='{"1":2,"2":"0","3":1}' data-sheets-value='{"1":3,"3":41}' style="overflow:hidden;padding:0px 3px 0px 3px;vertical-align:bottom;text-align:center;">41</td> <td data-sheets-numberformat='{"1":2,"2":"0","3":1}' data-sheets-value='{"1":3,"3":45}' style="overflow:hidden;padding:0px 3px 0px 3px;vertical-align:bottom;text-align:center;">45</td> <td data-sheets-numberformat='{"1":2,"2":"0","3":1}' data-sheets-value='{"1":3,"3":20}' style="border-right:1px solid #000000;overflow:hidden;padding:0px 3px 0px 3px;vertical-align:bottom;text-align:center;">20</td> </tr> <tr style="height:20px;"> <td style="border-left:1px solid #000000;overflow:hidden;padding:0px 3px 0px 3px;vertical-align:bottom;font-weight:bold;"></td> <td data-sheets-value='{"1":2,"2":"Triple-walled"}' style="overflow:hidden; | skylux-160-ce-met-koepel-en-metaalopstand-met-lm-motor-1300-x-1300-mm | 8585990734157 | 46872266637645
Smoke and heat exhaust (SHEV) | SHE system | Skylux | Skylux 160° CE with skylight and metal curb with LM-actuator 1300 x 1600 mm |  | 26712 | 5412970267126 | 4524.2 | Yes | 30-45 | 86 | 1300 x 1600 mm | 1600 | 1300 |  | metal curb M30 (30 cm high) | Rectangular | 5.17 W/m²K - 1.28 W/m²K | 87% - 32% | 90% - 32% | 20dB - 23dB | 160° CE (for industry) | skylight | without spoiler | E | Single actuator | Maximum four-walled skylight possible for this product | Ut-value LT-value g-value Rw-value EN 1873 : 2014 EN ISO 13468 EN 16153 EN 410 EN 410 EN ISO 140-3 Material Walls Shells (W/m²K) (%) (%) (dB) Acrylic Single-walled Clear (H) 5.17 90 87 - PMMA Single-walled Opal (O) 5.17 83 76 - Double-walled Clear (H/H) 2.90 81 75 20 Double-walled Opal (O/O) 2.90 69 58 20 Triple-walled Clear (H/H/H) 1.70 73 65 22 Triple-walled Opal (O/H/O) 1.70 62 51 22 Four-walled Clear (H/H/H/H) 1.28 64 54 23 Four-walled Opal (H/H/O/H) 1.28 59 48 23 Polycarbonate Single-walled Clear (A) 5.17 88 83 - PC Single-walled Opal (D) 5.17 58 60 - Double-walled Clear (A/H) 2.90 79 72 20 Double-walled Clear (A/A) 2.90 77 69 20 Double-walled Opal (A/O) 2.90 73 63 20 Double-walled Opal (A/D) 2.90 51 50 20 Triple-walled Clear (A/H/H) 1.70 71 63 22 Triple-walled Opal (A/O/O) 1.70 61 48 22 Four-walled Clear (A/H/H/H) 1.28 64 52 23 Four-walled Opal (A/H/O/H) 1.28 59 46 23 Polycarbonate Single-walled Heatstop Opal (T) 5.17 49 59 - Heatstop PC Double-walled Clear (T/H) 2.90 44 51 20 Double-walled Opal (T/O) 2.90 41 45 20 Triple-walled Clear (T/H/H) 1.70 40 <td data-sheets-numberformat='{"1":2,"2":"0","3":1}' data-sheets-value='{"1":3,"3":44}' style="overflow:hidden;paddin | https://skylux.eu/en/products/skylux-160-ce-met-koepel-en-metaalopstand-met-lm-motor-1300-x-1600-mm | https://skylux.eu/cdn/shop/files/Skylux-160deg-CE-met-koepel-en-metaalopstand-met-LM-motor-1300-x-1600-mm-RWA-systeem.jpg?v=1702976661&width=1600 | https://skylux.eu/cdn/shop/files/e5a82811-1bb0-48e4-a776-cacb59c7c092_55ce666d-655d-4c84-9105-ca741246e2ce.jpg?v=1688550184&width=1600 | //skylux.eu/cdn/shop/files/E_MH_Mounting_instructions_Skylux_160_CE_LM.pdf?v=12406716259046007223 | //skylux.eu/cdn/shop/files/E_TD_Technical_File_Skylux_Skylux_160_CE_Electric.pdf?v=3667116872303399239 | <style type="text/css" id="isPasted"> <!--td { border: 1px solid #cccccc; } br { mso-data-placement: same-cell; } --> </style> <table border="1" cellpadding="0" cellspacing="0" dir="ltr" style="table-layout:fixed;font-size:10pt;font-family:Arial;border-collapse:collapse;border:none;"><tbody> <tr style="height:20px;"> <td style="overflow:hidden;padding:0px 3px 0px 3px;vertical-align:bottom;"></td> <td style="overflow:hidden;padding:0px 3px 0px 3px;vertical-align:bottom;"></td> <td style="overflow:hidden;padding:0px 3px 0px 3px;vertical-align:bottom;"></td> <td data-sheets-value='{"1":2,"2":"Ut-value"}' style="overflow:hidden;padding:0px 3px 0px 3px;vertical-align:bottom;font-weight:bold;text-align:center;">Ut-value</td> <td data-sheets-value='{"1":2,"2":"LT-value"}' style="overflow:hidden;padding:0px 3px 0px 3px;vertical-align:bottom;font-weight:bold;text-align:center;">LT-value</td> <td data-sheets-value='{"1":2,"2":"g-value"}' style="overflow:hidden;padding:0px 3px 0px 3px;vertical-align:bottom;font-weight:bold;text-align:center;">g-value</td> <td data-sheets-value='{"1":2,"2":"Rw-value "}' style="overflow:hidden;padding:0px 3px 0px 3px;vertical-align:bottom;font-weight:bold;text-align:center;">Rw-value </td> </tr> <tr style="height:20px;"> <td style="overflow:hidden;padding:0px 3px 0px 3px;vertical-align:bottom;"></td> <td style="overflow:hidden;padding:0px 3px 0px 3px;vertical-align:bottom;"></td> <td style="overflow:hidden;padding:0px 3px 0px 3px;vertical-align:bottom;"></td> <td data-sheets-numberformat='{"1":2,"2":"0.00","3":1}' data-sheets-value='{"1":2,"2":"EN 1873 : 2014"}' style="overflow:hidden;padding:0px 3px 0px 3px;vertical-align:bottom;text-align:center;">EN 1873 : 2014</td> <td data-sheets-numberformat='{"1":2,"2":"0","3":1}' data-sheets-value='{"1":2,"2":"EN ISO 13468 EN 16153 EN 410"}' style="overflow:hidden;padding:0px 3px 0px 3px;vertical-align:bottom;text-align:center;">EN ISO 13468 EN 16153 EN 410</td> <td data-sheets-numberformat='{"1":2,"2":"0","3":1}' data-sheets-value='{"1":2,"2":"EN 410"}' style="overflow:hidden;padding:0px 3px 0px 3px;vertical-align:bottom;text-align:center;">EN 410</td> <td data-sheets-value='{"1":2,"2":"EN ISO 140-3\t\t"}' style="overflow:hidden;padding:0px 3px 0px 3px;vertical-align:bottom;text-align:center;">EN ISO 140-3 </td> </tr> <tr style="height:20px;"> <td data-sheets-value='{"1":2,"2":"Material"}' style="border-bottom:1px solid #000000;overflow:hidden;padding:0px 3px 0px 3px;vertical-align:bottom;background-color:#000000;font-weight:bold;color:#ffffff;">Material</td> <td data-sheets-value='{"1":2,"2":"Walls"}' style="border-bottom:1px solid #000000;overflow:hidden;padding:0px 3px 0px 3px;vertical-align:bottom;background-color:#000000;font-weight:bold;color:#ffffff;">Walls</td> <td data-sheets-value='{"1":2,"2":"Shells"}' style="border-bottom:1px solid #000000;overflow:hidden;padding:0px 3px 0px 3px;vertical-align:bottom;background-color:#000000;font-weight:bold;color:#ffffff;">Shells</td> <td data-sheets-numberformat='{"1":2,"2":"0.00","3":1}' data-sheets-value='{"1":2,"2":"(W/m²K)\t"}' style="border-bottom:1px solid #000000;overflow:hidden;padding:0px 3px 0px 3px;vertical-align:bottom;background-color:#000000;font-weight:bold;color:#ffffff;text-align:center;">(W/m²K) </td> <td data-sheets-numberformat='{"1":2,"2":"0","3":1}' data-sheets-value='{"1":2,"2":"(%)"}' style="border-bottom:1px solid #000000;overflow:hidden;padding:0px 3px 0px 3px;vertical-align:bottom;background-color:#000000;font-weight:bold;color:#ffffff;text-align:center;">(%)</td> <td data-sheets-numberformat='{"1":2,"2":"0","3":1}' data-sheets-value='{"1":2,"2":"(%)"}' style="border-bottom:1px solid #000000;overflow:hidden;padding:0px 3px 0px 3px;vertical-align:bottom;background-color:#000000;font-weight:bold;color:#ffffff;text-align:center;">(%)</td> <td data-sheets-value='{"1":2,"2":"(dB)"}' style="border-bottom:1px solid #000000;overflow:hidden;padding:0px 3px 0px 3px;vertical-align:bottom;background-color:#000000;font-weight:bold;color:#ffffff;text-align:center;">(dB)</td> </tr> <tr style="height:20px;"> <td data-sheets-value='{"1":2,"2":"Acrylic"}' style="border-left:1px solid #000000;overflow:hidden;padding:0px 3px 0px 3px;vertical-align:bottom;font-weight:bold;">Acrylic</td> <td data-sheets-value='{"1":2,"2":"Single-walled"}' style="overflow:hidden;padding:0px 3px 0px 3px;vertical-align:bottom;font-weight:bold;">Single-walled</td> <td data-sheets-value='{"1":2,"2":"Clear (H)"}' style="border-right:1px solid #000000;overflow:hidden;padding:0px 3px 0px 3px;vertical-align:bottom;font-weight:bold;">Clear (H)</td> <td data-sheets-numberformat='{"1":2,"2":"0.00","3":1}' data-sheets-value='{"1":3,"3":5.17}' style="overflow:hidden;padding:0px 3px 0px 3px;vertical-align:bottom;text-align:center;">5.17</td> <td data-sheets-numberformat='{"1":2,"2":"0","3":1}' data-sheets-value='{"1":3,"3":90}' style="overflow:hidden;padding:0px 3px 0px 3px;vertical-align:bottom;text-align:center;">90</td> <td data-sheets-numberformat='{"1":2,"2":"0","3":1}' data-sheets-value='{"1":3,"3":87}' style="overflow:hidden;padding:0px 3px 0px 3px;vertical-align:bottom;text-align:center;">87</td> <td data-sheets-numberformat='{"1":2,"2":"0","3":1}' data-sheets-value='{"1":2,"2":"-"}' style="border-right:1px solid #000000;overflow:hidden;padding:0px 3px 0px 3px;vertical-align:bottom;text-align:center;">-</td> </tr> <tr style="height:20px;"> <td data-sheets-value='{"1":2,"2":"PMMA"}' style="border-left:1px solid #000000;overflow:hidden;padding:0px 3px 0px 3px;vertical-align:bottom;font-weight:bold;">PMMA</td> <td data-sheets-value='{"1":2,"2":"Single-walled"}' style="overflow:hidden;padding:0px 3px 0px 3px;vertical-align:bottom;font-weight:bold;">Single-walled</td> <td data-sheets-value='{"1":2,"2":"Opal (O)"}' style="border-right:1px solid #000000;overflow:hidden;padding:0px 3px 0px 3px;vertical-align:bottom;font-weight:bold;">Opal (O)</td> <td data-sheets-numberformat='{"1":2,"2":"0.00","3":1}' data-sheets-value='{"1":3,"3":5.17}' style="overflow:hidden;padding:0px 3px 0px 3px;vertical-align:bottom;text-align:center;">5.17</td> <td data-sheets-numberformat='{"1":2,"2":"0","3":1}' data-sheets-value='{"1":3,"3":83}' style="overflow:hidden;padding:0px 3px 0px 3px;vertical-align:bottom;text-align:center;">83</td> <td data-sheets-numberformat='{"1":2,"2":"0","3":1}' data-sheets-value='{"1":3,"3":76}' style="overflow:hidden;padding:0px 3px 0px 3px;vertical-align:bottom;text-align:center;">76</td> <td data-sheets-numberformat='{"1":2,"2":"0","3":1}' data-sheets-value='{"1":2,"2":"-"}' style="border-right:1px solid #000000;overflow:hidden;padding:0px 3px 0px 3px;vertical-align:bottom;text-align:center;">-</td> </tr> <tr style="height:20px;"> <td style="border-left:1px solid #000000;overflow:hidden;padding:0px 3px 0px 3px;vertical-align:bottom;font-weight:bold;"></td> <td data-sheets-value='{"1":2,"2":"Double-walled"}' style="overflow:hidden;padding:0px 3px 0px 3px;vertical-align:bottom;font-weight:bold;">Double-walled</td> <td data-sheets-value='{"1":2,"2":"Clear (H/H)"}' style="border-right:1px solid #000000;overflow:hidden;padding:0px 3px 0px 3px;vertical-align:bottom;font-weight:bold;">Clear (H/H)</td> <td data-sheets-numberformat='{"1":2,"2":"0.00","3":1}' data-sheets-value='{"1":3,"3":2.9}' style="overflow:hidden;padding:0px 3px 0px 3px;vertical-align:bottom;text-align:center;">2.90</td> <td data-sheets-numberformat='{"1":2,"2":"0","3":1}' data-sheets-value='{"1":3,"3":81}' style="overflow:hidden;padding:0px 3px 0px 3px;vertical-align:bottom;text-align:center;">81</td> <td data-sheets-numberformat='{"1":2,"2":"0","3":1}' data-sheets-value='{"1":3,"3":75}' style="overflow:hidden;padding:0px 3px 0px 3px;vertical-align:bottom;text-align:center;">75</td> <td data-sheets-numberformat='{"1":2,"2":"0","3":1}' data-sheets-value='{"1":3,"3":20}' style="border-right:1px solid #000000;overflow:hidden;padding:0px 3px 0px 3px;vertical-align:bottom;text-align:center;">20</td> </tr> <tr style="height:20px;"> <td style="border-left:1px solid #000000;overflow:hidden;padding:0px 3px 0px 3px;vertical-align:bottom;font-weight:bold;"></td> <td data-sheets-value='{"1":2,"2":"Double-walled"}' style="overflow:hidden;padding:0px 3px 0px 3px;vertical-align:bottom;font-weight:bold;">Double-walled</td> <td data-sheets-value='{"1":2,"2":"Opal (O/O)"}' style="border-right:1px solid #000000;overflow:hidden;padding:0px 3px 0px 3px;vertical-align:bottom;font-weight:bold;">Opal (O/O)</td> <td data-sheets-numberformat='{"1":2,"2":"0.00","3":1}' data-sheets-value='{"1":3,"3":2.9}' style="overflow:hidden;padding:0px 3px 0px 3px;vertical-align:bottom;text-align:center;">2.90</td> <td data-sheets-numberformat='{"1":2,"2":"0","3":1}' data-sheets-value='{"1":3,"3":69}' style="overflow:hidden;padding:0px 3px 0px 3px;vertical-align:bottom;text-align:center;">69</td> <td data-sheets-numberformat='{"1":2,"2":"0","3":1}' data-sheets-value='{"1":3,"3":58}' style="overflow:hidden;padding:0px 3px 0px 3px;vertical-align:bottom;text-align:center;">58</td> <td data-sheets-numberformat='{"1":2,"2":"0","3":1}' data-sheets-value='{"1":3,"3":20}' style="border-right:1px solid #000000;overflow:hidden;padding:0px 3px 0px 3px;vertical-align:bottom;text-align:center;">20</td> </tr> <tr style="height:20px;"> <td style="border-left:1px solid #000000;overflow:hidden;padding:0px 3px 0px 3px;vertical-align:bottom;font-weight:bold;"></td> <td data-sheets-value='{"1":2,"2":"Triple-walled"}' style="overflow:hidden;padding:0px 3px 0px 3px;vertical-align:bottom;font-weight:bold;">Triple-walled</td> <td data-sheets-value='{"1":2,"2":"Clear (H/H/H)"}' style="border-right:1px solid #000000;overflow:hidden;padding:0px 3px 0px 3px;vertical-align:bottom;font-weight:bold;">Clear (H/H/H)</td> <td data-sheets-numberformat='{"1":2,"2":"0.00","3":1}' data-sheets-value='{"1":3,"3":1.7}' style="overflow:hidden;padding:0px 3px 0px 3px;vertical-align:bottom;text-align:center;">1.70</td> <td data-sheets-numberformat='{"1":2,"2":"0","3":1}' data-sheets-value='{"1":3,"3":73}' style="overflow:hidden;padding:0px 3px 0px 3px;vertical-align:bottom;text-align:center;">73</td> <td data-sheets-numberformat='{"1":2,"2":"0","3":1}' data-sheets-value='{"1":3,"3":65}' style="overflow:hidden;padding:0px 3px 0px 3px;vertical-align:bottom;text-align:center;">65</td> <td data-sheets-numberformat='{"1":2,"2":"0","3":1}' data-sheets-value='{"1":3,"3":22}' style="border-right:1px solid #000000;overflow:hidden;padding:0px 3px 0px 3px;vertical-align:bottom;text-align:center;">22</td> </tr> <tr style="height:20px;"> <td style="border-left:1px solid #000000;overflow:hidden;padding:0px 3px 0px 3px;vertical-align:bottom;font-weight:bold;"></td> <td data-sheets-value='{"1":2,"2":"Triple-walled"}' style="overflow:hidden;padding:0px 3px 0px 3px;vertical-align:bottom;font-weight:bold;">Triple-walled</td> <td data-sheets-value='{"1":2,"2":"Opal (O/H/O)"}' style="border-right:1px solid #000000;overflow:hidden;padding:0px 3px 0px 3px;vertical-align:bottom;font-weight:bold;">Opal (O/H/O)</td> <td data-sheets-numberformat='{"1":2,"2":"0.00","3":1}' data-sheets-value='{"1":3,"3":1.7}' style="overflow:hidden;padding:0px 3px 0px 3px;vertical-align:bottom;text-align:center;">1.70</td> <td data-sheets-numberformat='{"1":2,"2":"0","3":1}' data-sheets-value='{"1":3,"3":62}' style="overflow:hidden;padding:0px 3px 0px 3px;vertical-align:bottom;text-align:center;">62</td> <td data-sheets-numberformat='{"1":2,"2":"0","3":1}' data-sheets-value='{"1":3,"3":51}' style="overflow:hidden;padding:0px 3px 0px 3px;vertical-align:bottom;text-align:center;">51</td> <td data-sheets-numberformat='{"1":2,"2":"0","3":1}' data-sheets-value='{"1":3,"3":22}' style="border-right:1px solid #000000;overflow:hidden;padding:0px 3px 0px 3px;vertical-align:bottom;text-align:center;">22</td> </tr> <tr style="height:20px;"> <td style="border-left:1px solid #000000;overflow:hidden;padding:0px 3px 0px 3px;vertical-align:bottom;font-weight:bold;"></td> <td data-sheets-value='{"1":2,"2":"Four-walled"}' style="overflow:hidden;padding:0px 3px 0px 3px;vertical-align:bottom;font-weight:bold;">Four-walled</td> <td data-sheets-value='{"1":2,"2":"Clear (H/H/H/H)"}' style="border-right:1px solid #000000;overflow:hidden;padding:0px 3px 0px 3px;vertical-align:bottom;font-weight:bold;">Clear (H/H/H/H)</td> <td data-sheets-numberformat='{"1":2,"2":"0.00","3":1}' data-sheets-value='{"1":3,"3":1.28}' style="overflow:hidden;padding:0px 3px 0px 3px;vertical-align:bottom;text-align:center;">1.28</td> <td data-sheets-numberformat='{"1":2,"2":"0","3":1}' data-sheets-value='{"1":3,"3":64}' style="overflow:hidden;padding:0px 3px 0px 3px;vertical-align:bottom;text-align:center;">64</td> <td data-sheets-numberformat='{"1":2,"2":"0","3":1}' data-sheets-value='{"1":3,"3":54}' style="overflow:hidden;padding:0px 3px 0px 3px;vertical-align:bottom;text-align:center;">54</td> <td data-sheets-numberformat='{"1":2,"2":"0","3":1}' data-sheets-value='{"1":3,"3":23}' style="border-right:1px solid #000000;overflow:hidden;padding:0px 3px 0px 3px;vertical-align:bottom;text-align:center;">23</td> </tr> <tr style="height:20px;"> <td style="border-bottom:1px solid #000000;border-left:1px solid #000000;overflow:hidden;padding:0px 3px 0px 3px;vertical-align:bottom;"></td> <td data-sheets-value='{"1":2,"2":"Four-walled"}' style="border-bottom:1px solid #000000;overflow:hidden;padding:0px 3px 0px 3px;vertical-align:bottom;font-weight:bold;">Four-walled</td> <td data-sheets-value='{"1":2,"2":"Opal (H/H/O/H)"}' style="border-right:1px solid #000000;border-bottom:1px solid #000000;overflow:hidden;padding:0px 3px 0px 3px;vertical-align:bottom;font-weight:bold;">Opal (H/H/O/H)</td> <td data-sheets-numberformat='{"1":2,"2":"0.00","3":1}' data-sheets-value='{"1":3,"3":1.28}' style="border-bottom:1px solid #000000;overflow:hidden;padding:0px 3px 0px 3px;vertical-align:bottom;text-align:center;">1.28</td> <td data-sheets-numberformat='{"1":2,"2":"0","3":1}' data-sheets-value='{"1":3,"3":59}' style="border-bottom:1px solid #000000;overflow:hidden;padding:0px 3px 0px 3px;vertical-align:bottom;text-align:center;">59</td> <td data-sheets-numberformat='{"1":2,"2":"0","3":1}' data-sheets-value='{"1":3,"3":48}' style="border-bottom:1px solid #000000;overflow:hidden;padding:0px 3px 0px 3px;vertical-align:bottom;text-align:center;">48</td> <td data-sheets-numberformat='{"1":2,"2":"0","3":1}' data-sheets-value='{"1":3,"3":23}' style="border-right:1px solid #000000;border-bottom:1px solid #000000;overflow:hidden;padding:0px 3px 0px 3px;vertical-align:bottom;text-align:center;">23</td> </tr> <tr style="height:20px;"> <td data-sheets-value='{"1":2,"2":"Polycarbonate "}' style="border-left:1px solid #000000;overflow:hidden;padding:0px 3px 0px 3px;vertical-align:bottom;font-weight:bold;">Polycarbonate </td> <td data-sheets-value='{"1":2,"2":"Single-walled"}' style="overflow:hidden;padding:0px 3px 0px 3px;vertical-align:bottom;font-weight:bold;">Single-walled</td> <td data-sheets-value='{"1":2,"2":"Clear (A)"}' style="border-right:1px solid #000000;overflow:hidden;padding:0px 3px 0px 3px;vertical-align:bottom;font-weight:bold;">Clear (A)</td> <td data-sheets-numberformat='{"1":2,"2":"0.00","3":1}' data-sheets-value='{"1":3,"3":5.17}' style="overflow:hidden;padding:0px 3px 0px 3px;vertical-align:bottom;text-align:center;">5.17</td> <td data-sheets-numberformat='{"1":2,"2":"0","3":1}' data-sheets-value='{"1":3,"3":88}' style="overflow:hidden;padding:0px 3px 0px 3px;vertical-align:bottom;text-align:center;">88</td> <td data-sheets-numberformat='{"1":2,"2":"0","3":1}' data-sheets-value='{"1":3,"3":83}' style="overflow:hidden;padding:0px 3px 0px 3px;vertical-align:bottom;text-align:center;">83</td> <td data-sheets-numberformat='{"1":2,"2":"0","3":1}' data-sheets-value='{"1":2,"2":"-"}' style="border-right:1px solid #000000;overflow:hidden;padding:0px 3px 0px 3px;vertical-align:bottom;text-align:center;">-</td> </tr> <tr style="height:20px;"> <td data-sheets-value='{"1":2,"2":"PC"}' style="border-left:1px solid #000000;overflow:hidden;padding:0px 3px 0px 3px;vertical-align:bottom;font-weight:bold;">PC</td> <td data-sheets-value='{"1":2,"2":"Single-walled"}' style="overflow:hidden;padding:0px 3px 0px 3px;vertical-align:bottom;font-weight:bold;">Single-walled</td> <td data-sheets-value='{"1":2,"2":"Opal (D)"}' style="border-right:1px solid #000000;overflow:hidden;padding:0px 3px 0px 3px;vertical-align:bottom;font-weight:bold;">Opal (D)</td> <td data-sheets-numberformat='{"1":2,"2":"0.00","3":1}' data-sheets-value='{"1":3,"3":5.17}' style="overflow:hidden;padding:0px 3px 0px 3px;vertical-align:bottom;text-align:center;">5.17</td> <td data-sheets-numberformat='{"1":2,"2":"0","3":1}' data-sheets-value='{"1":3,"3":58}' style="overflow:hidden;padding:0px 3px 0px 3px;vertical-align:bottom;text-align:center;">58</td> <td data-sheets-numberformat='{"1":2,"2":"0","3":1}' data-sheets-value='{"1":3,"3":60}' style="overflow:hidden;padding:0px 3px 0px 3px;vertical-align:bottom;text-align:center;">60</td> <td data-sheets-numberformat='{"1":2,"2":"0","3":1}' data-sheets-value='{"1":2,"2":"-"}' style="border-right:1px solid #000000;overflow:hidden;padding:0px 3px 0px 3px;vertical-align:bottom;text-align:center;">-</td> </tr> <tr style="height:20px;"> <td style="border-left:1px solid #000000;overflow:hidden;padding:0px 3px 0px 3px;vertical-align:bottom;font-weight:bold;"></td> <td data-sheets-value='{"1":2,"2":"Double-walled"}' style="overflow:hidden;padding:0px 3px 0px 3px;vertical-align:bottom;font-weight:bold;">Double-walled</td> <td data-sheets-value='{"1":2,"2":"Clear (A/H)"}' style="border-right:1px solid #000000;overflow:hidden;padding:0px 3px 0px 3px;vertical-align:bottom;font-weight:bold;">Clear (A/H)</td> <td data-sheets-numberformat='{"1":2,"2":"0.00","3":1}' data-sheets-value='{"1":3,"3":2.9}' style="overflow:hidden;padding:0px 3px 0px 3px;vertical-align:bottom;text-align:center;">2.90</td> <td data-sheets-numberformat='{"1":2,"2":"0","3":1}' data-sheets-value='{"1":3,"3":79}' style="overflow:hidden;padding:0px 3px 0px 3px;vertical-align:bottom;text-align:center;">79</td> <td data-sheets-numberformat='{"1":2,"2":"0","3":1}' data-sheets-value='{"1":3,"3":72}' style="overflow:hidden;padding:0px 3px 0px 3px;vertical-align:bottom;text-align:center;">72</td> <td data-sheets-numberformat='{"1":2,"2":"0","3":1}' data-sheets-value='{"1":3,"3":20}' style="border-right:1px solid #000000;overflow:hidden;padding:0px 3px 0px 3px;vertical-align:bottom;text-align:center;">20</td> </tr> <tr style="height:20px;"> <td style="border-left:1px solid #000000;overflow:hidden;padding:0px 3px 0px 3px;vertical-align:bottom;font-weight:bold;"></td> <td data-sheets-value='{"1":2,"2":"Double-walled"}' style="overflow:hidden;padding:0px 3px 0px 3px;vertical-align:bottom;font-weight:bold;">Double-walled</td> <td data-sheets-value='{"1":2,"2":"Clear (A/A)"}' style="border-right:1px solid #000000;overflow:hidden;padding:0px 3px 0px 3px;vertical-align:bottom;font-weight:bold;">Clear (A/A)</td> <td data-sheets-numberformat='{"1":2,"2":"0.00","3":1}' data-sheets-value='{"1":3,"3":2.9}' style="overflow:hidden;padding:0px 3px 0px 3px;vertical-align:bottom;text-align:center;">2.90</td> <td data-sheets-numberformat='{"1":2,"2":"0","3":1}' data-sheets-value='{"1":3,"3":77}' style="overflow:hidden;padding:0px 3px 0px 3px;vertical-align:bottom;text-align:center;">77</td> <td data-sheets-numberformat='{"1":2,"2":"0","3":1}' data-sheets-value='{"1":3,"3":69}' style="overflow:hidden;padding:0px 3px 0px 3px;vertical-align:bottom;text-align:center;">69</td> <td data-sheets-numberformat='{"1":2,"2":"0","3":1}' data-sheets-value='{"1":3,"3":20}' style="border-right:1px solid #000000;overflow:hidden;padding:0px 3px 0px 3px;vertical-align:bottom;text-align:center;">20</td> </tr> <tr style="height:20px;"> <td style="border-left:1px solid #000000;overflow:hidden;padding:0px 3px 0px 3px;vertical-align:bottom;font-weight:bold;"></td> <td data-sheets-value='{"1":2,"2":"Double-walled"}' style="overflow:hidden;padding:0px 3px 0px 3px;vertical-align:bottom;font-weight:bold;">Double-walled</td> <td data-sheets-value='{"1":2,"2":"Opal (A/O)"}' style="border-right:1px solid #000000;overflow:hidden;padding:0px 3px 0px 3px;vertical-align:bottom;font-weight:bold;">Opal (A/O)</td> <td data-sheets-numberformat='{"1":2,"2":"0.00","3":1}' data-sheets-value='{"1":3,"3":2.9}' style="overflow:hidden;padding:0px 3px 0px 3px;vertical-align:bottom;text-align:center;">2.90</td> <td data-sheets-numberformat='{"1":2,"2":"0","3":1}' data-sheets-value='{"1":3,"3":73}' style="overflow:hidden;padding:0px 3px 0px 3px;vertical-align:bottom;text-align:center;">73</td> <td data-sheets-numberformat='{"1":2,"2":"0","3":1}' data-sheets-value='{"1":3,"3":63}' style="overflow:hidden;padding:0px 3px 0px 3px;vertical-align:bottom;text-align:center;">63</td> <td data-sheets-numberformat='{"1":2,"2":"0","3":1}' data-sheets-value='{"1":3,"3":20}' style="border-right:1px solid #000000;overflow:hidden;padding:0px 3px 0px 3px;vertical-align:bottom;text-align:center;">20</td> </tr> <tr style="height:20px;"> <td style="border-left:1px solid #000000;overflow:hidden;padding:0px 3px 0px 3px;vertical-align:bottom;font-weight:bold;"></td> <td data-sheets-value='{"1":2,"2":"Double-walled"}' style="overflow:hidden;padding:0px 3px 0px 3px;vertical-align:bottom;font-weight:bold;">Double-walled</td> <td data-sheets-value='{"1":2,"2":"Opal (A/D)"}' style="border-right:1px solid #000000;overflow:hidden;padding:0px 3px 0px 3px;vertical-align:bottom;font-weight:bold;">Opal (A/D)</td> <td data-sheets-numberformat='{"1":2,"2":"0.00","3":1}' data-sheets-value='{"1":3,"3":2.9}' style="overflow:hidden;padding:0px 3px 0px 3px;vertical-align:bottom;text-align:center;">2.90</td> <td data-sheets-numberformat='{"1":2,"2":"0","3":1}' data-sheets-value='{"1":3,"3":51}' style="overflow:hidden;padding:0px 3px 0px 3px;vertical-align:bottom;text-align:center;">51</td> <td data-sheets-numberformat='{"1":2,"2":"0","3":1}' data-sheets-value='{"1":3,"3":50}' style="overflow:hidden;padding:0px 3px 0px 3px;vertical-align:bottom;text-align:center;">50</td> <td data-sheets-numberformat='{"1":2,"2":"0","3":1}' data-sheets-value='{"1":3,"3":20}' style="border-right:1px solid #000000;overflow:hidden;padding:0px 3px 0px 3px;vertical-align:bottom;text-align:center;">20</td> </tr> <tr style="height:20px;"> <td style="border-left:1px solid #000000;overflow:hidden;padding:0px 3px 0px 3px;vertical-align:bottom;font-weight:bold;"></td> <td data-sheets-value='{"1":2,"2":"Triple-walled"}' style="overflow:hidden;padding:0px 3px 0px 3px;vertical-align:bottom;font-weight:bold;">Triple-walled</td> <td data-sheets-value='{"1":2,"2":"Clear (A/H/H)"}' style="border-right:1px solid #000000;overflow:hidden;padding:0px 3px 0px 3px;vertical-align:bottom;font-weight:bold;">Clear (A/H/H)</td> <td data-sheets-numberformat='{"1":2,"2":"0.00","3":1}' data-sheets-value='{"1":3,"3":1.7}' style="overflow:hidden;padding:0px 3px 0px 3px;vertical-align:bottom;text-align:center;">1.70</td> <td data-sheets-numberformat='{"1":2,"2":"0","3":1}' data-sheets-value='{"1":3,"3":71}' style="overflow:hidden;padding:0px 3px 0px 3px;vertical-align:bottom;text-align:center;">71</td> <td data-sheets-numberformat='{"1":2,"2":"0","3":1}' data-sheets-value='{"1":3,"3":63}' style="overflow:hidden;padding:0px 3px 0px 3px;vertical-align:bottom;text-align:center;">63</td> <td data-sheets-numberformat='{"1":2,"2":"0","3":1}' data-sheets-value='{"1":3,"3":22}' style="border-right:1px solid #000000;overflow:hidden;padding:0px 3px 0px 3px;vertical-align:bottom;text-align:center;">22</td> </tr> <tr style="height:20px;"> <td style="border-left:1px solid #000000;overflow:hidden;padding:0px 3px 0px 3px;vertical-align:bottom;font-weight:bold;"></td> <td data-sheets-value='{"1":2,"2":"Triple-walled"}' style="overflow:hidden;padding:0px 3px 0px 3px;vertical-align:bottom;font-weight:bold;">Triple-walled</td> <td data-sheets-value='{"1":2,"2":"Opal (A/O/O)"}' style="border-right:1px solid #000000;overflow:hidden;padding:0px 3px 0px 3px;vertical-align:bottom;font-weight:bold;">Opal (A/O/O)</td> <td data-sheets-numberformat='{"1":2,"2":"0.00","3":1}' data-sheets-value='{"1":3,"3":1.7}' style="overflow:hidden;padding:0px 3px 0px 3px;vertical-align:bottom;text-align:center;">1.70</td> <td data-sheets-numberformat='{"1":2,"2":"0","3":1}' data-sheets-value='{"1":3,"3":61}' style="overflow:hidden;padding:0px 3px 0px 3px;vertical-align:bottom;text-align:center;">61</td> <td data-sheets-numberformat='{"1":2,"2":"0","3":1}' data-sheets-value='{"1":3,"3":48}' style="overflow:hidden;padding:0px 3px 0px 3px;vertical-align:bottom;text-align:center;">48</td> <td data-sheets-numberformat='{"1":2,"2":"0","3":1}' data-sheets-value='{"1":3,"3":22}' style="border-right:1px solid #000000;overflow:hidden;padding:0px 3px 0px 3px;vertical-align:bottom;text-align:center;">22</td> </tr> <tr style="height:20px;"> <td style="border-left:1px solid #000000;overflow:hidden;padding:0px 3px 0px 3px;vertical-align:bottom;font-weight:bold;"></td> <td data-sheets-value='{"1":2,"2":"Four-walled"}' style="overflow:hidden;padding:0px 3px 0px 3px;vertical-align:bottom;font-weight:bold;">Four-walled</td> <td data-sheets-value='{"1":2,"2":"Clear (A/H/H/H)"}' style="border-right:1px solid #000000;overflow:hidden;padding:0px 3px 0px 3px;vertical-align:bottom;font-weight:bold;">Clear (A/H/H/H)</td> <td data-sheets-numberformat='{"1":2,"2":"0.00","3":1}' data-sheets-value='{"1":3,"3":1.28}' style="overflow:hidden;padding:0px 3px 0px 3px;vertical-align:bottom;text-align:center;">1.28</td> <td data-sheets-numberformat='{"1":2,"2":"0","3":1}' data-sheets-value='{"1":3,"3":64}' style="overflow:hidden;padding:0px 3px 0px 3px;vertical-align:bottom;text-align:center;">64</td> <td data-sheets-numberformat='{"1":2,"2":"0","3":1}' data-sheets-value='{"1":3,"3":52}' style="overflow:hidden;padding:0px 3px 0px 3px;vertical-align:bottom;text-align:center;">52</td> <td data-sheets-numberformat='{"1":2,"2":"0","3":1}' data-sheets-value='{"1":3,"3":23}' style="border-right:1px solid #000000;overflow:hidden;padding:0px 3px 0px 3px;vertical-align:bottom;text-align:center;">23</td> </tr> <tr style="height:20px;"> <td style="border-bottom:1px solid #000000;border-left:1px solid #000000;overflow:hidden;padding:0px 3px 0px 3px;vertical-align:bottom;"></td> <td data-sheets-value='{"1":2,"2":"Four-walled"}' style="border-bottom:1px solid #000000;overflow:hidden;padding:0px 3px 0px 3px;vertical-align:bottom;font-weight:bold;">Four-walled</td> <td data-sheets-value='{"1":2,"2":"Opal (A/H/O/H)"}' style="border-right:1px solid #000000;border-bottom:1px solid #000000;overflow:hidden;padding:0px 3px 0px 3px;vertical-align:bottom;font-weight:bold;">Opal (A/H/O/H)</td> <td data-sheets-numberformat='{"1":2,"2":"0.00","3":1}' data-sheets-value='{"1":3,"3":1.28}' style="border-bottom:1px solid #000000;overflow:hidden;padding:0px 3px 0px 3px;vertical-align:bottom;text-align:center;">1.28</td> <td data-sheets-numberformat='{"1":2,"2":"0","3":1}' data-sheets-value='{"1":3,"3":59}' style="border-bottom:1px solid #000000;overflow:hidden;padding:0px 3px 0px 3px;vertical-align:bottom;text-align:center;">59</td> <td data-sheets-numberformat='{"1":2,"2":"0","3":1}' data-sheets-value='{"1":3,"3":46}' style="border-bottom:1px solid #000000;overflow:hidden;padding:0px 3px 0px 3px;vertical-align:bottom;text-align:center;">46</td> <td data-sheets-numberformat='{"1":2,"2":"0","3":1}' data-sheets-value='{"1":3,"3":23}' style="border-right:1px solid #000000;border-bottom:1px solid #000000;overflow:hidden;padding:0px 3px 0px 3px;vertical-align:bottom;text-align:center;">23</td> </tr> <tr style="height:20px;"> <td data-sheets-value='{"1":2,"2":"Polycarbonate"}' style="border-left:1px solid #000000;overflow:hidden;padding:0px 3px 0px 3px;vertical-align:bottom;font-weight:bold;">Polycarbonate</td> <td data-sheets-value='{"1":2,"2":"Single-walled"}' style="overflow:hidden;padding:0px 3px 0px 3px;vertical-align:bottom;font-weight:bold;">Single-walled</td> <td data-sheets-value='{"1":2,"2":"Heatstop Opal (T)"}' style="border-right:1px solid #000000;overflow:hidden;padding:0px 3px 0px 3px;vertical-align:bottom;font-weight:bold;">Heatstop Opal (T)</td> <td data-sheets-numberformat='{"1":2,"2":"0.00","3":1}' data-sheets-value='{"1":3,"3":5.17}' style="overflow:hidden;padding:0px 3px 0px 3px;vertical-align:bottom;text-align:center;">5.17</td> <td data-sheets-numberformat='{"1":2,"2":"0","3":1}' data-sheets-value='{"1":3,"3":49}' style="overflow:hidden;padding:0px 3px 0px 3px;vertical-align:bottom;text-align:center;">49</td> <td data-sheets-numberformat='{"1":2,"2":"0","3":1}' data-sheets-value='{"1":3,"3":59}' style="overflow:hidden;padding:0px 3px 0px 3px;vertical-align:bottom;text-align:center;">59</td> <td data-sheets-numberformat='{"1":2,"2":"0","3":1}' data-sheets-value='{"1":2,"2":"-"}' style="border-right:1px solid #000000;overflow:hidden;padding:0px 3px 0px 3px;vertical-align:bottom;text-align:center;">-</td> </tr> <tr style="height:20px;"> <td data-sheets-value='{"1":2,"2":"Heatstop PC"}' style="border-left:1px solid #000000;overflow:hidden;padding:0px 3px 0px 3px;vertical-align:bottom;font-weight:bold;">Heatstop PC</td> <td data-sheets-value='{"1":2,"2":"Double-walled"}' style="overflow:hidden;padding:0px 3px 0px 3px;vertical-align:bottom;font-weight:bold;">Double-walled</td> <td data-sheets-value='{"1":2,"2":"Clear (T/H)"}' style="border-right:1px solid #000000;overflow:hidden;padding:0px 3px 0px 3px;vertical-align:bottom;font-weight:bold;">Clear (T/H)</td> <td data-sheets-numberformat='{"1":2,"2":"0.00","3":1}' data-sheets-value='{"1":3,"3":2.9}' style="overflow:hidden;padding:0px 3px 0px 3px;vertical-align:bottom;text-align:center;">2.90</td> <td data-sheets-numberformat='{"1":2,"2":"0","3":1}' data-sheets-value='{"1":3,"3":44}' style="overflow:hidden;padding:0px 3px 0px 3px;vertical-align:bottom;text-align:center;">44</td> <td data-sheets-numberformat='{"1":2,"2":"0","3":1}' data-sheets-value='{"1":3,"3":51}' style="overflow:hidden;padding:0px 3px 0px 3px;vertical-align:bottom;text-align:center;">51</td> <td data-sheets-numberformat='{"1":2,"2":"0","3":1}' data-sheets-value='{"1":3,"3":20}' style="border-right:1px solid #000000;overflow:hidden;padding:0px 3px 0px 3px;vertical-align:bottom;text-align:center;">20</td> </tr> <tr style="height:20px;"> <td style="border-left:1px solid #000000;overflow:hidden;padding:0px 3px 0px 3px;vertical-align:bottom;font-weight:bold;"></td> <td data-sheets-value='{"1":2,"2":"Double-walled"}' style="overflow:hidden;padding:0px 3px 0px 3px;vertical-align:bottom;font-weight:bold;">Double-walled</td> <td data-sheets-value='{"1":2,"2":"Opal (T/O)"}' style="border-right:1px solid #000000;overflow:hidden;padding:0px 3px 0px 3px;vertical-align:bottom;font-weight:bold;">Opal (T/O)</td> <td data-sheets-numberformat='{"1":2,"2":"0.00","3":1}' data-sheets-value='{"1":3,"3":2.9}' style="overflow:hidden;padding:0px 3px 0px 3px;vertical-align:bottom;text-align:center;">2.90</td> <td data-sheets-numberformat='{"1":2,"2":"0","3":1}' data-sheets-value='{"1":3,"3":41}' style="overflow:hidden;padding:0px 3px 0px 3px;vertical-align:bottom;text-align:center;">41</td> <td data-sheets-numberformat='{"1":2,"2":"0","3":1}' data-sheets-value='{"1":3,"3":45}' style="overflow:hidden;padding:0px 3px 0px 3px;vertical-align:bottom;text-align:center;">45</td> <td data-sheets-numberformat='{"1":2,"2":"0","3":1}' data-sheets-value='{"1":3,"3":20}' style="border-right:1px solid #000000;overflow:hidden;padding:0px 3px 0px 3px;vertical-align:bottom;text-align:center;">20</td> </tr> <tr style="height:20px;"> <td style="border-left:1px solid #000000;overflow:hidden;padding:0px 3px 0px 3px;vertical-align:bottom;font-weight:bold;"></td> <td data-sheets-value='{"1":2,"2":"Triple-walled"}' style="overflow:hidden; | skylux-160-ce-met-koepel-en-metaalopstand-met-lm-motor-1300-x-1600-mm | 8585990897997 | 46872267063629
Smoke and heat exhaust (SHEV) | SHE system | Skylux | Skylux 160° CE with skylight and metal curb with LM-actuator 1300 x 1900 mm |  | 26713 | 5412970267133 | 4994.9 | Yes | 30-45 | 104.08 | 1300 x 1900 mm | 1900 | 1300 |  | metal curb M30 (30 cm high) | Rectangular | 5.17 W/m²K - 1.28 W/m²K | 87% - 32% | 90% - 32% | 20dB - 23dB | 160° CE (for industry) | skylight | without spoiler | E | Single actuator | Maximum four-walled skylight possible for this product | Ut-value LT-value g-value Rw-value EN 1873 : 2014 EN ISO 13468 EN 16153 EN 410 EN 410 EN ISO 140-3 Material Walls Shells (W/m²K) (%) (%) (dB) Acrylic Single-walled Clear (H) 5.17 90 87 - PMMA Single-walled Opal (O) 5.17 83 76 - Double-walled Clear (H/H) 2.90 81 75 20 Double-walled Opal (O/O) 2.90 69 58 20 Triple-walled Clear (H/H/H) 1.70 73 65 22 Triple-walled Opal (O/H/O) 1.70 62 51 22 Four-walled Clear (H/H/H/H) 1.28 64 54 23 Four-walled Opal (H/H/O/H) 1.28 59 48 23 Polycarbonate Single-walled Clear (A) 5.17 88 83 - PC Single-walled Opal (D) 5.17 58 60 - Double-walled Clear (A/H) 2.90 79 72 20 Double-walled Clear (A/A) 2.90 77 69 20 Double-walled Opal (A/O) 2.90 73 63 20 Double-walled Opal (A/D) 2.90 51 50 20 Triple-walled Clear (A/H/H) 1.70 71 63 22 Triple-walled Opal (A/O/O) 1.70 61 48 22 Four-walled Clear (A/H/H/H) 1.28 64 52 23 Four-walled Opal (A/H/O/H) 1.28 59 46 23 Polycarbonate Single-walled Heatstop Opal (T) 5.17 49 59 - Heatstop PC Double-walled Clear (T/H) 2.90 44 51 20 Double-walled Opal (T/O) 2.90 41 45 20 Triple-walled Clear (T/H/H) 1.70 40 <td data-sheets-numberformat='{"1":2,"2":"0","3":1}' data-sheets-value='{"1":3,"3":44}' style="overflow:hidden;paddin | https://skylux.eu/en/products/skylux-160-ce-met-koepel-en-metaalopstand-met-lm-motor-1300-x-1900-mm | https://skylux.eu/cdn/shop/files/Skylux-160deg-CE-met-koepel-en-metaalopstand-met-LM-motor-1300-x-1900-mm-RWA-systeem.jpg?v=1702976666&width=1600 | https://skylux.eu/cdn/shop/files/e5a82811-1bb0-48e4-a776-cacb59c7c092_171bcec8-2da7-487e-8190-8557b89dd482.jpg?v=1688550185&width=1600 | //skylux.eu/cdn/shop/files/E_MH_Mounting_instructions_Skylux_160_CE_LM.pdf?v=12406716259046007223 | //skylux.eu/cdn/shop/files/E_TD_Technical_File_Skylux_Skylux_160_CE_Electric.pdf?v=3667116872303399239 | <style type="text/css" id="isPasted"> <!--td { border: 1px solid #cccccc; } br { mso-data-placement: same-cell; } --> </style> <table border="1" cellpadding="0" cellspacing="0" dir="ltr" style="table-layout:fixed;font-size:10pt;font-family:Arial;border-collapse:collapse;border:none;"><tbody> <tr style="height:20px;"> <td style="overflow:hidden;padding:0px 3px 0px 3px;vertical-align:bottom;"></td> <td style="overflow:hidden;padding:0px 3px 0px 3px;vertical-align:bottom;"></td> <td style="overflow:hidden;padding:0px 3px 0px 3px;vertical-align:bottom;"></td> <td data-sheets-value='{"1":2,"2":"Ut-value"}' style="overflow:hidden;padding:0px 3px 0px 3px;vertical-align:bottom;font-weight:bold;text-align:center;">Ut-value</td> <td data-sheets-value='{"1":2,"2":"LT-value"}' style="overflow:hidden;padding:0px 3px 0px 3px;vertical-align:bottom;font-weight:bold;text-align:center;">LT-value</td> <td data-sheets-value='{"1":2,"2":"g-value"}' style="overflow:hidden;padding:0px 3px 0px 3px;vertical-align:bottom;font-weight:bold;text-align:center;">g-value</td> <td data-sheets-value='{"1":2,"2":"Rw-value "}' style="overflow:hidden;padding:0px 3px 0px 3px;vertical-align:bottom;font-weight:bold;text-align:center;">Rw-value </td> </tr> <tr style="height:20px;"> <td style="overflow:hidden;padding:0px 3px 0px 3px;vertical-align:bottom;"></td> <td style="overflow:hidden;padding:0px 3px 0px 3px;vertical-align:bottom;"></td> <td style="overflow:hidden;padding:0px 3px 0px 3px;vertical-align:bottom;"></td> <td data-sheets-numberformat='{"1":2,"2":"0.00","3":1}' data-sheets-value='{"1":2,"2":"EN 1873 : 2014"}' style="overflow:hidden;padding:0px 3px 0px 3px;vertical-align:bottom;text-align:center;">EN 1873 : 2014</td> <td data-sheets-numberformat='{"1":2,"2":"0","3":1}' data-sheets-value='{"1":2,"2":"EN ISO 13468 EN 16153 EN 410"}' style="overflow:hidden;padding:0px 3px 0px 3px;vertical-align:bottom;text-align:center;">EN ISO 13468 EN 16153 EN 410</td> <td data-sheets-numberformat='{"1":2,"2":"0","3":1}' data-sheets-value='{"1":2,"2":"EN 410"}' style="overflow:hidden;padding:0px 3px 0px 3px;vertical-align:bottom;text-align:center;">EN 410</td> <td data-sheets-value='{"1":2,"2":"EN ISO 140-3\t\t"}' style="overflow:hidden;padding:0px 3px 0px 3px;vertical-align:bottom;text-align:center;">EN ISO 140-3 </td> </tr> <tr style="height:20px;"> <td data-sheets-value='{"1":2,"2":"Material"}' style="border-bottom:1px solid #000000;overflow:hidden;padding:0px 3px 0px 3px;vertical-align:bottom;background-color:#000000;font-weight:bold;color:#ffffff;">Material</td> <td data-sheets-value='{"1":2,"2":"Walls"}' style="border-bottom:1px solid #000000;overflow:hidden;padding:0px 3px 0px 3px;vertical-align:bottom;background-color:#000000;font-weight:bold;color:#ffffff;">Walls</td> <td data-sheets-value='{"1":2,"2":"Shells"}' style="border-bottom:1px solid #000000;overflow:hidden;padding:0px 3px 0px 3px;vertical-align:bottom;background-color:#000000;font-weight:bold;color:#ffffff;">Shells</td> <td data-sheets-numberformat='{"1":2,"2":"0.00","3":1}' data-sheets-value='{"1":2,"2":"(W/m²K)\t"}' style="border-bottom:1px solid #000000;overflow:hidden;padding:0px 3px 0px 3px;vertical-align:bottom;background-color:#000000;font-weight:bold;color:#ffffff;text-align:center;">(W/m²K) </td> <td data-sheets-numberformat='{"1":2,"2":"0","3":1}' data-sheets-value='{"1":2,"2":"(%)"}' style="border-bottom:1px solid #000000;overflow:hidden;padding:0px 3px 0px 3px;vertical-align:bottom;background-color:#000000;font-weight:bold;color:#ffffff;text-align:center;">(%)</td> <td data-sheets-numberformat='{"1":2,"2":"0","3":1}' data-sheets-value='{"1":2,"2":"(%)"}' style="border-bottom:1px solid #000000;overflow:hidden;padding:0px 3px 0px 3px;vertical-align:bottom;background-color:#000000;font-weight:bold;color:#ffffff;text-align:center;">(%)</td> <td data-sheets-value='{"1":2,"2":"(dB)"}' style="border-bottom:1px solid #000000;overflow:hidden;padding:0px 3px 0px 3px;vertical-align:bottom;background-color:#000000;font-weight:bold;color:#ffffff;text-align:center;">(dB)</td> </tr> <tr style="height:20px;"> <td data-sheets-value='{"1":2,"2":"Acrylic"}' style="border-left:1px solid #000000;overflow:hidden;padding:0px 3px 0px 3px;vertical-align:bottom;font-weight:bold;">Acrylic</td> <td data-sheets-value='{"1":2,"2":"Single-walled"}' style="overflow:hidden;padding:0px 3px 0px 3px;vertical-align:bottom;font-weight:bold;">Single-walled</td> <td data-sheets-value='{"1":2,"2":"Clear (H)"}' style="border-right:1px solid #000000;overflow:hidden;padding:0px 3px 0px 3px;vertical-align:bottom;font-weight:bold;">Clear (H)</td> <td data-sheets-numberformat='{"1":2,"2":"0.00","3":1}' data-sheets-value='{"1":3,"3":5.17}' style="overflow:hidden;padding:0px 3px 0px 3px;vertical-align:bottom;text-align:center;">5.17</td> <td data-sheets-numberformat='{"1":2,"2":"0","3":1}' data-sheets-value='{"1":3,"3":90}' style="overflow:hidden;padding:0px 3px 0px 3px;vertical-align:bottom;text-align:center;">90</td> <td data-sheets-numberformat='{"1":2,"2":"0","3":1}' data-sheets-value='{"1":3,"3":87}' style="overflow:hidden;padding:0px 3px 0px 3px;vertical-align:bottom;text-align:center;">87</td> <td data-sheets-numberformat='{"1":2,"2":"0","3":1}' data-sheets-value='{"1":2,"2":"-"}' style="border-right:1px solid #000000;overflow:hidden;padding:0px 3px 0px 3px;vertical-align:bottom;text-align:center;">-</td> </tr> <tr style="height:20px;"> <td data-sheets-value='{"1":2,"2":"PMMA"}' style="border-left:1px solid #000000;overflow:hidden;padding:0px 3px 0px 3px;vertical-align:bottom;font-weight:bold;">PMMA</td> <td data-sheets-value='{"1":2,"2":"Single-walled"}' style="overflow:hidden;padding:0px 3px 0px 3px;vertical-align:bottom;font-weight:bold;">Single-walled</td> <td data-sheets-value='{"1":2,"2":"Opal (O)"}' style="border-right:1px solid #000000;overflow:hidden;padding:0px 3px 0px 3px;vertical-align:bottom;font-weight:bold;">Opal (O)</td> <td data-sheets-numberformat='{"1":2,"2":"0.00","3":1}' data-sheets-value='{"1":3,"3":5.17}' style="overflow:hidden;padding:0px 3px 0px 3px;vertical-align:bottom;text-align:center;">5.17</td> <td data-sheets-numberformat='{"1":2,"2":"0","3":1}' data-sheets-value='{"1":3,"3":83}' style="overflow:hidden;padding:0px 3px 0px 3px;vertical-align:bottom;text-align:center;">83</td> <td data-sheets-numberformat='{"1":2,"2":"0","3":1}' data-sheets-value='{"1":3,"3":76}' style="overflow:hidden;padding:0px 3px 0px 3px;vertical-align:bottom;text-align:center;">76</td> <td data-sheets-numberformat='{"1":2,"2":"0","3":1}' data-sheets-value='{"1":2,"2":"-"}' style="border-right:1px solid #000000;overflow:hidden;padding:0px 3px 0px 3px;vertical-align:bottom;text-align:center;">-</td> </tr> <tr style="height:20px;"> <td style="border-left:1px solid #000000;overflow:hidden;padding:0px 3px 0px 3px;vertical-align:bottom;font-weight:bold;"></td> <td data-sheets-value='{"1":2,"2":"Double-walled"}' style="overflow:hidden;padding:0px 3px 0px 3px;vertical-align:bottom;font-weight:bold;">Double-walled</td> <td data-sheets-value='{"1":2,"2":"Clear (H/H)"}' style="border-right:1px solid #000000;overflow:hidden;padding:0px 3px 0px 3px;vertical-align:bottom;font-weight:bold;">Clear (H/H)</td> <td data-sheets-numberformat='{"1":2,"2":"0.00","3":1}' data-sheets-value='{"1":3,"3":2.9}' style="overflow:hidden;padding:0px 3px 0px 3px;vertical-align:bottom;text-align:center;">2.90</td> <td data-sheets-numberformat='{"1":2,"2":"0","3":1}' data-sheets-value='{"1":3,"3":81}' style="overflow:hidden;padding:0px 3px 0px 3px;vertical-align:bottom;text-align:center;">81</td> <td data-sheets-numberformat='{"1":2,"2":"0","3":1}' data-sheets-value='{"1":3,"3":75}' style="overflow:hidden;padding:0px 3px 0px 3px;vertical-align:bottom;text-align:center;">75</td> <td data-sheets-numberformat='{"1":2,"2":"0","3":1}' data-sheets-value='{"1":3,"3":20}' style="border-right:1px solid #000000;overflow:hidden;padding:0px 3px 0px 3px;vertical-align:bottom;text-align:center;">20</td> </tr> <tr style="height:20px;"> <td style="border-left:1px solid #000000;overflow:hidden;padding:0px 3px 0px 3px;vertical-align:bottom;font-weight:bold;"></td> <td data-sheets-value='{"1":2,"2":"Double-walled"}' style="overflow:hidden;padding:0px 3px 0px 3px;vertical-align:bottom;font-weight:bold;">Double-walled</td> <td data-sheets-value='{"1":2,"2":"Opal (O/O)"}' style="border-right:1px solid #000000;overflow:hidden;padding:0px 3px 0px 3px;vertical-align:bottom;font-weight:bold;">Opal (O/O)</td> <td data-sheets-numberformat='{"1":2,"2":"0.00","3":1}' data-sheets-value='{"1":3,"3":2.9}' style="overflow:hidden;padding:0px 3px 0px 3px;vertical-align:bottom;text-align:center;">2.90</td> <td data-sheets-numberformat='{"1":2,"2":"0","3":1}' data-sheets-value='{"1":3,"3":69}' style="overflow:hidden;padding:0px 3px 0px 3px;vertical-align:bottom;text-align:center;">69</td> <td data-sheets-numberformat='{"1":2,"2":"0","3":1}' data-sheets-value='{"1":3,"3":58}' style="overflow:hidden;padding:0px 3px 0px 3px;vertical-align:bottom;text-align:center;">58</td> <td data-sheets-numberformat='{"1":2,"2":"0","3":1}' data-sheets-value='{"1":3,"3":20}' style="border-right:1px solid #000000;overflow:hidden;padding:0px 3px 0px 3px;vertical-align:bottom;text-align:center;">20</td> </tr> <tr style="height:20px;"> <td style="border-left:1px solid #000000;overflow:hidden;padding:0px 3px 0px 3px;vertical-align:bottom;font-weight:bold;"></td> <td data-sheets-value='{"1":2,"2":"Triple-walled"}' style="overflow:hidden;padding:0px 3px 0px 3px;vertical-align:bottom;font-weight:bold;">Triple-walled</td> <td data-sheets-value='{"1":2,"2":"Clear (H/H/H)"}' style="border-right:1px solid #000000;overflow:hidden;padding:0px 3px 0px 3px;vertical-align:bottom;font-weight:bold;">Clear (H/H/H)</td> <td data-sheets-numberformat='{"1":2,"2":"0.00","3":1}' data-sheets-value='{"1":3,"3":1.7}' style="overflow:hidden;padding:0px 3px 0px 3px;vertical-align:bottom;text-align:center;">1.70</td> <td data-sheets-numberformat='{"1":2,"2":"0","3":1}' data-sheets-value='{"1":3,"3":73}' style="overflow:hidden;padding:0px 3px 0px 3px;vertical-align:bottom;text-align:center;">73</td> <td data-sheets-numberformat='{"1":2,"2":"0","3":1}' data-sheets-value='{"1":3,"3":65}' style="overflow:hidden;padding:0px 3px 0px 3px;vertical-align:bottom;text-align:center;">65</td> <td data-sheets-numberformat='{"1":2,"2":"0","3":1}' data-sheets-value='{"1":3,"3":22}' style="border-right:1px solid #000000;overflow:hidden;padding:0px 3px 0px 3px;vertical-align:bottom;text-align:center;">22</td> </tr> <tr style="height:20px;"> <td style="border-left:1px solid #000000;overflow:hidden;padding:0px 3px 0px 3px;vertical-align:bottom;font-weight:bold;"></td> <td data-sheets-value='{"1":2,"2":"Triple-walled"}' style="overflow:hidden;padding:0px 3px 0px 3px;vertical-align:bottom;font-weight:bold;">Triple-walled</td> <td data-sheets-value='{"1":2,"2":"Opal (O/H/O)"}' style="border-right:1px solid #000000;overflow:hidden;padding:0px 3px 0px 3px;vertical-align:bottom;font-weight:bold;">Opal (O/H/O)</td> <td data-sheets-numberformat='{"1":2,"2":"0.00","3":1}' data-sheets-value='{"1":3,"3":1.7}' style="overflow:hidden;padding:0px 3px 0px 3px;vertical-align:bottom;text-align:center;">1.70</td> <td data-sheets-numberformat='{"1":2,"2":"0","3":1}' data-sheets-value='{"1":3,"3":62}' style="overflow:hidden;padding:0px 3px 0px 3px;vertical-align:bottom;text-align:center;">62</td> <td data-sheets-numberformat='{"1":2,"2":"0","3":1}' data-sheets-value='{"1":3,"3":51}' style="overflow:hidden;padding:0px 3px 0px 3px;vertical-align:bottom;text-align:center;">51</td> <td data-sheets-numberformat='{"1":2,"2":"0","3":1}' data-sheets-value='{"1":3,"3":22}' style="border-right:1px solid #000000;overflow:hidden;padding:0px 3px 0px 3px;vertical-align:bottom;text-align:center;">22</td> </tr> <tr style="height:20px;"> <td style="border-left:1px solid #000000;overflow:hidden;padding:0px 3px 0px 3px;vertical-align:bottom;font-weight:bold;"></td> <td data-sheets-value='{"1":2,"2":"Four-walled"}' style="overflow:hidden;padding:0px 3px 0px 3px;vertical-align:bottom;font-weight:bold;">Four-walled</td> <td data-sheets-value='{"1":2,"2":"Clear (H/H/H/H)"}' style="border-right:1px solid #000000;overflow:hidden;padding:0px 3px 0px 3px;vertical-align:bottom;font-weight:bold;">Clear (H/H/H/H)</td> <td data-sheets-numberformat='{"1":2,"2":"0.00","3":1}' data-sheets-value='{"1":3,"3":1.28}' style="overflow:hidden;padding:0px 3px 0px 3px;vertical-align:bottom;text-align:center;">1.28</td> <td data-sheets-numberformat='{"1":2,"2":"0","3":1}' data-sheets-value='{"1":3,"3":64}' style="overflow:hidden;padding:0px 3px 0px 3px;vertical-align:bottom;text-align:center;">64</td> <td data-sheets-numberformat='{"1":2,"2":"0","3":1}' data-sheets-value='{"1":3,"3":54}' style="overflow:hidden;padding:0px 3px 0px 3px;vertical-align:bottom;text-align:center;">54</td> <td data-sheets-numberformat='{"1":2,"2":"0","3":1}' data-sheets-value='{"1":3,"3":23}' style="border-right:1px solid #000000;overflow:hidden;padding:0px 3px 0px 3px;vertical-align:bottom;text-align:center;">23</td> </tr> <tr style="height:20px;"> <td style="border-bottom:1px solid #000000;border-left:1px solid #000000;overflow:hidden;padding:0px 3px 0px 3px;vertical-align:bottom;"></td> <td data-sheets-value='{"1":2,"2":"Four-walled"}' style="border-bottom:1px solid #000000;overflow:hidden;padding:0px 3px 0px 3px;vertical-align:bottom;font-weight:bold;">Four-walled</td> <td data-sheets-value='{"1":2,"2":"Opal (H/H/O/H)"}' style="border-right:1px solid #000000;border-bottom:1px solid #000000;overflow:hidden;padding:0px 3px 0px 3px;vertical-align:bottom;font-weight:bold;">Opal (H/H/O/H)</td> <td data-sheets-numberformat='{"1":2,"2":"0.00","3":1}' data-sheets-value='{"1":3,"3":1.28}' style="border-bottom:1px solid #000000;overflow:hidden;padding:0px 3px 0px 3px;vertical-align:bottom;text-align:center;">1.28</td> <td data-sheets-numberformat='{"1":2,"2":"0","3":1}' data-sheets-value='{"1":3,"3":59}' style="border-bottom:1px solid #000000;overflow:hidden;padding:0px 3px 0px 3px;vertical-align:bottom;text-align:center;">59</td> <td data-sheets-numberformat='{"1":2,"2":"0","3":1}' data-sheets-value='{"1":3,"3":48}' style="border-bottom:1px solid #000000;overflow:hidden;padding:0px 3px 0px 3px;vertical-align:bottom;text-align:center;">48</td> <td data-sheets-numberformat='{"1":2,"2":"0","3":1}' data-sheets-value='{"1":3,"3":23}' style="border-right:1px solid #000000;border-bottom:1px solid #000000;overflow:hidden;padding:0px 3px 0px 3px;vertical-align:bottom;text-align:center;">23</td> </tr> <tr style="height:20px;"> <td data-sheets-value='{"1":2,"2":"Polycarbonate "}' style="border-left:1px solid #000000;overflow:hidden;padding:0px 3px 0px 3px;vertical-align:bottom;font-weight:bold;">Polycarbonate </td> <td data-sheets-value='{"1":2,"2":"Single-walled"}' style="overflow:hidden;padding:0px 3px 0px 3px;vertical-align:bottom;font-weight:bold;">Single-walled</td> <td data-sheets-value='{"1":2,"2":"Clear (A)"}' style="border-right:1px solid #000000;overflow:hidden;padding:0px 3px 0px 3px;vertical-align:bottom;font-weight:bold;">Clear (A)</td> <td data-sheets-numberformat='{"1":2,"2":"0.00","3":1}' data-sheets-value='{"1":3,"3":5.17}' style="overflow:hidden;padding:0px 3px 0px 3px;vertical-align:bottom;text-align:center;">5.17</td> <td data-sheets-numberformat='{"1":2,"2":"0","3":1}' data-sheets-value='{"1":3,"3":88}' style="overflow:hidden;padding:0px 3px 0px 3px;vertical-align:bottom;text-align:center;">88</td> <td data-sheets-numberformat='{"1":2,"2":"0","3":1}' data-sheets-value='{"1":3,"3":83}' style="overflow:hidden;padding:0px 3px 0px 3px;vertical-align:bottom;text-align:center;">83</td> <td data-sheets-numberformat='{"1":2,"2":"0","3":1}' data-sheets-value='{"1":2,"2":"-"}' style="border-right:1px solid #000000;overflow:hidden;padding:0px 3px 0px 3px;vertical-align:bottom;text-align:center;">-</td> </tr> <tr style="height:20px;"> <td data-sheets-value='{"1":2,"2":"PC"}' style="border-left:1px solid #000000;overflow:hidden;padding:0px 3px 0px 3px;vertical-align:bottom;font-weight:bold;">PC</td> <td data-sheets-value='{"1":2,"2":"Single-walled"}' style="overflow:hidden;padding:0px 3px 0px 3px;vertical-align:bottom;font-weight:bold;">Single-walled</td> <td data-sheets-value='{"1":2,"2":"Opal (D)"}' style="border-right:1px solid #000000;overflow:hidden;padding:0px 3px 0px 3px;vertical-align:bottom;font-weight:bold;">Opal (D)</td> <td data-sheets-numberformat='{"1":2,"2":"0.00","3":1}' data-sheets-value='{"1":3,"3":5.17}' style="overflow:hidden;padding:0px 3px 0px 3px;vertical-align:bottom;text-align:center;">5.17</td> <td data-sheets-numberformat='{"1":2,"2":"0","3":1}' data-sheets-value='{"1":3,"3":58}' style="overflow:hidden;padding:0px 3px 0px 3px;vertical-align:bottom;text-align:center;">58</td> <td data-sheets-numberformat='{"1":2,"2":"0","3":1}' data-sheets-value='{"1":3,"3":60}' style="overflow:hidden;padding:0px 3px 0px 3px;vertical-align:bottom;text-align:center;">60</td> <td data-sheets-numberformat='{"1":2,"2":"0","3":1}' data-sheets-value='{"1":2,"2":"-"}' style="border-right:1px solid #000000;overflow:hidden;padding:0px 3px 0px 3px;vertical-align:bottom;text-align:center;">-</td> </tr> <tr style="height:20px;"> <td style="border-left:1px solid #000000;overflow:hidden;padding:0px 3px 0px 3px;vertical-align:bottom;font-weight:bold;"></td> <td data-sheets-value='{"1":2,"2":"Double-walled"}' style="overflow:hidden;padding:0px 3px 0px 3px;vertical-align:bottom;font-weight:bold;">Double-walled</td> <td data-sheets-value='{"1":2,"2":"Clear (A/H)"}' style="border-right:1px solid #000000;overflow:hidden;padding:0px 3px 0px 3px;vertical-align:bottom;font-weight:bold;">Clear (A/H)</td> <td data-sheets-numberformat='{"1":2,"2":"0.00","3":1}' data-sheets-value='{"1":3,"3":2.9}' style="overflow:hidden;padding:0px 3px 0px 3px;vertical-align:bottom;text-align:center;">2.90</td> <td data-sheets-numberformat='{"1":2,"2":"0","3":1}' data-sheets-value='{"1":3,"3":79}' style="overflow:hidden;padding:0px 3px 0px 3px;vertical-align:bottom;text-align:center;">79</td> <td data-sheets-numberformat='{"1":2,"2":"0","3":1}' data-sheets-value='{"1":3,"3":72}' style="overflow:hidden;padding:0px 3px 0px 3px;vertical-align:bottom;text-align:center;">72</td> <td data-sheets-numberformat='{"1":2,"2":"0","3":1}' data-sheets-value='{"1":3,"3":20}' style="border-right:1px solid #000000;overflow:hidden;padding:0px 3px 0px 3px;vertical-align:bottom;text-align:center;">20</td> </tr> <tr style="height:20px;"> <td style="border-left:1px solid #000000;overflow:hidden;padding:0px 3px 0px 3px;vertical-align:bottom;font-weight:bold;"></td> <td data-sheets-value='{"1":2,"2":"Double-walled"}' style="overflow:hidden;padding:0px 3px 0px 3px;vertical-align:bottom;font-weight:bold;">Double-walled</td> <td data-sheets-value='{"1":2,"2":"Clear (A/A)"}' style="border-right:1px solid #000000;overflow:hidden;padding:0px 3px 0px 3px;vertical-align:bottom;font-weight:bold;">Clear (A/A)</td> <td data-sheets-numberformat='{"1":2,"2":"0.00","3":1}' data-sheets-value='{"1":3,"3":2.9}' style="overflow:hidden;padding:0px 3px 0px 3px;vertical-align:bottom;text-align:center;">2.90</td> <td data-sheets-numberformat='{"1":2,"2":"0","3":1}' data-sheets-value='{"1":3,"3":77}' style="overflow:hidden;padding:0px 3px 0px 3px;vertical-align:bottom;text-align:center;">77</td> <td data-sheets-numberformat='{"1":2,"2":"0","3":1}' data-sheets-value='{"1":3,"3":69}' style="overflow:hidden;padding:0px 3px 0px 3px;vertical-align:bottom;text-align:center;">69</td> <td data-sheets-numberformat='{"1":2,"2":"0","3":1}' data-sheets-value='{"1":3,"3":20}' style="border-right:1px solid #000000;overflow:hidden;padding:0px 3px 0px 3px;vertical-align:bottom;text-align:center;">20</td> </tr> <tr style="height:20px;"> <td style="border-left:1px solid #000000;overflow:hidden;padding:0px 3px 0px 3px;vertical-align:bottom;font-weight:bold;"></td> <td data-sheets-value='{"1":2,"2":"Double-walled"}' style="overflow:hidden;padding:0px 3px 0px 3px;vertical-align:bottom;font-weight:bold;">Double-walled</td> <td data-sheets-value='{"1":2,"2":"Opal (A/O)"}' style="border-right:1px solid #000000;overflow:hidden;padding:0px 3px 0px 3px;vertical-align:bottom;font-weight:bold;">Opal (A/O)</td> <td data-sheets-numberformat='{"1":2,"2":"0.00","3":1}' data-sheets-value='{"1":3,"3":2.9}' style="overflow:hidden;padding:0px 3px 0px 3px;vertical-align:bottom;text-align:center;">2.90</td> <td data-sheets-numberformat='{"1":2,"2":"0","3":1}' data-sheets-value='{"1":3,"3":73}' style="overflow:hidden;padding:0px 3px 0px 3px;vertical-align:bottom;text-align:center;">73</td> <td data-sheets-numberformat='{"1":2,"2":"0","3":1}' data-sheets-value='{"1":3,"3":63}' style="overflow:hidden;padding:0px 3px 0px 3px;vertical-align:bottom;text-align:center;">63</td> <td data-sheets-numberformat='{"1":2,"2":"0","3":1}' data-sheets-value='{"1":3,"3":20}' style="border-right:1px solid #000000;overflow:hidden;padding:0px 3px 0px 3px;vertical-align:bottom;text-align:center;">20</td> </tr> <tr style="height:20px;"> <td style="border-left:1px solid #000000;overflow:hidden;padding:0px 3px 0px 3px;vertical-align:bottom;font-weight:bold;"></td> <td data-sheets-value='{"1":2,"2":"Double-walled"}' style="overflow:hidden;padding:0px 3px 0px 3px;vertical-align:bottom;font-weight:bold;">Double-walled</td> <td data-sheets-value='{"1":2,"2":"Opal (A/D)"}' style="border-right:1px solid #000000;overflow:hidden;padding:0px 3px 0px 3px;vertical-align:bottom;font-weight:bold;">Opal (A/D)</td> <td data-sheets-numberformat='{"1":2,"2":"0.00","3":1}' data-sheets-value='{"1":3,"3":2.9}' style="overflow:hidden;padding:0px 3px 0px 3px;vertical-align:bottom;text-align:center;">2.90</td> <td data-sheets-numberformat='{"1":2,"2":"0","3":1}' data-sheets-value='{"1":3,"3":51}' style="overflow:hidden;padding:0px 3px 0px 3px;vertical-align:bottom;text-align:center;">51</td> <td data-sheets-numberformat='{"1":2,"2":"0","3":1}' data-sheets-value='{"1":3,"3":50}' style="overflow:hidden;padding:0px 3px 0px 3px;vertical-align:bottom;text-align:center;">50</td> <td data-sheets-numberformat='{"1":2,"2":"0","3":1}' data-sheets-value='{"1":3,"3":20}' style="border-right:1px solid #000000;overflow:hidden;padding:0px 3px 0px 3px;vertical-align:bottom;text-align:center;">20</td> </tr> <tr style="height:20px;"> <td style="border-left:1px solid #000000;overflow:hidden;padding:0px 3px 0px 3px;vertical-align:bottom;font-weight:bold;"></td> <td data-sheets-value='{"1":2,"2":"Triple-walled"}' style="overflow:hidden;padding:0px 3px 0px 3px;vertical-align:bottom;font-weight:bold;">Triple-walled</td> <td data-sheets-value='{"1":2,"2":"Clear (A/H/H)"}' style="border-right:1px solid #000000;overflow:hidden;padding:0px 3px 0px 3px;vertical-align:bottom;font-weight:bold;">Clear (A/H/H)</td> <td data-sheets-numberformat='{"1":2,"2":"0.00","3":1}' data-sheets-value='{"1":3,"3":1.7}' style="overflow:hidden;padding:0px 3px 0px 3px;vertical-align:bottom;text-align:center;">1.70</td> <td data-sheets-numberformat='{"1":2,"2":"0","3":1}' data-sheets-value='{"1":3,"3":71}' style="overflow:hidden;padding:0px 3px 0px 3px;vertical-align:bottom;text-align:center;">71</td> <td data-sheets-numberformat='{"1":2,"2":"0","3":1}' data-sheets-value='{"1":3,"3":63}' style="overflow:hidden;padding:0px 3px 0px 3px;vertical-align:bottom;text-align:center;">63</td> <td data-sheets-numberformat='{"1":2,"2":"0","3":1}' data-sheets-value='{"1":3,"3":22}' style="border-right:1px solid #000000;overflow:hidden;padding:0px 3px 0px 3px;vertical-align:bottom;text-align:center;">22</td> </tr> <tr style="height:20px;"> <td style="border-left:1px solid #000000;overflow:hidden;padding:0px 3px 0px 3px;vertical-align:bottom;font-weight:bold;"></td> <td data-sheets-value='{"1":2,"2":"Triple-walled"}' style="overflow:hidden;padding:0px 3px 0px 3px;vertical-align:bottom;font-weight:bold;">Triple-walled</td> <td data-sheets-value='{"1":2,"2":"Opal (A/O/O)"}' style="border-right:1px solid #000000;overflow:hidden;padding:0px 3px 0px 3px;vertical-align:bottom;font-weight:bold;">Opal (A/O/O)</td> <td data-sheets-numberformat='{"1":2,"2":"0.00","3":1}' data-sheets-value='{"1":3,"3":1.7}' style="overflow:hidden;padding:0px 3px 0px 3px;vertical-align:bottom;text-align:center;">1.70</td> <td data-sheets-numberformat='{"1":2,"2":"0","3":1}' data-sheets-value='{"1":3,"3":61}' style="overflow:hidden;padding:0px 3px 0px 3px;vertical-align:bottom;text-align:center;">61</td> <td data-sheets-numberformat='{"1":2,"2":"0","3":1}' data-sheets-value='{"1":3,"3":48}' style="overflow:hidden;padding:0px 3px 0px 3px;vertical-align:bottom;text-align:center;">48</td> <td data-sheets-numberformat='{"1":2,"2":"0","3":1}' data-sheets-value='{"1":3,"3":22}' style="border-right:1px solid #000000;overflow:hidden;padding:0px 3px 0px 3px;vertical-align:bottom;text-align:center;">22</td> </tr> <tr style="height:20px;"> <td style="border-left:1px solid #000000;overflow:hidden;padding:0px 3px 0px 3px;vertical-align:bottom;font-weight:bold;"></td> <td data-sheets-value='{"1":2,"2":"Four-walled"}' style="overflow:hidden;padding:0px 3px 0px 3px;vertical-align:bottom;font-weight:bold;">Four-walled</td> <td data-sheets-value='{"1":2,"2":"Clear (A/H/H/H)"}' style="border-right:1px solid #000000;overflow:hidden;padding:0px 3px 0px 3px;vertical-align:bottom;font-weight:bold;">Clear (A/H/H/H)</td> <td data-sheets-numberformat='{"1":2,"2":"0.00","3":1}' data-sheets-value='{"1":3,"3":1.28}' style="overflow:hidden;padding:0px 3px 0px 3px;vertical-align:bottom;text-align:center;">1.28</td> <td data-sheets-numberformat='{"1":2,"2":"0","3":1}' data-sheets-value='{"1":3,"3":64}' style="overflow:hidden;padding:0px 3px 0px 3px;vertical-align:bottom;text-align:center;">64</td> <td data-sheets-numberformat='{"1":2,"2":"0","3":1}' data-sheets-value='{"1":3,"3":52}' style="overflow:hidden;padding:0px 3px 0px 3px;vertical-align:bottom;text-align:center;">52</td> <td data-sheets-numberformat='{"1":2,"2":"0","3":1}' data-sheets-value='{"1":3,"3":23}' style="border-right:1px solid #000000;overflow:hidden;padding:0px 3px 0px 3px;vertical-align:bottom;text-align:center;">23</td> </tr> <tr style="height:20px;"> <td style="border-bottom:1px solid #000000;border-left:1px solid #000000;overflow:hidden;padding:0px 3px 0px 3px;vertical-align:bottom;"></td> <td data-sheets-value='{"1":2,"2":"Four-walled"}' style="border-bottom:1px solid #000000;overflow:hidden;padding:0px 3px 0px 3px;vertical-align:bottom;font-weight:bold;">Four-walled</td> <td data-sheets-value='{"1":2,"2":"Opal (A/H/O/H)"}' style="border-right:1px solid #000000;border-bottom:1px solid #000000;overflow:hidden;padding:0px 3px 0px 3px;vertical-align:bottom;font-weight:bold;">Opal (A/H/O/H)</td> <td data-sheets-numberformat='{"1":2,"2":"0.00","3":1}' data-sheets-value='{"1":3,"3":1.28}' style="border-bottom:1px solid #000000;overflow:hidden;padding:0px 3px 0px 3px;vertical-align:bottom;text-align:center;">1.28</td> <td data-sheets-numberformat='{"1":2,"2":"0","3":1}' data-sheets-value='{"1":3,"3":59}' style="border-bottom:1px solid #000000;overflow:hidden;padding:0px 3px 0px 3px;vertical-align:bottom;text-align:center;">59</td> <td data-sheets-numberformat='{"1":2,"2":"0","3":1}' data-sheets-value='{"1":3,"3":46}' style="border-bottom:1px solid #000000;overflow:hidden;padding:0px 3px 0px 3px;vertical-align:bottom;text-align:center;">46</td> <td data-sheets-numberformat='{"1":2,"2":"0","3":1}' data-sheets-value='{"1":3,"3":23}' style="border-right:1px solid #000000;border-bottom:1px solid #000000;overflow:hidden;padding:0px 3px 0px 3px;vertical-align:bottom;text-align:center;">23</td> </tr> <tr style="height:20px;"> <td data-sheets-value='{"1":2,"2":"Polycarbonate"}' style="border-left:1px solid #000000;overflow:hidden;padding:0px 3px 0px 3px;vertical-align:bottom;font-weight:bold;">Polycarbonate</td> <td data-sheets-value='{"1":2,"2":"Single-walled"}' style="overflow:hidden;padding:0px 3px 0px 3px;vertical-align:bottom;font-weight:bold;">Single-walled</td> <td data-sheets-value='{"1":2,"2":"Heatstop Opal (T)"}' style="border-right:1px solid #000000;overflow:hidden;padding:0px 3px 0px 3px;vertical-align:bottom;font-weight:bold;">Heatstop Opal (T)</td> <td data-sheets-numberformat='{"1":2,"2":"0.00","3":1}' data-sheets-value='{"1":3,"3":5.17}' style="overflow:hidden;padding:0px 3px 0px 3px;vertical-align:bottom;text-align:center;">5.17</td> <td data-sheets-numberformat='{"1":2,"2":"0","3":1}' data-sheets-value='{"1":3,"3":49}' style="overflow:hidden;padding:0px 3px 0px 3px;vertical-align:bottom;text-align:center;">49</td> <td data-sheets-numberformat='{"1":2,"2":"0","3":1}' data-sheets-value='{"1":3,"3":59}' style="overflow:hidden;padding:0px 3px 0px 3px;vertical-align:bottom;text-align:center;">59</td> <td data-sheets-numberformat='{"1":2,"2":"0","3":1}' data-sheets-value='{"1":2,"2":"-"}' style="border-right:1px solid #000000;overflow:hidden;padding:0px 3px 0px 3px;vertical-align:bottom;text-align:center;">-</td> </tr> <tr style="height:20px;"> <td data-sheets-value='{"1":2,"2":"Heatstop PC"}' style="border-left:1px solid #000000;overflow:hidden;padding:0px 3px 0px 3px;vertical-align:bottom;font-weight:bold;">Heatstop PC</td> <td data-sheets-value='{"1":2,"2":"Double-walled"}' style="overflow:hidden;padding:0px 3px 0px 3px;vertical-align:bottom;font-weight:bold;">Double-walled</td> <td data-sheets-value='{"1":2,"2":"Clear (T/H)"}' style="border-right:1px solid #000000;overflow:hidden;padding:0px 3px 0px 3px;vertical-align:bottom;font-weight:bold;">Clear (T/H)</td> <td data-sheets-numberformat='{"1":2,"2":"0.00","3":1}' data-sheets-value='{"1":3,"3":2.9}' style="overflow:hidden;padding:0px 3px 0px 3px;vertical-align:bottom;text-align:center;">2.90</td> <td data-sheets-numberformat='{"1":2,"2":"0","3":1}' data-sheets-value='{"1":3,"3":44}' style="overflow:hidden;padding:0px 3px 0px 3px;vertical-align:bottom;text-align:center;">44</td> <td data-sheets-numberformat='{"1":2,"2":"0","3":1}' data-sheets-value='{"1":3,"3":51}' style="overflow:hidden;padding:0px 3px 0px 3px;vertical-align:bottom;text-align:center;">51</td> <td data-sheets-numberformat='{"1":2,"2":"0","3":1}' data-sheets-value='{"1":3,"3":20}' style="border-right:1px solid #000000;overflow:hidden;padding:0px 3px 0px 3px;vertical-align:bottom;text-align:center;">20</td> </tr> <tr style="height:20px;"> <td style="border-left:1px solid #000000;overflow:hidden;padding:0px 3px 0px 3px;vertical-align:bottom;font-weight:bold;"></td> <td data-sheets-value='{"1":2,"2":"Double-walled"}' style="overflow:hidden;padding:0px 3px 0px 3px;vertical-align:bottom;font-weight:bold;">Double-walled</td> <td data-sheets-value='{"1":2,"2":"Opal (T/O)"}' style="border-right:1px solid #000000;overflow:hidden;padding:0px 3px 0px 3px;vertical-align:bottom;font-weight:bold;">Opal (T/O)</td> <td data-sheets-numberformat='{"1":2,"2":"0.00","3":1}' data-sheets-value='{"1":3,"3":2.9}' style="overflow:hidden;padding:0px 3px 0px 3px;vertical-align:bottom;text-align:center;">2.90</td> <td data-sheets-numberformat='{"1":2,"2":"0","3":1}' data-sheets-value='{"1":3,"3":41}' style="overflow:hidden;padding:0px 3px 0px 3px;vertical-align:bottom;text-align:center;">41</td> <td data-sheets-numberformat='{"1":2,"2":"0","3":1}' data-sheets-value='{"1":3,"3":45}' style="overflow:hidden;padding:0px 3px 0px 3px;vertical-align:bottom;text-align:center;">45</td> <td data-sheets-numberformat='{"1":2,"2":"0","3":1}' data-sheets-value='{"1":3,"3":20}' style="border-right:1px solid #000000;overflow:hidden;padding:0px 3px 0px 3px;vertical-align:bottom;text-align:center;">20</td> </tr> <tr style="height:20px;"> <td style="border-left:1px solid #000000;overflow:hidden;padding:0px 3px 0px 3px;vertical-align:bottom;font-weight:bold;"></td> <td data-sheets-value='{"1":2,"2":"Triple-walled"}' style="overflow:hidden; | skylux-160-ce-met-koepel-en-metaalopstand-met-lm-motor-1300-x-1900-mm | 8585990996301 | 46872267194701
Smoke and heat exhaust (SHEV) | SHE system | Skylux | Skylux 160° CE with skylight and metal curb with LM-actuator 1300 x 2000 mm |  | 26714 | 5412970267140 | 5060.25 | Yes | 30-45 | 106.63 | 1300 x 2000 mm | 2000 | 1300 |  | metal curb M30 (30 cm high) | Rectangular | 5.17 W/m²K - 1.28 W/m²K | 87% - 32% | 90% - 32% | 20dB - 23dB | 160° CE (for industry) | skylight | without spoiler | E | Single actuator | Maximum four-walled skylight possible for this product | Ut-value LT-value g-value Rw-value EN 1873 : 2014 EN ISO 13468 EN 16153 EN 410 EN 410 EN ISO 140-3 Material Walls Shells (W/m²K) (%) (%) (dB) Acrylic Single-walled Clear (H) 5.17 90 87 - PMMA Single-walled Opal (O) 5.17 83 76 - Double-walled Clear (H/H) 2.90 81 75 20 Double-walled Opal (O/O) 2.90 69 58 20 Triple-walled Clear (H/H/H) 1.70 73 65 22 Triple-walled Opal (O/H/O) 1.70 62 51 22 Four-walled Clear (H/H/H/H) 1.28 64 54 23 Four-walled Opal (H/H/O/H) 1.28 59 48 23 Polycarbonate Single-walled Clear (A) 5.17 88 83 - PC Single-walled Opal (D) 5.17 58 60 - Double-walled Clear (A/H) 2.90 79 72 20 Double-walled Clear (A/A) 2.90 77 69 20 Double-walled Opal (A/O) 2.90 73 63 20 Double-walled Opal (A/D) 2.90 51 50 20 Triple-walled Clear (A/H/H) 1.70 71 63 22 Triple-walled Opal (A/O/O) 1.70 61 48 22 Four-walled Clear (A/H/H/H) 1.28 64 52 23 Four-walled Opal (A/H/O/H) 1.28 59 46 23 Polycarbonate Single-walled Heatstop Opal (T) 5.17 49 59 - Heatstop PC Double-walled Clear (T/H) 2.90 44 51 20 Double-walled Opal (T/O) 2.90 41 45 20 Triple-walled Clear (T/H/H) 1.70 40 <td data-sheets-numberformat='{"1":2,"2":"0","3":1}' data-sheets-value='{"1":3,"3":44}' style="overflow:hidden;paddin | https://skylux.eu/en/products/skylux-160-ce-met-koepel-en-metaalopstand-met-lm-motor-1300-x-2000-mm | https://skylux.eu/cdn/shop/files/Skylux-160deg-CE-met-koepel-en-metaalopstand-met-LM-motor-1300-x-2000-mm-RWA-systeem.jpg?v=1702976671&width=1600 | https://skylux.eu/cdn/shop/files/e5a82811-1bb0-48e4-a776-cacb59c7c092_06b31d33-925b-4bb9-b1bd-27375e999c93.jpg?v=1688550186&width=1600 | //skylux.eu/cdn/shop/files/E_MH_Mounting_instructions_Skylux_160_CE_LM.pdf?v=12406716259046007223 | //skylux.eu/cdn/shop/files/E_TD_Technical_File_Skylux_Skylux_160_CE_Electric.pdf?v=3667116872303399239 | <style type="text/css" id="isPasted"> <!--td { border: 1px solid #cccccc; } br { mso-data-placement: same-cell; } --> </style> <table border="1" cellpadding="0" cellspacing="0" dir="ltr" style="table-layout:fixed;font-size:10pt;font-family:Arial;border-collapse:collapse;border:none;"><tbody> <tr style="height:20px;"> <td style="overflow:hidden;padding:0px 3px 0px 3px;vertical-align:bottom;"></td> <td style="overflow:hidden;padding:0px 3px 0px 3px;vertical-align:bottom;"></td> <td style="overflow:hidden;padding:0px 3px 0px 3px;vertical-align:bottom;"></td> <td data-sheets-value='{"1":2,"2":"Ut-value"}' style="overflow:hidden;padding:0px 3px 0px 3px;vertical-align:bottom;font-weight:bold;text-align:center;">Ut-value</td> <td data-sheets-value='{"1":2,"2":"LT-value"}' style="overflow:hidden;padding:0px 3px 0px 3px;vertical-align:bottom;font-weight:bold;text-align:center;">LT-value</td> <td data-sheets-value='{"1":2,"2":"g-value"}' style="overflow:hidden;padding:0px 3px 0px 3px;vertical-align:bottom;font-weight:bold;text-align:center;">g-value</td> <td data-sheets-value='{"1":2,"2":"Rw-value "}' style="overflow:hidden;padding:0px 3px 0px 3px;vertical-align:bottom;font-weight:bold;text-align:center;">Rw-value </td> </tr> <tr style="height:20px;"> <td style="overflow:hidden;padding:0px 3px 0px 3px;vertical-align:bottom;"></td> <td style="overflow:hidden;padding:0px 3px 0px 3px;vertical-align:bottom;"></td> <td style="overflow:hidden;padding:0px 3px 0px 3px;vertical-align:bottom;"></td> <td data-sheets-numberformat='{"1":2,"2":"0.00","3":1}' data-sheets-value='{"1":2,"2":"EN 1873 : 2014"}' style="overflow:hidden;padding:0px 3px 0px 3px;vertical-align:bottom;text-align:center;">EN 1873 : 2014</td> <td data-sheets-numberformat='{"1":2,"2":"0","3":1}' data-sheets-value='{"1":2,"2":"EN ISO 13468 EN 16153 EN 410"}' style="overflow:hidden;padding:0px 3px 0px 3px;vertical-align:bottom;text-align:center;">EN ISO 13468 EN 16153 EN 410</td> <td data-sheets-numberformat='{"1":2,"2":"0","3":1}' data-sheets-value='{"1":2,"2":"EN 410"}' style="overflow:hidden;padding:0px 3px 0px 3px;vertical-align:bottom;text-align:center;">EN 410</td> <td data-sheets-value='{"1":2,"2":"EN ISO 140-3\t\t"}' style="overflow:hidden;padding:0px 3px 0px 3px;vertical-align:bottom;text-align:center;">EN ISO 140-3 </td> </tr> <tr style="height:20px;"> <td data-sheets-value='{"1":2,"2":"Material"}' style="border-bottom:1px solid #000000;overflow:hidden;padding:0px 3px 0px 3px;vertical-align:bottom;background-color:#000000;font-weight:bold;color:#ffffff;">Material</td> <td data-sheets-value='{"1":2,"2":"Walls"}' style="border-bottom:1px solid #000000;overflow:hidden;padding:0px 3px 0px 3px;vertical-align:bottom;background-color:#000000;font-weight:bold;color:#ffffff;">Walls</td> <td data-sheets-value='{"1":2,"2":"Shells"}' style="border-bottom:1px solid #000000;overflow:hidden;padding:0px 3px 0px 3px;vertical-align:bottom;background-color:#000000;font-weight:bold;color:#ffffff;">Shells</td> <td data-sheets-numberformat='{"1":2,"2":"0.00","3":1}' data-sheets-value='{"1":2,"2":"(W/m²K)\t"}' style="border-bottom:1px solid #000000;overflow:hidden;padding:0px 3px 0px 3px;vertical-align:bottom;background-color:#000000;font-weight:bold;color:#ffffff;text-align:center;">(W/m²K) </td> <td data-sheets-numberformat='{"1":2,"2":"0","3":1}' data-sheets-value='{"1":2,"2":"(%)"}' style="border-bottom:1px solid #000000;overflow:hidden;padding:0px 3px 0px 3px;vertical-align:bottom;background-color:#000000;font-weight:bold;color:#ffffff;text-align:center;">(%)</td> <td data-sheets-numberformat='{"1":2,"2":"0","3":1}' data-sheets-value='{"1":2,"2":"(%)"}' style="border-bottom:1px solid #000000;overflow:hidden;padding:0px 3px 0px 3px;vertical-align:bottom;background-color:#000000;font-weight:bold;color:#ffffff;text-align:center;">(%)</td> <td data-sheets-value='{"1":2,"2":"(dB)"}' style="border-bottom:1px solid #000000;overflow:hidden;padding:0px 3px 0px 3px;vertical-align:bottom;background-color:#000000;font-weight:bold;color:#ffffff;text-align:center;">(dB)</td> </tr> <tr style="height:20px;"> <td data-sheets-value='{"1":2,"2":"Acrylic"}' style="border-left:1px solid #000000;overflow:hidden;padding:0px 3px 0px 3px;vertical-align:bottom;font-weight:bold;">Acrylic</td> <td data-sheets-value='{"1":2,"2":"Single-walled"}' style="overflow:hidden;padding:0px 3px 0px 3px;vertical-align:bottom;font-weight:bold;">Single-walled</td> <td data-sheets-value='{"1":2,"2":"Clear (H)"}' style="border-right:1px solid #000000;overflow:hidden;padding:0px 3px 0px 3px;vertical-align:bottom;font-weight:bold;">Clear (H)</td> <td data-sheets-numberformat='{"1":2,"2":"0.00","3":1}' data-sheets-value='{"1":3,"3":5.17}' style="overflow:hidden;padding:0px 3px 0px 3px;vertical-align:bottom;text-align:center;">5.17</td> <td data-sheets-numberformat='{"1":2,"2":"0","3":1}' data-sheets-value='{"1":3,"3":90}' style="overflow:hidden;padding:0px 3px 0px 3px;vertical-align:bottom;text-align:center;">90</td> <td data-sheets-numberformat='{"1":2,"2":"0","3":1}' data-sheets-value='{"1":3,"3":87}' style="overflow:hidden;padding:0px 3px 0px 3px;vertical-align:bottom;text-align:center;">87</td> <td data-sheets-numberformat='{"1":2,"2":"0","3":1}' data-sheets-value='{"1":2,"2":"-"}' style="border-right:1px solid #000000;overflow:hidden;padding:0px 3px 0px 3px;vertical-align:bottom;text-align:center;">-</td> </tr> <tr style="height:20px;"> <td data-sheets-value='{"1":2,"2":"PMMA"}' style="border-left:1px solid #000000;overflow:hidden;padding:0px 3px 0px 3px;vertical-align:bottom;font-weight:bold;">PMMA</td> <td data-sheets-value='{"1":2,"2":"Single-walled"}' style="overflow:hidden;padding:0px 3px 0px 3px;vertical-align:bottom;font-weight:bold;">Single-walled</td> <td data-sheets-value='{"1":2,"2":"Opal (O)"}' style="border-right:1px solid #000000;overflow:hidden;padding:0px 3px 0px 3px;vertical-align:bottom;font-weight:bold;">Opal (O)</td> <td data-sheets-numberformat='{"1":2,"2":"0.00","3":1}' data-sheets-value='{"1":3,"3":5.17}' style="overflow:hidden;padding:0px 3px 0px 3px;vertical-align:bottom;text-align:center;">5.17</td> <td data-sheets-numberformat='{"1":2,"2":"0","3":1}' data-sheets-value='{"1":3,"3":83}' style="overflow:hidden;padding:0px 3px 0px 3px;vertical-align:bottom;text-align:center;">83</td> <td data-sheets-numberformat='{"1":2,"2":"0","3":1}' data-sheets-value='{"1":3,"3":76}' style="overflow:hidden;padding:0px 3px 0px 3px;vertical-align:bottom;text-align:center;">76</td> <td data-sheets-numberformat='{"1":2,"2":"0","3":1}' data-sheets-value='{"1":2,"2":"-"}' style="border-right:1px solid #000000;overflow:hidden;padding:0px 3px 0px 3px;vertical-align:bottom;text-align:center;">-</td> </tr> <tr style="height:20px;"> <td style="border-left:1px solid #000000;overflow:hidden;padding:0px 3px 0px 3px;vertical-align:bottom;font-weight:bold;"></td> <td data-sheets-value='{"1":2,"2":"Double-walled"}' style="overflow:hidden;padding:0px 3px 0px 3px;vertical-align:bottom;font-weight:bold;">Double-walled</td> <td data-sheets-value='{"1":2,"2":"Clear (H/H)"}' style="border-right:1px solid #000000;overflow:hidden;padding:0px 3px 0px 3px;vertical-align:bottom;font-weight:bold;">Clear (H/H)</td> <td data-sheets-numberformat='{"1":2,"2":"0.00","3":1}' data-sheets-value='{"1":3,"3":2.9}' style="overflow:hidden;padding:0px 3px 0px 3px;vertical-align:bottom;text-align:center;">2.90</td> <td data-sheets-numberformat='{"1":2,"2":"0","3":1}' data-sheets-value='{"1":3,"3":81}' style="overflow:hidden;padding:0px 3px 0px 3px;vertical-align:bottom;text-align:center;">81</td> <td data-sheets-numberformat='{"1":2,"2":"0","3":1}' data-sheets-value='{"1":3,"3":75}' style="overflow:hidden;padding:0px 3px 0px 3px;vertical-align:bottom;text-align:center;">75</td> <td data-sheets-numberformat='{"1":2,"2":"0","3":1}' data-sheets-value='{"1":3,"3":20}' style="border-right:1px solid #000000;overflow:hidden;padding:0px 3px 0px 3px;vertical-align:bottom;text-align:center;">20</td> </tr> <tr style="height:20px;"> <td style="border-left:1px solid #000000;overflow:hidden;padding:0px 3px 0px 3px;vertical-align:bottom;font-weight:bold;"></td> <td data-sheets-value='{"1":2,"2":"Double-walled"}' style="overflow:hidden;padding:0px 3px 0px 3px;vertical-align:bottom;font-weight:bold;">Double-walled</td> <td data-sheets-value='{"1":2,"2":"Opal (O/O)"}' style="border-right:1px solid #000000;overflow:hidden;padding:0px 3px 0px 3px;vertical-align:bottom;font-weight:bold;">Opal (O/O)</td> <td data-sheets-numberformat='{"1":2,"2":"0.00","3":1}' data-sheets-value='{"1":3,"3":2.9}' style="overflow:hidden;padding:0px 3px 0px 3px;vertical-align:bottom;text-align:center;">2.90</td> <td data-sheets-numberformat='{"1":2,"2":"0","3":1}' data-sheets-value='{"1":3,"3":69}' style="overflow:hidden;padding:0px 3px 0px 3px;vertical-align:bottom;text-align:center;">69</td> <td data-sheets-numberformat='{"1":2,"2":"0","3":1}' data-sheets-value='{"1":3,"3":58}' style="overflow:hidden;padding:0px 3px 0px 3px;vertical-align:bottom;text-align:center;">58</td> <td data-sheets-numberformat='{"1":2,"2":"0","3":1}' data-sheets-value='{"1":3,"3":20}' style="border-right:1px solid #000000;overflow:hidden;padding:0px 3px 0px 3px;vertical-align:bottom;text-align:center;">20</td> </tr> <tr style="height:20px;"> <td style="border-left:1px solid #000000;overflow:hidden;padding:0px 3px 0px 3px;vertical-align:bottom;font-weight:bold;"></td> <td data-sheets-value='{"1":2,"2":"Triple-walled"}' style="overflow:hidden;padding:0px 3px 0px 3px;vertical-align:bottom;font-weight:bold;">Triple-walled</td> <td data-sheets-value='{"1":2,"2":"Clear (H/H/H)"}' style="border-right:1px solid #000000;overflow:hidden;padding:0px 3px 0px 3px;vertical-align:bottom;font-weight:bold;">Clear (H/H/H)</td> <td data-sheets-numberformat='{"1":2,"2":"0.00","3":1}' data-sheets-value='{"1":3,"3":1.7}' style="overflow:hidden;padding:0px 3px 0px 3px;vertical-align:bottom;text-align:center;">1.70</td> <td data-sheets-numberformat='{"1":2,"2":"0","3":1}' data-sheets-value='{"1":3,"3":73}' style="overflow:hidden;padding:0px 3px 0px 3px;vertical-align:bottom;text-align:center;">73</td> <td data-sheets-numberformat='{"1":2,"2":"0","3":1}' data-sheets-value='{"1":3,"3":65}' style="overflow:hidden;padding:0px 3px 0px 3px;vertical-align:bottom;text-align:center;">65</td> <td data-sheets-numberformat='{"1":2,"2":"0","3":1}' data-sheets-value='{"1":3,"3":22}' style="border-right:1px solid #000000;overflow:hidden;padding:0px 3px 0px 3px;vertical-align:bottom;text-align:center;">22</td> </tr> <tr style="height:20px;"> <td style="border-left:1px solid #000000;overflow:hidden;padding:0px 3px 0px 3px;vertical-align:bottom;font-weight:bold;"></td> <td data-sheets-value='{"1":2,"2":"Triple-walled"}' style="overflow:hidden;padding:0px 3px 0px 3px;vertical-align:bottom;font-weight:bold;">Triple-walled</td> <td data-sheets-value='{"1":2,"2":"Opal (O/H/O)"}' style="border-right:1px solid #000000;overflow:hidden;padding:0px 3px 0px 3px;vertical-align:bottom;font-weight:bold;">Opal (O/H/O)</td> <td data-sheets-numberformat='{"1":2,"2":"0.00","3":1}' data-sheets-value='{"1":3,"3":1.7}' style="overflow:hidden;padding:0px 3px 0px 3px;vertical-align:bottom;text-align:center;">1.70</td> <td data-sheets-numberformat='{"1":2,"2":"0","3":1}' data-sheets-value='{"1":3,"3":62}' style="overflow:hidden;padding:0px 3px 0px 3px;vertical-align:bottom;text-align:center;">62</td> <td data-sheets-numberformat='{"1":2,"2":"0","3":1}' data-sheets-value='{"1":3,"3":51}' style="overflow:hidden;padding:0px 3px 0px 3px;vertical-align:bottom;text-align:center;">51</td> <td data-sheets-numberformat='{"1":2,"2":"0","3":1}' data-sheets-value='{"1":3,"3":22}' style="border-right:1px solid #000000;overflow:hidden;padding:0px 3px 0px 3px;vertical-align:bottom;text-align:center;">22</td> </tr> <tr style="height:20px;"> <td style="border-left:1px solid #000000;overflow:hidden;padding:0px 3px 0px 3px;vertical-align:bottom;font-weight:bold;"></td> <td data-sheets-value='{"1":2,"2":"Four-walled"}' style="overflow:hidden;padding:0px 3px 0px 3px;vertical-align:bottom;font-weight:bold;">Four-walled</td> <td data-sheets-value='{"1":2,"2":"Clear (H/H/H/H)"}' style="border-right:1px solid #000000;overflow:hidden;padding:0px 3px 0px 3px;vertical-align:bottom;font-weight:bold;">Clear (H/H/H/H)</td> <td data-sheets-numberformat='{"1":2,"2":"0.00","3":1}' data-sheets-value='{"1":3,"3":1.28}' style="overflow:hidden;padding:0px 3px 0px 3px;vertical-align:bottom;text-align:center;">1.28</td> <td data-sheets-numberformat='{"1":2,"2":"0","3":1}' data-sheets-value='{"1":3,"3":64}' style="overflow:hidden;padding:0px 3px 0px 3px;vertical-align:bottom;text-align:center;">64</td> <td data-sheets-numberformat='{"1":2,"2":"0","3":1}' data-sheets-value='{"1":3,"3":54}' style="overflow:hidden;padding:0px 3px 0px 3px;vertical-align:bottom;text-align:center;">54</td> <td data-sheets-numberformat='{"1":2,"2":"0","3":1}' data-sheets-value='{"1":3,"3":23}' style="border-right:1px solid #000000;overflow:hidden;padding:0px 3px 0px 3px;vertical-align:bottom;text-align:center;">23</td> </tr> <tr style="height:20px;"> <td style="border-bottom:1px solid #000000;border-left:1px solid #000000;overflow:hidden;padding:0px 3px 0px 3px;vertical-align:bottom;"></td> <td data-sheets-value='{"1":2,"2":"Four-walled"}' style="border-bottom:1px solid #000000;overflow:hidden;padding:0px 3px 0px 3px;vertical-align:bottom;font-weight:bold;">Four-walled</td> <td data-sheets-value='{"1":2,"2":"Opal (H/H/O/H)"}' style="border-right:1px solid #000000;border-bottom:1px solid #000000;overflow:hidden;padding:0px 3px 0px 3px;vertical-align:bottom;font-weight:bold;">Opal (H/H/O/H)</td> <td data-sheets-numberformat='{"1":2,"2":"0.00","3":1}' data-sheets-value='{"1":3,"3":1.28}' style="border-bottom:1px solid #000000;overflow:hidden;padding:0px 3px 0px 3px;vertical-align:bottom;text-align:center;">1.28</td> <td data-sheets-numberformat='{"1":2,"2":"0","3":1}' data-sheets-value='{"1":3,"3":59}' style="border-bottom:1px solid #000000;overflow:hidden;padding:0px 3px 0px 3px;vertical-align:bottom;text-align:center;">59</td> <td data-sheets-numberformat='{"1":2,"2":"0","3":1}' data-sheets-value='{"1":3,"3":48}' style="border-bottom:1px solid #000000;overflow:hidden;padding:0px 3px 0px 3px;vertical-align:bottom;text-align:center;">48</td> <td data-sheets-numberformat='{"1":2,"2":"0","3":1}' data-sheets-value='{"1":3,"3":23}' style="border-right:1px solid #000000;border-bottom:1px solid #000000;overflow:hidden;padding:0px 3px 0px 3px;vertical-align:bottom;text-align:center;">23</td> </tr> <tr style="height:20px;"> <td data-sheets-value='{"1":2,"2":"Polycarbonate "}' style="border-left:1px solid #000000;overflow:hidden;padding:0px 3px 0px 3px;vertical-align:bottom;font-weight:bold;">Polycarbonate </td> <td data-sheets-value='{"1":2,"2":"Single-walled"}' style="overflow:hidden;padding:0px 3px 0px 3px;vertical-align:bottom;font-weight:bold;">Single-walled</td> <td data-sheets-value='{"1":2,"2":"Clear (A)"}' style="border-right:1px solid #000000;overflow:hidden;padding:0px 3px 0px 3px;vertical-align:bottom;font-weight:bold;">Clear (A)</td> <td data-sheets-numberformat='{"1":2,"2":"0.00","3":1}' data-sheets-value='{"1":3,"3":5.17}' style="overflow:hidden;padding:0px 3px 0px 3px;vertical-align:bottom;text-align:center;">5.17</td> <td data-sheets-numberformat='{"1":2,"2":"0","3":1}' data-sheets-value='{"1":3,"3":88}' style="overflow:hidden;padding:0px 3px 0px 3px;vertical-align:bottom;text-align:center;">88</td> <td data-sheets-numberformat='{"1":2,"2":"0","3":1}' data-sheets-value='{"1":3,"3":83}' style="overflow:hidden;padding:0px 3px 0px 3px;vertical-align:bottom;text-align:center;">83</td> <td data-sheets-numberformat='{"1":2,"2":"0","3":1}' data-sheets-value='{"1":2,"2":"-"}' style="border-right:1px solid #000000;overflow:hidden;padding:0px 3px 0px 3px;vertical-align:bottom;text-align:center;">-</td> </tr> <tr style="height:20px;"> <td data-sheets-value='{"1":2,"2":"PC"}' style="border-left:1px solid #000000;overflow:hidden;padding:0px 3px 0px 3px;vertical-align:bottom;font-weight:bold;">PC</td> <td data-sheets-value='{"1":2,"2":"Single-walled"}' style="overflow:hidden;padding:0px 3px 0px 3px;vertical-align:bottom;font-weight:bold;">Single-walled</td> <td data-sheets-value='{"1":2,"2":"Opal (D)"}' style="border-right:1px solid #000000;overflow:hidden;padding:0px 3px 0px 3px;vertical-align:bottom;font-weight:bold;">Opal (D)</td> <td data-sheets-numberformat='{"1":2,"2":"0.00","3":1}' data-sheets-value='{"1":3,"3":5.17}' style="overflow:hidden;padding:0px 3px 0px 3px;vertical-align:bottom;text-align:center;">5.17</td> <td data-sheets-numberformat='{"1":2,"2":"0","3":1}' data-sheets-value='{"1":3,"3":58}' style="overflow:hidden;padding:0px 3px 0px 3px;vertical-align:bottom;text-align:center;">58</td> <td data-sheets-numberformat='{"1":2,"2":"0","3":1}' data-sheets-value='{"1":3,"3":60}' style="overflow:hidden;padding:0px 3px 0px 3px;vertical-align:bottom;text-align:center;">60</td> <td data-sheets-numberformat='{"1":2,"2":"0","3":1}' data-sheets-value='{"1":2,"2":"-"}' style="border-right:1px solid #000000;overflow:hidden;padding:0px 3px 0px 3px;vertical-align:bottom;text-align:center;">-</td> </tr> <tr style="height:20px;"> <td style="border-left:1px solid #000000;overflow:hidden;padding:0px 3px 0px 3px;vertical-align:bottom;font-weight:bold;"></td> <td data-sheets-value='{"1":2,"2":"Double-walled"}' style="overflow:hidden;padding:0px 3px 0px 3px;vertical-align:bottom;font-weight:bold;">Double-walled</td> <td data-sheets-value='{"1":2,"2":"Clear (A/H)"}' style="border-right:1px solid #000000;overflow:hidden;padding:0px 3px 0px 3px;vertical-align:bottom;font-weight:bold;">Clear (A/H)</td> <td data-sheets-numberformat='{"1":2,"2":"0.00","3":1}' data-sheets-value='{"1":3,"3":2.9}' style="overflow:hidden;padding:0px 3px 0px 3px;vertical-align:bottom;text-align:center;">2.90</td> <td data-sheets-numberformat='{"1":2,"2":"0","3":1}' data-sheets-value='{"1":3,"3":79}' style="overflow:hidden;padding:0px 3px 0px 3px;vertical-align:bottom;text-align:center;">79</td> <td data-sheets-numberformat='{"1":2,"2":"0","3":1}' data-sheets-value='{"1":3,"3":72}' style="overflow:hidden;padding:0px 3px 0px 3px;vertical-align:bottom;text-align:center;">72</td> <td data-sheets-numberformat='{"1":2,"2":"0","3":1}' data-sheets-value='{"1":3,"3":20}' style="border-right:1px solid #000000;overflow:hidden;padding:0px 3px 0px 3px;vertical-align:bottom;text-align:center;">20</td> </tr> <tr style="height:20px;"> <td style="border-left:1px solid #000000;overflow:hidden;padding:0px 3px 0px 3px;vertical-align:bottom;font-weight:bold;"></td> <td data-sheets-value='{"1":2,"2":"Double-walled"}' style="overflow:hidden;padding:0px 3px 0px 3px;vertical-align:bottom;font-weight:bold;">Double-walled</td> <td data-sheets-value='{"1":2,"2":"Clear (A/A)"}' style="border-right:1px solid #000000;overflow:hidden;padding:0px 3px 0px 3px;vertical-align:bottom;font-weight:bold;">Clear (A/A)</td> <td data-sheets-numberformat='{"1":2,"2":"0.00","3":1}' data-sheets-value='{"1":3,"3":2.9}' style="overflow:hidden;padding:0px 3px 0px 3px;vertical-align:bottom;text-align:center;">2.90</td> <td data-sheets-numberformat='{"1":2,"2":"0","3":1}' data-sheets-value='{"1":3,"3":77}' style="overflow:hidden;padding:0px 3px 0px 3px;vertical-align:bottom;text-align:center;">77</td> <td data-sheets-numberformat='{"1":2,"2":"0","3":1}' data-sheets-value='{"1":3,"3":69}' style="overflow:hidden;padding:0px 3px 0px 3px;vertical-align:bottom;text-align:center;">69</td> <td data-sheets-numberformat='{"1":2,"2":"0","3":1}' data-sheets-value='{"1":3,"3":20}' style="border-right:1px solid #000000;overflow:hidden;padding:0px 3px 0px 3px;vertical-align:bottom;text-align:center;">20</td> </tr> <tr style="height:20px;"> <td style="border-left:1px solid #000000;overflow:hidden;padding:0px 3px 0px 3px;vertical-align:bottom;font-weight:bold;"></td> <td data-sheets-value='{"1":2,"2":"Double-walled"}' style="overflow:hidden;padding:0px 3px 0px 3px;vertical-align:bottom;font-weight:bold;">Double-walled</td> <td data-sheets-value='{"1":2,"2":"Opal (A/O)"}' style="border-right:1px solid #000000;overflow:hidden;padding:0px 3px 0px 3px;vertical-align:bottom;font-weight:bold;">Opal (A/O)</td> <td data-sheets-numberformat='{"1":2,"2":"0.00","3":1}' data-sheets-value='{"1":3,"3":2.9}' style="overflow:hidden;padding:0px 3px 0px 3px;vertical-align:bottom;text-align:center;">2.90</td> <td data-sheets-numberformat='{"1":2,"2":"0","3":1}' data-sheets-value='{"1":3,"3":73}' style="overflow:hidden;padding:0px 3px 0px 3px;vertical-align:bottom;text-align:center;">73</td> <td data-sheets-numberformat='{"1":2,"2":"0","3":1}' data-sheets-value='{"1":3,"3":63}' style="overflow:hidden;padding:0px 3px 0px 3px;vertical-align:bottom;text-align:center;">63</td> <td data-sheets-numberformat='{"1":2,"2":"0","3":1}' data-sheets-value='{"1":3,"3":20}' style="border-right:1px solid #000000;overflow:hidden;padding:0px 3px 0px 3px;vertical-align:bottom;text-align:center;">20</td> </tr> <tr style="height:20px;"> <td style="border-left:1px solid #000000;overflow:hidden;padding:0px 3px 0px 3px;vertical-align:bottom;font-weight:bold;"></td> <td data-sheets-value='{"1":2,"2":"Double-walled"}' style="overflow:hidden;padding:0px 3px 0px 3px;vertical-align:bottom;font-weight:bold;">Double-walled</td> <td data-sheets-value='{"1":2,"2":"Opal (A/D)"}' style="border-right:1px solid #000000;overflow:hidden;padding:0px 3px 0px 3px;vertical-align:bottom;font-weight:bold;">Opal (A/D)</td> <td data-sheets-numberformat='{"1":2,"2":"0.00","3":1}' data-sheets-value='{"1":3,"3":2.9}' style="overflow:hidden;padding:0px 3px 0px 3px;vertical-align:bottom;text-align:center;">2.90</td> <td data-sheets-numberformat='{"1":2,"2":"0","3":1}' data-sheets-value='{"1":3,"3":51}' style="overflow:hidden;padding:0px 3px 0px 3px;vertical-align:bottom;text-align:center;">51</td> <td data-sheets-numberformat='{"1":2,"2":"0","3":1}' data-sheets-value='{"1":3,"3":50}' style="overflow:hidden;padding:0px 3px 0px 3px;vertical-align:bottom;text-align:center;">50</td> <td data-sheets-numberformat='{"1":2,"2":"0","3":1}' data-sheets-value='{"1":3,"3":20}' style="border-right:1px solid #000000;overflow:hidden;padding:0px 3px 0px 3px;vertical-align:bottom;text-align:center;">20</td> </tr> <tr style="height:20px;"> <td style="border-left:1px solid #000000;overflow:hidden;padding:0px 3px 0px 3px;vertical-align:bottom;font-weight:bold;"></td> <td data-sheets-value='{"1":2,"2":"Triple-walled"}' style="overflow:hidden;padding:0px 3px 0px 3px;vertical-align:bottom;font-weight:bold;">Triple-walled</td> <td data-sheets-value='{"1":2,"2":"Clear (A/H/H)"}' style="border-right:1px solid #000000;overflow:hidden;padding:0px 3px 0px 3px;vertical-align:bottom;font-weight:bold;">Clear (A/H/H)</td> <td data-sheets-numberformat='{"1":2,"2":"0.00","3":1}' data-sheets-value='{"1":3,"3":1.7}' style="overflow:hidden;padding:0px 3px 0px 3px;vertical-align:bottom;text-align:center;">1.70</td> <td data-sheets-numberformat='{"1":2,"2":"0","3":1}' data-sheets-value='{"1":3,"3":71}' style="overflow:hidden;padding:0px 3px 0px 3px;vertical-align:bottom;text-align:center;">71</td> <td data-sheets-numberformat='{"1":2,"2":"0","3":1}' data-sheets-value='{"1":3,"3":63}' style="overflow:hidden;padding:0px 3px 0px 3px;vertical-align:bottom;text-align:center;">63</td> <td data-sheets-numberformat='{"1":2,"2":"0","3":1}' data-sheets-value='{"1":3,"3":22}' style="border-right:1px solid #000000;overflow:hidden;padding:0px 3px 0px 3px;vertical-align:bottom;text-align:center;">22</td> </tr> <tr style="height:20px;"> <td style="border-left:1px solid #000000;overflow:hidden;padding:0px 3px 0px 3px;vertical-align:bottom;font-weight:bold;"></td> <td data-sheets-value='{"1":2,"2":"Triple-walled"}' style="overflow:hidden;padding:0px 3px 0px 3px;vertical-align:bottom;font-weight:bold;">Triple-walled</td> <td data-sheets-value='{"1":2,"2":"Opal (A/O/O)"}' style="border-right:1px solid #000000;overflow:hidden;padding:0px 3px 0px 3px;vertical-align:bottom;font-weight:bold;">Opal (A/O/O)</td> <td data-sheets-numberformat='{"1":2,"2":"0.00","3":1}' data-sheets-value='{"1":3,"3":1.7}' style="overflow:hidden;padding:0px 3px 0px 3px;vertical-align:bottom;text-align:center;">1.70</td> <td data-sheets-numberformat='{"1":2,"2":"0","3":1}' data-sheets-value='{"1":3,"3":61}' style="overflow:hidden;padding:0px 3px 0px 3px;vertical-align:bottom;text-align:center;">61</td> <td data-sheets-numberformat='{"1":2,"2":"0","3":1}' data-sheets-value='{"1":3,"3":48}' style="overflow:hidden;padding:0px 3px 0px 3px;vertical-align:bottom;text-align:center;">48</td> <td data-sheets-numberformat='{"1":2,"2":"0","3":1}' data-sheets-value='{"1":3,"3":22}' style="border-right:1px solid #000000;overflow:hidden;padding:0px 3px 0px 3px;vertical-align:bottom;text-align:center;">22</td> </tr> <tr style="height:20px;"> <td style="border-left:1px solid #000000;overflow:hidden;padding:0px 3px 0px 3px;vertical-align:bottom;font-weight:bold;"></td> <td data-sheets-value='{"1":2,"2":"Four-walled"}' style="overflow:hidden;padding:0px 3px 0px 3px;vertical-align:bottom;font-weight:bold;">Four-walled</td> <td data-sheets-value='{"1":2,"2":"Clear (A/H/H/H)"}' style="border-right:1px solid #000000;overflow:hidden;padding:0px 3px 0px 3px;vertical-align:bottom;font-weight:bold;">Clear (A/H/H/H)</td> <td data-sheets-numberformat='{"1":2,"2":"0.00","3":1}' data-sheets-value='{"1":3,"3":1.28}' style="overflow:hidden;padding:0px 3px 0px 3px;vertical-align:bottom;text-align:center;">1.28</td> <td data-sheets-numberformat='{"1":2,"2":"0","3":1}' data-sheets-value='{"1":3,"3":64}' style="overflow:hidden;padding:0px 3px 0px 3px;vertical-align:bottom;text-align:center;">64</td> <td data-sheets-numberformat='{"1":2,"2":"0","3":1}' data-sheets-value='{"1":3,"3":52}' style="overflow:hidden;padding:0px 3px 0px 3px;vertical-align:bottom;text-align:center;">52</td> <td data-sheets-numberformat='{"1":2,"2":"0","3":1}' data-sheets-value='{"1":3,"3":23}' style="border-right:1px solid #000000;overflow:hidden;padding:0px 3px 0px 3px;vertical-align:bottom;text-align:center;">23</td> </tr> <tr style="height:20px;"> <td style="border-bottom:1px solid #000000;border-left:1px solid #000000;overflow:hidden;padding:0px 3px 0px 3px;vertical-align:bottom;"></td> <td data-sheets-value='{"1":2,"2":"Four-walled"}' style="border-bottom:1px solid #000000;overflow:hidden;padding:0px 3px 0px 3px;vertical-align:bottom;font-weight:bold;">Four-walled</td> <td data-sheets-value='{"1":2,"2":"Opal (A/H/O/H)"}' style="border-right:1px solid #000000;border-bottom:1px solid #000000;overflow:hidden;padding:0px 3px 0px 3px;vertical-align:bottom;font-weight:bold;">Opal (A/H/O/H)</td> <td data-sheets-numberformat='{"1":2,"2":"0.00","3":1}' data-sheets-value='{"1":3,"3":1.28}' style="border-bottom:1px solid #000000;overflow:hidden;padding:0px 3px 0px 3px;vertical-align:bottom;text-align:center;">1.28</td> <td data-sheets-numberformat='{"1":2,"2":"0","3":1}' data-sheets-value='{"1":3,"3":59}' style="border-bottom:1px solid #000000;overflow:hidden;padding:0px 3px 0px 3px;vertical-align:bottom;text-align:center;">59</td> <td data-sheets-numberformat='{"1":2,"2":"0","3":1}' data-sheets-value='{"1":3,"3":46}' style="border-bottom:1px solid #000000;overflow:hidden;padding:0px 3px 0px 3px;vertical-align:bottom;text-align:center;">46</td> <td data-sheets-numberformat='{"1":2,"2":"0","3":1}' data-sheets-value='{"1":3,"3":23}' style="border-right:1px solid #000000;border-bottom:1px solid #000000;overflow:hidden;padding:0px 3px 0px 3px;vertical-align:bottom;text-align:center;">23</td> </tr> <tr style="height:20px;"> <td data-sheets-value='{"1":2,"2":"Polycarbonate"}' style="border-left:1px solid #000000;overflow:hidden;padding:0px 3px 0px 3px;vertical-align:bottom;font-weight:bold;">Polycarbonate</td> <td data-sheets-value='{"1":2,"2":"Single-walled"}' style="overflow:hidden;padding:0px 3px 0px 3px;vertical-align:bottom;font-weight:bold;">Single-walled</td> <td data-sheets-value='{"1":2,"2":"Heatstop Opal (T)"}' style="border-right:1px solid #000000;overflow:hidden;padding:0px 3px 0px 3px;vertical-align:bottom;font-weight:bold;">Heatstop Opal (T)</td> <td data-sheets-numberformat='{"1":2,"2":"0.00","3":1}' data-sheets-value='{"1":3,"3":5.17}' style="overflow:hidden;padding:0px 3px 0px 3px;vertical-align:bottom;text-align:center;">5.17</td> <td data-sheets-numberformat='{"1":2,"2":"0","3":1}' data-sheets-value='{"1":3,"3":49}' style="overflow:hidden;padding:0px 3px 0px 3px;vertical-align:bottom;text-align:center;">49</td> <td data-sheets-numberformat='{"1":2,"2":"0","3":1}' data-sheets-value='{"1":3,"3":59}' style="overflow:hidden;padding:0px 3px 0px 3px;vertical-align:bottom;text-align:center;">59</td> <td data-sheets-numberformat='{"1":2,"2":"0","3":1}' data-sheets-value='{"1":2,"2":"-"}' style="border-right:1px solid #000000;overflow:hidden;padding:0px 3px 0px 3px;vertical-align:bottom;text-align:center;">-</td> </tr> <tr style="height:20px;"> <td data-sheets-value='{"1":2,"2":"Heatstop PC"}' style="border-left:1px solid #000000;overflow:hidden;padding:0px 3px 0px 3px;vertical-align:bottom;font-weight:bold;">Heatstop PC</td> <td data-sheets-value='{"1":2,"2":"Double-walled"}' style="overflow:hidden;padding:0px 3px 0px 3px;vertical-align:bottom;font-weight:bold;">Double-walled</td> <td data-sheets-value='{"1":2,"2":"Clear (T/H)"}' style="border-right:1px solid #000000;overflow:hidden;padding:0px 3px 0px 3px;vertical-align:bottom;font-weight:bold;">Clear (T/H)</td> <td data-sheets-numberformat='{"1":2,"2":"0.00","3":1}' data-sheets-value='{"1":3,"3":2.9}' style="overflow:hidden;padding:0px 3px 0px 3px;vertical-align:bottom;text-align:center;">2.90</td> <td data-sheets-numberformat='{"1":2,"2":"0","3":1}' data-sheets-value='{"1":3,"3":44}' style="overflow:hidden;padding:0px 3px 0px 3px;vertical-align:bottom;text-align:center;">44</td> <td data-sheets-numberformat='{"1":2,"2":"0","3":1}' data-sheets-value='{"1":3,"3":51}' style="overflow:hidden;padding:0px 3px 0px 3px;vertical-align:bottom;text-align:center;">51</td> <td data-sheets-numberformat='{"1":2,"2":"0","3":1}' data-sheets-value='{"1":3,"3":20}' style="border-right:1px solid #000000;overflow:hidden;padding:0px 3px 0px 3px;vertical-align:bottom;text-align:center;">20</td> </tr> <tr style="height:20px;"> <td style="border-left:1px solid #000000;overflow:hidden;padding:0px 3px 0px 3px;vertical-align:bottom;font-weight:bold;"></td> <td data-sheets-value='{"1":2,"2":"Double-walled"}' style="overflow:hidden;padding:0px 3px 0px 3px;vertical-align:bottom;font-weight:bold;">Double-walled</td> <td data-sheets-value='{"1":2,"2":"Opal (T/O)"}' style="border-right:1px solid #000000;overflow:hidden;padding:0px 3px 0px 3px;vertical-align:bottom;font-weight:bold;">Opal (T/O)</td> <td data-sheets-numberformat='{"1":2,"2":"0.00","3":1}' data-sheets-value='{"1":3,"3":2.9}' style="overflow:hidden;padding:0px 3px 0px 3px;vertical-align:bottom;text-align:center;">2.90</td> <td data-sheets-numberformat='{"1":2,"2":"0","3":1}' data-sheets-value='{"1":3,"3":41}' style="overflow:hidden;padding:0px 3px 0px 3px;vertical-align:bottom;text-align:center;">41</td> <td data-sheets-numberformat='{"1":2,"2":"0","3":1}' data-sheets-value='{"1":3,"3":45}' style="overflow:hidden;padding:0px 3px 0px 3px;vertical-align:bottom;text-align:center;">45</td> <td data-sheets-numberformat='{"1":2,"2":"0","3":1}' data-sheets-value='{"1":3,"3":20}' style="border-right:1px solid #000000;overflow:hidden;padding:0px 3px 0px 3px;vertical-align:bottom;text-align:center;">20</td> </tr> <tr style="height:20px;"> <td style="border-left:1px solid #000000;overflow:hidden;padding:0px 3px 0px 3px;vertical-align:bottom;font-weight:bold;"></td> <td data-sheets-value='{"1":2,"2":"Triple-walled"}' style="overflow:hidden; | skylux-160-ce-met-koepel-en-metaalopstand-met-lm-motor-1300-x-2000-mm | 8585991094605 | 46872267293005
Smoke and heat exhaust (SHEV) | SHE system | Skylux | Skylux 160° CE with skylight and metal curb with LM-actuator 1300 x 2200 mm |  | 26715 | 5412970267157 | 5149.8 | Yes | 30-45 | 112.58 | 1300 x 2200 mm | 2200 | 1300 |  | metal curb M30 (30 cm high) | Rectangular | 5.17 W/m²K - 1.28 W/m²K | 87% - 32% | 90% - 32% | 20dB - 23dB | 160° CE (for industry) | skylight | without spoiler | E | Single actuator | Maximum four-walled skylight possible for this product | Ut-value LT-value g-value Rw-value EN 1873 : 2014 EN ISO 13468 EN 16153 EN 410 EN 410 EN ISO 140-3 Material Walls Shells (W/m²K) (%) (%) (dB) Acrylic Single-walled Clear (H) 5.17 90 87 - PMMA Single-walled Opal (O) 5.17 83 76 - Double-walled Clear (H/H) 2.90 81 75 20 Double-walled Opal (O/O) 2.90 69 58 20 Triple-walled Clear (H/H/H) 1.70 73 65 22 Triple-walled Opal (O/H/O) 1.70 62 51 22 Four-walled Clear (H/H/H/H) 1.28 64 54 23 Four-walled Opal (H/H/O/H) 1.28 59 48 23 Polycarbonate Single-walled Clear (A) 5.17 88 83 - PC Single-walled Opal (D) 5.17 58 60 - Double-walled Clear (A/H) 2.90 79 72 20 Double-walled Clear (A/A) 2.90 77 69 20 Double-walled Opal (A/O) 2.90 73 63 20 Double-walled Opal (A/D) 2.90 51 50 20 Triple-walled Clear (A/H/H) 1.70 71 63 22 Triple-walled Opal (A/O/O) 1.70 61 48 22 Four-walled Clear (A/H/H/H) 1.28 64 52 23 Four-walled Opal (A/H/O/H) 1.28 59 46 23 Polycarbonate Single-walled Heatstop Opal (T) 5.17 49 59 - Heatstop PC Double-walled Clear (T/H) 2.90 44 51 20 Double-walled Opal (T/O) 2.90 41 45 20 Triple-walled Clear (T/H/H) 1.70 40 <td data-sheets-numberformat='{"1":2,"2":"0","3":1}' data-sheets-value='{"1":3,"3":44}' style="overflow:hidden;paddin | https://skylux.eu/en/products/skylux-160-ce-met-koepel-en-metaalopstand-met-lm-motor-1300-x-2200-mm | https://skylux.eu/cdn/shop/files/Skylux-160deg-CE-met-koepel-en-metaalopstand-met-LM-motor-1300-x-2200-mm-RWA-systeem.jpg?v=1702976677&width=1600 | https://skylux.eu/cdn/shop/files/e5a82811-1bb0-48e4-a776-cacb59c7c092_b31d5b6d-adf2-43cf-a391-8dd379b5deac.jpg?v=1688550187&width=1600 | //skylux.eu/cdn/shop/files/E_MH_Mounting_instructions_Skylux_160_CE_LM.pdf?v=12406716259046007223 | //skylux.eu/cdn/shop/files/E_TD_Technical_File_Skylux_Skylux_160_CE_Electric.pdf?v=3667116872303399239 | <style type="text/css" id="isPasted"> <!--td { border: 1px solid #cccccc; } br { mso-data-placement: same-cell; } --> </style> <table border="1" cellpadding="0" cellspacing="0" dir="ltr" style="table-layout:fixed;font-size:10pt;font-family:Arial;border-collapse:collapse;border:none;"><tbody> <tr style="height:20px;"> <td style="overflow:hidden;padding:0px 3px 0px 3px;vertical-align:bottom;"></td> <td style="overflow:hidden;padding:0px 3px 0px 3px;vertical-align:bottom;"></td> <td style="overflow:hidden;padding:0px 3px 0px 3px;vertical-align:bottom;"></td> <td data-sheets-value='{"1":2,"2":"Ut-value"}' style="overflow:hidden;padding:0px 3px 0px 3px;vertical-align:bottom;font-weight:bold;text-align:center;">Ut-value</td> <td data-sheets-value='{"1":2,"2":"LT-value"}' style="overflow:hidden;padding:0px 3px 0px 3px;vertical-align:bottom;font-weight:bold;text-align:center;">LT-value</td> <td data-sheets-value='{"1":2,"2":"g-value"}' style="overflow:hidden;padding:0px 3px 0px 3px;vertical-align:bottom;font-weight:bold;text-align:center;">g-value</td> <td data-sheets-value='{"1":2,"2":"Rw-value "}' style="overflow:hidden;padding:0px 3px 0px 3px;vertical-align:bottom;font-weight:bold;text-align:center;">Rw-value </td> </tr> <tr style="height:20px;"> <td style="overflow:hidden;padding:0px 3px 0px 3px;vertical-align:bottom;"></td> <td style="overflow:hidden;padding:0px 3px 0px 3px;vertical-align:bottom;"></td> <td style="overflow:hidden;padding:0px 3px 0px 3px;vertical-align:bottom;"></td> <td data-sheets-numberformat='{"1":2,"2":"0.00","3":1}' data-sheets-value='{"1":2,"2":"EN 1873 : 2014"}' style="overflow:hidden;padding:0px 3px 0px 3px;vertical-align:bottom;text-align:center;">EN 1873 : 2014</td> <td data-sheets-numberformat='{"1":2,"2":"0","3":1}' data-sheets-value='{"1":2,"2":"EN ISO 13468 EN 16153 EN 410"}' style="overflow:hidden;padding:0px 3px 0px 3px;vertical-align:bottom;text-align:center;">EN ISO 13468 EN 16153 EN 410</td> <td data-sheets-numberformat='{"1":2,"2":"0","3":1}' data-sheets-value='{"1":2,"2":"EN 410"}' style="overflow:hidden;padding:0px 3px 0px 3px;vertical-align:bottom;text-align:center;">EN 410</td> <td data-sheets-value='{"1":2,"2":"EN ISO 140-3\t\t"}' style="overflow:hidden;padding:0px 3px 0px 3px;vertical-align:bottom;text-align:center;">EN ISO 140-3 </td> </tr> <tr style="height:20px;"> <td data-sheets-value='{"1":2,"2":"Material"}' style="border-bottom:1px solid #000000;overflow:hidden;padding:0px 3px 0px 3px;vertical-align:bottom;background-color:#000000;font-weight:bold;color:#ffffff;">Material</td> <td data-sheets-value='{"1":2,"2":"Walls"}' style="border-bottom:1px solid #000000;overflow:hidden;padding:0px 3px 0px 3px;vertical-align:bottom;background-color:#000000;font-weight:bold;color:#ffffff;">Walls</td> <td data-sheets-value='{"1":2,"2":"Shells"}' style="border-bottom:1px solid #000000;overflow:hidden;padding:0px 3px 0px 3px;vertical-align:bottom;background-color:#000000;font-weight:bold;color:#ffffff;">Shells</td> <td data-sheets-numberformat='{"1":2,"2":"0.00","3":1}' data-sheets-value='{"1":2,"2":"(W/m²K)\t"}' style="border-bottom:1px solid #000000;overflow:hidden;padding:0px 3px 0px 3px;vertical-align:bottom;background-color:#000000;font-weight:bold;color:#ffffff;text-align:center;">(W/m²K) </td> <td data-sheets-numberformat='{"1":2,"2":"0","3":1}' data-sheets-value='{"1":2,"2":"(%)"}' style="border-bottom:1px solid #000000;overflow:hidden;padding:0px 3px 0px 3px;vertical-align:bottom;background-color:#000000;font-weight:bold;color:#ffffff;text-align:center;">(%)</td> <td data-sheets-numberformat='{"1":2,"2":"0","3":1}' data-sheets-value='{"1":2,"2":"(%)"}' style="border-bottom:1px solid #000000;overflow:hidden;padding:0px 3px 0px 3px;vertical-align:bottom;background-color:#000000;font-weight:bold;color:#ffffff;text-align:center;">(%)</td> <td data-sheets-value='{"1":2,"2":"(dB)"}' style="border-bottom:1px solid #000000;overflow:hidden;padding:0px 3px 0px 3px;vertical-align:bottom;background-color:#000000;font-weight:bold;color:#ffffff;text-align:center;">(dB)</td> </tr> <tr style="height:20px;"> <td data-sheets-value='{"1":2,"2":"Acrylic"}' style="border-left:1px solid #000000;overflow:hidden;padding:0px 3px 0px 3px;vertical-align:bottom;font-weight:bold;">Acrylic</td> <td data-sheets-value='{"1":2,"2":"Single-walled"}' style="overflow:hidden;padding:0px 3px 0px 3px;vertical-align:bottom;font-weight:bold;">Single-walled</td> <td data-sheets-value='{"1":2,"2":"Clear (H)"}' style="border-right:1px solid #000000;overflow:hidden;padding:0px 3px 0px 3px;vertical-align:bottom;font-weight:bold;">Clear (H)</td> <td data-sheets-numberformat='{"1":2,"2":"0.00","3":1}' data-sheets-value='{"1":3,"3":5.17}' style="overflow:hidden;padding:0px 3px 0px 3px;vertical-align:bottom;text-align:center;">5.17</td> <td data-sheets-numberformat='{"1":2,"2":"0","3":1}' data-sheets-value='{"1":3,"3":90}' style="overflow:hidden;padding:0px 3px 0px 3px;vertical-align:bottom;text-align:center;">90</td> <td data-sheets-numberformat='{"1":2,"2":"0","3":1}' data-sheets-value='{"1":3,"3":87}' style="overflow:hidden;padding:0px 3px 0px 3px;vertical-align:bottom;text-align:center;">87</td> <td data-sheets-numberformat='{"1":2,"2":"0","3":1}' data-sheets-value='{"1":2,"2":"-"}' style="border-right:1px solid #000000;overflow:hidden;padding:0px 3px 0px 3px;vertical-align:bottom;text-align:center;">-</td> </tr> <tr style="height:20px;"> <td data-sheets-value='{"1":2,"2":"PMMA"}' style="border-left:1px solid #000000;overflow:hidden;padding:0px 3px 0px 3px;vertical-align:bottom;font-weight:bold;">PMMA</td> <td data-sheets-value='{"1":2,"2":"Single-walled"}' style="overflow:hidden;padding:0px 3px 0px 3px;vertical-align:bottom;font-weight:bold;">Single-walled</td> <td data-sheets-value='{"1":2,"2":"Opal (O)"}' style="border-right:1px solid #000000;overflow:hidden;padding:0px 3px 0px 3px;vertical-align:bottom;font-weight:bold;">Opal (O)</td> <td data-sheets-numberformat='{"1":2,"2":"0.00","3":1}' data-sheets-value='{"1":3,"3":5.17}' style="overflow:hidden;padding:0px 3px 0px 3px;vertical-align:bottom;text-align:center;">5.17</td> <td data-sheets-numberformat='{"1":2,"2":"0","3":1}' data-sheets-value='{"1":3,"3":83}' style="overflow:hidden;padding:0px 3px 0px 3px;vertical-align:bottom;text-align:center;">83</td> <td data-sheets-numberformat='{"1":2,"2":"0","3":1}' data-sheets-value='{"1":3,"3":76}' style="overflow:hidden;padding:0px 3px 0px 3px;vertical-align:bottom;text-align:center;">76</td> <td data-sheets-numberformat='{"1":2,"2":"0","3":1}' data-sheets-value='{"1":2,"2":"-"}' style="border-right:1px solid #000000;overflow:hidden;padding:0px 3px 0px 3px;vertical-align:bottom;text-align:center;">-</td> </tr> <tr style="height:20px;"> <td style="border-left:1px solid #000000;overflow:hidden;padding:0px 3px 0px 3px;vertical-align:bottom;font-weight:bold;"></td> <td data-sheets-value='{"1":2,"2":"Double-walled"}' style="overflow:hidden;padding:0px 3px 0px 3px;vertical-align:bottom;font-weight:bold;">Double-walled</td> <td data-sheets-value='{"1":2,"2":"Clear (H/H)"}' style="border-right:1px solid #000000;overflow:hidden;padding:0px 3px 0px 3px;vertical-align:bottom;font-weight:bold;">Clear (H/H)</td> <td data-sheets-numberformat='{"1":2,"2":"0.00","3":1}' data-sheets-value='{"1":3,"3":2.9}' style="overflow:hidden;padding:0px 3px 0px 3px;vertical-align:bottom;text-align:center;">2.90</td> <td data-sheets-numberformat='{"1":2,"2":"0","3":1}' data-sheets-value='{"1":3,"3":81}' style="overflow:hidden;padding:0px 3px 0px 3px;vertical-align:bottom;text-align:center;">81</td> <td data-sheets-numberformat='{"1":2,"2":"0","3":1}' data-sheets-value='{"1":3,"3":75}' style="overflow:hidden;padding:0px 3px 0px 3px;vertical-align:bottom;text-align:center;">75</td> <td data-sheets-numberformat='{"1":2,"2":"0","3":1}' data-sheets-value='{"1":3,"3":20}' style="border-right:1px solid #000000;overflow:hidden;padding:0px 3px 0px 3px;vertical-align:bottom;text-align:center;">20</td> </tr> <tr style="height:20px;"> <td style="border-left:1px solid #000000;overflow:hidden;padding:0px 3px 0px 3px;vertical-align:bottom;font-weight:bold;"></td> <td data-sheets-value='{"1":2,"2":"Double-walled"}' style="overflow:hidden;padding:0px 3px 0px 3px;vertical-align:bottom;font-weight:bold;">Double-walled</td> <td data-sheets-value='{"1":2,"2":"Opal (O/O)"}' style="border-right:1px solid #000000;overflow:hidden;padding:0px 3px 0px 3px;vertical-align:bottom;font-weight:bold;">Opal (O/O)</td> <td data-sheets-numberformat='{"1":2,"2":"0.00","3":1}' data-sheets-value='{"1":3,"3":2.9}' style="overflow:hidden;padding:0px 3px 0px 3px;vertical-align:bottom;text-align:center;">2.90</td> <td data-sheets-numberformat='{"1":2,"2":"0","3":1}' data-sheets-value='{"1":3,"3":69}' style="overflow:hidden;padding:0px 3px 0px 3px;vertical-align:bottom;text-align:center;">69</td> <td data-sheets-numberformat='{"1":2,"2":"0","3":1}' data-sheets-value='{"1":3,"3":58}' style="overflow:hidden;padding:0px 3px 0px 3px;vertical-align:bottom;text-align:center;">58</td> <td data-sheets-numberformat='{"1":2,"2":"0","3":1}' data-sheets-value='{"1":3,"3":20}' style="border-right:1px solid #000000;overflow:hidden;padding:0px 3px 0px 3px;vertical-align:bottom;text-align:center;">20</td> </tr> <tr style="height:20px;"> <td style="border-left:1px solid #000000;overflow:hidden;padding:0px 3px 0px 3px;vertical-align:bottom;font-weight:bold;"></td> <td data-sheets-value='{"1":2,"2":"Triple-walled"}' style="overflow:hidden;padding:0px 3px 0px 3px;vertical-align:bottom;font-weight:bold;">Triple-walled</td> <td data-sheets-value='{"1":2,"2":"Clear (H/H/H)"}' style="border-right:1px solid #000000;overflow:hidden;padding:0px 3px 0px 3px;vertical-align:bottom;font-weight:bold;">Clear (H/H/H)</td> <td data-sheets-numberformat='{"1":2,"2":"0.00","3":1}' data-sheets-value='{"1":3,"3":1.7}' style="overflow:hidden;padding:0px 3px 0px 3px;vertical-align:bottom;text-align:center;">1.70</td> <td data-sheets-numberformat='{"1":2,"2":"0","3":1}' data-sheets-value='{"1":3,"3":73}' style="overflow:hidden;padding:0px 3px 0px 3px;vertical-align:bottom;text-align:center;">73</td> <td data-sheets-numberformat='{"1":2,"2":"0","3":1}' data-sheets-value='{"1":3,"3":65}' style="overflow:hidden;padding:0px 3px 0px 3px;vertical-align:bottom;text-align:center;">65</td> <td data-sheets-numberformat='{"1":2,"2":"0","3":1}' data-sheets-value='{"1":3,"3":22}' style="border-right:1px solid #000000;overflow:hidden;padding:0px 3px 0px 3px;vertical-align:bottom;text-align:center;">22</td> </tr> <tr style="height:20px;"> <td style="border-left:1px solid #000000;overflow:hidden;padding:0px 3px 0px 3px;vertical-align:bottom;font-weight:bold;"></td> <td data-sheets-value='{"1":2,"2":"Triple-walled"}' style="overflow:hidden;padding:0px 3px 0px 3px;vertical-align:bottom;font-weight:bold;">Triple-walled</td> <td data-sheets-value='{"1":2,"2":"Opal (O/H/O)"}' style="border-right:1px solid #000000;overflow:hidden;padding:0px 3px 0px 3px;vertical-align:bottom;font-weight:bold;">Opal (O/H/O)</td> <td data-sheets-numberformat='{"1":2,"2":"0.00","3":1}' data-sheets-value='{"1":3,"3":1.7}' style="overflow:hidden;padding:0px 3px 0px 3px;vertical-align:bottom;text-align:center;">1.70</td> <td data-sheets-numberformat='{"1":2,"2":"0","3":1}' data-sheets-value='{"1":3,"3":62}' style="overflow:hidden;padding:0px 3px 0px 3px;vertical-align:bottom;text-align:center;">62</td> <td data-sheets-numberformat='{"1":2,"2":"0","3":1}' data-sheets-value='{"1":3,"3":51}' style="overflow:hidden;padding:0px 3px 0px 3px;vertical-align:bottom;text-align:center;">51</td> <td data-sheets-numberformat='{"1":2,"2":"0","3":1}' data-sheets-value='{"1":3,"3":22}' style="border-right:1px solid #000000;overflow:hidden;padding:0px 3px 0px 3px;vertical-align:bottom;text-align:center;">22</td> </tr> <tr style="height:20px;"> <td style="border-left:1px solid #000000;overflow:hidden;padding:0px 3px 0px 3px;vertical-align:bottom;font-weight:bold;"></td> <td data-sheets-value='{"1":2,"2":"Four-walled"}' style="overflow:hidden;padding:0px 3px 0px 3px;vertical-align:bottom;font-weight:bold;">Four-walled</td> <td data-sheets-value='{"1":2,"2":"Clear (H/H/H/H)"}' style="border-right:1px solid #000000;overflow:hidden;padding:0px 3px 0px 3px;vertical-align:bottom;font-weight:bold;">Clear (H/H/H/H)</td> <td data-sheets-numberformat='{"1":2,"2":"0.00","3":1}' data-sheets-value='{"1":3,"3":1.28}' style="overflow:hidden;padding:0px 3px 0px 3px;vertical-align:bottom;text-align:center;">1.28</td> <td data-sheets-numberformat='{"1":2,"2":"0","3":1}' data-sheets-value='{"1":3,"3":64}' style="overflow:hidden;padding:0px 3px 0px 3px;vertical-align:bottom;text-align:center;">64</td> <td data-sheets-numberformat='{"1":2,"2":"0","3":1}' data-sheets-value='{"1":3,"3":54}' style="overflow:hidden;padding:0px 3px 0px 3px;vertical-align:bottom;text-align:center;">54</td> <td data-sheets-numberformat='{"1":2,"2":"0","3":1}' data-sheets-value='{"1":3,"3":23}' style="border-right:1px solid #000000;overflow:hidden;padding:0px 3px 0px 3px;vertical-align:bottom;text-align:center;">23</td> </tr> <tr style="height:20px;"> <td style="border-bottom:1px solid #000000;border-left:1px solid #000000;overflow:hidden;padding:0px 3px 0px 3px;vertical-align:bottom;"></td> <td data-sheets-value='{"1":2,"2":"Four-walled"}' style="border-bottom:1px solid #000000;overflow:hidden;padding:0px 3px 0px 3px;vertical-align:bottom;font-weight:bold;">Four-walled</td> <td data-sheets-value='{"1":2,"2":"Opal (H/H/O/H)"}' style="border-right:1px solid #000000;border-bottom:1px solid #000000;overflow:hidden;padding:0px 3px 0px 3px;vertical-align:bottom;font-weight:bold;">Opal (H/H/O/H)</td> <td data-sheets-numberformat='{"1":2,"2":"0.00","3":1}' data-sheets-value='{"1":3,"3":1.28}' style="border-bottom:1px solid #000000;overflow:hidden;padding:0px 3px 0px 3px;vertical-align:bottom;text-align:center;">1.28</td> <td data-sheets-numberformat='{"1":2,"2":"0","3":1}' data-sheets-value='{"1":3,"3":59}' style="border-bottom:1px solid #000000;overflow:hidden;padding:0px 3px 0px 3px;vertical-align:bottom;text-align:center;">59</td> <td data-sheets-numberformat='{"1":2,"2":"0","3":1}' data-sheets-value='{"1":3,"3":48}' style="border-bottom:1px solid #000000;overflow:hidden;padding:0px 3px 0px 3px;vertical-align:bottom;text-align:center;">48</td> <td data-sheets-numberformat='{"1":2,"2":"0","3":1}' data-sheets-value='{"1":3,"3":23}' style="border-right:1px solid #000000;border-bottom:1px solid #000000;overflow:hidden;padding:0px 3px 0px 3px;vertical-align:bottom;text-align:center;">23</td> </tr> <tr style="height:20px;"> <td data-sheets-value='{"1":2,"2":"Polycarbonate "}' style="border-left:1px solid #000000;overflow:hidden;padding:0px 3px 0px 3px;vertical-align:bottom;font-weight:bold;">Polycarbonate </td> <td data-sheets-value='{"1":2,"2":"Single-walled"}' style="overflow:hidden;padding:0px 3px 0px 3px;vertical-align:bottom;font-weight:bold;">Single-walled</td> <td data-sheets-value='{"1":2,"2":"Clear (A)"}' style="border-right:1px solid #000000;overflow:hidden;padding:0px 3px 0px 3px;vertical-align:bottom;font-weight:bold;">Clear (A)</td> <td data-sheets-numberformat='{"1":2,"2":"0.00","3":1}' data-sheets-value='{"1":3,"3":5.17}' style="overflow:hidden;padding:0px 3px 0px 3px;vertical-align:bottom;text-align:center;">5.17</td> <td data-sheets-numberformat='{"1":2,"2":"0","3":1}' data-sheets-value='{"1":3,"3":88}' style="overflow:hidden;padding:0px 3px 0px 3px;vertical-align:bottom;text-align:center;">88</td> <td data-sheets-numberformat='{"1":2,"2":"0","3":1}' data-sheets-value='{"1":3,"3":83}' style="overflow:hidden;padding:0px 3px 0px 3px;vertical-align:bottom;text-align:center;">83</td> <td data-sheets-numberformat='{"1":2,"2":"0","3":1}' data-sheets-value='{"1":2,"2":"-"}' style="border-right:1px solid #000000;overflow:hidden;padding:0px 3px 0px 3px;vertical-align:bottom;text-align:center;">-</td> </tr> <tr style="height:20px;"> <td data-sheets-value='{"1":2,"2":"PC"}' style="border-left:1px solid #000000;overflow:hidden;padding:0px 3px 0px 3px;vertical-align:bottom;font-weight:bold;">PC</td> <td data-sheets-value='{"1":2,"2":"Single-walled"}' style="overflow:hidden;padding:0px 3px 0px 3px;vertical-align:bottom;font-weight:bold;">Single-walled</td> <td data-sheets-value='{"1":2,"2":"Opal (D)"}' style="border-right:1px solid #000000;overflow:hidden;padding:0px 3px 0px 3px;vertical-align:bottom;font-weight:bold;">Opal (D)</td> <td data-sheets-numberformat='{"1":2,"2":"0.00","3":1}' data-sheets-value='{"1":3,"3":5.17}' style="overflow:hidden;padding:0px 3px 0px 3px;vertical-align:bottom;text-align:center;">5.17</td> <td data-sheets-numberformat='{"1":2,"2":"0","3":1}' data-sheets-value='{"1":3,"3":58}' style="overflow:hidden;padding:0px 3px 0px 3px;vertical-align:bottom;text-align:center;">58</td> <td data-sheets-numberformat='{"1":2,"2":"0","3":1}' data-sheets-value='{"1":3,"3":60}' style="overflow:hidden;padding:0px 3px 0px 3px;vertical-align:bottom;text-align:center;">60</td> <td data-sheets-numberformat='{"1":2,"2":"0","3":1}' data-sheets-value='{"1":2,"2":"-"}' style="border-right:1px solid #000000;overflow:hidden;padding:0px 3px 0px 3px;vertical-align:bottom;text-align:center;">-</td> </tr> <tr style="height:20px;"> <td style="border-left:1px solid #000000;overflow:hidden;padding:0px 3px 0px 3px;vertical-align:bottom;font-weight:bold;"></td> <td data-sheets-value='{"1":2,"2":"Double-walled"}' style="overflow:hidden;padding:0px 3px 0px 3px;vertical-align:bottom;font-weight:bold;">Double-walled</td> <td data-sheets-value='{"1":2,"2":"Clear (A/H)"}' style="border-right:1px solid #000000;overflow:hidden;padding:0px 3px 0px 3px;vertical-align:bottom;font-weight:bold;">Clear (A/H)</td> <td data-sheets-numberformat='{"1":2,"2":"0.00","3":1}' data-sheets-value='{"1":3,"3":2.9}' style="overflow:hidden;padding:0px 3px 0px 3px;vertical-align:bottom;text-align:center;">2.90</td> <td data-sheets-numberformat='{"1":2,"2":"0","3":1}' data-sheets-value='{"1":3,"3":79}' style="overflow:hidden;padding:0px 3px 0px 3px;vertical-align:bottom;text-align:center;">79</td> <td data-sheets-numberformat='{"1":2,"2":"0","3":1}' data-sheets-value='{"1":3,"3":72}' style="overflow:hidden;padding:0px 3px 0px 3px;vertical-align:bottom;text-align:center;">72</td> <td data-sheets-numberformat='{"1":2,"2":"0","3":1}' data-sheets-value='{"1":3,"3":20}' style="border-right:1px solid #000000;overflow:hidden;padding:0px 3px 0px 3px;vertical-align:bottom;text-align:center;">20</td> </tr> <tr style="height:20px;"> <td style="border-left:1px solid #000000;overflow:hidden;padding:0px 3px 0px 3px;vertical-align:bottom;font-weight:bold;"></td> <td data-sheets-value='{"1":2,"2":"Double-walled"}' style="overflow:hidden;padding:0px 3px 0px 3px;vertical-align:bottom;font-weight:bold;">Double-walled</td> <td data-sheets-value='{"1":2,"2":"Clear (A/A)"}' style="border-right:1px solid #000000;overflow:hidden;padding:0px 3px 0px 3px;vertical-align:bottom;font-weight:bold;">Clear (A/A)</td> <td data-sheets-numberformat='{"1":2,"2":"0.00","3":1}' data-sheets-value='{"1":3,"3":2.9}' style="overflow:hidden;padding:0px 3px 0px 3px;vertical-align:bottom;text-align:center;">2.90</td> <td data-sheets-numberformat='{"1":2,"2":"0","3":1}' data-sheets-value='{"1":3,"3":77}' style="overflow:hidden;padding:0px 3px 0px 3px;vertical-align:bottom;text-align:center;">77</td> <td data-sheets-numberformat='{"1":2,"2":"0","3":1}' data-sheets-value='{"1":3,"3":69}' style="overflow:hidden;padding:0px 3px 0px 3px;vertical-align:bottom;text-align:center;">69</td> <td data-sheets-numberformat='{"1":2,"2":"0","3":1}' data-sheets-value='{"1":3,"3":20}' style="border-right:1px solid #000000;overflow:hidden;padding:0px 3px 0px 3px;vertical-align:bottom;text-align:center;">20</td> </tr> <tr style="height:20px;"> <td style="border-left:1px solid #000000;overflow:hidden;padding:0px 3px 0px 3px;vertical-align:bottom;font-weight:bold;"></td> <td data-sheets-value='{"1":2,"2":"Double-walled"}' style="overflow:hidden;padding:0px 3px 0px 3px;vertical-align:bottom;font-weight:bold;">Double-walled</td> <td data-sheets-value='{"1":2,"2":"Opal (A/O)"}' style="border-right:1px solid #000000;overflow:hidden;padding:0px 3px 0px 3px;vertical-align:bottom;font-weight:bold;">Opal (A/O)</td> <td data-sheets-numberformat='{"1":2,"2":"0.00","3":1}' data-sheets-value='{"1":3,"3":2.9}' style="overflow:hidden;padding:0px 3px 0px 3px;vertical-align:bottom;text-align:center;">2.90</td> <td data-sheets-numberformat='{"1":2,"2":"0","3":1}' data-sheets-value='{"1":3,"3":73}' style="overflow:hidden;padding:0px 3px 0px 3px;vertical-align:bottom;text-align:center;">73</td> <td data-sheets-numberformat='{"1":2,"2":"0","3":1}' data-sheets-value='{"1":3,"3":63}' style="overflow:hidden;padding:0px 3px 0px 3px;vertical-align:bottom;text-align:center;">63</td> <td data-sheets-numberformat='{"1":2,"2":"0","3":1}' data-sheets-value='{"1":3,"3":20}' style="border-right:1px solid #000000;overflow:hidden;padding:0px 3px 0px 3px;vertical-align:bottom;text-align:center;">20</td> </tr> <tr style="height:20px;"> <td style="border-left:1px solid #000000;overflow:hidden;padding:0px 3px 0px 3px;vertical-align:bottom;font-weight:bold;"></td> <td data-sheets-value='{"1":2,"2":"Double-walled"}' style="overflow:hidden;padding:0px 3px 0px 3px;vertical-align:bottom;font-weight:bold;">Double-walled</td> <td data-sheets-value='{"1":2,"2":"Opal (A/D)"}' style="border-right:1px solid #000000;overflow:hidden;padding:0px 3px 0px 3px;vertical-align:bottom;font-weight:bold;">Opal (A/D)</td> <td data-sheets-numberformat='{"1":2,"2":"0.00","3":1}' data-sheets-value='{"1":3,"3":2.9}' style="overflow:hidden;padding:0px 3px 0px 3px;vertical-align:bottom;text-align:center;">2.90</td> <td data-sheets-numberformat='{"1":2,"2":"0","3":1}' data-sheets-value='{"1":3,"3":51}' style="overflow:hidden;padding:0px 3px 0px 3px;vertical-align:bottom;text-align:center;">51</td> <td data-sheets-numberformat='{"1":2,"2":"0","3":1}' data-sheets-value='{"1":3,"3":50}' style="overflow:hidden;padding:0px 3px 0px 3px;vertical-align:bottom;text-align:center;">50</td> <td data-sheets-numberformat='{"1":2,"2":"0","3":1}' data-sheets-value='{"1":3,"3":20}' style="border-right:1px solid #000000;overflow:hidden;padding:0px 3px 0px 3px;vertical-align:bottom;text-align:center;">20</td> </tr> <tr style="height:20px;"> <td style="border-left:1px solid #000000;overflow:hidden;padding:0px 3px 0px 3px;vertical-align:bottom;font-weight:bold;"></td> <td data-sheets-value='{"1":2,"2":"Triple-walled"}' style="overflow:hidden;padding:0px 3px 0px 3px;vertical-align:bottom;font-weight:bold;">Triple-walled</td> <td data-sheets-value='{"1":2,"2":"Clear (A/H/H)"}' style="border-right:1px solid #000000;overflow:hidden;padding:0px 3px 0px 3px;vertical-align:bottom;font-weight:bold;">Clear (A/H/H)</td> <td data-sheets-numberformat='{"1":2,"2":"0.00","3":1}' data-sheets-value='{"1":3,"3":1.7}' style="overflow:hidden;padding:0px 3px 0px 3px;vertical-align:bottom;text-align:center;">1.70</td> <td data-sheets-numberformat='{"1":2,"2":"0","3":1}' data-sheets-value='{"1":3,"3":71}' style="overflow:hidden;padding:0px 3px 0px 3px;vertical-align:bottom;text-align:center;">71</td> <td data-sheets-numberformat='{"1":2,"2":"0","3":1}' data-sheets-value='{"1":3,"3":63}' style="overflow:hidden;padding:0px 3px 0px 3px;vertical-align:bottom;text-align:center;">63</td> <td data-sheets-numberformat='{"1":2,"2":"0","3":1}' data-sheets-value='{"1":3,"3":22}' style="border-right:1px solid #000000;overflow:hidden;padding:0px 3px 0px 3px;vertical-align:bottom;text-align:center;">22</td> </tr> <tr style="height:20px;"> <td style="border-left:1px solid #000000;overflow:hidden;padding:0px 3px 0px 3px;vertical-align:bottom;font-weight:bold;"></td> <td data-sheets-value='{"1":2,"2":"Triple-walled"}' style="overflow:hidden;padding:0px 3px 0px 3px;vertical-align:bottom;font-weight:bold;">Triple-walled</td> <td data-sheets-value='{"1":2,"2":"Opal (A/O/O)"}' style="border-right:1px solid #000000;overflow:hidden;padding:0px 3px 0px 3px;vertical-align:bottom;font-weight:bold;">Opal (A/O/O)</td> <td data-sheets-numberformat='{"1":2,"2":"0.00","3":1}' data-sheets-value='{"1":3,"3":1.7}' style="overflow:hidden;padding:0px 3px 0px 3px;vertical-align:bottom;text-align:center;">1.70</td> <td data-sheets-numberformat='{"1":2,"2":"0","3":1}' data-sheets-value='{"1":3,"3":61}' style="overflow:hidden;padding:0px 3px 0px 3px;vertical-align:bottom;text-align:center;">61</td> <td data-sheets-numberformat='{"1":2,"2":"0","3":1}' data-sheets-value='{"1":3,"3":48}' style="overflow:hidden;padding:0px 3px 0px 3px;vertical-align:bottom;text-align:center;">48</td> <td data-sheets-numberformat='{"1":2,"2":"0","3":1}' data-sheets-value='{"1":3,"3":22}' style="border-right:1px solid #000000;overflow:hidden;padding:0px 3px 0px 3px;vertical-align:bottom;text-align:center;">22</td> </tr> <tr style="height:20px;"> <td style="border-left:1px solid #000000;overflow:hidden;padding:0px 3px 0px 3px;vertical-align:bottom;font-weight:bold;"></td> <td data-sheets-value='{"1":2,"2":"Four-walled"}' style="overflow:hidden;padding:0px 3px 0px 3px;vertical-align:bottom;font-weight:bold;">Four-walled</td> <td data-sheets-value='{"1":2,"2":"Clear (A/H/H/H)"}' style="border-right:1px solid #000000;overflow:hidden;padding:0px 3px 0px 3px;vertical-align:bottom;font-weight:bold;">Clear (A/H/H/H)</td> <td data-sheets-numberformat='{"1":2,"2":"0.00","3":1}' data-sheets-value='{"1":3,"3":1.28}' style="overflow:hidden;padding:0px 3px 0px 3px;vertical-align:bottom;text-align:center;">1.28</td> <td data-sheets-numberformat='{"1":2,"2":"0","3":1}' data-sheets-value='{"1":3,"3":64}' style="overflow:hidden;padding:0px 3px 0px 3px;vertical-align:bottom;text-align:center;">64</td> <td data-sheets-numberformat='{"1":2,"2":"0","3":1}' data-sheets-value='{"1":3,"3":52}' style="overflow:hidden;padding:0px 3px 0px 3px;vertical-align:bottom;text-align:center;">52</td> <td data-sheets-numberformat='{"1":2,"2":"0","3":1}' data-sheets-value='{"1":3,"3":23}' style="border-right:1px solid #000000;overflow:hidden;padding:0px 3px 0px 3px;vertical-align:bottom;text-align:center;">23</td> </tr> <tr style="height:20px;"> <td style="border-bottom:1px solid #000000;border-left:1px solid #000000;overflow:hidden;padding:0px 3px 0px 3px;vertical-align:bottom;"></td> <td data-sheets-value='{"1":2,"2":"Four-walled"}' style="border-bottom:1px solid #000000;overflow:hidden;padding:0px 3px 0px 3px;vertical-align:bottom;font-weight:bold;">Four-walled</td> <td data-sheets-value='{"1":2,"2":"Opal (A/H/O/H)"}' style="border-right:1px solid #000000;border-bottom:1px solid #000000;overflow:hidden;padding:0px 3px 0px 3px;vertical-align:bottom;font-weight:bold;">Opal (A/H/O/H)</td> <td data-sheets-numberformat='{"1":2,"2":"0.00","3":1}' data-sheets-value='{"1":3,"3":1.28}' style="border-bottom:1px solid #000000;overflow:hidden;padding:0px 3px 0px 3px;vertical-align:bottom;text-align:center;">1.28</td> <td data-sheets-numberformat='{"1":2,"2":"0","3":1}' data-sheets-value='{"1":3,"3":59}' style="border-bottom:1px solid #000000;overflow:hidden;padding:0px 3px 0px 3px;vertical-align:bottom;text-align:center;">59</td> <td data-sheets-numberformat='{"1":2,"2":"0","3":1}' data-sheets-value='{"1":3,"3":46}' style="border-bottom:1px solid #000000;overflow:hidden;padding:0px 3px 0px 3px;vertical-align:bottom;text-align:center;">46</td> <td data-sheets-numberformat='{"1":2,"2":"0","3":1}' data-sheets-value='{"1":3,"3":23}' style="border-right:1px solid #000000;border-bottom:1px solid #000000;overflow:hidden;padding:0px 3px 0px 3px;vertical-align:bottom;text-align:center;">23</td> </tr> <tr style="height:20px;"> <td data-sheets-value='{"1":2,"2":"Polycarbonate"}' style="border-left:1px solid #000000;overflow:hidden;padding:0px 3px 0px 3px;vertical-align:bottom;font-weight:bold;">Polycarbonate</td> <td data-sheets-value='{"1":2,"2":"Single-walled"}' style="overflow:hidden;padding:0px 3px 0px 3px;vertical-align:bottom;font-weight:bold;">Single-walled</td> <td data-sheets-value='{"1":2,"2":"Heatstop Opal (T)"}' style="border-right:1px solid #000000;overflow:hidden;padding:0px 3px 0px 3px;vertical-align:bottom;font-weight:bold;">Heatstop Opal (T)</td> <td data-sheets-numberformat='{"1":2,"2":"0.00","3":1}' data-sheets-value='{"1":3,"3":5.17}' style="overflow:hidden;padding:0px 3px 0px 3px;vertical-align:bottom;text-align:center;">5.17</td> <td data-sheets-numberformat='{"1":2,"2":"0","3":1}' data-sheets-value='{"1":3,"3":49}' style="overflow:hidden;padding:0px 3px 0px 3px;vertical-align:bottom;text-align:center;">49</td> <td data-sheets-numberformat='{"1":2,"2":"0","3":1}' data-sheets-value='{"1":3,"3":59}' style="overflow:hidden;padding:0px 3px 0px 3px;vertical-align:bottom;text-align:center;">59</td> <td data-sheets-numberformat='{"1":2,"2":"0","3":1}' data-sheets-value='{"1":2,"2":"-"}' style="border-right:1px solid #000000;overflow:hidden;padding:0px 3px 0px 3px;vertical-align:bottom;text-align:center;">-</td> </tr> <tr style="height:20px;"> <td data-sheets-value='{"1":2,"2":"Heatstop PC"}' style="border-left:1px solid #000000;overflow:hidden;padding:0px 3px 0px 3px;vertical-align:bottom;font-weight:bold;">Heatstop PC</td> <td data-sheets-value='{"1":2,"2":"Double-walled"}' style="overflow:hidden;padding:0px 3px 0px 3px;vertical-align:bottom;font-weight:bold;">Double-walled</td> <td data-sheets-value='{"1":2,"2":"Clear (T/H)"}' style="border-right:1px solid #000000;overflow:hidden;padding:0px 3px 0px 3px;vertical-align:bottom;font-weight:bold;">Clear (T/H)</td> <td data-sheets-numberformat='{"1":2,"2":"0.00","3":1}' data-sheets-value='{"1":3,"3":2.9}' style="overflow:hidden;padding:0px 3px 0px 3px;vertical-align:bottom;text-align:center;">2.90</td> <td data-sheets-numberformat='{"1":2,"2":"0","3":1}' data-sheets-value='{"1":3,"3":44}' style="overflow:hidden;padding:0px 3px 0px 3px;vertical-align:bottom;text-align:center;">44</td> <td data-sheets-numberformat='{"1":2,"2":"0","3":1}' data-sheets-value='{"1":3,"3":51}' style="overflow:hidden;padding:0px 3px 0px 3px;vertical-align:bottom;text-align:center;">51</td> <td data-sheets-numberformat='{"1":2,"2":"0","3":1}' data-sheets-value='{"1":3,"3":20}' style="border-right:1px solid #000000;overflow:hidden;padding:0px 3px 0px 3px;vertical-align:bottom;text-align:center;">20</td> </tr> <tr style="height:20px;"> <td style="border-left:1px solid #000000;overflow:hidden;padding:0px 3px 0px 3px;vertical-align:bottom;font-weight:bold;"></td> <td data-sheets-value='{"1":2,"2":"Double-walled"}' style="overflow:hidden;padding:0px 3px 0px 3px;vertical-align:bottom;font-weight:bold;">Double-walled</td> <td data-sheets-value='{"1":2,"2":"Opal (T/O)"}' style="border-right:1px solid #000000;overflow:hidden;padding:0px 3px 0px 3px;vertical-align:bottom;font-weight:bold;">Opal (T/O)</td> <td data-sheets-numberformat='{"1":2,"2":"0.00","3":1}' data-sheets-value='{"1":3,"3":2.9}' style="overflow:hidden;padding:0px 3px 0px 3px;vertical-align:bottom;text-align:center;">2.90</td> <td data-sheets-numberformat='{"1":2,"2":"0","3":1}' data-sheets-value='{"1":3,"3":41}' style="overflow:hidden;padding:0px 3px 0px 3px;vertical-align:bottom;text-align:center;">41</td> <td data-sheets-numberformat='{"1":2,"2":"0","3":1}' data-sheets-value='{"1":3,"3":45}' style="overflow:hidden;padding:0px 3px 0px 3px;vertical-align:bottom;text-align:center;">45</td> <td data-sheets-numberformat='{"1":2,"2":"0","3":1}' data-sheets-value='{"1":3,"3":20}' style="border-right:1px solid #000000;overflow:hidden;padding:0px 3px 0px 3px;vertical-align:bottom;text-align:center;">20</td> </tr> <tr style="height:20px;"> <td style="border-left:1px solid #000000;overflow:hidden;padding:0px 3px 0px 3px;vertical-align:bottom;font-weight:bold;"></td> <td data-sheets-value='{"1":2,"2":"Triple-walled"}' style="overflow:hidden; | skylux-160-ce-met-koepel-en-metaalopstand-met-lm-motor-1300-x-2200-mm | 8585991225677 | 46872267456845
Smoke and heat exhaust (SHEV) | SHE system | Skylux | Skylux 160° CE with skylight and metal curb with LM-actuator 1300 x 2300 mm |  | 26716 | 5412970267164 | 5330.05 | Yes | 30-45 | 117.93 | 1300 x 2300 mm | 2300 | 1300 |  | metal curb M30 (30 cm high) | Rectangular | 5.17 W/m²K - 1.28 W/m²K | 87% - 32% | 90% - 32% | 20dB - 23dB | 160° CE (for industry) | skylight | without spoiler | E | Single actuator | Maximum four-walled skylight possible for this product | Ut-value LT-value g-value Rw-value EN 1873 : 2014 EN ISO 13468 EN 16153 EN 410 EN 410 EN ISO 140-3 Material Walls Shells (W/m²K) (%) (%) (dB) Acrylic Single-walled Clear (H) 5.17 90 87 - PMMA Single-walled Opal (O) 5.17 83 76 - Double-walled Clear (H/H) 2.90 81 75 20 Double-walled Opal (O/O) 2.90 69 58 20 Triple-walled Clear (H/H/H) 1.70 73 65 22 Triple-walled Opal (O/H/O) 1.70 62 51 22 Four-walled Clear (H/H/H/H) 1.28 64 54 23 Four-walled Opal (H/H/O/H) 1.28 59 48 23 Polycarbonate Single-walled Clear (A) 5.17 88 83 - PC Single-walled Opal (D) 5.17 58 60 - Double-walled Clear (A/H) 2.90 79 72 20 Double-walled Clear (A/A) 2.90 77 69 20 Double-walled Opal (A/O) 2.90 73 63 20 Double-walled Opal (A/D) 2.90 51 50 20 Triple-walled Clear (A/H/H) 1.70 71 63 22 Triple-walled Opal (A/O/O) 1.70 61 48 22 Four-walled Clear (A/H/H/H) 1.28 64 52 23 Four-walled Opal (A/H/O/H) 1.28 59 46 23 Polycarbonate Single-walled Heatstop Opal (T) 5.17 49 59 - Heatstop PC Double-walled Clear (T/H) 2.90 44 51 20 Double-walled Opal (T/O) 2.90 41 45 20 Triple-walled Clear (T/H/H) 1.70 40 <td data-sheets-numberformat='{"1":2,"2":"0","3":1}' data-sheets-value='{"1":3,"3":44}' style="overflow:hidden;paddin | https://skylux.eu/en/products/skylux-160-ce-met-koepel-en-metaalopstand-met-lm-motor-1300-x-2300-mm | https://skylux.eu/cdn/shop/files/Skylux-160deg-CE-met-koepel-en-metaalopstand-met-LM-motor-1300-x-2300-mm-RWA-systeem.jpg?v=1702976683&width=1600 | https://skylux.eu/cdn/shop/files/e5a82811-1bb0-48e4-a776-cacb59c7c092_7e4fa41b-08c1-4929-a2b6-5463ff37637e.jpg?v=1688550189&width=1600 | //skylux.eu/cdn/shop/files/E_MH_Mounting_instructions_Skylux_160_CE_LM.pdf?v=12406716259046007223 | //skylux.eu/cdn/shop/files/E_TD_Technical_File_Skylux_Skylux_160_CE_Electric.pdf?v=3667116872303399239 | <style type="text/css" id="isPasted"> <!--td { border: 1px solid #cccccc; } br { mso-data-placement: same-cell; } --> </style> <table border="1" cellpadding="0" cellspacing="0" dir="ltr" style="table-layout:fixed;font-size:10pt;font-family:Arial;border-collapse:collapse;border:none;"><tbody> <tr style="height:20px;"> <td style="overflow:hidden;padding:0px 3px 0px 3px;vertical-align:bottom;"></td> <td style="overflow:hidden;padding:0px 3px 0px 3px;vertical-align:bottom;"></td> <td style="overflow:hidden;padding:0px 3px 0px 3px;vertical-align:bottom;"></td> <td data-sheets-value='{"1":2,"2":"Ut-value"}' style="overflow:hidden;padding:0px 3px 0px 3px;vertical-align:bottom;font-weight:bold;text-align:center;">Ut-value</td> <td data-sheets-value='{"1":2,"2":"LT-value"}' style="overflow:hidden;padding:0px 3px 0px 3px;vertical-align:bottom;font-weight:bold;text-align:center;">LT-value</td> <td data-sheets-value='{"1":2,"2":"g-value"}' style="overflow:hidden;padding:0px 3px 0px 3px;vertical-align:bottom;font-weight:bold;text-align:center;">g-value</td> <td data-sheets-value='{"1":2,"2":"Rw-value "}' style="overflow:hidden;padding:0px 3px 0px 3px;vertical-align:bottom;font-weight:bold;text-align:center;">Rw-value </td> </tr> <tr style="height:20px;"> <td style="overflow:hidden;padding:0px 3px 0px 3px;vertical-align:bottom;"></td> <td style="overflow:hidden;padding:0px 3px 0px 3px;vertical-align:bottom;"></td> <td style="overflow:hidden;padding:0px 3px 0px 3px;vertical-align:bottom;"></td> <td data-sheets-numberformat='{"1":2,"2":"0.00","3":1}' data-sheets-value='{"1":2,"2":"EN 1873 : 2014"}' style="overflow:hidden;padding:0px 3px 0px 3px;vertical-align:bottom;text-align:center;">EN 1873 : 2014</td> <td data-sheets-numberformat='{"1":2,"2":"0","3":1}' data-sheets-value='{"1":2,"2":"EN ISO 13468 EN 16153 EN 410"}' style="overflow:hidden;padding:0px 3px 0px 3px;vertical-align:bottom;text-align:center;">EN ISO 13468 EN 16153 EN 410</td> <td data-sheets-numberformat='{"1":2,"2":"0","3":1}' data-sheets-value='{"1":2,"2":"EN 410"}' style="overflow:hidden;padding:0px 3px 0px 3px;vertical-align:bottom;text-align:center;">EN 410</td> <td data-sheets-value='{"1":2,"2":"EN ISO 140-3\t\t"}' style="overflow:hidden;padding:0px 3px 0px 3px;vertical-align:bottom;text-align:center;">EN ISO 140-3 </td> </tr> <tr style="height:20px;"> <td data-sheets-value='{"1":2,"2":"Material"}' style="border-bottom:1px solid #000000;overflow:hidden;padding:0px 3px 0px 3px;vertical-align:bottom;background-color:#000000;font-weight:bold;color:#ffffff;">Material</td> <td data-sheets-value='{"1":2,"2":"Walls"}' style="border-bottom:1px solid #000000;overflow:hidden;padding:0px 3px 0px 3px;vertical-align:bottom;background-color:#000000;font-weight:bold;color:#ffffff;">Walls</td> <td data-sheets-value='{"1":2,"2":"Shells"}' style="border-bottom:1px solid #000000;overflow:hidden;padding:0px 3px 0px 3px;vertical-align:bottom;background-color:#000000;font-weight:bold;color:#ffffff;">Shells</td> <td data-sheets-numberformat='{"1":2,"2":"0.00","3":1}' data-sheets-value='{"1":2,"2":"(W/m²K)\t"}' style="border-bottom:1px solid #000000;overflow:hidden;padding:0px 3px 0px 3px;vertical-align:bottom;background-color:#000000;font-weight:bold;color:#ffffff;text-align:center;">(W/m²K) </td> <td data-sheets-numberformat='{"1":2,"2":"0","3":1}' data-sheets-value='{"1":2,"2":"(%)"}' style="border-bottom:1px solid #000000;overflow:hidden;padding:0px 3px 0px 3px;vertical-align:bottom;background-color:#000000;font-weight:bold;color:#ffffff;text-align:center;">(%)</td> <td data-sheets-numberformat='{"1":2,"2":"0","3":1}' data-sheets-value='{"1":2,"2":"(%)"}' style="border-bottom:1px solid #000000;overflow:hidden;padding:0px 3px 0px 3px;vertical-align:bottom;background-color:#000000;font-weight:bold;color:#ffffff;text-align:center;">(%)</td> <td data-sheets-value='{"1":2,"2":"(dB)"}' style="border-bottom:1px solid #000000;overflow:hidden;padding:0px 3px 0px 3px;vertical-align:bottom;background-color:#000000;font-weight:bold;color:#ffffff;text-align:center;">(dB)</td> </tr> <tr style="height:20px;"> <td data-sheets-value='{"1":2,"2":"Acrylic"}' style="border-left:1px solid #000000;overflow:hidden;padding:0px 3px 0px 3px;vertical-align:bottom;font-weight:bold;">Acrylic</td> <td data-sheets-value='{"1":2,"2":"Single-walled"}' style="overflow:hidden;padding:0px 3px 0px 3px;vertical-align:bottom;font-weight:bold;">Single-walled</td> <td data-sheets-value='{"1":2,"2":"Clear (H)"}' style="border-right:1px solid #000000;overflow:hidden;padding:0px 3px 0px 3px;vertical-align:bottom;font-weight:bold;">Clear (H)</td> <td data-sheets-numberformat='{"1":2,"2":"0.00","3":1}' data-sheets-value='{"1":3,"3":5.17}' style="overflow:hidden;padding:0px 3px 0px 3px;vertical-align:bottom;text-align:center;">5.17</td> <td data-sheets-numberformat='{"1":2,"2":"0","3":1}' data-sheets-value='{"1":3,"3":90}' style="overflow:hidden;padding:0px 3px 0px 3px;vertical-align:bottom;text-align:center;">90</td> <td data-sheets-numberformat='{"1":2,"2":"0","3":1}' data-sheets-value='{"1":3,"3":87}' style="overflow:hidden;padding:0px 3px 0px 3px;vertical-align:bottom;text-align:center;">87</td> <td data-sheets-numberformat='{"1":2,"2":"0","3":1}' data-sheets-value='{"1":2,"2":"-"}' style="border-right:1px solid #000000;overflow:hidden;padding:0px 3px 0px 3px;vertical-align:bottom;text-align:center;">-</td> </tr> <tr style="height:20px;"> <td data-sheets-value='{"1":2,"2":"PMMA"}' style="border-left:1px solid #000000;overflow:hidden;padding:0px 3px 0px 3px;vertical-align:bottom;font-weight:bold;">PMMA</td> <td data-sheets-value='{"1":2,"2":"Single-walled"}' style="overflow:hidden;padding:0px 3px 0px 3px;vertical-align:bottom;font-weight:bold;">Single-walled</td> <td data-sheets-value='{"1":2,"2":"Opal (O)"}' style="border-right:1px solid #000000;overflow:hidden;padding:0px 3px 0px 3px;vertical-align:bottom;font-weight:bold;">Opal (O)</td> <td data-sheets-numberformat='{"1":2,"2":"0.00","3":1}' data-sheets-value='{"1":3,"3":5.17}' style="overflow:hidden;padding:0px 3px 0px 3px;vertical-align:bottom;text-align:center;">5.17</td> <td data-sheets-numberformat='{"1":2,"2":"0","3":1}' data-sheets-value='{"1":3,"3":83}' style="overflow:hidden;padding:0px 3px 0px 3px;vertical-align:bottom;text-align:center;">83</td> <td data-sheets-numberformat='{"1":2,"2":"0","3":1}' data-sheets-value='{"1":3,"3":76}' style="overflow:hidden;padding:0px 3px 0px 3px;vertical-align:bottom;text-align:center;">76</td> <td data-sheets-numberformat='{"1":2,"2":"0","3":1}' data-sheets-value='{"1":2,"2":"-"}' style="border-right:1px solid #000000;overflow:hidden;padding:0px 3px 0px 3px;vertical-align:bottom;text-align:center;">-</td> </tr> <tr style="height:20px;"> <td style="border-left:1px solid #000000;overflow:hidden;padding:0px 3px 0px 3px;vertical-align:bottom;font-weight:bold;"></td> <td data-sheets-value='{"1":2,"2":"Double-walled"}' style="overflow:hidden;padding:0px 3px 0px 3px;vertical-align:bottom;font-weight:bold;">Double-walled</td> <td data-sheets-value='{"1":2,"2":"Clear (H/H)"}' style="border-right:1px solid #000000;overflow:hidden;padding:0px 3px 0px 3px;vertical-align:bottom;font-weight:bold;">Clear (H/H)</td> <td data-sheets-numberformat='{"1":2,"2":"0.00","3":1}' data-sheets-value='{"1":3,"3":2.9}' style="overflow:hidden;padding:0px 3px 0px 3px;vertical-align:bottom;text-align:center;">2.90</td> <td data-sheets-numberformat='{"1":2,"2":"0","3":1}' data-sheets-value='{"1":3,"3":81}' style="overflow:hidden;padding:0px 3px 0px 3px;vertical-align:bottom;text-align:center;">81</td> <td data-sheets-numberformat='{"1":2,"2":"0","3":1}' data-sheets-value='{"1":3,"3":75}' style="overflow:hidden;padding:0px 3px 0px 3px;vertical-align:bottom;text-align:center;">75</td> <td data-sheets-numberformat='{"1":2,"2":"0","3":1}' data-sheets-value='{"1":3,"3":20}' style="border-right:1px solid #000000;overflow:hidden;padding:0px 3px 0px 3px;vertical-align:bottom;text-align:center;">20</td> </tr> <tr style="height:20px;"> <td style="border-left:1px solid #000000;overflow:hidden;padding:0px 3px 0px 3px;vertical-align:bottom;font-weight:bold;"></td> <td data-sheets-value='{"1":2,"2":"Double-walled"}' style="overflow:hidden;padding:0px 3px 0px 3px;vertical-align:bottom;font-weight:bold;">Double-walled</td> <td data-sheets-value='{"1":2,"2":"Opal (O/O)"}' style="border-right:1px solid #000000;overflow:hidden;padding:0px 3px 0px 3px;vertical-align:bottom;font-weight:bold;">Opal (O/O)</td> <td data-sheets-numberformat='{"1":2,"2":"0.00","3":1}' data-sheets-value='{"1":3,"3":2.9}' style="overflow:hidden;padding:0px 3px 0px 3px;vertical-align:bottom;text-align:center;">2.90</td> <td data-sheets-numberformat='{"1":2,"2":"0","3":1}' data-sheets-value='{"1":3,"3":69}' style="overflow:hidden;padding:0px 3px 0px 3px;vertical-align:bottom;text-align:center;">69</td> <td data-sheets-numberformat='{"1":2,"2":"0","3":1}' data-sheets-value='{"1":3,"3":58}' style="overflow:hidden;padding:0px 3px 0px 3px;vertical-align:bottom;text-align:center;">58</td> <td data-sheets-numberformat='{"1":2,"2":"0","3":1}' data-sheets-value='{"1":3,"3":20}' style="border-right:1px solid #000000;overflow:hidden;padding:0px 3px 0px 3px;vertical-align:bottom;text-align:center;">20</td> </tr> <tr style="height:20px;"> <td style="border-left:1px solid #000000;overflow:hidden;padding:0px 3px 0px 3px;vertical-align:bottom;font-weight:bold;"></td> <td data-sheets-value='{"1":2,"2":"Triple-walled"}' style="overflow:hidden;padding:0px 3px 0px 3px;vertical-align:bottom;font-weight:bold;">Triple-walled</td> <td data-sheets-value='{"1":2,"2":"Clear (H/H/H)"}' style="border-right:1px solid #000000;overflow:hidden;padding:0px 3px 0px 3px;vertical-align:bottom;font-weight:bold;">Clear (H/H/H)</td> <td data-sheets-numberformat='{"1":2,"2":"0.00","3":1}' data-sheets-value='{"1":3,"3":1.7}' style="overflow:hidden;padding:0px 3px 0px 3px;vertical-align:bottom;text-align:center;">1.70</td> <td data-sheets-numberformat='{"1":2,"2":"0","3":1}' data-sheets-value='{"1":3,"3":73}' style="overflow:hidden;padding:0px 3px 0px 3px;vertical-align:bottom;text-align:center;">73</td> <td data-sheets-numberformat='{"1":2,"2":"0","3":1}' data-sheets-value='{"1":3,"3":65}' style="overflow:hidden;padding:0px 3px 0px 3px;vertical-align:bottom;text-align:center;">65</td> <td data-sheets-numberformat='{"1":2,"2":"0","3":1}' data-sheets-value='{"1":3,"3":22}' style="border-right:1px solid #000000;overflow:hidden;padding:0px 3px 0px 3px;vertical-align:bottom;text-align:center;">22</td> </tr> <tr style="height:20px;"> <td style="border-left:1px solid #000000;overflow:hidden;padding:0px 3px 0px 3px;vertical-align:bottom;font-weight:bold;"></td> <td data-sheets-value='{"1":2,"2":"Triple-walled"}' style="overflow:hidden;padding:0px 3px 0px 3px;vertical-align:bottom;font-weight:bold;">Triple-walled</td> <td data-sheets-value='{"1":2,"2":"Opal (O/H/O)"}' style="border-right:1px solid #000000;overflow:hidden;padding:0px 3px 0px 3px;vertical-align:bottom;font-weight:bold;">Opal (O/H/O)</td> <td data-sheets-numberformat='{"1":2,"2":"0.00","3":1}' data-sheets-value='{"1":3,"3":1.7}' style="overflow:hidden;padding:0px 3px 0px 3px;vertical-align:bottom;text-align:center;">1.70</td> <td data-sheets-numberformat='{"1":2,"2":"0","3":1}' data-sheets-value='{"1":3,"3":62}' style="overflow:hidden;padding:0px 3px 0px 3px;vertical-align:bottom;text-align:center;">62</td> <td data-sheets-numberformat='{"1":2,"2":"0","3":1}' data-sheets-value='{"1":3,"3":51}' style="overflow:hidden;padding:0px 3px 0px 3px;vertical-align:bottom;text-align:center;">51</td> <td data-sheets-numberformat='{"1":2,"2":"0","3":1}' data-sheets-value='{"1":3,"3":22}' style="border-right:1px solid #000000;overflow:hidden;padding:0px 3px 0px 3px;vertical-align:bottom;text-align:center;">22</td> </tr> <tr style="height:20px;"> <td style="border-left:1px solid #000000;overflow:hidden;padding:0px 3px 0px 3px;vertical-align:bottom;font-weight:bold;"></td> <td data-sheets-value='{"1":2,"2":"Four-walled"}' style="overflow:hidden;padding:0px 3px 0px 3px;vertical-align:bottom;font-weight:bold;">Four-walled</td> <td data-sheets-value='{"1":2,"2":"Clear (H/H/H/H)"}' style="border-right:1px solid #000000;overflow:hidden;padding:0px 3px 0px 3px;vertical-align:bottom;font-weight:bold;">Clear (H/H/H/H)</td> <td data-sheets-numberformat='{"1":2,"2":"0.00","3":1}' data-sheets-value='{"1":3,"3":1.28}' style="overflow:hidden;padding:0px 3px 0px 3px;vertical-align:bottom;text-align:center;">1.28</td> <td data-sheets-numberformat='{"1":2,"2":"0","3":1}' data-sheets-value='{"1":3,"3":64}' style="overflow:hidden;padding:0px 3px 0px 3px;vertical-align:bottom;text-align:center;">64</td> <td data-sheets-numberformat='{"1":2,"2":"0","3":1}' data-sheets-value='{"1":3,"3":54}' style="overflow:hidden;padding:0px 3px 0px 3px;vertical-align:bottom;text-align:center;">54</td> <td data-sheets-numberformat='{"1":2,"2":"0","3":1}' data-sheets-value='{"1":3,"3":23}' style="border-right:1px solid #000000;overflow:hidden;padding:0px 3px 0px 3px;vertical-align:bottom;text-align:center;">23</td> </tr> <tr style="height:20px;"> <td style="border-bottom:1px solid #000000;border-left:1px solid #000000;overflow:hidden;padding:0px 3px 0px 3px;vertical-align:bottom;"></td> <td data-sheets-value='{"1":2,"2":"Four-walled"}' style="border-bottom:1px solid #000000;overflow:hidden;padding:0px 3px 0px 3px;vertical-align:bottom;font-weight:bold;">Four-walled</td> <td data-sheets-value='{"1":2,"2":"Opal (H/H/O/H)"}' style="border-right:1px solid #000000;border-bottom:1px solid #000000;overflow:hidden;padding:0px 3px 0px 3px;vertical-align:bottom;font-weight:bold;">Opal (H/H/O/H)</td> <td data-sheets-numberformat='{"1":2,"2":"0.00","3":1}' data-sheets-value='{"1":3,"3":1.28}' style="border-bottom:1px solid #000000;overflow:hidden;padding:0px 3px 0px 3px;vertical-align:bottom;text-align:center;">1.28</td> <td data-sheets-numberformat='{"1":2,"2":"0","3":1}' data-sheets-value='{"1":3,"3":59}' style="border-bottom:1px solid #000000;overflow:hidden;padding:0px 3px 0px 3px;vertical-align:bottom;text-align:center;">59</td> <td data-sheets-numberformat='{"1":2,"2":"0","3":1}' data-sheets-value='{"1":3,"3":48}' style="border-bottom:1px solid #000000;overflow:hidden;padding:0px 3px 0px 3px;vertical-align:bottom;text-align:center;">48</td> <td data-sheets-numberformat='{"1":2,"2":"0","3":1}' data-sheets-value='{"1":3,"3":23}' style="border-right:1px solid #000000;border-bottom:1px solid #000000;overflow:hidden;padding:0px 3px 0px 3px;vertical-align:bottom;text-align:center;">23</td> </tr> <tr style="height:20px;"> <td data-sheets-value='{"1":2,"2":"Polycarbonate "}' style="border-left:1px solid #000000;overflow:hidden;padding:0px 3px 0px 3px;vertical-align:bottom;font-weight:bold;">Polycarbonate </td> <td data-sheets-value='{"1":2,"2":"Single-walled"}' style="overflow:hidden;padding:0px 3px 0px 3px;vertical-align:bottom;font-weight:bold;">Single-walled</td> <td data-sheets-value='{"1":2,"2":"Clear (A)"}' style="border-right:1px solid #000000;overflow:hidden;padding:0px 3px 0px 3px;vertical-align:bottom;font-weight:bold;">Clear (A)</td> <td data-sheets-numberformat='{"1":2,"2":"0.00","3":1}' data-sheets-value='{"1":3,"3":5.17}' style="overflow:hidden;padding:0px 3px 0px 3px;vertical-align:bottom;text-align:center;">5.17</td> <td data-sheets-numberformat='{"1":2,"2":"0","3":1}' data-sheets-value='{"1":3,"3":88}' style="overflow:hidden;padding:0px 3px 0px 3px;vertical-align:bottom;text-align:center;">88</td> <td data-sheets-numberformat='{"1":2,"2":"0","3":1}' data-sheets-value='{"1":3,"3":83}' style="overflow:hidden;padding:0px 3px 0px 3px;vertical-align:bottom;text-align:center;">83</td> <td data-sheets-numberformat='{"1":2,"2":"0","3":1}' data-sheets-value='{"1":2,"2":"-"}' style="border-right:1px solid #000000;overflow:hidden;padding:0px 3px 0px 3px;vertical-align:bottom;text-align:center;">-</td> </tr> <tr style="height:20px;"> <td data-sheets-value='{"1":2,"2":"PC"}' style="border-left:1px solid #000000;overflow:hidden;padding:0px 3px 0px 3px;vertical-align:bottom;font-weight:bold;">PC</td> <td data-sheets-value='{"1":2,"2":"Single-walled"}' style="overflow:hidden;padding:0px 3px 0px 3px;vertical-align:bottom;font-weight:bold;">Single-walled</td> <td data-sheets-value='{"1":2,"2":"Opal (D)"}' style="border-right:1px solid #000000;overflow:hidden;padding:0px 3px 0px 3px;vertical-align:bottom;font-weight:bold;">Opal (D)</td> <td data-sheets-numberformat='{"1":2,"2":"0.00","3":1}' data-sheets-value='{"1":3,"3":5.17}' style="overflow:hidden;padding:0px 3px 0px 3px;vertical-align:bottom;text-align:center;">5.17</td> <td data-sheets-numberformat='{"1":2,"2":"0","3":1}' data-sheets-value='{"1":3,"3":58}' style="overflow:hidden;padding:0px 3px 0px 3px;vertical-align:bottom;text-align:center;">58</td> <td data-sheets-numberformat='{"1":2,"2":"0","3":1}' data-sheets-value='{"1":3,"3":60}' style="overflow:hidden;padding:0px 3px 0px 3px;vertical-align:bottom;text-align:center;">60</td> <td data-sheets-numberformat='{"1":2,"2":"0","3":1}' data-sheets-value='{"1":2,"2":"-"}' style="border-right:1px solid #000000;overflow:hidden;padding:0px 3px 0px 3px;vertical-align:bottom;text-align:center;">-</td> </tr> <tr style="height:20px;"> <td style="border-left:1px solid #000000;overflow:hidden;padding:0px 3px 0px 3px;vertical-align:bottom;font-weight:bold;"></td> <td data-sheets-value='{"1":2,"2":"Double-walled"}' style="overflow:hidden;padding:0px 3px 0px 3px;vertical-align:bottom;font-weight:bold;">Double-walled</td> <td data-sheets-value='{"1":2,"2":"Clear (A/H)"}' style="border-right:1px solid #000000;overflow:hidden;padding:0px 3px 0px 3px;vertical-align:bottom;font-weight:bold;">Clear (A/H)</td> <td data-sheets-numberformat='{"1":2,"2":"0.00","3":1}' data-sheets-value='{"1":3,"3":2.9}' style="overflow:hidden;padding:0px 3px 0px 3px;vertical-align:bottom;text-align:center;">2.90</td> <td data-sheets-numberformat='{"1":2,"2":"0","3":1}' data-sheets-value='{"1":3,"3":79}' style="overflow:hidden;padding:0px 3px 0px 3px;vertical-align:bottom;text-align:center;">79</td> <td data-sheets-numberformat='{"1":2,"2":"0","3":1}' data-sheets-value='{"1":3,"3":72}' style="overflow:hidden;padding:0px 3px 0px 3px;vertical-align:bottom;text-align:center;">72</td> <td data-sheets-numberformat='{"1":2,"2":"0","3":1}' data-sheets-value='{"1":3,"3":20}' style="border-right:1px solid #000000;overflow:hidden;padding:0px 3px 0px 3px;vertical-align:bottom;text-align:center;">20</td> </tr> <tr style="height:20px;"> <td style="border-left:1px solid #000000;overflow:hidden;padding:0px 3px 0px 3px;vertical-align:bottom;font-weight:bold;"></td> <td data-sheets-value='{"1":2,"2":"Double-walled"}' style="overflow:hidden;padding:0px 3px 0px 3px;vertical-align:bottom;font-weight:bold;">Double-walled</td> <td data-sheets-value='{"1":2,"2":"Clear (A/A)"}' style="border-right:1px solid #000000;overflow:hidden;padding:0px 3px 0px 3px;vertical-align:bottom;font-weight:bold;">Clear (A/A)</td> <td data-sheets-numberformat='{"1":2,"2":"0.00","3":1}' data-sheets-value='{"1":3,"3":2.9}' style="overflow:hidden;padding:0px 3px 0px 3px;vertical-align:bottom;text-align:center;">2.90</td> <td data-sheets-numberformat='{"1":2,"2":"0","3":1}' data-sheets-value='{"1":3,"3":77}' style="overflow:hidden;padding:0px 3px 0px 3px;vertical-align:bottom;text-align:center;">77</td> <td data-sheets-numberformat='{"1":2,"2":"0","3":1}' data-sheets-value='{"1":3,"3":69}' style="overflow:hidden;padding:0px 3px 0px 3px;vertical-align:bottom;text-align:center;">69</td> <td data-sheets-numberformat='{"1":2,"2":"0","3":1}' data-sheets-value='{"1":3,"3":20}' style="border-right:1px solid #000000;overflow:hidden;padding:0px 3px 0px 3px;vertical-align:bottom;text-align:center;">20</td> </tr> <tr style="height:20px;"> <td style="border-left:1px solid #000000;overflow:hidden;padding:0px 3px 0px 3px;vertical-align:bottom;font-weight:bold;"></td> <td data-sheets-value='{"1":2,"2":"Double-walled"}' style="overflow:hidden;padding:0px 3px 0px 3px;vertical-align:bottom;font-weight:bold;">Double-walled</td> <td data-sheets-value='{"1":2,"2":"Opal (A/O)"}' style="border-right:1px solid #000000;overflow:hidden;padding:0px 3px 0px 3px;vertical-align:bottom;font-weight:bold;">Opal (A/O)</td> <td data-sheets-numberformat='{"1":2,"2":"0.00","3":1}' data-sheets-value='{"1":3,"3":2.9}' style="overflow:hidden;padding:0px 3px 0px 3px;vertical-align:bottom;text-align:center;">2.90</td> <td data-sheets-numberformat='{"1":2,"2":"0","3":1}' data-sheets-value='{"1":3,"3":73}' style="overflow:hidden;padding:0px 3px 0px 3px;vertical-align:bottom;text-align:center;">73</td> <td data-sheets-numberformat='{"1":2,"2":"0","3":1}' data-sheets-value='{"1":3,"3":63}' style="overflow:hidden;padding:0px 3px 0px 3px;vertical-align:bottom;text-align:center;">63</td> <td data-sheets-numberformat='{"1":2,"2":"0","3":1}' data-sheets-value='{"1":3,"3":20}' style="border-right:1px solid #000000;overflow:hidden;padding:0px 3px 0px 3px;vertical-align:bottom;text-align:center;">20</td> </tr> <tr style="height:20px;"> <td style="border-left:1px solid #000000;overflow:hidden;padding:0px 3px 0px 3px;vertical-align:bottom;font-weight:bold;"></td> <td data-sheets-value='{"1":2,"2":"Double-walled"}' style="overflow:hidden;padding:0px 3px 0px 3px;vertical-align:bottom;font-weight:bold;">Double-walled</td> <td data-sheets-value='{"1":2,"2":"Opal (A/D)"}' style="border-right:1px solid #000000;overflow:hidden;padding:0px 3px 0px 3px;vertical-align:bottom;font-weight:bold;">Opal (A/D)</td> <td data-sheets-numberformat='{"1":2,"2":"0.00","3":1}' data-sheets-value='{"1":3,"3":2.9}' style="overflow:hidden;padding:0px 3px 0px 3px;vertical-align:bottom;text-align:center;">2.90</td> <td data-sheets-numberformat='{"1":2,"2":"0","3":1}' data-sheets-value='{"1":3,"3":51}' style="overflow:hidden;padding:0px 3px 0px 3px;vertical-align:bottom;text-align:center;">51</td> <td data-sheets-numberformat='{"1":2,"2":"0","3":1}' data-sheets-value='{"1":3,"3":50}' style="overflow:hidden;padding:0px 3px 0px 3px;vertical-align:bottom;text-align:center;">50</td> <td data-sheets-numberformat='{"1":2,"2":"0","3":1}' data-sheets-value='{"1":3,"3":20}' style="border-right:1px solid #000000;overflow:hidden;padding:0px 3px 0px 3px;vertical-align:bottom;text-align:center;">20</td> </tr> <tr style="height:20px;"> <td style="border-left:1px solid #000000;overflow:hidden;padding:0px 3px 0px 3px;vertical-align:bottom;font-weight:bold;"></td> <td data-sheets-value='{"1":2,"2":"Triple-walled"}' style="overflow:hidden;padding:0px 3px 0px 3px;vertical-align:bottom;font-weight:bold;">Triple-walled</td> <td data-sheets-value='{"1":2,"2":"Clear (A/H/H)"}' style="border-right:1px solid #000000;overflow:hidden;padding:0px 3px 0px 3px;vertical-align:bottom;font-weight:bold;">Clear (A/H/H)</td> <td data-sheets-numberformat='{"1":2,"2":"0.00","3":1}' data-sheets-value='{"1":3,"3":1.7}' style="overflow:hidden;padding:0px 3px 0px 3px;vertical-align:bottom;text-align:center;">1.70</td> <td data-sheets-numberformat='{"1":2,"2":"0","3":1}' data-sheets-value='{"1":3,"3":71}' style="overflow:hidden;padding:0px 3px 0px 3px;vertical-align:bottom;text-align:center;">71</td> <td data-sheets-numberformat='{"1":2,"2":"0","3":1}' data-sheets-value='{"1":3,"3":63}' style="overflow:hidden;padding:0px 3px 0px 3px;vertical-align:bottom;text-align:center;">63</td> <td data-sheets-numberformat='{"1":2,"2":"0","3":1}' data-sheets-value='{"1":3,"3":22}' style="border-right:1px solid #000000;overflow:hidden;padding:0px 3px 0px 3px;vertical-align:bottom;text-align:center;">22</td> </tr> <tr style="height:20px;"> <td style="border-left:1px solid #000000;overflow:hidden;padding:0px 3px 0px 3px;vertical-align:bottom;font-weight:bold;"></td> <td data-sheets-value='{"1":2,"2":"Triple-walled"}' style="overflow:hidden;padding:0px 3px 0px 3px;vertical-align:bottom;font-weight:bold;">Triple-walled</td> <td data-sheets-value='{"1":2,"2":"Opal (A/O/O)"}' style="border-right:1px solid #000000;overflow:hidden;padding:0px 3px 0px 3px;vertical-align:bottom;font-weight:bold;">Opal (A/O/O)</td> <td data-sheets-numberformat='{"1":2,"2":"0.00","3":1}' data-sheets-value='{"1":3,"3":1.7}' style="overflow:hidden;padding:0px 3px 0px 3px;vertical-align:bottom;text-align:center;">1.70</td> <td data-sheets-numberformat='{"1":2,"2":"0","3":1}' data-sheets-value='{"1":3,"3":61}' style="overflow:hidden;padding:0px 3px 0px 3px;vertical-align:bottom;text-align:center;">61</td> <td data-sheets-numberformat='{"1":2,"2":"0","3":1}' data-sheets-value='{"1":3,"3":48}' style="overflow:hidden;padding:0px 3px 0px 3px;vertical-align:bottom;text-align:center;">48</td> <td data-sheets-numberformat='{"1":2,"2":"0","3":1}' data-sheets-value='{"1":3,"3":22}' style="border-right:1px solid #000000;overflow:hidden;padding:0px 3px 0px 3px;vertical-align:bottom;text-align:center;">22</td> </tr> <tr style="height:20px;"> <td style="border-left:1px solid #000000;overflow:hidden;padding:0px 3px 0px 3px;vertical-align:bottom;font-weight:bold;"></td> <td data-sheets-value='{"1":2,"2":"Four-walled"}' style="overflow:hidden;padding:0px 3px 0px 3px;vertical-align:bottom;font-weight:bold;">Four-walled</td> <td data-sheets-value='{"1":2,"2":"Clear (A/H/H/H)"}' style="border-right:1px solid #000000;overflow:hidden;padding:0px 3px 0px 3px;vertical-align:bottom;font-weight:bold;">Clear (A/H/H/H)</td> <td data-sheets-numberformat='{"1":2,"2":"0.00","3":1}' data-sheets-value='{"1":3,"3":1.28}' style="overflow:hidden;padding:0px 3px 0px 3px;vertical-align:bottom;text-align:center;">1.28</td> <td data-sheets-numberformat='{"1":2,"2":"0","3":1}' data-sheets-value='{"1":3,"3":64}' style="overflow:hidden;padding:0px 3px 0px 3px;vertical-align:bottom;text-align:center;">64</td> <td data-sheets-numberformat='{"1":2,"2":"0","3":1}' data-sheets-value='{"1":3,"3":52}' style="overflow:hidden;padding:0px 3px 0px 3px;vertical-align:bottom;text-align:center;">52</td> <td data-sheets-numberformat='{"1":2,"2":"0","3":1}' data-sheets-value='{"1":3,"3":23}' style="border-right:1px solid #000000;overflow:hidden;padding:0px 3px 0px 3px;vertical-align:bottom;text-align:center;">23</td> </tr> <tr style="height:20px;"> <td style="border-bottom:1px solid #000000;border-left:1px solid #000000;overflow:hidden;padding:0px 3px 0px 3px;vertical-align:bottom;"></td> <td data-sheets-value='{"1":2,"2":"Four-walled"}' style="border-bottom:1px solid #000000;overflow:hidden;padding:0px 3px 0px 3px;vertical-align:bottom;font-weight:bold;">Four-walled</td> <td data-sheets-value='{"1":2,"2":"Opal (A/H/O/H)"}' style="border-right:1px solid #000000;border-bottom:1px solid #000000;overflow:hidden;padding:0px 3px 0px 3px;vertical-align:bottom;font-weight:bold;">Opal (A/H/O/H)</td> <td data-sheets-numberformat='{"1":2,"2":"0.00","3":1}' data-sheets-value='{"1":3,"3":1.28}' style="border-bottom:1px solid #000000;overflow:hidden;padding:0px 3px 0px 3px;vertical-align:bottom;text-align:center;">1.28</td> <td data-sheets-numberformat='{"1":2,"2":"0","3":1}' data-sheets-value='{"1":3,"3":59}' style="border-bottom:1px solid #000000;overflow:hidden;padding:0px 3px 0px 3px;vertical-align:bottom;text-align:center;">59</td> <td data-sheets-numberformat='{"1":2,"2":"0","3":1}' data-sheets-value='{"1":3,"3":46}' style="border-bottom:1px solid #000000;overflow:hidden;padding:0px 3px 0px 3px;vertical-align:bottom;text-align:center;">46</td> <td data-sheets-numberformat='{"1":2,"2":"0","3":1}' data-sheets-value='{"1":3,"3":23}' style="border-right:1px solid #000000;border-bottom:1px solid #000000;overflow:hidden;padding:0px 3px 0px 3px;vertical-align:bottom;text-align:center;">23</td> </tr> <tr style="height:20px;"> <td data-sheets-value='{"1":2,"2":"Polycarbonate"}' style="border-left:1px solid #000000;overflow:hidden;padding:0px 3px 0px 3px;vertical-align:bottom;font-weight:bold;">Polycarbonate</td> <td data-sheets-value='{"1":2,"2":"Single-walled"}' style="overflow:hidden;padding:0px 3px 0px 3px;vertical-align:bottom;font-weight:bold;">Single-walled</td> <td data-sheets-value='{"1":2,"2":"Heatstop Opal (T)"}' style="border-right:1px solid #000000;overflow:hidden;padding:0px 3px 0px 3px;vertical-align:bottom;font-weight:bold;">Heatstop Opal (T)</td> <td data-sheets-numberformat='{"1":2,"2":"0.00","3":1}' data-sheets-value='{"1":3,"3":5.17}' style="overflow:hidden;padding:0px 3px 0px 3px;vertical-align:bottom;text-align:center;">5.17</td> <td data-sheets-numberformat='{"1":2,"2":"0","3":1}' data-sheets-value='{"1":3,"3":49}' style="overflow:hidden;padding:0px 3px 0px 3px;vertical-align:bottom;text-align:center;">49</td> <td data-sheets-numberformat='{"1":2,"2":"0","3":1}' data-sheets-value='{"1":3,"3":59}' style="overflow:hidden;padding:0px 3px 0px 3px;vertical-align:bottom;text-align:center;">59</td> <td data-sheets-numberformat='{"1":2,"2":"0","3":1}' data-sheets-value='{"1":2,"2":"-"}' style="border-right:1px solid #000000;overflow:hidden;padding:0px 3px 0px 3px;vertical-align:bottom;text-align:center;">-</td> </tr> <tr style="height:20px;"> <td data-sheets-value='{"1":2,"2":"Heatstop PC"}' style="border-left:1px solid #000000;overflow:hidden;padding:0px 3px 0px 3px;vertical-align:bottom;font-weight:bold;">Heatstop PC</td> <td data-sheets-value='{"1":2,"2":"Double-walled"}' style="overflow:hidden;padding:0px 3px 0px 3px;vertical-align:bottom;font-weight:bold;">Double-walled</td> <td data-sheets-value='{"1":2,"2":"Clear (T/H)"}' style="border-right:1px solid #000000;overflow:hidden;padding:0px 3px 0px 3px;vertical-align:bottom;font-weight:bold;">Clear (T/H)</td> <td data-sheets-numberformat='{"1":2,"2":"0.00","3":1}' data-sheets-value='{"1":3,"3":2.9}' style="overflow:hidden;padding:0px 3px 0px 3px;vertical-align:bottom;text-align:center;">2.90</td> <td data-sheets-numberformat='{"1":2,"2":"0","3":1}' data-sheets-value='{"1":3,"3":44}' style="overflow:hidden;padding:0px 3px 0px 3px;vertical-align:bottom;text-align:center;">44</td> <td data-sheets-numberformat='{"1":2,"2":"0","3":1}' data-sheets-value='{"1":3,"3":51}' style="overflow:hidden;padding:0px 3px 0px 3px;vertical-align:bottom;text-align:center;">51</td> <td data-sheets-numberformat='{"1":2,"2":"0","3":1}' data-sheets-value='{"1":3,"3":20}' style="border-right:1px solid #000000;overflow:hidden;padding:0px 3px 0px 3px;vertical-align:bottom;text-align:center;">20</td> </tr> <tr style="height:20px;"> <td style="border-left:1px solid #000000;overflow:hidden;padding:0px 3px 0px 3px;vertical-align:bottom;font-weight:bold;"></td> <td data-sheets-value='{"1":2,"2":"Double-walled"}' style="overflow:hidden;padding:0px 3px 0px 3px;vertical-align:bottom;font-weight:bold;">Double-walled</td> <td data-sheets-value='{"1":2,"2":"Opal (T/O)"}' style="border-right:1px solid #000000;overflow:hidden;padding:0px 3px 0px 3px;vertical-align:bottom;font-weight:bold;">Opal (T/O)</td> <td data-sheets-numberformat='{"1":2,"2":"0.00","3":1}' data-sheets-value='{"1":3,"3":2.9}' style="overflow:hidden;padding:0px 3px 0px 3px;vertical-align:bottom;text-align:center;">2.90</td> <td data-sheets-numberformat='{"1":2,"2":"0","3":1}' data-sheets-value='{"1":3,"3":41}' style="overflow:hidden;padding:0px 3px 0px 3px;vertical-align:bottom;text-align:center;">41</td> <td data-sheets-numberformat='{"1":2,"2":"0","3":1}' data-sheets-value='{"1":3,"3":45}' style="overflow:hidden;padding:0px 3px 0px 3px;vertical-align:bottom;text-align:center;">45</td> <td data-sheets-numberformat='{"1":2,"2":"0","3":1}' data-sheets-value='{"1":3,"3":20}' style="border-right:1px solid #000000;overflow:hidden;padding:0px 3px 0px 3px;vertical-align:bottom;text-align:center;">20</td> </tr> <tr style="height:20px;"> <td style="border-left:1px solid #000000;overflow:hidden;padding:0px 3px 0px 3px;vertical-align:bottom;font-weight:bold;"></td> <td data-sheets-value='{"1":2,"2":"Triple-walled"}' style="overflow:hidden; | skylux-160-ce-met-koepel-en-metaalopstand-met-lm-motor-1300-x-2300-mm | 8585991291213 | 46872267555149
Smoke and heat exhaust (SHEV) | SHE system | Skylux | Skylux 160° CE with skylight and metal curb with LM-actuator 1400 x 1400 mm |  | 33574 | 5412970335740 | 4043.85 | Yes | 30-45 | 88.45 | 1400 x 1400 mm | 1400 | 1400 |  | metal curb M30 (30 cm high) | Square | 5.17 W/m²K - 1.28 W/m²K | 87% - 32% | 90% - 32% | 20dB - 23dB | 160° CE (for industry) | skylight | without spoiler | E | Single actuator | Maximum four-walled skylight possible for this product | Ut-value LT-value g-value Rw-value EN 1873 : 2014 EN ISO 13468 EN 16153 EN 410 EN 410 EN ISO 140-3 Material Walls Shells (W/m²K) (%) (%) (dB) Acrylic Single-walled Clear (H) 5.17 90 87 - PMMA Single-walled Opal (O) 5.17 83 76 - Double-walled Clear (H/H) 2.90 81 75 20 Double-walled Opal (O/O) 2.90 69 58 20 Triple-walled Clear (H/H/H) 1.70 73 65 22 Triple-walled Opal (O/H/O) 1.70 62 51 22 Four-walled Clear (H/H/H/H) 1.28 64 54 23 Four-walled Opal (H/H/O/H) 1.28 59 48 23 Polycarbonate Single-walled Clear (A) 5.17 88 83 - PC Single-walled Opal (D) 5.17 58 60 - Double-walled Clear (A/H) 2.90 79 72 20 Double-walled Clear (A/A) 2.90 77 69 20 Double-walled Opal (A/O) 2.90 73 63 20 Double-walled Opal (A/D) 2.90 51 50 20 Triple-walled Clear (A/H/H) 1.70 71 63 22 Triple-walled Opal (A/O/O) 1.70 61 48 22 Four-walled Clear (A/H/H/H) 1.28 64 52 23 Four-walled Opal (A/H/O/H) 1.28 59 46 23 Polycarbonate Single-walled Heatstop Opal (T) 5.17 49 59 - Heatstop PC Double-walled Clear (T/H) 2.90 44 51 20 Double-walled Opal (T/O) 2.90 41 45 20 Triple-walled Clear (T/H/H) 1.70 40 <td data-sheets-numberformat='{"1":2,"2":"0","3":1}' data-sheets-value='{"1":3,"3":44}' style="overflow:hidden;paddin | https://skylux.eu/en/products/skylux-160-ce-met-koepel-en-metaalopstand-met-lm-motor-1400-x-1400-mm | https://skylux.eu/cdn/shop/files/Skylux-160deg-CE-met-koepel-en-metaalopstand-met-LM-motor-1400-x-1400-mm-RWA-systeem.jpg?v=1702976701&width=1600 | https://skylux.eu/cdn/shop/files/e5a82811-1bb0-48e4-a776-cacb59c7c092_e1c78352-7602-4d80-b34f-001f45ca0332.jpg?v=1688550194&width=1600 | //skylux.eu/cdn/shop/files/E_MH_Mounting_instructions_Skylux_160_CE_LM.pdf?v=12406716259046007223 | //skylux.eu/cdn/shop/files/E_TD_Technical_File_Skylux_Skylux_160_CE_Electric.pdf?v=3667116872303399239 | <style type="text/css" id="isPasted"> <!--td { border: 1px solid #cccccc; } br { mso-data-placement: same-cell; } --> </style> <table border="1" cellpadding="0" cellspacing="0" dir="ltr" style="table-layout:fixed;font-size:10pt;font-family:Arial;border-collapse:collapse;border:none;"><tbody> <tr style="height:20px;"> <td style="overflow:hidden;padding:0px 3px 0px 3px;vertical-align:bottom;"></td> <td style="overflow:hidden;padding:0px 3px 0px 3px;vertical-align:bottom;"></td> <td style="overflow:hidden;padding:0px 3px 0px 3px;vertical-align:bottom;"></td> <td data-sheets-value='{"1":2,"2":"Ut-value"}' style="overflow:hidden;padding:0px 3px 0px 3px;vertical-align:bottom;font-weight:bold;text-align:center;">Ut-value</td> <td data-sheets-value='{"1":2,"2":"LT-value"}' style="overflow:hidden;padding:0px 3px 0px 3px;vertical-align:bottom;font-weight:bold;text-align:center;">LT-value</td> <td data-sheets-value='{"1":2,"2":"g-value"}' style="overflow:hidden;padding:0px 3px 0px 3px;vertical-align:bottom;font-weight:bold;text-align:center;">g-value</td> <td data-sheets-value='{"1":2,"2":"Rw-value "}' style="overflow:hidden;padding:0px 3px 0px 3px;vertical-align:bottom;font-weight:bold;text-align:center;">Rw-value </td> </tr> <tr style="height:20px;"> <td style="overflow:hidden;padding:0px 3px 0px 3px;vertical-align:bottom;"></td> <td style="overflow:hidden;padding:0px 3px 0px 3px;vertical-align:bottom;"></td> <td style="overflow:hidden;padding:0px 3px 0px 3px;vertical-align:bottom;"></td> <td data-sheets-numberformat='{"1":2,"2":"0.00","3":1}' data-sheets-value='{"1":2,"2":"EN 1873 : 2014"}' style="overflow:hidden;padding:0px 3px 0px 3px;vertical-align:bottom;text-align:center;">EN 1873 : 2014</td> <td data-sheets-numberformat='{"1":2,"2":"0","3":1}' data-sheets-value='{"1":2,"2":"EN ISO 13468 EN 16153 EN 410"}' style="overflow:hidden;padding:0px 3px 0px 3px;vertical-align:bottom;text-align:center;">EN ISO 13468 EN 16153 EN 410</td> <td data-sheets-numberformat='{"1":2,"2":"0","3":1}' data-sheets-value='{"1":2,"2":"EN 410"}' style="overflow:hidden;padding:0px 3px 0px 3px;vertical-align:bottom;text-align:center;">EN 410</td> <td data-sheets-value='{"1":2,"2":"EN ISO 140-3\t\t"}' style="overflow:hidden;padding:0px 3px 0px 3px;vertical-align:bottom;text-align:center;">EN ISO 140-3 </td> </tr> <tr style="height:20px;"> <td data-sheets-value='{"1":2,"2":"Material"}' style="border-bottom:1px solid #000000;overflow:hidden;padding:0px 3px 0px 3px;vertical-align:bottom;background-color:#000000;font-weight:bold;color:#ffffff;">Material</td> <td data-sheets-value='{"1":2,"2":"Walls"}' style="border-bottom:1px solid #000000;overflow:hidden;padding:0px 3px 0px 3px;vertical-align:bottom;background-color:#000000;font-weight:bold;color:#ffffff;">Walls</td> <td data-sheets-value='{"1":2,"2":"Shells"}' style="border-bottom:1px solid #000000;overflow:hidden;padding:0px 3px 0px 3px;vertical-align:bottom;background-color:#000000;font-weight:bold;color:#ffffff;">Shells</td> <td data-sheets-numberformat='{"1":2,"2":"0.00","3":1}' data-sheets-value='{"1":2,"2":"(W/m²K)\t"}' style="border-bottom:1px solid #000000;overflow:hidden;padding:0px 3px 0px 3px;vertical-align:bottom;background-color:#000000;font-weight:bold;color:#ffffff;text-align:center;">(W/m²K) </td> <td data-sheets-numberformat='{"1":2,"2":"0","3":1}' data-sheets-value='{"1":2,"2":"(%)"}' style="border-bottom:1px solid #000000;overflow:hidden;padding:0px 3px 0px 3px;vertical-align:bottom;background-color:#000000;font-weight:bold;color:#ffffff;text-align:center;">(%)</td> <td data-sheets-numberformat='{"1":2,"2":"0","3":1}' data-sheets-value='{"1":2,"2":"(%)"}' style="border-bottom:1px solid #000000;overflow:hidden;padding:0px 3px 0px 3px;vertical-align:bottom;background-color:#000000;font-weight:bold;color:#ffffff;text-align:center;">(%)</td> <td data-sheets-value='{"1":2,"2":"(dB)"}' style="border-bottom:1px solid #000000;overflow:hidden;padding:0px 3px 0px 3px;vertical-align:bottom;background-color:#000000;font-weight:bold;color:#ffffff;text-align:center;">(dB)</td> </tr> <tr style="height:20px;"> <td data-sheets-value='{"1":2,"2":"Acrylic"}' style="border-left:1px solid #000000;overflow:hidden;padding:0px 3px 0px 3px;vertical-align:bottom;font-weight:bold;">Acrylic</td> <td data-sheets-value='{"1":2,"2":"Single-walled"}' style="overflow:hidden;padding:0px 3px 0px 3px;vertical-align:bottom;font-weight:bold;">Single-walled</td> <td data-sheets-value='{"1":2,"2":"Clear (H)"}' style="border-right:1px solid #000000;overflow:hidden;padding:0px 3px 0px 3px;vertical-align:bottom;font-weight:bold;">Clear (H)</td> <td data-sheets-numberformat='{"1":2,"2":"0.00","3":1}' data-sheets-value='{"1":3,"3":5.17}' style="overflow:hidden;padding:0px 3px 0px 3px;vertical-align:bottom;text-align:center;">5.17</td> <td data-sheets-numberformat='{"1":2,"2":"0","3":1}' data-sheets-value='{"1":3,"3":90}' style="overflow:hidden;padding:0px 3px 0px 3px;vertical-align:bottom;text-align:center;">90</td> <td data-sheets-numberformat='{"1":2,"2":"0","3":1}' data-sheets-value='{"1":3,"3":87}' style="overflow:hidden;padding:0px 3px 0px 3px;vertical-align:bottom;text-align:center;">87</td> <td data-sheets-numberformat='{"1":2,"2":"0","3":1}' data-sheets-value='{"1":2,"2":"-"}' style="border-right:1px solid #000000;overflow:hidden;padding:0px 3px 0px 3px;vertical-align:bottom;text-align:center;">-</td> </tr> <tr style="height:20px;"> <td data-sheets-value='{"1":2,"2":"PMMA"}' style="border-left:1px solid #000000;overflow:hidden;padding:0px 3px 0px 3px;vertical-align:bottom;font-weight:bold;">PMMA</td> <td data-sheets-value='{"1":2,"2":"Single-walled"}' style="overflow:hidden;padding:0px 3px 0px 3px;vertical-align:bottom;font-weight:bold;">Single-walled</td> <td data-sheets-value='{"1":2,"2":"Opal (O)"}' style="border-right:1px solid #000000;overflow:hidden;padding:0px 3px 0px 3px;vertical-align:bottom;font-weight:bold;">Opal (O)</td> <td data-sheets-numberformat='{"1":2,"2":"0.00","3":1}' data-sheets-value='{"1":3,"3":5.17}' style="overflow:hidden;padding:0px 3px 0px 3px;vertical-align:bottom;text-align:center;">5.17</td> <td data-sheets-numberformat='{"1":2,"2":"0","3":1}' data-sheets-value='{"1":3,"3":83}' style="overflow:hidden;padding:0px 3px 0px 3px;vertical-align:bottom;text-align:center;">83</td> <td data-sheets-numberformat='{"1":2,"2":"0","3":1}' data-sheets-value='{"1":3,"3":76}' style="overflow:hidden;padding:0px 3px 0px 3px;vertical-align:bottom;text-align:center;">76</td> <td data-sheets-numberformat='{"1":2,"2":"0","3":1}' data-sheets-value='{"1":2,"2":"-"}' style="border-right:1px solid #000000;overflow:hidden;padding:0px 3px 0px 3px;vertical-align:bottom;text-align:center;">-</td> </tr> <tr style="height:20px;"> <td style="border-left:1px solid #000000;overflow:hidden;padding:0px 3px 0px 3px;vertical-align:bottom;font-weight:bold;"></td> <td data-sheets-value='{"1":2,"2":"Double-walled"}' style="overflow:hidden;padding:0px 3px 0px 3px;vertical-align:bottom;font-weight:bold;">Double-walled</td> <td data-sheets-value='{"1":2,"2":"Clear (H/H)"}' style="border-right:1px solid #000000;overflow:hidden;padding:0px 3px 0px 3px;vertical-align:bottom;font-weight:bold;">Clear (H/H)</td> <td data-sheets-numberformat='{"1":2,"2":"0.00","3":1}' data-sheets-value='{"1":3,"3":2.9}' style="overflow:hidden;padding:0px 3px 0px 3px;vertical-align:bottom;text-align:center;">2.90</td> <td data-sheets-numberformat='{"1":2,"2":"0","3":1}' data-sheets-value='{"1":3,"3":81}' style="overflow:hidden;padding:0px 3px 0px 3px;vertical-align:bottom;text-align:center;">81</td> <td data-sheets-numberformat='{"1":2,"2":"0","3":1}' data-sheets-value='{"1":3,"3":75}' style="overflow:hidden;padding:0px 3px 0px 3px;vertical-align:bottom;text-align:center;">75</td> <td data-sheets-numberformat='{"1":2,"2":"0","3":1}' data-sheets-value='{"1":3,"3":20}' style="border-right:1px solid #000000;overflow:hidden;padding:0px 3px 0px 3px;vertical-align:bottom;text-align:center;">20</td> </tr> <tr style="height:20px;"> <td style="border-left:1px solid #000000;overflow:hidden;padding:0px 3px 0px 3px;vertical-align:bottom;font-weight:bold;"></td> <td data-sheets-value='{"1":2,"2":"Double-walled"}' style="overflow:hidden;padding:0px 3px 0px 3px;vertical-align:bottom;font-weight:bold;">Double-walled</td> <td data-sheets-value='{"1":2,"2":"Opal (O/O)"}' style="border-right:1px solid #000000;overflow:hidden;padding:0px 3px 0px 3px;vertical-align:bottom;font-weight:bold;">Opal (O/O)</td> <td data-sheets-numberformat='{"1":2,"2":"0.00","3":1}' data-sheets-value='{"1":3,"3":2.9}' style="overflow:hidden;padding:0px 3px 0px 3px;vertical-align:bottom;text-align:center;">2.90</td> <td data-sheets-numberformat='{"1":2,"2":"0","3":1}' data-sheets-value='{"1":3,"3":69}' style="overflow:hidden;padding:0px 3px 0px 3px;vertical-align:bottom;text-align:center;">69</td> <td data-sheets-numberformat='{"1":2,"2":"0","3":1}' data-sheets-value='{"1":3,"3":58}' style="overflow:hidden;padding:0px 3px 0px 3px;vertical-align:bottom;text-align:center;">58</td> <td data-sheets-numberformat='{"1":2,"2":"0","3":1}' data-sheets-value='{"1":3,"3":20}' style="border-right:1px solid #000000;overflow:hidden;padding:0px 3px 0px 3px;vertical-align:bottom;text-align:center;">20</td> </tr> <tr style="height:20px;"> <td style="border-left:1px solid #000000;overflow:hidden;padding:0px 3px 0px 3px;vertical-align:bottom;font-weight:bold;"></td> <td data-sheets-value='{"1":2,"2":"Triple-walled"}' style="overflow:hidden;padding:0px 3px 0px 3px;vertical-align:bottom;font-weight:bold;">Triple-walled</td> <td data-sheets-value='{"1":2,"2":"Clear (H/H/H)"}' style="border-right:1px solid #000000;overflow:hidden;padding:0px 3px 0px 3px;vertical-align:bottom;font-weight:bold;">Clear (H/H/H)</td> <td data-sheets-numberformat='{"1":2,"2":"0.00","3":1}' data-sheets-value='{"1":3,"3":1.7}' style="overflow:hidden;padding:0px 3px 0px 3px;vertical-align:bottom;text-align:center;">1.70</td> <td data-sheets-numberformat='{"1":2,"2":"0","3":1}' data-sheets-value='{"1":3,"3":73}' style="overflow:hidden;padding:0px 3px 0px 3px;vertical-align:bottom;text-align:center;">73</td> <td data-sheets-numberformat='{"1":2,"2":"0","3":1}' data-sheets-value='{"1":3,"3":65}' style="overflow:hidden;padding:0px 3px 0px 3px;vertical-align:bottom;text-align:center;">65</td> <td data-sheets-numberformat='{"1":2,"2":"0","3":1}' data-sheets-value='{"1":3,"3":22}' style="border-right:1px solid #000000;overflow:hidden;padding:0px 3px 0px 3px;vertical-align:bottom;text-align:center;">22</td> </tr> <tr style="height:20px;"> <td style="border-left:1px solid #000000;overflow:hidden;padding:0px 3px 0px 3px;vertical-align:bottom;font-weight:bold;"></td> <td data-sheets-value='{"1":2,"2":"Triple-walled"}' style="overflow:hidden;padding:0px 3px 0px 3px;vertical-align:bottom;font-weight:bold;">Triple-walled</td> <td data-sheets-value='{"1":2,"2":"Opal (O/H/O)"}' style="border-right:1px solid #000000;overflow:hidden;padding:0px 3px 0px 3px;vertical-align:bottom;font-weight:bold;">Opal (O/H/O)</td> <td data-sheets-numberformat='{"1":2,"2":"0.00","3":1}' data-sheets-value='{"1":3,"3":1.7}' style="overflow:hidden;padding:0px 3px 0px 3px;vertical-align:bottom;text-align:center;">1.70</td> <td data-sheets-numberformat='{"1":2,"2":"0","3":1}' data-sheets-value='{"1":3,"3":62}' style="overflow:hidden;padding:0px 3px 0px 3px;vertical-align:bottom;text-align:center;">62</td> <td data-sheets-numberformat='{"1":2,"2":"0","3":1}' data-sheets-value='{"1":3,"3":51}' style="overflow:hidden;padding:0px 3px 0px 3px;vertical-align:bottom;text-align:center;">51</td> <td data-sheets-numberformat='{"1":2,"2":"0","3":1}' data-sheets-value='{"1":3,"3":22}' style="border-right:1px solid #000000;overflow:hidden;padding:0px 3px 0px 3px;vertical-align:bottom;text-align:center;">22</td> </tr> <tr style="height:20px;"> <td style="border-left:1px solid #000000;overflow:hidden;padding:0px 3px 0px 3px;vertical-align:bottom;font-weight:bold;"></td> <td data-sheets-value='{"1":2,"2":"Four-walled"}' style="overflow:hidden;padding:0px 3px 0px 3px;vertical-align:bottom;font-weight:bold;">Four-walled</td> <td data-sheets-value='{"1":2,"2":"Clear (H/H/H/H)"}' style="border-right:1px solid #000000;overflow:hidden;padding:0px 3px 0px 3px;vertical-align:bottom;font-weight:bold;">Clear (H/H/H/H)</td> <td data-sheets-numberformat='{"1":2,"2":"0.00","3":1}' data-sheets-value='{"1":3,"3":1.28}' style="overflow:hidden;padding:0px 3px 0px 3px;vertical-align:bottom;text-align:center;">1.28</td> <td data-sheets-numberformat='{"1":2,"2":"0","3":1}' data-sheets-value='{"1":3,"3":64}' style="overflow:hidden;padding:0px 3px 0px 3px;vertical-align:bottom;text-align:center;">64</td> <td data-sheets-numberformat='{"1":2,"2":"0","3":1}' data-sheets-value='{"1":3,"3":54}' style="overflow:hidden;padding:0px 3px 0px 3px;vertical-align:bottom;text-align:center;">54</td> <td data-sheets-numberformat='{"1":2,"2":"0","3":1}' data-sheets-value='{"1":3,"3":23}' style="border-right:1px solid #000000;overflow:hidden;padding:0px 3px 0px 3px;vertical-align:bottom;text-align:center;">23</td> </tr> <tr style="height:20px;"> <td style="border-bottom:1px solid #000000;border-left:1px solid #000000;overflow:hidden;padding:0px 3px 0px 3px;vertical-align:bottom;"></td> <td data-sheets-value='{"1":2,"2":"Four-walled"}' style="border-bottom:1px solid #000000;overflow:hidden;padding:0px 3px 0px 3px;vertical-align:bottom;font-weight:bold;">Four-walled</td> <td data-sheets-value='{"1":2,"2":"Opal (H/H/O/H)"}' style="border-right:1px solid #000000;border-bottom:1px solid #000000;overflow:hidden;padding:0px 3px 0px 3px;vertical-align:bottom;font-weight:bold;">Opal (H/H/O/H)</td> <td data-sheets-numberformat='{"1":2,"2":"0.00","3":1}' data-sheets-value='{"1":3,"3":1.28}' style="border-bottom:1px solid #000000;overflow:hidden;padding:0px 3px 0px 3px;vertical-align:bottom;text-align:center;">1.28</td> <td data-sheets-numberformat='{"1":2,"2":"0","3":1}' data-sheets-value='{"1":3,"3":59}' style="border-bottom:1px solid #000000;overflow:hidden;padding:0px 3px 0px 3px;vertical-align:bottom;text-align:center;">59</td> <td data-sheets-numberformat='{"1":2,"2":"0","3":1}' data-sheets-value='{"1":3,"3":48}' style="border-bottom:1px solid #000000;overflow:hidden;padding:0px 3px 0px 3px;vertical-align:bottom;text-align:center;">48</td> <td data-sheets-numberformat='{"1":2,"2":"0","3":1}' data-sheets-value='{"1":3,"3":23}' style="border-right:1px solid #000000;border-bottom:1px solid #000000;overflow:hidden;padding:0px 3px 0px 3px;vertical-align:bottom;text-align:center;">23</td> </tr> <tr style="height:20px;"> <td data-sheets-value='{"1":2,"2":"Polycarbonate "}' style="border-left:1px solid #000000;overflow:hidden;padding:0px 3px 0px 3px;vertical-align:bottom;font-weight:bold;">Polycarbonate </td> <td data-sheets-value='{"1":2,"2":"Single-walled"}' style="overflow:hidden;padding:0px 3px 0px 3px;vertical-align:bottom;font-weight:bold;">Single-walled</td> <td data-sheets-value='{"1":2,"2":"Clear (A)"}' style="border-right:1px solid #000000;overflow:hidden;padding:0px 3px 0px 3px;vertical-align:bottom;font-weight:bold;">Clear (A)</td> <td data-sheets-numberformat='{"1":2,"2":"0.00","3":1}' data-sheets-value='{"1":3,"3":5.17}' style="overflow:hidden;padding:0px 3px 0px 3px;vertical-align:bottom;text-align:center;">5.17</td> <td data-sheets-numberformat='{"1":2,"2":"0","3":1}' data-sheets-value='{"1":3,"3":88}' style="overflow:hidden;padding:0px 3px 0px 3px;vertical-align:bottom;text-align:center;">88</td> <td data-sheets-numberformat='{"1":2,"2":"0","3":1}' data-sheets-value='{"1":3,"3":83}' style="overflow:hidden;padding:0px 3px 0px 3px;vertical-align:bottom;text-align:center;">83</td> <td data-sheets-numberformat='{"1":2,"2":"0","3":1}' data-sheets-value='{"1":2,"2":"-"}' style="border-right:1px solid #000000;overflow:hidden;padding:0px 3px 0px 3px;vertical-align:bottom;text-align:center;">-</td> </tr> <tr style="height:20px;"> <td data-sheets-value='{"1":2,"2":"PC"}' style="border-left:1px solid #000000;overflow:hidden;padding:0px 3px 0px 3px;vertical-align:bottom;font-weight:bold;">PC</td> <td data-sheets-value='{"1":2,"2":"Single-walled"}' style="overflow:hidden;padding:0px 3px 0px 3px;vertical-align:bottom;font-weight:bold;">Single-walled</td> <td data-sheets-value='{"1":2,"2":"Opal (D)"}' style="border-right:1px solid #000000;overflow:hidden;padding:0px 3px 0px 3px;vertical-align:bottom;font-weight:bold;">Opal (D)</td> <td data-sheets-numberformat='{"1":2,"2":"0.00","3":1}' data-sheets-value='{"1":3,"3":5.17}' style="overflow:hidden;padding:0px 3px 0px 3px;vertical-align:bottom;text-align:center;">5.17</td> <td data-sheets-numberformat='{"1":2,"2":"0","3":1}' data-sheets-value='{"1":3,"3":58}' style="overflow:hidden;padding:0px 3px 0px 3px;vertical-align:bottom;text-align:center;">58</td> <td data-sheets-numberformat='{"1":2,"2":"0","3":1}' data-sheets-value='{"1":3,"3":60}' style="overflow:hidden;padding:0px 3px 0px 3px;vertical-align:bottom;text-align:center;">60</td> <td data-sheets-numberformat='{"1":2,"2":"0","3":1}' data-sheets-value='{"1":2,"2":"-"}' style="border-right:1px solid #000000;overflow:hidden;padding:0px 3px 0px 3px;vertical-align:bottom;text-align:center;">-</td> </tr> <tr style="height:20px;"> <td style="border-left:1px solid #000000;overflow:hidden;padding:0px 3px 0px 3px;vertical-align:bottom;font-weight:bold;"></td> <td data-sheets-value='{"1":2,"2":"Double-walled"}' style="overflow:hidden;padding:0px 3px 0px 3px;vertical-align:bottom;font-weight:bold;">Double-walled</td> <td data-sheets-value='{"1":2,"2":"Clear (A/H)"}' style="border-right:1px solid #000000;overflow:hidden;padding:0px 3px 0px 3px;vertical-align:bottom;font-weight:bold;">Clear (A/H)</td> <td data-sheets-numberformat='{"1":2,"2":"0.00","3":1}' data-sheets-value='{"1":3,"3":2.9}' style="overflow:hidden;padding:0px 3px 0px 3px;vertical-align:bottom;text-align:center;">2.90</td> <td data-sheets-numberformat='{"1":2,"2":"0","3":1}' data-sheets-value='{"1":3,"3":79}' style="overflow:hidden;padding:0px 3px 0px 3px;vertical-align:bottom;text-align:center;">79</td> <td data-sheets-numberformat='{"1":2,"2":"0","3":1}' data-sheets-value='{"1":3,"3":72}' style="overflow:hidden;padding:0px 3px 0px 3px;vertical-align:bottom;text-align:center;">72</td> <td data-sheets-numberformat='{"1":2,"2":"0","3":1}' data-sheets-value='{"1":3,"3":20}' style="border-right:1px solid #000000;overflow:hidden;padding:0px 3px 0px 3px;vertical-align:bottom;text-align:center;">20</td> </tr> <tr style="height:20px;"> <td style="border-left:1px solid #000000;overflow:hidden;padding:0px 3px 0px 3px;vertical-align:bottom;font-weight:bold;"></td> <td data-sheets-value='{"1":2,"2":"Double-walled"}' style="overflow:hidden;padding:0px 3px 0px 3px;vertical-align:bottom;font-weight:bold;">Double-walled</td> <td data-sheets-value='{"1":2,"2":"Clear (A/A)"}' style="border-right:1px solid #000000;overflow:hidden;padding:0px 3px 0px 3px;vertical-align:bottom;font-weight:bold;">Clear (A/A)</td> <td data-sheets-numberformat='{"1":2,"2":"0.00","3":1}' data-sheets-value='{"1":3,"3":2.9}' style="overflow:hidden;padding:0px 3px 0px 3px;vertical-align:bottom;text-align:center;">2.90</td> <td data-sheets-numberformat='{"1":2,"2":"0","3":1}' data-sheets-value='{"1":3,"3":77}' style="overflow:hidden;padding:0px 3px 0px 3px;vertical-align:bottom;text-align:center;">77</td> <td data-sheets-numberformat='{"1":2,"2":"0","3":1}' data-sheets-value='{"1":3,"3":69}' style="overflow:hidden;padding:0px 3px 0px 3px;vertical-align:bottom;text-align:center;">69</td> <td data-sheets-numberformat='{"1":2,"2":"0","3":1}' data-sheets-value='{"1":3,"3":20}' style="border-right:1px solid #000000;overflow:hidden;padding:0px 3px 0px 3px;vertical-align:bottom;text-align:center;">20</td> </tr> <tr style="height:20px;"> <td style="border-left:1px solid #000000;overflow:hidden;padding:0px 3px 0px 3px;vertical-align:bottom;font-weight:bold;"></td> <td data-sheets-value='{"1":2,"2":"Double-walled"}' style="overflow:hidden;padding:0px 3px 0px 3px;vertical-align:bottom;font-weight:bold;">Double-walled</td> <td data-sheets-value='{"1":2,"2":"Opal (A/O)"}' style="border-right:1px solid #000000;overflow:hidden;padding:0px 3px 0px 3px;vertical-align:bottom;font-weight:bold;">Opal (A/O)</td> <td data-sheets-numberformat='{"1":2,"2":"0.00","3":1}' data-sheets-value='{"1":3,"3":2.9}' style="overflow:hidden;padding:0px 3px 0px 3px;vertical-align:bottom;text-align:center;">2.90</td> <td data-sheets-numberformat='{"1":2,"2":"0","3":1}' data-sheets-value='{"1":3,"3":73}' style="overflow:hidden;padding:0px 3px 0px 3px;vertical-align:bottom;text-align:center;">73</td> <td data-sheets-numberformat='{"1":2,"2":"0","3":1}' data-sheets-value='{"1":3,"3":63}' style="overflow:hidden;padding:0px 3px 0px 3px;vertical-align:bottom;text-align:center;">63</td> <td data-sheets-numberformat='{"1":2,"2":"0","3":1}' data-sheets-value='{"1":3,"3":20}' style="border-right:1px solid #000000;overflow:hidden;padding:0px 3px 0px 3px;vertical-align:bottom;text-align:center;">20</td> </tr> <tr style="height:20px;"> <td style="border-left:1px solid #000000;overflow:hidden;padding:0px 3px 0px 3px;vertical-align:bottom;font-weight:bold;"></td> <td data-sheets-value='{"1":2,"2":"Double-walled"}' style="overflow:hidden;padding:0px 3px 0px 3px;vertical-align:bottom;font-weight:bold;">Double-walled</td> <td data-sheets-value='{"1":2,"2":"Opal (A/D)"}' style="border-right:1px solid #000000;overflow:hidden;padding:0px 3px 0px 3px;vertical-align:bottom;font-weight:bold;">Opal (A/D)</td> <td data-sheets-numberformat='{"1":2,"2":"0.00","3":1}' data-sheets-value='{"1":3,"3":2.9}' style="overflow:hidden;padding:0px 3px 0px 3px;vertical-align:bottom;text-align:center;">2.90</td> <td data-sheets-numberformat='{"1":2,"2":"0","3":1}' data-sheets-value='{"1":3,"3":51}' style="overflow:hidden;padding:0px 3px 0px 3px;vertical-align:bottom;text-align:center;">51</td> <td data-sheets-numberformat='{"1":2,"2":"0","3":1}' data-sheets-value='{"1":3,"3":50}' style="overflow:hidden;padding:0px 3px 0px 3px;vertical-align:bottom;text-align:center;">50</td> <td data-sheets-numberformat='{"1":2,"2":"0","3":1}' data-sheets-value='{"1":3,"3":20}' style="border-right:1px solid #000000;overflow:hidden;padding:0px 3px 0px 3px;vertical-align:bottom;text-align:center;">20</td> </tr> <tr style="height:20px;"> <td style="border-left:1px solid #000000;overflow:hidden;padding:0px 3px 0px 3px;vertical-align:bottom;font-weight:bold;"></td> <td data-sheets-value='{"1":2,"2":"Triple-walled"}' style="overflow:hidden;padding:0px 3px 0px 3px;vertical-align:bottom;font-weight:bold;">Triple-walled</td> <td data-sheets-value='{"1":2,"2":"Clear (A/H/H)"}' style="border-right:1px solid #000000;overflow:hidden;padding:0px 3px 0px 3px;vertical-align:bottom;font-weight:bold;">Clear (A/H/H)</td> <td data-sheets-numberformat='{"1":2,"2":"0.00","3":1}' data-sheets-value='{"1":3,"3":1.7}' style="overflow:hidden;padding:0px 3px 0px 3px;vertical-align:bottom;text-align:center;">1.70</td> <td data-sheets-numberformat='{"1":2,"2":"0","3":1}' data-sheets-value='{"1":3,"3":71}' style="overflow:hidden;padding:0px 3px 0px 3px;vertical-align:bottom;text-align:center;">71</td> <td data-sheets-numberformat='{"1":2,"2":"0","3":1}' data-sheets-value='{"1":3,"3":63}' style="overflow:hidden;padding:0px 3px 0px 3px;vertical-align:bottom;text-align:center;">63</td> <td data-sheets-numberformat='{"1":2,"2":"0","3":1}' data-sheets-value='{"1":3,"3":22}' style="border-right:1px solid #000000;overflow:hidden;padding:0px 3px 0px 3px;vertical-align:bottom;text-align:center;">22</td> </tr> <tr style="height:20px;"> <td style="border-left:1px solid #000000;overflow:hidden;padding:0px 3px 0px 3px;vertical-align:bottom;font-weight:bold;"></td> <td data-sheets-value='{"1":2,"2":"Triple-walled"}' style="overflow:hidden;padding:0px 3px 0px 3px;vertical-align:bottom;font-weight:bold;">Triple-walled</td> <td data-sheets-value='{"1":2,"2":"Opal (A/O/O)"}' style="border-right:1px solid #000000;overflow:hidden;padding:0px 3px 0px 3px;vertical-align:bottom;font-weight:bold;">Opal (A/O/O)</td> <td data-sheets-numberformat='{"1":2,"2":"0.00","3":1}' data-sheets-value='{"1":3,"3":1.7}' style="overflow:hidden;padding:0px 3px 0px 3px;vertical-align:bottom;text-align:center;">1.70</td> <td data-sheets-numberformat='{"1":2,"2":"0","3":1}' data-sheets-value='{"1":3,"3":61}' style="overflow:hidden;padding:0px 3px 0px 3px;vertical-align:bottom;text-align:center;">61</td> <td data-sheets-numberformat='{"1":2,"2":"0","3":1}' data-sheets-value='{"1":3,"3":48}' style="overflow:hidden;padding:0px 3px 0px 3px;vertical-align:bottom;text-align:center;">48</td> <td data-sheets-numberformat='{"1":2,"2":"0","3":1}' data-sheets-value='{"1":3,"3":22}' style="border-right:1px solid #000000;overflow:hidden;padding:0px 3px 0px 3px;vertical-align:bottom;text-align:center;">22</td> </tr> <tr style="height:20px;"> <td style="border-left:1px solid #000000;overflow:hidden;padding:0px 3px 0px 3px;vertical-align:bottom;font-weight:bold;"></td> <td data-sheets-value='{"1":2,"2":"Four-walled"}' style="overflow:hidden;padding:0px 3px 0px 3px;vertical-align:bottom;font-weight:bold;">Four-walled</td> <td data-sheets-value='{"1":2,"2":"Clear (A/H/H/H)"}' style="border-right:1px solid #000000;overflow:hidden;padding:0px 3px 0px 3px;vertical-align:bottom;font-weight:bold;">Clear (A/H/H/H)</td> <td data-sheets-numberformat='{"1":2,"2":"0.00","3":1}' data-sheets-value='{"1":3,"3":1.28}' style="overflow:hidden;padding:0px 3px 0px 3px;vertical-align:bottom;text-align:center;">1.28</td> <td data-sheets-numberformat='{"1":2,"2":"0","3":1}' data-sheets-value='{"1":3,"3":64}' style="overflow:hidden;padding:0px 3px 0px 3px;vertical-align:bottom;text-align:center;">64</td> <td data-sheets-numberformat='{"1":2,"2":"0","3":1}' data-sheets-value='{"1":3,"3":52}' style="overflow:hidden;padding:0px 3px 0px 3px;vertical-align:bottom;text-align:center;">52</td> <td data-sheets-numberformat='{"1":2,"2":"0","3":1}' data-sheets-value='{"1":3,"3":23}' style="border-right:1px solid #000000;overflow:hidden;padding:0px 3px 0px 3px;vertical-align:bottom;text-align:center;">23</td> </tr> <tr style="height:20px;"> <td style="border-bottom:1px solid #000000;border-left:1px solid #000000;overflow:hidden;padding:0px 3px 0px 3px;vertical-align:bottom;"></td> <td data-sheets-value='{"1":2,"2":"Four-walled"}' style="border-bottom:1px solid #000000;overflow:hidden;padding:0px 3px 0px 3px;vertical-align:bottom;font-weight:bold;">Four-walled</td> <td data-sheets-value='{"1":2,"2":"Opal (A/H/O/H)"}' style="border-right:1px solid #000000;border-bottom:1px solid #000000;overflow:hidden;padding:0px 3px 0px 3px;vertical-align:bottom;font-weight:bold;">Opal (A/H/O/H)</td> <td data-sheets-numberformat='{"1":2,"2":"0.00","3":1}' data-sheets-value='{"1":3,"3":1.28}' style="border-bottom:1px solid #000000;overflow:hidden;padding:0px 3px 0px 3px;vertical-align:bottom;text-align:center;">1.28</td> <td data-sheets-numberformat='{"1":2,"2":"0","3":1}' data-sheets-value='{"1":3,"3":59}' style="border-bottom:1px solid #000000;overflow:hidden;padding:0px 3px 0px 3px;vertical-align:bottom;text-align:center;">59</td> <td data-sheets-numberformat='{"1":2,"2":"0","3":1}' data-sheets-value='{"1":3,"3":46}' style="border-bottom:1px solid #000000;overflow:hidden;padding:0px 3px 0px 3px;vertical-align:bottom;text-align:center;">46</td> <td data-sheets-numberformat='{"1":2,"2":"0","3":1}' data-sheets-value='{"1":3,"3":23}' style="border-right:1px solid #000000;border-bottom:1px solid #000000;overflow:hidden;padding:0px 3px 0px 3px;vertical-align:bottom;text-align:center;">23</td> </tr> <tr style="height:20px;"> <td data-sheets-value='{"1":2,"2":"Polycarbonate"}' style="border-left:1px solid #000000;overflow:hidden;padding:0px 3px 0px 3px;vertical-align:bottom;font-weight:bold;">Polycarbonate</td> <td data-sheets-value='{"1":2,"2":"Single-walled"}' style="overflow:hidden;padding:0px 3px 0px 3px;vertical-align:bottom;font-weight:bold;">Single-walled</td> <td data-sheets-value='{"1":2,"2":"Heatstop Opal (T)"}' style="border-right:1px solid #000000;overflow:hidden;padding:0px 3px 0px 3px;vertical-align:bottom;font-weight:bold;">Heatstop Opal (T)</td> <td data-sheets-numberformat='{"1":2,"2":"0.00","3":1}' data-sheets-value='{"1":3,"3":5.17}' style="overflow:hidden;padding:0px 3px 0px 3px;vertical-align:bottom;text-align:center;">5.17</td> <td data-sheets-numberformat='{"1":2,"2":"0","3":1}' data-sheets-value='{"1":3,"3":49}' style="overflow:hidden;padding:0px 3px 0px 3px;vertical-align:bottom;text-align:center;">49</td> <td data-sheets-numberformat='{"1":2,"2":"0","3":1}' data-sheets-value='{"1":3,"3":59}' style="overflow:hidden;padding:0px 3px 0px 3px;vertical-align:bottom;text-align:center;">59</td> <td data-sheets-numberformat='{"1":2,"2":"0","3":1}' data-sheets-value='{"1":2,"2":"-"}' style="border-right:1px solid #000000;overflow:hidden;padding:0px 3px 0px 3px;vertical-align:bottom;text-align:center;">-</td> </tr> <tr style="height:20px;"> <td data-sheets-value='{"1":2,"2":"Heatstop PC"}' style="border-left:1px solid #000000;overflow:hidden;padding:0px 3px 0px 3px;vertical-align:bottom;font-weight:bold;">Heatstop PC</td> <td data-sheets-value='{"1":2,"2":"Double-walled"}' style="overflow:hidden;padding:0px 3px 0px 3px;vertical-align:bottom;font-weight:bold;">Double-walled</td> <td data-sheets-value='{"1":2,"2":"Clear (T/H)"}' style="border-right:1px solid #000000;overflow:hidden;padding:0px 3px 0px 3px;vertical-align:bottom;font-weight:bold;">Clear (T/H)</td> <td data-sheets-numberformat='{"1":2,"2":"0.00","3":1}' data-sheets-value='{"1":3,"3":2.9}' style="overflow:hidden;padding:0px 3px 0px 3px;vertical-align:bottom;text-align:center;">2.90</td> <td data-sheets-numberformat='{"1":2,"2":"0","3":1}' data-sheets-value='{"1":3,"3":44}' style="overflow:hidden;padding:0px 3px 0px 3px;vertical-align:bottom;text-align:center;">44</td> <td data-sheets-numberformat='{"1":2,"2":"0","3":1}' data-sheets-value='{"1":3,"3":51}' style="overflow:hidden;padding:0px 3px 0px 3px;vertical-align:bottom;text-align:center;">51</td> <td data-sheets-numberformat='{"1":2,"2":"0","3":1}' data-sheets-value='{"1":3,"3":20}' style="border-right:1px solid #000000;overflow:hidden;padding:0px 3px 0px 3px;vertical-align:bottom;text-align:center;">20</td> </tr> <tr style="height:20px;"> <td style="border-left:1px solid #000000;overflow:hidden;padding:0px 3px 0px 3px;vertical-align:bottom;font-weight:bold;"></td> <td data-sheets-value='{"1":2,"2":"Double-walled"}' style="overflow:hidden;padding:0px 3px 0px 3px;vertical-align:bottom;font-weight:bold;">Double-walled</td> <td data-sheets-value='{"1":2,"2":"Opal (T/O)"}' style="border-right:1px solid #000000;overflow:hidden;padding:0px 3px 0px 3px;vertical-align:bottom;font-weight:bold;">Opal (T/O)</td> <td data-sheets-numberformat='{"1":2,"2":"0.00","3":1}' data-sheets-value='{"1":3,"3":2.9}' style="overflow:hidden;padding:0px 3px 0px 3px;vertical-align:bottom;text-align:center;">2.90</td> <td data-sheets-numberformat='{"1":2,"2":"0","3":1}' data-sheets-value='{"1":3,"3":41}' style="overflow:hidden;padding:0px 3px 0px 3px;vertical-align:bottom;text-align:center;">41</td> <td data-sheets-numberformat='{"1":2,"2":"0","3":1}' data-sheets-value='{"1":3,"3":45}' style="overflow:hidden;padding:0px 3px 0px 3px;vertical-align:bottom;text-align:center;">45</td> <td data-sheets-numberformat='{"1":2,"2":"0","3":1}' data-sheets-value='{"1":3,"3":20}' style="border-right:1px solid #000000;overflow:hidden;padding:0px 3px 0px 3px;vertical-align:bottom;text-align:center;">20</td> </tr> <tr style="height:20px;"> <td style="border-left:1px solid #000000;overflow:hidden;padding:0px 3px 0px 3px;vertical-align:bottom;font-weight:bold;"></td> <td data-sheets-value='{"1":2,"2":"Triple-walled"}' style="overflow:hidden; | skylux-160-ce-met-koepel-en-metaalopstand-met-lm-motor-1400-x-1400-mm | 8585991618893 | 46872267915597
Smoke and heat exhaust (SHEV) | SHE system | Skylux | Skylux 160° CE with skylight and metal curb with LM-actuator 1450 x 1700 mm |  | 50870 | 5412970508700 | 5212.7 | Yes | 30-45 | 102.57 | 1450 x 1700 mm | 1700 | 1450 |  | metal curb M30 (30 cm high) | Rectangular | 5.17 W/m²K - 1.28 W/m²K | 87% - 32% | 90% - 32% | 20dB - 23dB | 160° CE (for industry) | skylight | without spoiler | E | Single actuator | Maximum four-walled skylight possible for this product | Ut-value LT-value g-value Rw-value EN 1873 : 2014 EN ISO 13468 EN 16153 EN 410 EN 410 EN ISO 140-3 Material Walls Shells (W/m²K) (%) (%) (dB) Acrylic Single-walled Clear (H) 5.17 90 87 - PMMA Single-walled Opal (O) 5.17 83 76 - Double-walled Clear (H/H) 2.90 81 75 20 Double-walled Opal (O/O) 2.90 69 58 20 Triple-walled Clear (H/H/H) 1.70 73 65 22 Triple-walled Opal (O/H/O) 1.70 62 51 22 Four-walled Clear (H/H/H/H) 1.28 64 54 23 Four-walled Opal (H/H/O/H) 1.28 59 48 23 Polycarbonate Single-walled Clear (A) 5.17 88 83 - PC Single-walled Opal (D) 5.17 58 60 - Double-walled Clear (A/H) 2.90 79 72 20 Double-walled Clear (A/A) 2.90 77 69 20 Double-walled Opal (A/O) 2.90 73 63 20 Double-walled Opal (A/D) 2.90 51 50 20 Triple-walled Clear (A/H/H) 1.70 71 63 22 Triple-walled Opal (A/O/O) 1.70 61 48 22 Four-walled Clear (A/H/H/H) 1.28 64 52 23 Four-walled Opal (A/H/O/H) 1.28 59 46 23 Polycarbonate Single-walled Heatstop Opal (T) 5.17 49 59 - Heatstop PC Double-walled Clear (T/H) 2.90 44 51 20 Double-walled Opal (T/O) 2.90 41 45 20 Triple-walled Clear (T/H/H) 1.70 40 <td data-sheets-numberformat='{"1":2,"2":"0","3":1}' data-sheets-value='{"1":3,"3":44}' style="overflow:hidden;paddin | https://skylux.eu/en/products/skylux-160-ce-met-koepel-en-metaalopstand-met-lm-motor-1450-x-1700-mm | https://skylux.eu/cdn/shop/files/Skylux-160deg-CE-met-koepel-en-metaalopstand-met-LM-motor-1450-x-1700-mm-RWA-systeem.jpg?v=1702976706&width=1600 | https://skylux.eu/cdn/shop/files/e5a82811-1bb0-48e4-a776-cacb59c7c092_5c4901aa-87a4-4620-9c1f-afa698aa9ad5.jpg?v=1688550195&width=1600 | //skylux.eu/cdn/shop/files/E_MH_Mounting_instructions_Skylux_160_CE_LM.pdf?v=12406716259046007223 | //skylux.eu/cdn/shop/files/E_TD_Technical_File_Skylux_Skylux_160_CE_Electric.pdf?v=3667116872303399239 | <style type="text/css" id="isPasted"> <!--td { border: 1px solid #cccccc; } br { mso-data-placement: same-cell; } --> </style> <table border="1" cellpadding="0" cellspacing="0" dir="ltr" style="table-layout:fixed;font-size:10pt;font-family:Arial;border-collapse:collapse;border:none;"><tbody> <tr style="height:20px;"> <td style="overflow:hidden;padding:0px 3px 0px 3px;vertical-align:bottom;"></td> <td style="overflow:hidden;padding:0px 3px 0px 3px;vertical-align:bottom;"></td> <td style="overflow:hidden;padding:0px 3px 0px 3px;vertical-align:bottom;"></td> <td data-sheets-value='{"1":2,"2":"Ut-value"}' style="overflow:hidden;padding:0px 3px 0px 3px;vertical-align:bottom;font-weight:bold;text-align:center;">Ut-value</td> <td data-sheets-value='{"1":2,"2":"LT-value"}' style="overflow:hidden;padding:0px 3px 0px 3px;vertical-align:bottom;font-weight:bold;text-align:center;">LT-value</td> <td data-sheets-value='{"1":2,"2":"g-value"}' style="overflow:hidden;padding:0px 3px 0px 3px;vertical-align:bottom;font-weight:bold;text-align:center;">g-value</td> <td data-sheets-value='{"1":2,"2":"Rw-value "}' style="overflow:hidden;padding:0px 3px 0px 3px;vertical-align:bottom;font-weight:bold;text-align:center;">Rw-value </td> </tr> <tr style="height:20px;"> <td style="overflow:hidden;padding:0px 3px 0px 3px;vertical-align:bottom;"></td> <td style="overflow:hidden;padding:0px 3px 0px 3px;vertical-align:bottom;"></td> <td style="overflow:hidden;padding:0px 3px 0px 3px;vertical-align:bottom;"></td> <td data-sheets-numberformat='{"1":2,"2":"0.00","3":1}' data-sheets-value='{"1":2,"2":"EN 1873 : 2014"}' style="overflow:hidden;padding:0px 3px 0px 3px;vertical-align:bottom;text-align:center;">EN 1873 : 2014</td> <td data-sheets-numberformat='{"1":2,"2":"0","3":1}' data-sheets-value='{"1":2,"2":"EN ISO 13468 EN 16153 EN 410"}' style="overflow:hidden;padding:0px 3px 0px 3px;vertical-align:bottom;text-align:center;">EN ISO 13468 EN 16153 EN 410</td> <td data-sheets-numberformat='{"1":2,"2":"0","3":1}' data-sheets-value='{"1":2,"2":"EN 410"}' style="overflow:hidden;padding:0px 3px 0px 3px;vertical-align:bottom;text-align:center;">EN 410</td> <td data-sheets-value='{"1":2,"2":"EN ISO 140-3\t\t"}' style="overflow:hidden;padding:0px 3px 0px 3px;vertical-align:bottom;text-align:center;">EN ISO 140-3 </td> </tr> <tr style="height:20px;"> <td data-sheets-value='{"1":2,"2":"Material"}' style="border-bottom:1px solid #000000;overflow:hidden;padding:0px 3px 0px 3px;vertical-align:bottom;background-color:#000000;font-weight:bold;color:#ffffff;">Material</td> <td data-sheets-value='{"1":2,"2":"Walls"}' style="border-bottom:1px solid #000000;overflow:hidden;padding:0px 3px 0px 3px;vertical-align:bottom;background-color:#000000;font-weight:bold;color:#ffffff;">Walls</td> <td data-sheets-value='{"1":2,"2":"Shells"}' style="border-bottom:1px solid #000000;overflow:hidden;padding:0px 3px 0px 3px;vertical-align:bottom;background-color:#000000;font-weight:bold;color:#ffffff;">Shells</td> <td data-sheets-numberformat='{"1":2,"2":"0.00","3":1}' data-sheets-value='{"1":2,"2":"(W/m²K)\t"}' style="border-bottom:1px solid #000000;overflow:hidden;padding:0px 3px 0px 3px;vertical-align:bottom;background-color:#000000;font-weight:bold;color:#ffffff;text-align:center;">(W/m²K) </td> <td data-sheets-numberformat='{"1":2,"2":"0","3":1}' data-sheets-value='{"1":2,"2":"(%)"}' style="border-bottom:1px solid #000000;overflow:hidden;padding:0px 3px 0px 3px;vertical-align:bottom;background-color:#000000;font-weight:bold;color:#ffffff;text-align:center;">(%)</td> <td data-sheets-numberformat='{"1":2,"2":"0","3":1}' data-sheets-value='{"1":2,"2":"(%)"}' style="border-bottom:1px solid #000000;overflow:hidden;padding:0px 3px 0px 3px;vertical-align:bottom;background-color:#000000;font-weight:bold;color:#ffffff;text-align:center;">(%)</td> <td data-sheets-value='{"1":2,"2":"(dB)"}' style="border-bottom:1px solid #000000;overflow:hidden;padding:0px 3px 0px 3px;vertical-align:bottom;background-color:#000000;font-weight:bold;color:#ffffff;text-align:center;">(dB)</td> </tr> <tr style="height:20px;"> <td data-sheets-value='{"1":2,"2":"Acrylic"}' style="border-left:1px solid #000000;overflow:hidden;padding:0px 3px 0px 3px;vertical-align:bottom;font-weight:bold;">Acrylic</td> <td data-sheets-value='{"1":2,"2":"Single-walled"}' style="overflow:hidden;padding:0px 3px 0px 3px;vertical-align:bottom;font-weight:bold;">Single-walled</td> <td data-sheets-value='{"1":2,"2":"Clear (H)"}' style="border-right:1px solid #000000;overflow:hidden;padding:0px 3px 0px 3px;vertical-align:bottom;font-weight:bold;">Clear (H)</td> <td data-sheets-numberformat='{"1":2,"2":"0.00","3":1}' data-sheets-value='{"1":3,"3":5.17}' style="overflow:hidden;padding:0px 3px 0px 3px;vertical-align:bottom;text-align:center;">5.17</td> <td data-sheets-numberformat='{"1":2,"2":"0","3":1}' data-sheets-value='{"1":3,"3":90}' style="overflow:hidden;padding:0px 3px 0px 3px;vertical-align:bottom;text-align:center;">90</td> <td data-sheets-numberformat='{"1":2,"2":"0","3":1}' data-sheets-value='{"1":3,"3":87}' style="overflow:hidden;padding:0px 3px 0px 3px;vertical-align:bottom;text-align:center;">87</td> <td data-sheets-numberformat='{"1":2,"2":"0","3":1}' data-sheets-value='{"1":2,"2":"-"}' style="border-right:1px solid #000000;overflow:hidden;padding:0px 3px 0px 3px;vertical-align:bottom;text-align:center;">-</td> </tr> <tr style="height:20px;"> <td data-sheets-value='{"1":2,"2":"PMMA"}' style="border-left:1px solid #000000;overflow:hidden;padding:0px 3px 0px 3px;vertical-align:bottom;font-weight:bold;">PMMA</td> <td data-sheets-value='{"1":2,"2":"Single-walled"}' style="overflow:hidden;padding:0px 3px 0px 3px;vertical-align:bottom;font-weight:bold;">Single-walled</td> <td data-sheets-value='{"1":2,"2":"Opal (O)"}' style="border-right:1px solid #000000;overflow:hidden;padding:0px 3px 0px 3px;vertical-align:bottom;font-weight:bold;">Opal (O)</td> <td data-sheets-numberformat='{"1":2,"2":"0.00","3":1}' data-sheets-value='{"1":3,"3":5.17}' style="overflow:hidden;padding:0px 3px 0px 3px;vertical-align:bottom;text-align:center;">5.17</td> <td data-sheets-numberformat='{"1":2,"2":"0","3":1}' data-sheets-value='{"1":3,"3":83}' style="overflow:hidden;padding:0px 3px 0px 3px;vertical-align:bottom;text-align:center;">83</td> <td data-sheets-numberformat='{"1":2,"2":"0","3":1}' data-sheets-value='{"1":3,"3":76}' style="overflow:hidden;padding:0px 3px 0px 3px;vertical-align:bottom;text-align:center;">76</td> <td data-sheets-numberformat='{"1":2,"2":"0","3":1}' data-sheets-value='{"1":2,"2":"-"}' style="border-right:1px solid #000000;overflow:hidden;padding:0px 3px 0px 3px;vertical-align:bottom;text-align:center;">-</td> </tr> <tr style="height:20px;"> <td style="border-left:1px solid #000000;overflow:hidden;padding:0px 3px 0px 3px;vertical-align:bottom;font-weight:bold;"></td> <td data-sheets-value='{"1":2,"2":"Double-walled"}' style="overflow:hidden;padding:0px 3px 0px 3px;vertical-align:bottom;font-weight:bold;">Double-walled</td> <td data-sheets-value='{"1":2,"2":"Clear (H/H)"}' style="border-right:1px solid #000000;overflow:hidden;padding:0px 3px 0px 3px;vertical-align:bottom;font-weight:bold;">Clear (H/H)</td> <td data-sheets-numberformat='{"1":2,"2":"0.00","3":1}' data-sheets-value='{"1":3,"3":2.9}' style="overflow:hidden;padding:0px 3px 0px 3px;vertical-align:bottom;text-align:center;">2.90</td> <td data-sheets-numberformat='{"1":2,"2":"0","3":1}' data-sheets-value='{"1":3,"3":81}' style="overflow:hidden;padding:0px 3px 0px 3px;vertical-align:bottom;text-align:center;">81</td> <td data-sheets-numberformat='{"1":2,"2":"0","3":1}' data-sheets-value='{"1":3,"3":75}' style="overflow:hidden;padding:0px 3px 0px 3px;vertical-align:bottom;text-align:center;">75</td> <td data-sheets-numberformat='{"1":2,"2":"0","3":1}' data-sheets-value='{"1":3,"3":20}' style="border-right:1px solid #000000;overflow:hidden;padding:0px 3px 0px 3px;vertical-align:bottom;text-align:center;">20</td> </tr> <tr style="height:20px;"> <td style="border-left:1px solid #000000;overflow:hidden;padding:0px 3px 0px 3px;vertical-align:bottom;font-weight:bold;"></td> <td data-sheets-value='{"1":2,"2":"Double-walled"}' style="overflow:hidden;padding:0px 3px 0px 3px;vertical-align:bottom;font-weight:bold;">Double-walled</td> <td data-sheets-value='{"1":2,"2":"Opal (O/O)"}' style="border-right:1px solid #000000;overflow:hidden;padding:0px 3px 0px 3px;vertical-align:bottom;font-weight:bold;">Opal (O/O)</td> <td data-sheets-numberformat='{"1":2,"2":"0.00","3":1}' data-sheets-value='{"1":3,"3":2.9}' style="overflow:hidden;padding:0px 3px 0px 3px;vertical-align:bottom;text-align:center;">2.90</td> <td data-sheets-numberformat='{"1":2,"2":"0","3":1}' data-sheets-value='{"1":3,"3":69}' style="overflow:hidden;padding:0px 3px 0px 3px;vertical-align:bottom;text-align:center;">69</td> <td data-sheets-numberformat='{"1":2,"2":"0","3":1}' data-sheets-value='{"1":3,"3":58}' style="overflow:hidden;padding:0px 3px 0px 3px;vertical-align:bottom;text-align:center;">58</td> <td data-sheets-numberformat='{"1":2,"2":"0","3":1}' data-sheets-value='{"1":3,"3":20}' style="border-right:1px solid #000000;overflow:hidden;padding:0px 3px 0px 3px;vertical-align:bottom;text-align:center;">20</td> </tr> <tr style="height:20px;"> <td style="border-left:1px solid #000000;overflow:hidden;padding:0px 3px 0px 3px;vertical-align:bottom;font-weight:bold;"></td> <td data-sheets-value='{"1":2,"2":"Triple-walled"}' style="overflow:hidden;padding:0px 3px 0px 3px;vertical-align:bottom;font-weight:bold;">Triple-walled</td> <td data-sheets-value='{"1":2,"2":"Clear (H/H/H)"}' style="border-right:1px solid #000000;overflow:hidden;padding:0px 3px 0px 3px;vertical-align:bottom;font-weight:bold;">Clear (H/H/H)</td> <td data-sheets-numberformat='{"1":2,"2":"0.00","3":1}' data-sheets-value='{"1":3,"3":1.7}' style="overflow:hidden;padding:0px 3px 0px 3px;vertical-align:bottom;text-align:center;">1.70</td> <td data-sheets-numberformat='{"1":2,"2":"0","3":1}' data-sheets-value='{"1":3,"3":73}' style="overflow:hidden;padding:0px 3px 0px 3px;vertical-align:bottom;text-align:center;">73</td> <td data-sheets-numberformat='{"1":2,"2":"0","3":1}' data-sheets-value='{"1":3,"3":65}' style="overflow:hidden;padding:0px 3px 0px 3px;vertical-align:bottom;text-align:center;">65</td> <td data-sheets-numberformat='{"1":2,"2":"0","3":1}' data-sheets-value='{"1":3,"3":22}' style="border-right:1px solid #000000;overflow:hidden;padding:0px 3px 0px 3px;vertical-align:bottom;text-align:center;">22</td> </tr> <tr style="height:20px;"> <td style="border-left:1px solid #000000;overflow:hidden;padding:0px 3px 0px 3px;vertical-align:bottom;font-weight:bold;"></td> <td data-sheets-value='{"1":2,"2":"Triple-walled"}' style="overflow:hidden;padding:0px 3px 0px 3px;vertical-align:bottom;font-weight:bold;">Triple-walled</td> <td data-sheets-value='{"1":2,"2":"Opal (O/H/O)"}' style="border-right:1px solid #000000;overflow:hidden;padding:0px 3px 0px 3px;vertical-align:bottom;font-weight:bold;">Opal (O/H/O)</td> <td data-sheets-numberformat='{"1":2,"2":"0.00","3":1}' data-sheets-value='{"1":3,"3":1.7}' style="overflow:hidden;padding:0px 3px 0px 3px;vertical-align:bottom;text-align:center;">1.70</td> <td data-sheets-numberformat='{"1":2,"2":"0","3":1}' data-sheets-value='{"1":3,"3":62}' style="overflow:hidden;padding:0px 3px 0px 3px;vertical-align:bottom;text-align:center;">62</td> <td data-sheets-numberformat='{"1":2,"2":"0","3":1}' data-sheets-value='{"1":3,"3":51}' style="overflow:hidden;padding:0px 3px 0px 3px;vertical-align:bottom;text-align:center;">51</td> <td data-sheets-numberformat='{"1":2,"2":"0","3":1}' data-sheets-value='{"1":3,"3":22}' style="border-right:1px solid #000000;overflow:hidden;padding:0px 3px 0px 3px;vertical-align:bottom;text-align:center;">22</td> </tr> <tr style="height:20px;"> <td style="border-left:1px solid #000000;overflow:hidden;padding:0px 3px 0px 3px;vertical-align:bottom;font-weight:bold;"></td> <td data-sheets-value='{"1":2,"2":"Four-walled"}' style="overflow:hidden;padding:0px 3px 0px 3px;vertical-align:bottom;font-weight:bold;">Four-walled</td> <td data-sheets-value='{"1":2,"2":"Clear (H/H/H/H)"}' style="border-right:1px solid #000000;overflow:hidden;padding:0px 3px 0px 3px;vertical-align:bottom;font-weight:bold;">Clear (H/H/H/H)</td> <td data-sheets-numberformat='{"1":2,"2":"0.00","3":1}' data-sheets-value='{"1":3,"3":1.28}' style="overflow:hidden;padding:0px 3px 0px 3px;vertical-align:bottom;text-align:center;">1.28</td> <td data-sheets-numberformat='{"1":2,"2":"0","3":1}' data-sheets-value='{"1":3,"3":64}' style="overflow:hidden;padding:0px 3px 0px 3px;vertical-align:bottom;text-align:center;">64</td> <td data-sheets-numberformat='{"1":2,"2":"0","3":1}' data-sheets-value='{"1":3,"3":54}' style="overflow:hidden;padding:0px 3px 0px 3px;vertical-align:bottom;text-align:center;">54</td> <td data-sheets-numberformat='{"1":2,"2":"0","3":1}' data-sheets-value='{"1":3,"3":23}' style="border-right:1px solid #000000;overflow:hidden;padding:0px 3px 0px 3px;vertical-align:bottom;text-align:center;">23</td> </tr> <tr style="height:20px;"> <td style="border-bottom:1px solid #000000;border-left:1px solid #000000;overflow:hidden;padding:0px 3px 0px 3px;vertical-align:bottom;"></td> <td data-sheets-value='{"1":2,"2":"Four-walled"}' style="border-bottom:1px solid #000000;overflow:hidden;padding:0px 3px 0px 3px;vertical-align:bottom;font-weight:bold;">Four-walled</td> <td data-sheets-value='{"1":2,"2":"Opal (H/H/O/H)"}' style="border-right:1px solid #000000;border-bottom:1px solid #000000;overflow:hidden;padding:0px 3px 0px 3px;vertical-align:bottom;font-weight:bold;">Opal (H/H/O/H)</td> <td data-sheets-numberformat='{"1":2,"2":"0.00","3":1}' data-sheets-value='{"1":3,"3":1.28}' style="border-bottom:1px solid #000000;overflow:hidden;padding:0px 3px 0px 3px;vertical-align:bottom;text-align:center;">1.28</td> <td data-sheets-numberformat='{"1":2,"2":"0","3":1}' data-sheets-value='{"1":3,"3":59}' style="border-bottom:1px solid #000000;overflow:hidden;padding:0px 3px 0px 3px;vertical-align:bottom;text-align:center;">59</td> <td data-sheets-numberformat='{"1":2,"2":"0","3":1}' data-sheets-value='{"1":3,"3":48}' style="border-bottom:1px solid #000000;overflow:hidden;padding:0px 3px 0px 3px;vertical-align:bottom;text-align:center;">48</td> <td data-sheets-numberformat='{"1":2,"2":"0","3":1}' data-sheets-value='{"1":3,"3":23}' style="border-right:1px solid #000000;border-bottom:1px solid #000000;overflow:hidden;padding:0px 3px 0px 3px;vertical-align:bottom;text-align:center;">23</td> </tr> <tr style="height:20px;"> <td data-sheets-value='{"1":2,"2":"Polycarbonate "}' style="border-left:1px solid #000000;overflow:hidden;padding:0px 3px 0px 3px;vertical-align:bottom;font-weight:bold;">Polycarbonate </td> <td data-sheets-value='{"1":2,"2":"Single-walled"}' style="overflow:hidden;padding:0px 3px 0px 3px;vertical-align:bottom;font-weight:bold;">Single-walled</td> <td data-sheets-value='{"1":2,"2":"Clear (A)"}' style="border-right:1px solid #000000;overflow:hidden;padding:0px 3px 0px 3px;vertical-align:bottom;font-weight:bold;">Clear (A)</td> <td data-sheets-numberformat='{"1":2,"2":"0.00","3":1}' data-sheets-value='{"1":3,"3":5.17}' style="overflow:hidden;padding:0px 3px 0px 3px;vertical-align:bottom;text-align:center;">5.17</td> <td data-sheets-numberformat='{"1":2,"2":"0","3":1}' data-sheets-value='{"1":3,"3":88}' style="overflow:hidden;padding:0px 3px 0px 3px;vertical-align:bottom;text-align:center;">88</td> <td data-sheets-numberformat='{"1":2,"2":"0","3":1}' data-sheets-value='{"1":3,"3":83}' style="overflow:hidden;padding:0px 3px 0px 3px;vertical-align:bottom;text-align:center;">83</td> <td data-sheets-numberformat='{"1":2,"2":"0","3":1}' data-sheets-value='{"1":2,"2":"-"}' style="border-right:1px solid #000000;overflow:hidden;padding:0px 3px 0px 3px;vertical-align:bottom;text-align:center;">-</td> </tr> <tr style="height:20px;"> <td data-sheets-value='{"1":2,"2":"PC"}' style="border-left:1px solid #000000;overflow:hidden;padding:0px 3px 0px 3px;vertical-align:bottom;font-weight:bold;">PC</td> <td data-sheets-value='{"1":2,"2":"Single-walled"}' style="overflow:hidden;padding:0px 3px 0px 3px;vertical-align:bottom;font-weight:bold;">Single-walled</td> <td data-sheets-value='{"1":2,"2":"Opal (D)"}' style="border-right:1px solid #000000;overflow:hidden;padding:0px 3px 0px 3px;vertical-align:bottom;font-weight:bold;">Opal (D)</td> <td data-sheets-numberformat='{"1":2,"2":"0.00","3":1}' data-sheets-value='{"1":3,"3":5.17}' style="overflow:hidden;padding:0px 3px 0px 3px;vertical-align:bottom;text-align:center;">5.17</td> <td data-sheets-numberformat='{"1":2,"2":"0","3":1}' data-sheets-value='{"1":3,"3":58}' style="overflow:hidden;padding:0px 3px 0px 3px;vertical-align:bottom;text-align:center;">58</td> <td data-sheets-numberformat='{"1":2,"2":"0","3":1}' data-sheets-value='{"1":3,"3":60}' style="overflow:hidden;padding:0px 3px 0px 3px;vertical-align:bottom;text-align:center;">60</td> <td data-sheets-numberformat='{"1":2,"2":"0","3":1}' data-sheets-value='{"1":2,"2":"-"}' style="border-right:1px solid #000000;overflow:hidden;padding:0px 3px 0px 3px;vertical-align:bottom;text-align:center;">-</td> </tr> <tr style="height:20px;"> <td style="border-left:1px solid #000000;overflow:hidden;padding:0px 3px 0px 3px;vertical-align:bottom;font-weight:bold;"></td> <td data-sheets-value='{"1":2,"2":"Double-walled"}' style="overflow:hidden;padding:0px 3px 0px 3px;vertical-align:bottom;font-weight:bold;">Double-walled</td> <td data-sheets-value='{"1":2,"2":"Clear (A/H)"}' style="border-right:1px solid #000000;overflow:hidden;padding:0px 3px 0px 3px;vertical-align:bottom;font-weight:bold;">Clear (A/H)</td> <td data-sheets-numberformat='{"1":2,"2":"0.00","3":1}' data-sheets-value='{"1":3,"3":2.9}' style="overflow:hidden;padding:0px 3px 0px 3px;vertical-align:bottom;text-align:center;">2.90</td> <td data-sheets-numberformat='{"1":2,"2":"0","3":1}' data-sheets-value='{"1":3,"3":79}' style="overflow:hidden;padding:0px 3px 0px 3px;vertical-align:bottom;text-align:center;">79</td> <td data-sheets-numberformat='{"1":2,"2":"0","3":1}' data-sheets-value='{"1":3,"3":72}' style="overflow:hidden;padding:0px 3px 0px 3px;vertical-align:bottom;text-align:center;">72</td> <td data-sheets-numberformat='{"1":2,"2":"0","3":1}' data-sheets-value='{"1":3,"3":20}' style="border-right:1px solid #000000;overflow:hidden;padding:0px 3px 0px 3px;vertical-align:bottom;text-align:center;">20</td> </tr> <tr style="height:20px;"> <td style="border-left:1px solid #000000;overflow:hidden;padding:0px 3px 0px 3px;vertical-align:bottom;font-weight:bold;"></td> <td data-sheets-value='{"1":2,"2":"Double-walled"}' style="overflow:hidden;padding:0px 3px 0px 3px;vertical-align:bottom;font-weight:bold;">Double-walled</td> <td data-sheets-value='{"1":2,"2":"Clear (A/A)"}' style="border-right:1px solid #000000;overflow:hidden;padding:0px 3px 0px 3px;vertical-align:bottom;font-weight:bold;">Clear (A/A)</td> <td data-sheets-numberformat='{"1":2,"2":"0.00","3":1}' data-sheets-value='{"1":3,"3":2.9}' style="overflow:hidden;padding:0px 3px 0px 3px;vertical-align:bottom;text-align:center;">2.90</td> <td data-sheets-numberformat='{"1":2,"2":"0","3":1}' data-sheets-value='{"1":3,"3":77}' style="overflow:hidden;padding:0px 3px 0px 3px;vertical-align:bottom;text-align:center;">77</td> <td data-sheets-numberformat='{"1":2,"2":"0","3":1}' data-sheets-value='{"1":3,"3":69}' style="overflow:hidden;padding:0px 3px 0px 3px;vertical-align:bottom;text-align:center;">69</td> <td data-sheets-numberformat='{"1":2,"2":"0","3":1}' data-sheets-value='{"1":3,"3":20}' style="border-right:1px solid #000000;overflow:hidden;padding:0px 3px 0px 3px;vertical-align:bottom;text-align:center;">20</td> </tr> <tr style="height:20px;"> <td style="border-left:1px solid #000000;overflow:hidden;padding:0px 3px 0px 3px;vertical-align:bottom;font-weight:bold;"></td> <td data-sheets-value='{"1":2,"2":"Double-walled"}' style="overflow:hidden;padding:0px 3px 0px 3px;vertical-align:bottom;font-weight:bold;">Double-walled</td> <td data-sheets-value='{"1":2,"2":"Opal (A/O)"}' style="border-right:1px solid #000000;overflow:hidden;padding:0px 3px 0px 3px;vertical-align:bottom;font-weight:bold;">Opal (A/O)</td> <td data-sheets-numberformat='{"1":2,"2":"0.00","3":1}' data-sheets-value='{"1":3,"3":2.9}' style="overflow:hidden;padding:0px 3px 0px 3px;vertical-align:bottom;text-align:center;">2.90</td> <td data-sheets-numberformat='{"1":2,"2":"0","3":1}' data-sheets-value='{"1":3,"3":73}' style="overflow:hidden;padding:0px 3px 0px 3px;vertical-align:bottom;text-align:center;">73</td> <td data-sheets-numberformat='{"1":2,"2":"0","3":1}' data-sheets-value='{"1":3,"3":63}' style="overflow:hidden;padding:0px 3px 0px 3px;vertical-align:bottom;text-align:center;">63</td> <td data-sheets-numberformat='{"1":2,"2":"0","3":1}' data-sheets-value='{"1":3,"3":20}' style="border-right:1px solid #000000;overflow:hidden;padding:0px 3px 0px 3px;vertical-align:bottom;text-align:center;">20</td> </tr> <tr style="height:20px;"> <td style="border-left:1px solid #000000;overflow:hidden;padding:0px 3px 0px 3px;vertical-align:bottom;font-weight:bold;"></td> <td data-sheets-value='{"1":2,"2":"Double-walled"}' style="overflow:hidden;padding:0px 3px 0px 3px;vertical-align:bottom;font-weight:bold;">Double-walled</td> <td data-sheets-value='{"1":2,"2":"Opal (A/D)"}' style="border-right:1px solid #000000;overflow:hidden;padding:0px 3px 0px 3px;vertical-align:bottom;font-weight:bold;">Opal (A/D)</td> <td data-sheets-numberformat='{"1":2,"2":"0.00","3":1}' data-sheets-value='{"1":3,"3":2.9}' style="overflow:hidden;padding:0px 3px 0px 3px;vertical-align:bottom;text-align:center;">2.90</td> <td data-sheets-numberformat='{"1":2,"2":"0","3":1}' data-sheets-value='{"1":3,"3":51}' style="overflow:hidden;padding:0px 3px 0px 3px;vertical-align:bottom;text-align:center;">51</td> <td data-sheets-numberformat='{"1":2,"2":"0","3":1}' data-sheets-value='{"1":3,"3":50}' style="overflow:hidden;padding:0px 3px 0px 3px;vertical-align:bottom;text-align:center;">50</td> <td data-sheets-numberformat='{"1":2,"2":"0","3":1}' data-sheets-value='{"1":3,"3":20}' style="border-right:1px solid #000000;overflow:hidden;padding:0px 3px 0px 3px;vertical-align:bottom;text-align:center;">20</td> </tr> <tr style="height:20px;"> <td style="border-left:1px solid #000000;overflow:hidden;padding:0px 3px 0px 3px;vertical-align:bottom;font-weight:bold;"></td> <td data-sheets-value='{"1":2,"2":"Triple-walled"}' style="overflow:hidden;padding:0px 3px 0px 3px;vertical-align:bottom;font-weight:bold;">Triple-walled</td> <td data-sheets-value='{"1":2,"2":"Clear (A/H/H)"}' style="border-right:1px solid #000000;overflow:hidden;padding:0px 3px 0px 3px;vertical-align:bottom;font-weight:bold;">Clear (A/H/H)</td> <td data-sheets-numberformat='{"1":2,"2":"0.00","3":1}' data-sheets-value='{"1":3,"3":1.7}' style="overflow:hidden;padding:0px 3px 0px 3px;vertical-align:bottom;text-align:center;">1.70</td> <td data-sheets-numberformat='{"1":2,"2":"0","3":1}' data-sheets-value='{"1":3,"3":71}' style="overflow:hidden;padding:0px 3px 0px 3px;vertical-align:bottom;text-align:center;">71</td> <td data-sheets-numberformat='{"1":2,"2":"0","3":1}' data-sheets-value='{"1":3,"3":63}' style="overflow:hidden;padding:0px 3px 0px 3px;vertical-align:bottom;text-align:center;">63</td> <td data-sheets-numberformat='{"1":2,"2":"0","3":1}' data-sheets-value='{"1":3,"3":22}' style="border-right:1px solid #000000;overflow:hidden;padding:0px 3px 0px 3px;vertical-align:bottom;text-align:center;">22</td> </tr> <tr style="height:20px;"> <td style="border-left:1px solid #000000;overflow:hidden;padding:0px 3px 0px 3px;vertical-align:bottom;font-weight:bold;"></td> <td data-sheets-value='{"1":2,"2":"Triple-walled"}' style="overflow:hidden;padding:0px 3px 0px 3px;vertical-align:bottom;font-weight:bold;">Triple-walled</td> <td data-sheets-value='{"1":2,"2":"Opal (A/O/O)"}' style="border-right:1px solid #000000;overflow:hidden;padding:0px 3px 0px 3px;vertical-align:bottom;font-weight:bold;">Opal (A/O/O)</td> <td data-sheets-numberformat='{"1":2,"2":"0.00","3":1}' data-sheets-value='{"1":3,"3":1.7}' style="overflow:hidden;padding:0px 3px 0px 3px;vertical-align:bottom;text-align:center;">1.70</td> <td data-sheets-numberformat='{"1":2,"2":"0","3":1}' data-sheets-value='{"1":3,"3":61}' style="overflow:hidden;padding:0px 3px 0px 3px;vertical-align:bottom;text-align:center;">61</td> <td data-sheets-numberformat='{"1":2,"2":"0","3":1}' data-sheets-value='{"1":3,"3":48}' style="overflow:hidden;padding:0px 3px 0px 3px;vertical-align:bottom;text-align:center;">48</td> <td data-sheets-numberformat='{"1":2,"2":"0","3":1}' data-sheets-value='{"1":3,"3":22}' style="border-right:1px solid #000000;overflow:hidden;padding:0px 3px 0px 3px;vertical-align:bottom;text-align:center;">22</td> </tr> <tr style="height:20px;"> <td style="border-left:1px solid #000000;overflow:hidden;padding:0px 3px 0px 3px;vertical-align:bottom;font-weight:bold;"></td> <td data-sheets-value='{"1":2,"2":"Four-walled"}' style="overflow:hidden;padding:0px 3px 0px 3px;vertical-align:bottom;font-weight:bold;">Four-walled</td> <td data-sheets-value='{"1":2,"2":"Clear (A/H/H/H)"}' style="border-right:1px solid #000000;overflow:hidden;padding:0px 3px 0px 3px;vertical-align:bottom;font-weight:bold;">Clear (A/H/H/H)</td> <td data-sheets-numberformat='{"1":2,"2":"0.00","3":1}' data-sheets-value='{"1":3,"3":1.28}' style="overflow:hidden;padding:0px 3px 0px 3px;vertical-align:bottom;text-align:center;">1.28</td> <td data-sheets-numberformat='{"1":2,"2":"0","3":1}' data-sheets-value='{"1":3,"3":64}' style="overflow:hidden;padding:0px 3px 0px 3px;vertical-align:bottom;text-align:center;">64</td> <td data-sheets-numberformat='{"1":2,"2":"0","3":1}' data-sheets-value='{"1":3,"3":52}' style="overflow:hidden;padding:0px 3px 0px 3px;vertical-align:bottom;text-align:center;">52</td> <td data-sheets-numberformat='{"1":2,"2":"0","3":1}' data-sheets-value='{"1":3,"3":23}' style="border-right:1px solid #000000;overflow:hidden;padding:0px 3px 0px 3px;vertical-align:bottom;text-align:center;">23</td> </tr> <tr style="height:20px;"> <td style="border-bottom:1px solid #000000;border-left:1px solid #000000;overflow:hidden;padding:0px 3px 0px 3px;vertical-align:bottom;"></td> <td data-sheets-value='{"1":2,"2":"Four-walled"}' style="border-bottom:1px solid #000000;overflow:hidden;padding:0px 3px 0px 3px;vertical-align:bottom;font-weight:bold;">Four-walled</td> <td data-sheets-value='{"1":2,"2":"Opal (A/H/O/H)"}' style="border-right:1px solid #000000;border-bottom:1px solid #000000;overflow:hidden;padding:0px 3px 0px 3px;vertical-align:bottom;font-weight:bold;">Opal (A/H/O/H)</td> <td data-sheets-numberformat='{"1":2,"2":"0.00","3":1}' data-sheets-value='{"1":3,"3":1.28}' style="border-bottom:1px solid #000000;overflow:hidden;padding:0px 3px 0px 3px;vertical-align:bottom;text-align:center;">1.28</td> <td data-sheets-numberformat='{"1":2,"2":"0","3":1}' data-sheets-value='{"1":3,"3":59}' style="border-bottom:1px solid #000000;overflow:hidden;padding:0px 3px 0px 3px;vertical-align:bottom;text-align:center;">59</td> <td data-sheets-numberformat='{"1":2,"2":"0","3":1}' data-sheets-value='{"1":3,"3":46}' style="border-bottom:1px solid #000000;overflow:hidden;padding:0px 3px 0px 3px;vertical-align:bottom;text-align:center;">46</td> <td data-sheets-numberformat='{"1":2,"2":"0","3":1}' data-sheets-value='{"1":3,"3":23}' style="border-right:1px solid #000000;border-bottom:1px solid #000000;overflow:hidden;padding:0px 3px 0px 3px;vertical-align:bottom;text-align:center;">23</td> </tr> <tr style="height:20px;"> <td data-sheets-value='{"1":2,"2":"Polycarbonate"}' style="border-left:1px solid #000000;overflow:hidden;padding:0px 3px 0px 3px;vertical-align:bottom;font-weight:bold;">Polycarbonate</td> <td data-sheets-value='{"1":2,"2":"Single-walled"}' style="overflow:hidden;padding:0px 3px 0px 3px;vertical-align:bottom;font-weight:bold;">Single-walled</td> <td data-sheets-value='{"1":2,"2":"Heatstop Opal (T)"}' style="border-right:1px solid #000000;overflow:hidden;padding:0px 3px 0px 3px;vertical-align:bottom;font-weight:bold;">Heatstop Opal (T)</td> <td data-sheets-numberformat='{"1":2,"2":"0.00","3":1}' data-sheets-value='{"1":3,"3":5.17}' style="overflow:hidden;padding:0px 3px 0px 3px;vertical-align:bottom;text-align:center;">5.17</td> <td data-sheets-numberformat='{"1":2,"2":"0","3":1}' data-sheets-value='{"1":3,"3":49}' style="overflow:hidden;padding:0px 3px 0px 3px;vertical-align:bottom;text-align:center;">49</td> <td data-sheets-numberformat='{"1":2,"2":"0","3":1}' data-sheets-value='{"1":3,"3":59}' style="overflow:hidden;padding:0px 3px 0px 3px;vertical-align:bottom;text-align:center;">59</td> <td data-sheets-numberformat='{"1":2,"2":"0","3":1}' data-sheets-value='{"1":2,"2":"-"}' style="border-right:1px solid #000000;overflow:hidden;padding:0px 3px 0px 3px;vertical-align:bottom;text-align:center;">-</td> </tr> <tr style="height:20px;"> <td data-sheets-value='{"1":2,"2":"Heatstop PC"}' style="border-left:1px solid #000000;overflow:hidden;padding:0px 3px 0px 3px;vertical-align:bottom;font-weight:bold;">Heatstop PC</td> <td data-sheets-value='{"1":2,"2":"Double-walled"}' style="overflow:hidden;padding:0px 3px 0px 3px;vertical-align:bottom;font-weight:bold;">Double-walled</td> <td data-sheets-value='{"1":2,"2":"Clear (T/H)"}' style="border-right:1px solid #000000;overflow:hidden;padding:0px 3px 0px 3px;vertical-align:bottom;font-weight:bold;">Clear (T/H)</td> <td data-sheets-numberformat='{"1":2,"2":"0.00","3":1}' data-sheets-value='{"1":3,"3":2.9}' style="overflow:hidden;padding:0px 3px 0px 3px;vertical-align:bottom;text-align:center;">2.90</td> <td data-sheets-numberformat='{"1":2,"2":"0","3":1}' data-sheets-value='{"1":3,"3":44}' style="overflow:hidden;padding:0px 3px 0px 3px;vertical-align:bottom;text-align:center;">44</td> <td data-sheets-numberformat='{"1":2,"2":"0","3":1}' data-sheets-value='{"1":3,"3":51}' style="overflow:hidden;padding:0px 3px 0px 3px;vertical-align:bottom;text-align:center;">51</td> <td data-sheets-numberformat='{"1":2,"2":"0","3":1}' data-sheets-value='{"1":3,"3":20}' style="border-right:1px solid #000000;overflow:hidden;padding:0px 3px 0px 3px;vertical-align:bottom;text-align:center;">20</td> </tr> <tr style="height:20px;"> <td style="border-left:1px solid #000000;overflow:hidden;padding:0px 3px 0px 3px;vertical-align:bottom;font-weight:bold;"></td> <td data-sheets-value='{"1":2,"2":"Double-walled"}' style="overflow:hidden;padding:0px 3px 0px 3px;vertical-align:bottom;font-weight:bold;">Double-walled</td> <td data-sheets-value='{"1":2,"2":"Opal (T/O)"}' style="border-right:1px solid #000000;overflow:hidden;padding:0px 3px 0px 3px;vertical-align:bottom;font-weight:bold;">Opal (T/O)</td> <td data-sheets-numberformat='{"1":2,"2":"0.00","3":1}' data-sheets-value='{"1":3,"3":2.9}' style="overflow:hidden;padding:0px 3px 0px 3px;vertical-align:bottom;text-align:center;">2.90</td> <td data-sheets-numberformat='{"1":2,"2":"0","3":1}' data-sheets-value='{"1":3,"3":41}' style="overflow:hidden;padding:0px 3px 0px 3px;vertical-align:bottom;text-align:center;">41</td> <td data-sheets-numberformat='{"1":2,"2":"0","3":1}' data-sheets-value='{"1":3,"3":45}' style="overflow:hidden;padding:0px 3px 0px 3px;vertical-align:bottom;text-align:center;">45</td> <td data-sheets-numberformat='{"1":2,"2":"0","3":1}' data-sheets-value='{"1":3,"3":20}' style="border-right:1px solid #000000;overflow:hidden;padding:0px 3px 0px 3px;vertical-align:bottom;text-align:center;">20</td> </tr> <tr style="height:20px;"> <td style="border-left:1px solid #000000;overflow:hidden;padding:0px 3px 0px 3px;vertical-align:bottom;font-weight:bold;"></td> <td data-sheets-value='{"1":2,"2":"Triple-walled"}' style="overflow:hidden; | skylux-160-ce-met-koepel-en-metaalopstand-met-lm-motor-1450-x-1700-mm | 8585991684429 | 46872268013901
Smoke and heat exhaust (SHEV) | SHE system | Skylux | Skylux 160° CE with skylight and metal curb with LM-actuator 1500 x 1500 mm |  | 33429 | 5412970334293 | 4698.45 | Yes | 30-45 | 98.18 | 1500 x 1500 mm | 1500 | 1500 |  | metal curb M30 (30 cm high) | Square | 5.17 W/m²K - 1.28 W/m²K | 87% - 32% | 90% - 32% | 20dB - 23dB | 160° CE (for industry) | skylight | without spoiler | E | Single actuator | Maximum four-walled skylight possible for this product | Ut-value LT-value g-value Rw-value EN 1873 : 2014 EN ISO 13468 EN 16153 EN 410 EN 410 EN ISO 140-3 Material Walls Shells (W/m²K) (%) (%) (dB) Acrylic Single-walled Clear (H) 5.17 90 87 - PMMA Single-walled Opal (O) 5.17 83 76 - Double-walled Clear (H/H) 2.90 81 75 20 Double-walled Opal (O/O) 2.90 69 58 20 Triple-walled Clear (H/H/H) 1.70 73 65 22 Triple-walled Opal (O/H/O) 1.70 62 51 22 Four-walled Clear (H/H/H/H) 1.28 64 54 23 Four-walled Opal (H/H/O/H) 1.28 59 48 23 Polycarbonate Single-walled Clear (A) 5.17 88 83 - PC Single-walled Opal (D) 5.17 58 60 - Double-walled Clear (A/H) 2.90 79 72 20 Double-walled Clear (A/A) 2.90 77 69 20 Double-walled Opal (A/O) 2.90 73 63 20 Double-walled Opal (A/D) 2.90 51 50 20 Triple-walled Clear (A/H/H) 1.70 71 63 22 Triple-walled Opal (A/O/O) 1.70 61 48 22 Four-walled Clear (A/H/H/H) 1.28 64 52 23 Four-walled Opal (A/H/O/H) 1.28 59 46 23 Polycarbonate Single-walled Heatstop Opal (T) 5.17 49 59 - Heatstop PC Double-walled Clear (T/H) 2.90 44 51 20 Double-walled Opal (T/O) 2.90 41 45 20 Triple-walled Clear (T/H/H) 1.70 40 <td data-sheets-numberformat='{"1":2,"2":"0","3":1}' data-sheets-value='{"1":3,"3":44}' style="overflow:hidden;paddin | https://skylux.eu/en/products/skylux-160-ce-met-koepel-en-metaalopstand-met-lm-motor-1500-x-1500-mm | https://skylux.eu/cdn/shop/files/Skylux-160deg-CE-met-koepel-en-metaalopstand-met-LM-motor-1500-x-1500-mm-RWA-systeem.jpg?v=1702976712&width=1600 | https://skylux.eu/cdn/shop/files/e5a82811-1bb0-48e4-a776-cacb59c7c092_d30ffb69-df23-4888-82e7-4ee46d70671d.jpg?v=1688550196&width=1600 | //skylux.eu/cdn/shop/files/E_MH_Mounting_instructions_Skylux_160_CE_LM.pdf?v=12406716259046007223 | //skylux.eu/cdn/shop/files/E_TD_Technical_File_Skylux_Skylux_160_CE_Electric.pdf?v=3667116872303399239 | <style type="text/css" id="isPasted"> <!--td { border: 1px solid #cccccc; } br { mso-data-placement: same-cell; } --> </style> <table border="1" cellpadding="0" cellspacing="0" dir="ltr" style="table-layout:fixed;font-size:10pt;font-family:Arial;border-collapse:collapse;border:none;"><tbody> <tr style="height:20px;"> <td style="overflow:hidden;padding:0px 3px 0px 3px;vertical-align:bottom;"></td> <td style="overflow:hidden;padding:0px 3px 0px 3px;vertical-align:bottom;"></td> <td style="overflow:hidden;padding:0px 3px 0px 3px;vertical-align:bottom;"></td> <td data-sheets-value='{"1":2,"2":"Ut-value"}' style="overflow:hidden;padding:0px 3px 0px 3px;vertical-align:bottom;font-weight:bold;text-align:center;">Ut-value</td> <td data-sheets-value='{"1":2,"2":"LT-value"}' style="overflow:hidden;padding:0px 3px 0px 3px;vertical-align:bottom;font-weight:bold;text-align:center;">LT-value</td> <td data-sheets-value='{"1":2,"2":"g-value"}' style="overflow:hidden;padding:0px 3px 0px 3px;vertical-align:bottom;font-weight:bold;text-align:center;">g-value</td> <td data-sheets-value='{"1":2,"2":"Rw-value "}' style="overflow:hidden;padding:0px 3px 0px 3px;vertical-align:bottom;font-weight:bold;text-align:center;">Rw-value </td> </tr> <tr style="height:20px;"> <td style="overflow:hidden;padding:0px 3px 0px 3px;vertical-align:bottom;"></td> <td style="overflow:hidden;padding:0px 3px 0px 3px;vertical-align:bottom;"></td> <td style="overflow:hidden;padding:0px 3px 0px 3px;vertical-align:bottom;"></td> <td data-sheets-numberformat='{"1":2,"2":"0.00","3":1}' data-sheets-value='{"1":2,"2":"EN 1873 : 2014"}' style="overflow:hidden;padding:0px 3px 0px 3px;vertical-align:bottom;text-align:center;">EN 1873 : 2014</td> <td data-sheets-numberformat='{"1":2,"2":"0","3":1}' data-sheets-value='{"1":2,"2":"EN ISO 13468 EN 16153 EN 410"}' style="overflow:hidden;padding:0px 3px 0px 3px;vertical-align:bottom;text-align:center;">EN ISO 13468 EN 16153 EN 410</td> <td data-sheets-numberformat='{"1":2,"2":"0","3":1}' data-sheets-value='{"1":2,"2":"EN 410"}' style="overflow:hidden;padding:0px 3px 0px 3px;vertical-align:bottom;text-align:center;">EN 410</td> <td data-sheets-value='{"1":2,"2":"EN ISO 140-3\t\t"}' style="overflow:hidden;padding:0px 3px 0px 3px;vertical-align:bottom;text-align:center;">EN ISO 140-3 </td> </tr> <tr style="height:20px;"> <td data-sheets-value='{"1":2,"2":"Material"}' style="border-bottom:1px solid #000000;overflow:hidden;padding:0px 3px 0px 3px;vertical-align:bottom;background-color:#000000;font-weight:bold;color:#ffffff;">Material</td> <td data-sheets-value='{"1":2,"2":"Walls"}' style="border-bottom:1px solid #000000;overflow:hidden;padding:0px 3px 0px 3px;vertical-align:bottom;background-color:#000000;font-weight:bold;color:#ffffff;">Walls</td> <td data-sheets-value='{"1":2,"2":"Shells"}' style="border-bottom:1px solid #000000;overflow:hidden;padding:0px 3px 0px 3px;vertical-align:bottom;background-color:#000000;font-weight:bold;color:#ffffff;">Shells</td> <td data-sheets-numberformat='{"1":2,"2":"0.00","3":1}' data-sheets-value='{"1":2,"2":"(W/m²K)\t"}' style="border-bottom:1px solid #000000;overflow:hidden;padding:0px 3px 0px 3px;vertical-align:bottom;background-color:#000000;font-weight:bold;color:#ffffff;text-align:center;">(W/m²K) </td> <td data-sheets-numberformat='{"1":2,"2":"0","3":1}' data-sheets-value='{"1":2,"2":"(%)"}' style="border-bottom:1px solid #000000;overflow:hidden;padding:0px 3px 0px 3px;vertical-align:bottom;background-color:#000000;font-weight:bold;color:#ffffff;text-align:center;">(%)</td> <td data-sheets-numberformat='{"1":2,"2":"0","3":1}' data-sheets-value='{"1":2,"2":"(%)"}' style="border-bottom:1px solid #000000;overflow:hidden;padding:0px 3px 0px 3px;vertical-align:bottom;background-color:#000000;font-weight:bold;color:#ffffff;text-align:center;">(%)</td> <td data-sheets-value='{"1":2,"2":"(dB)"}' style="border-bottom:1px solid #000000;overflow:hidden;padding:0px 3px 0px 3px;vertical-align:bottom;background-color:#000000;font-weight:bold;color:#ffffff;text-align:center;">(dB)</td> </tr> <tr style="height:20px;"> <td data-sheets-value='{"1":2,"2":"Acrylic"}' style="border-left:1px solid #000000;overflow:hidden;padding:0px 3px 0px 3px;vertical-align:bottom;font-weight:bold;">Acrylic</td> <td data-sheets-value='{"1":2,"2":"Single-walled"}' style="overflow:hidden;padding:0px 3px 0px 3px;vertical-align:bottom;font-weight:bold;">Single-walled</td> <td data-sheets-value='{"1":2,"2":"Clear (H)"}' style="border-right:1px solid #000000;overflow:hidden;padding:0px 3px 0px 3px;vertical-align:bottom;font-weight:bold;">Clear (H)</td> <td data-sheets-numberformat='{"1":2,"2":"0.00","3":1}' data-sheets-value='{"1":3,"3":5.17}' style="overflow:hidden;padding:0px 3px 0px 3px;vertical-align:bottom;text-align:center;">5.17</td> <td data-sheets-numberformat='{"1":2,"2":"0","3":1}' data-sheets-value='{"1":3,"3":90}' style="overflow:hidden;padding:0px 3px 0px 3px;vertical-align:bottom;text-align:center;">90</td> <td data-sheets-numberformat='{"1":2,"2":"0","3":1}' data-sheets-value='{"1":3,"3":87}' style="overflow:hidden;padding:0px 3px 0px 3px;vertical-align:bottom;text-align:center;">87</td> <td data-sheets-numberformat='{"1":2,"2":"0","3":1}' data-sheets-value='{"1":2,"2":"-"}' style="border-right:1px solid #000000;overflow:hidden;padding:0px 3px 0px 3px;vertical-align:bottom;text-align:center;">-</td> </tr> <tr style="height:20px;"> <td data-sheets-value='{"1":2,"2":"PMMA"}' style="border-left:1px solid #000000;overflow:hidden;padding:0px 3px 0px 3px;vertical-align:bottom;font-weight:bold;">PMMA</td> <td data-sheets-value='{"1":2,"2":"Single-walled"}' style="overflow:hidden;padding:0px 3px 0px 3px;vertical-align:bottom;font-weight:bold;">Single-walled</td> <td data-sheets-value='{"1":2,"2":"Opal (O)"}' style="border-right:1px solid #000000;overflow:hidden;padding:0px 3px 0px 3px;vertical-align:bottom;font-weight:bold;">Opal (O)</td> <td data-sheets-numberformat='{"1":2,"2":"0.00","3":1}' data-sheets-value='{"1":3,"3":5.17}' style="overflow:hidden;padding:0px 3px 0px 3px;vertical-align:bottom;text-align:center;">5.17</td> <td data-sheets-numberformat='{"1":2,"2":"0","3":1}' data-sheets-value='{"1":3,"3":83}' style="overflow:hidden;padding:0px 3px 0px 3px;vertical-align:bottom;text-align:center;">83</td> <td data-sheets-numberformat='{"1":2,"2":"0","3":1}' data-sheets-value='{"1":3,"3":76}' style="overflow:hidden;padding:0px 3px 0px 3px;vertical-align:bottom;text-align:center;">76</td> <td data-sheets-numberformat='{"1":2,"2":"0","3":1}' data-sheets-value='{"1":2,"2":"-"}' style="border-right:1px solid #000000;overflow:hidden;padding:0px 3px 0px 3px;vertical-align:bottom;text-align:center;">-</td> </tr> <tr style="height:20px;"> <td style="border-left:1px solid #000000;overflow:hidden;padding:0px 3px 0px 3px;vertical-align:bottom;font-weight:bold;"></td> <td data-sheets-value='{"1":2,"2":"Double-walled"}' style="overflow:hidden;padding:0px 3px 0px 3px;vertical-align:bottom;font-weight:bold;">Double-walled</td> <td data-sheets-value='{"1":2,"2":"Clear (H/H)"}' style="border-right:1px solid #000000;overflow:hidden;padding:0px 3px 0px 3px;vertical-align:bottom;font-weight:bold;">Clear (H/H)</td> <td data-sheets-numberformat='{"1":2,"2":"0.00","3":1}' data-sheets-value='{"1":3,"3":2.9}' style="overflow:hidden;padding:0px 3px 0px 3px;vertical-align:bottom;text-align:center;">2.90</td> <td data-sheets-numberformat='{"1":2,"2":"0","3":1}' data-sheets-value='{"1":3,"3":81}' style="overflow:hidden;padding:0px 3px 0px 3px;vertical-align:bottom;text-align:center;">81</td> <td data-sheets-numberformat='{"1":2,"2":"0","3":1}' data-sheets-value='{"1":3,"3":75}' style="overflow:hidden;padding:0px 3px 0px 3px;vertical-align:bottom;text-align:center;">75</td> <td data-sheets-numberformat='{"1":2,"2":"0","3":1}' data-sheets-value='{"1":3,"3":20}' style="border-right:1px solid #000000;overflow:hidden;padding:0px 3px 0px 3px;vertical-align:bottom;text-align:center;">20</td> </tr> <tr style="height:20px;"> <td style="border-left:1px solid #000000;overflow:hidden;padding:0px 3px 0px 3px;vertical-align:bottom;font-weight:bold;"></td> <td data-sheets-value='{"1":2,"2":"Double-walled"}' style="overflow:hidden;padding:0px 3px 0px 3px;vertical-align:bottom;font-weight:bold;">Double-walled</td> <td data-sheets-value='{"1":2,"2":"Opal (O/O)"}' style="border-right:1px solid #000000;overflow:hidden;padding:0px 3px 0px 3px;vertical-align:bottom;font-weight:bold;">Opal (O/O)</td> <td data-sheets-numberformat='{"1":2,"2":"0.00","3":1}' data-sheets-value='{"1":3,"3":2.9}' style="overflow:hidden;padding:0px 3px 0px 3px;vertical-align:bottom;text-align:center;">2.90</td> <td data-sheets-numberformat='{"1":2,"2":"0","3":1}' data-sheets-value='{"1":3,"3":69}' style="overflow:hidden;padding:0px 3px 0px 3px;vertical-align:bottom;text-align:center;">69</td> <td data-sheets-numberformat='{"1":2,"2":"0","3":1}' data-sheets-value='{"1":3,"3":58}' style="overflow:hidden;padding:0px 3px 0px 3px;vertical-align:bottom;text-align:center;">58</td> <td data-sheets-numberformat='{"1":2,"2":"0","3":1}' data-sheets-value='{"1":3,"3":20}' style="border-right:1px solid #000000;overflow:hidden;padding:0px 3px 0px 3px;vertical-align:bottom;text-align:center;">20</td> </tr> <tr style="height:20px;"> <td style="border-left:1px solid #000000;overflow:hidden;padding:0px 3px 0px 3px;vertical-align:bottom;font-weight:bold;"></td> <td data-sheets-value='{"1":2,"2":"Triple-walled"}' style="overflow:hidden;padding:0px 3px 0px 3px;vertical-align:bottom;font-weight:bold;">Triple-walled</td> <td data-sheets-value='{"1":2,"2":"Clear (H/H/H)"}' style="border-right:1px solid #000000;overflow:hidden;padding:0px 3px 0px 3px;vertical-align:bottom;font-weight:bold;">Clear (H/H/H)</td> <td data-sheets-numberformat='{"1":2,"2":"0.00","3":1}' data-sheets-value='{"1":3,"3":1.7}' style="overflow:hidden;padding:0px 3px 0px 3px;vertical-align:bottom;text-align:center;">1.70</td> <td data-sheets-numberformat='{"1":2,"2":"0","3":1}' data-sheets-value='{"1":3,"3":73}' style="overflow:hidden;padding:0px 3px 0px 3px;vertical-align:bottom;text-align:center;">73</td> <td data-sheets-numberformat='{"1":2,"2":"0","3":1}' data-sheets-value='{"1":3,"3":65}' style="overflow:hidden;padding:0px 3px 0px 3px;vertical-align:bottom;text-align:center;">65</td> <td data-sheets-numberformat='{"1":2,"2":"0","3":1}' data-sheets-value='{"1":3,"3":22}' style="border-right:1px solid #000000;overflow:hidden;padding:0px 3px 0px 3px;vertical-align:bottom;text-align:center;">22</td> </tr> <tr style="height:20px;"> <td style="border-left:1px solid #000000;overflow:hidden;padding:0px 3px 0px 3px;vertical-align:bottom;font-weight:bold;"></td> <td data-sheets-value='{"1":2,"2":"Triple-walled"}' style="overflow:hidden;padding:0px 3px 0px 3px;vertical-align:bottom;font-weight:bold;">Triple-walled</td> <td data-sheets-value='{"1":2,"2":"Opal (O/H/O)"}' style="border-right:1px solid #000000;overflow:hidden;padding:0px 3px 0px 3px;vertical-align:bottom;font-weight:bold;">Opal (O/H/O)</td> <td data-sheets-numberformat='{"1":2,"2":"0.00","3":1}' data-sheets-value='{"1":3,"3":1.7}' style="overflow:hidden;padding:0px 3px 0px 3px;vertical-align:bottom;text-align:center;">1.70</td> <td data-sheets-numberformat='{"1":2,"2":"0","3":1}' data-sheets-value='{"1":3,"3":62}' style="overflow:hidden;padding:0px 3px 0px 3px;vertical-align:bottom;text-align:center;">62</td> <td data-sheets-numberformat='{"1":2,"2":"0","3":1}' data-sheets-value='{"1":3,"3":51}' style="overflow:hidden;padding:0px 3px 0px 3px;vertical-align:bottom;text-align:center;">51</td> <td data-sheets-numberformat='{"1":2,"2":"0","3":1}' data-sheets-value='{"1":3,"3":22}' style="border-right:1px solid #000000;overflow:hidden;padding:0px 3px 0px 3px;vertical-align:bottom;text-align:center;">22</td> </tr> <tr style="height:20px;"> <td style="border-left:1px solid #000000;overflow:hidden;padding:0px 3px 0px 3px;vertical-align:bottom;font-weight:bold;"></td> <td data-sheets-value='{"1":2,"2":"Four-walled"}' style="overflow:hidden;padding:0px 3px 0px 3px;vertical-align:bottom;font-weight:bold;">Four-walled</td> <td data-sheets-value='{"1":2,"2":"Clear (H/H/H/H)"}' style="border-right:1px solid #000000;overflow:hidden;padding:0px 3px 0px 3px;vertical-align:bottom;font-weight:bold;">Clear (H/H/H/H)</td> <td data-sheets-numberformat='{"1":2,"2":"0.00","3":1}' data-sheets-value='{"1":3,"3":1.28}' style="overflow:hidden;padding:0px 3px 0px 3px;vertical-align:bottom;text-align:center;">1.28</td> <td data-sheets-numberformat='{"1":2,"2":"0","3":1}' data-sheets-value='{"1":3,"3":64}' style="overflow:hidden;padding:0px 3px 0px 3px;vertical-align:bottom;text-align:center;">64</td> <td data-sheets-numberformat='{"1":2,"2":"0","3":1}' data-sheets-value='{"1":3,"3":54}' style="overflow:hidden;padding:0px 3px 0px 3px;vertical-align:bottom;text-align:center;">54</td> <td data-sheets-numberformat='{"1":2,"2":"0","3":1}' data-sheets-value='{"1":3,"3":23}' style="border-right:1px solid #000000;overflow:hidden;padding:0px 3px 0px 3px;vertical-align:bottom;text-align:center;">23</td> </tr> <tr style="height:20px;"> <td style="border-bottom:1px solid #000000;border-left:1px solid #000000;overflow:hidden;padding:0px 3px 0px 3px;vertical-align:bottom;"></td> <td data-sheets-value='{"1":2,"2":"Four-walled"}' style="border-bottom:1px solid #000000;overflow:hidden;padding:0px 3px 0px 3px;vertical-align:bottom;font-weight:bold;">Four-walled</td> <td data-sheets-value='{"1":2,"2":"Opal (H/H/O/H)"}' style="border-right:1px solid #000000;border-bottom:1px solid #000000;overflow:hidden;padding:0px 3px 0px 3px;vertical-align:bottom;font-weight:bold;">Opal (H/H/O/H)</td> <td data-sheets-numberformat='{"1":2,"2":"0.00","3":1}' data-sheets-value='{"1":3,"3":1.28}' style="border-bottom:1px solid #000000;overflow:hidden;padding:0px 3px 0px 3px;vertical-align:bottom;text-align:center;">1.28</td> <td data-sheets-numberformat='{"1":2,"2":"0","3":1}' data-sheets-value='{"1":3,"3":59}' style="border-bottom:1px solid #000000;overflow:hidden;padding:0px 3px 0px 3px;vertical-align:bottom;text-align:center;">59</td> <td data-sheets-numberformat='{"1":2,"2":"0","3":1}' data-sheets-value='{"1":3,"3":48}' style="border-bottom:1px solid #000000;overflow:hidden;padding:0px 3px 0px 3px;vertical-align:bottom;text-align:center;">48</td> <td data-sheets-numberformat='{"1":2,"2":"0","3":1}' data-sheets-value='{"1":3,"3":23}' style="border-right:1px solid #000000;border-bottom:1px solid #000000;overflow:hidden;padding:0px 3px 0px 3px;vertical-align:bottom;text-align:center;">23</td> </tr> <tr style="height:20px;"> <td data-sheets-value='{"1":2,"2":"Polycarbonate "}' style="border-left:1px solid #000000;overflow:hidden;padding:0px 3px 0px 3px;vertical-align:bottom;font-weight:bold;">Polycarbonate </td> <td data-sheets-value='{"1":2,"2":"Single-walled"}' style="overflow:hidden;padding:0px 3px 0px 3px;vertical-align:bottom;font-weight:bold;">Single-walled</td> <td data-sheets-value='{"1":2,"2":"Clear (A)"}' style="border-right:1px solid #000000;overflow:hidden;padding:0px 3px 0px 3px;vertical-align:bottom;font-weight:bold;">Clear (A)</td> <td data-sheets-numberformat='{"1":2,"2":"0.00","3":1}' data-sheets-value='{"1":3,"3":5.17}' style="overflow:hidden;padding:0px 3px 0px 3px;vertical-align:bottom;text-align:center;">5.17</td> <td data-sheets-numberformat='{"1":2,"2":"0","3":1}' data-sheets-value='{"1":3,"3":88}' style="overflow:hidden;padding:0px 3px 0px 3px;vertical-align:bottom;text-align:center;">88</td> <td data-sheets-numberformat='{"1":2,"2":"0","3":1}' data-sheets-value='{"1":3,"3":83}' style="overflow:hidden;padding:0px 3px 0px 3px;vertical-align:bottom;text-align:center;">83</td> <td data-sheets-numberformat='{"1":2,"2":"0","3":1}' data-sheets-value='{"1":2,"2":"-"}' style="border-right:1px solid #000000;overflow:hidden;padding:0px 3px 0px 3px;vertical-align:bottom;text-align:center;">-</td> </tr> <tr style="height:20px;"> <td data-sheets-value='{"1":2,"2":"PC"}' style="border-left:1px solid #000000;overflow:hidden;padding:0px 3px 0px 3px;vertical-align:bottom;font-weight:bold;">PC</td> <td data-sheets-value='{"1":2,"2":"Single-walled"}' style="overflow:hidden;padding:0px 3px 0px 3px;vertical-align:bottom;font-weight:bold;">Single-walled</td> <td data-sheets-value='{"1":2,"2":"Opal (D)"}' style="border-right:1px solid #000000;overflow:hidden;padding:0px 3px 0px 3px;vertical-align:bottom;font-weight:bold;">Opal (D)</td> <td data-sheets-numberformat='{"1":2,"2":"0.00","3":1}' data-sheets-value='{"1":3,"3":5.17}' style="overflow:hidden;padding:0px 3px 0px 3px;vertical-align:bottom;text-align:center;">5.17</td> <td data-sheets-numberformat='{"1":2,"2":"0","3":1}' data-sheets-value='{"1":3,"3":58}' style="overflow:hidden;padding:0px 3px 0px 3px;vertical-align:bottom;text-align:center;">58</td> <td data-sheets-numberformat='{"1":2,"2":"0","3":1}' data-sheets-value='{"1":3,"3":60}' style="overflow:hidden;padding:0px 3px 0px 3px;vertical-align:bottom;text-align:center;">60</td> <td data-sheets-numberformat='{"1":2,"2":"0","3":1}' data-sheets-value='{"1":2,"2":"-"}' style="border-right:1px solid #000000;overflow:hidden;padding:0px 3px 0px 3px;vertical-align:bottom;text-align:center;">-</td> </tr> <tr style="height:20px;"> <td style="border-left:1px solid #000000;overflow:hidden;padding:0px 3px 0px 3px;vertical-align:bottom;font-weight:bold;"></td> <td data-sheets-value='{"1":2,"2":"Double-walled"}' style="overflow:hidden;padding:0px 3px 0px 3px;vertical-align:bottom;font-weight:bold;">Double-walled</td> <td data-sheets-value='{"1":2,"2":"Clear (A/H)"}' style="border-right:1px solid #000000;overflow:hidden;padding:0px 3px 0px 3px;vertical-align:bottom;font-weight:bold;">Clear (A/H)</td> <td data-sheets-numberformat='{"1":2,"2":"0.00","3":1}' data-sheets-value='{"1":3,"3":2.9}' style="overflow:hidden;padding:0px 3px 0px 3px;vertical-align:bottom;text-align:center;">2.90</td> <td data-sheets-numberformat='{"1":2,"2":"0","3":1}' data-sheets-value='{"1":3,"3":79}' style="overflow:hidden;padding:0px 3px 0px 3px;vertical-align:bottom;text-align:center;">79</td> <td data-sheets-numberformat='{"1":2,"2":"0","3":1}' data-sheets-value='{"1":3,"3":72}' style="overflow:hidden;padding:0px 3px 0px 3px;vertical-align:bottom;text-align:center;">72</td> <td data-sheets-numberformat='{"1":2,"2":"0","3":1}' data-sheets-value='{"1":3,"3":20}' style="border-right:1px solid #000000;overflow:hidden;padding:0px 3px 0px 3px;vertical-align:bottom;text-align:center;">20</td> </tr> <tr style="height:20px;"> <td style="border-left:1px solid #000000;overflow:hidden;padding:0px 3px 0px 3px;vertical-align:bottom;font-weight:bold;"></td> <td data-sheets-value='{"1":2,"2":"Double-walled"}' style="overflow:hidden;padding:0px 3px 0px 3px;vertical-align:bottom;font-weight:bold;">Double-walled</td> <td data-sheets-value='{"1":2,"2":"Clear (A/A)"}' style="border-right:1px solid #000000;overflow:hidden;padding:0px 3px 0px 3px;vertical-align:bottom;font-weight:bold;">Clear (A/A)</td> <td data-sheets-numberformat='{"1":2,"2":"0.00","3":1}' data-sheets-value='{"1":3,"3":2.9}' style="overflow:hidden;padding:0px 3px 0px 3px;vertical-align:bottom;text-align:center;">2.90</td> <td data-sheets-numberformat='{"1":2,"2":"0","3":1}' data-sheets-value='{"1":3,"3":77}' style="overflow:hidden;padding:0px 3px 0px 3px;vertical-align:bottom;text-align:center;">77</td> <td data-sheets-numberformat='{"1":2,"2":"0","3":1}' data-sheets-value='{"1":3,"3":69}' style="overflow:hidden;padding:0px 3px 0px 3px;vertical-align:bottom;text-align:center;">69</td> <td data-sheets-numberformat='{"1":2,"2":"0","3":1}' data-sheets-value='{"1":3,"3":20}' style="border-right:1px solid #000000;overflow:hidden;padding:0px 3px 0px 3px;vertical-align:bottom;text-align:center;">20</td> </tr> <tr style="height:20px;"> <td style="border-left:1px solid #000000;overflow:hidden;padding:0px 3px 0px 3px;vertical-align:bottom;font-weight:bold;"></td> <td data-sheets-value='{"1":2,"2":"Double-walled"}' style="overflow:hidden;padding:0px 3px 0px 3px;vertical-align:bottom;font-weight:bold;">Double-walled</td> <td data-sheets-value='{"1":2,"2":"Opal (A/O)"}' style="border-right:1px solid #000000;overflow:hidden;padding:0px 3px 0px 3px;vertical-align:bottom;font-weight:bold;">Opal (A/O)</td> <td data-sheets-numberformat='{"1":2,"2":"0.00","3":1}' data-sheets-value='{"1":3,"3":2.9}' style="overflow:hidden;padding:0px 3px 0px 3px;vertical-align:bottom;text-align:center;">2.90</td> <td data-sheets-numberformat='{"1":2,"2":"0","3":1}' data-sheets-value='{"1":3,"3":73}' style="overflow:hidden;padding:0px 3px 0px 3px;vertical-align:bottom;text-align:center;">73</td> <td data-sheets-numberformat='{"1":2,"2":"0","3":1}' data-sheets-value='{"1":3,"3":63}' style="overflow:hidden;padding:0px 3px 0px 3px;vertical-align:bottom;text-align:center;">63</td> <td data-sheets-numberformat='{"1":2,"2":"0","3":1}' data-sheets-value='{"1":3,"3":20}' style="border-right:1px solid #000000;overflow:hidden;padding:0px 3px 0px 3px;vertical-align:bottom;text-align:center;">20</td> </tr> <tr style="height:20px;"> <td style="border-left:1px solid #000000;overflow:hidden;padding:0px 3px 0px 3px;vertical-align:bottom;font-weight:bold;"></td> <td data-sheets-value='{"1":2,"2":"Double-walled"}' style="overflow:hidden;padding:0px 3px 0px 3px;vertical-align:bottom;font-weight:bold;">Double-walled</td> <td data-sheets-value='{"1":2,"2":"Opal (A/D)"}' style="border-right:1px solid #000000;overflow:hidden;padding:0px 3px 0px 3px;vertical-align:bottom;font-weight:bold;">Opal (A/D)</td> <td data-sheets-numberformat='{"1":2,"2":"0.00","3":1}' data-sheets-value='{"1":3,"3":2.9}' style="overflow:hidden;padding:0px 3px 0px 3px;vertical-align:bottom;text-align:center;">2.90</td> <td data-sheets-numberformat='{"1":2,"2":"0","3":1}' data-sheets-value='{"1":3,"3":51}' style="overflow:hidden;padding:0px 3px 0px 3px;vertical-align:bottom;text-align:center;">51</td> <td data-sheets-numberformat='{"1":2,"2":"0","3":1}' data-sheets-value='{"1":3,"3":50}' style="overflow:hidden;padding:0px 3px 0px 3px;vertical-align:bottom;text-align:center;">50</td> <td data-sheets-numberformat='{"1":2,"2":"0","3":1}' data-sheets-value='{"1":3,"3":20}' style="border-right:1px solid #000000;overflow:hidden;padding:0px 3px 0px 3px;vertical-align:bottom;text-align:center;">20</td> </tr> <tr style="height:20px;"> <td style="border-left:1px solid #000000;overflow:hidden;padding:0px 3px 0px 3px;vertical-align:bottom;font-weight:bold;"></td> <td data-sheets-value='{"1":2,"2":"Triple-walled"}' style="overflow:hidden;padding:0px 3px 0px 3px;vertical-align:bottom;font-weight:bold;">Triple-walled</td> <td data-sheets-value='{"1":2,"2":"Clear (A/H/H)"}' style="border-right:1px solid #000000;overflow:hidden;padding:0px 3px 0px 3px;vertical-align:bottom;font-weight:bold;">Clear (A/H/H)</td> <td data-sheets-numberformat='{"1":2,"2":"0.00","3":1}' data-sheets-value='{"1":3,"3":1.7}' style="overflow:hidden;padding:0px 3px 0px 3px;vertical-align:bottom;text-align:center;">1.70</td> <td data-sheets-numberformat='{"1":2,"2":"0","3":1}' data-sheets-value='{"1":3,"3":71}' style="overflow:hidden;padding:0px 3px 0px 3px;vertical-align:bottom;text-align:center;">71</td> <td data-sheets-numberformat='{"1":2,"2":"0","3":1}' data-sheets-value='{"1":3,"3":63}' style="overflow:hidden;padding:0px 3px 0px 3px;vertical-align:bottom;text-align:center;">63</td> <td data-sheets-numberformat='{"1":2,"2":"0","3":1}' data-sheets-value='{"1":3,"3":22}' style="border-right:1px solid #000000;overflow:hidden;padding:0px 3px 0px 3px;vertical-align:bottom;text-align:center;">22</td> </tr> <tr style="height:20px;"> <td style="border-left:1px solid #000000;overflow:hidden;padding:0px 3px 0px 3px;vertical-align:bottom;font-weight:bold;"></td> <td data-sheets-value='{"1":2,"2":"Triple-walled"}' style="overflow:hidden;padding:0px 3px 0px 3px;vertical-align:bottom;font-weight:bold;">Triple-walled</td> <td data-sheets-value='{"1":2,"2":"Opal (A/O/O)"}' style="border-right:1px solid #000000;overflow:hidden;padding:0px 3px 0px 3px;vertical-align:bottom;font-weight:bold;">Opal (A/O/O)</td> <td data-sheets-numberformat='{"1":2,"2":"0.00","3":1}' data-sheets-value='{"1":3,"3":1.7}' style="overflow:hidden;padding:0px 3px 0px 3px;vertical-align:bottom;text-align:center;">1.70</td> <td data-sheets-numberformat='{"1":2,"2":"0","3":1}' data-sheets-value='{"1":3,"3":61}' style="overflow:hidden;padding:0px 3px 0px 3px;vertical-align:bottom;text-align:center;">61</td> <td data-sheets-numberformat='{"1":2,"2":"0","3":1}' data-sheets-value='{"1":3,"3":48}' style="overflow:hidden;padding:0px 3px 0px 3px;vertical-align:bottom;text-align:center;">48</td> <td data-sheets-numberformat='{"1":2,"2":"0","3":1}' data-sheets-value='{"1":3,"3":22}' style="border-right:1px solid #000000;overflow:hidden;padding:0px 3px 0px 3px;vertical-align:bottom;text-align:center;">22</td> </tr> <tr style="height:20px;"> <td style="border-left:1px solid #000000;overflow:hidden;padding:0px 3px 0px 3px;vertical-align:bottom;font-weight:bold;"></td> <td data-sheets-value='{"1":2,"2":"Four-walled"}' style="overflow:hidden;padding:0px 3px 0px 3px;vertical-align:bottom;font-weight:bold;">Four-walled</td> <td data-sheets-value='{"1":2,"2":"Clear (A/H/H/H)"}' style="border-right:1px solid #000000;overflow:hidden;padding:0px 3px 0px 3px;vertical-align:bottom;font-weight:bold;">Clear (A/H/H/H)</td> <td data-sheets-numberformat='{"1":2,"2":"0.00","3":1}' data-sheets-value='{"1":3,"3":1.28}' style="overflow:hidden;padding:0px 3px 0px 3px;vertical-align:bottom;text-align:center;">1.28</td> <td data-sheets-numberformat='{"1":2,"2":"0","3":1}' data-sheets-value='{"1":3,"3":64}' style="overflow:hidden;padding:0px 3px 0px 3px;vertical-align:bottom;text-align:center;">64</td> <td data-sheets-numberformat='{"1":2,"2":"0","3":1}' data-sheets-value='{"1":3,"3":52}' style="overflow:hidden;padding:0px 3px 0px 3px;vertical-align:bottom;text-align:center;">52</td> <td data-sheets-numberformat='{"1":2,"2":"0","3":1}' data-sheets-value='{"1":3,"3":23}' style="border-right:1px solid #000000;overflow:hidden;padding:0px 3px 0px 3px;vertical-align:bottom;text-align:center;">23</td> </tr> <tr style="height:20px;"> <td style="border-bottom:1px solid #000000;border-left:1px solid #000000;overflow:hidden;padding:0px 3px 0px 3px;vertical-align:bottom;"></td> <td data-sheets-value='{"1":2,"2":"Four-walled"}' style="border-bottom:1px solid #000000;overflow:hidden;padding:0px 3px 0px 3px;vertical-align:bottom;font-weight:bold;">Four-walled</td> <td data-sheets-value='{"1":2,"2":"Opal (A/H/O/H)"}' style="border-right:1px solid #000000;border-bottom:1px solid #000000;overflow:hidden;padding:0px 3px 0px 3px;vertical-align:bottom;font-weight:bold;">Opal (A/H/O/H)</td> <td data-sheets-numberformat='{"1":2,"2":"0.00","3":1}' data-sheets-value='{"1":3,"3":1.28}' style="border-bottom:1px solid #000000;overflow:hidden;padding:0px 3px 0px 3px;vertical-align:bottom;text-align:center;">1.28</td> <td data-sheets-numberformat='{"1":2,"2":"0","3":1}' data-sheets-value='{"1":3,"3":59}' style="border-bottom:1px solid #000000;overflow:hidden;padding:0px 3px 0px 3px;vertical-align:bottom;text-align:center;">59</td> <td data-sheets-numberformat='{"1":2,"2":"0","3":1}' data-sheets-value='{"1":3,"3":46}' style="border-bottom:1px solid #000000;overflow:hidden;padding:0px 3px 0px 3px;vertical-align:bottom;text-align:center;">46</td> <td data-sheets-numberformat='{"1":2,"2":"0","3":1}' data-sheets-value='{"1":3,"3":23}' style="border-right:1px solid #000000;border-bottom:1px solid #000000;overflow:hidden;padding:0px 3px 0px 3px;vertical-align:bottom;text-align:center;">23</td> </tr> <tr style="height:20px;"> <td data-sheets-value='{"1":2,"2":"Polycarbonate"}' style="border-left:1px solid #000000;overflow:hidden;padding:0px 3px 0px 3px;vertical-align:bottom;font-weight:bold;">Polycarbonate</td> <td data-sheets-value='{"1":2,"2":"Single-walled"}' style="overflow:hidden;padding:0px 3px 0px 3px;vertical-align:bottom;font-weight:bold;">Single-walled</td> <td data-sheets-value='{"1":2,"2":"Heatstop Opal (T)"}' style="border-right:1px solid #000000;overflow:hidden;padding:0px 3px 0px 3px;vertical-align:bottom;font-weight:bold;">Heatstop Opal (T)</td> <td data-sheets-numberformat='{"1":2,"2":"0.00","3":1}' data-sheets-value='{"1":3,"3":5.17}' style="overflow:hidden;padding:0px 3px 0px 3px;vertical-align:bottom;text-align:center;">5.17</td> <td data-sheets-numberformat='{"1":2,"2":"0","3":1}' data-sheets-value='{"1":3,"3":49}' style="overflow:hidden;padding:0px 3px 0px 3px;vertical-align:bottom;text-align:center;">49</td> <td data-sheets-numberformat='{"1":2,"2":"0","3":1}' data-sheets-value='{"1":3,"3":59}' style="overflow:hidden;padding:0px 3px 0px 3px;vertical-align:bottom;text-align:center;">59</td> <td data-sheets-numberformat='{"1":2,"2":"0","3":1}' data-sheets-value='{"1":2,"2":"-"}' style="border-right:1px solid #000000;overflow:hidden;padding:0px 3px 0px 3px;vertical-align:bottom;text-align:center;">-</td> </tr> <tr style="height:20px;"> <td data-sheets-value='{"1":2,"2":"Heatstop PC"}' style="border-left:1px solid #000000;overflow:hidden;padding:0px 3px 0px 3px;vertical-align:bottom;font-weight:bold;">Heatstop PC</td> <td data-sheets-value='{"1":2,"2":"Double-walled"}' style="overflow:hidden;padding:0px 3px 0px 3px;vertical-align:bottom;font-weight:bold;">Double-walled</td> <td data-sheets-value='{"1":2,"2":"Clear (T/H)"}' style="border-right:1px solid #000000;overflow:hidden;padding:0px 3px 0px 3px;vertical-align:bottom;font-weight:bold;">Clear (T/H)</td> <td data-sheets-numberformat='{"1":2,"2":"0.00","3":1}' data-sheets-value='{"1":3,"3":2.9}' style="overflow:hidden;padding:0px 3px 0px 3px;vertical-align:bottom;text-align:center;">2.90</td> <td data-sheets-numberformat='{"1":2,"2":"0","3":1}' data-sheets-value='{"1":3,"3":44}' style="overflow:hidden;padding:0px 3px 0px 3px;vertical-align:bottom;text-align:center;">44</td> <td data-sheets-numberformat='{"1":2,"2":"0","3":1}' data-sheets-value='{"1":3,"3":51}' style="overflow:hidden;padding:0px 3px 0px 3px;vertical-align:bottom;text-align:center;">51</td> <td data-sheets-numberformat='{"1":2,"2":"0","3":1}' data-sheets-value='{"1":3,"3":20}' style="border-right:1px solid #000000;overflow:hidden;padding:0px 3px 0px 3px;vertical-align:bottom;text-align:center;">20</td> </tr> <tr style="height:20px;"> <td style="border-left:1px solid #000000;overflow:hidden;padding:0px 3px 0px 3px;vertical-align:bottom;font-weight:bold;"></td> <td data-sheets-value='{"1":2,"2":"Double-walled"}' style="overflow:hidden;padding:0px 3px 0px 3px;vertical-align:bottom;font-weight:bold;">Double-walled</td> <td data-sheets-value='{"1":2,"2":"Opal (T/O)"}' style="border-right:1px solid #000000;overflow:hidden;padding:0px 3px 0px 3px;vertical-align:bottom;font-weight:bold;">Opal (T/O)</td> <td data-sheets-numberformat='{"1":2,"2":"0.00","3":1}' data-sheets-value='{"1":3,"3":2.9}' style="overflow:hidden;padding:0px 3px 0px 3px;vertical-align:bottom;text-align:center;">2.90</td> <td data-sheets-numberformat='{"1":2,"2":"0","3":1}' data-sheets-value='{"1":3,"3":41}' style="overflow:hidden;padding:0px 3px 0px 3px;vertical-align:bottom;text-align:center;">41</td> <td data-sheets-numberformat='{"1":2,"2":"0","3":1}' data-sheets-value='{"1":3,"3":45}' style="overflow:hidden;padding:0px 3px 0px 3px;vertical-align:bottom;text-align:center;">45</td> <td data-sheets-numberformat='{"1":2,"2":"0","3":1}' data-sheets-value='{"1":3,"3":20}' style="border-right:1px solid #000000;overflow:hidden;padding:0px 3px 0px 3px;vertical-align:bottom;text-align:center;">20</td> </tr> <tr style="height:20px;"> <td style="border-left:1px solid #000000;overflow:hidden;padding:0px 3px 0px 3px;vertical-align:bottom;font-weight:bold;"></td> <td data-sheets-value='{"1":2,"2":"Triple-walled"}' style="overflow:hidden; | skylux-160-ce-met-koepel-en-metaalopstand-met-lm-motor-1500-x-1500-mm | 8585991815501 | 46872268177741
Smoke and heat exhaust (SHEV) | SHE system | Skylux | Skylux 160° CE with skylight and metal curb with LM-actuator 1600 x 1600 mm |  | 34280 | 5412970342809 | 5096.55 | Yes | 30-45 | 106.93 | 1600 x 1600 mm | 1600 | 1600 |  | metal curb M30 (30 cm high) | Square | 5.17 W/m²K - 1.28 W/m²K | 87% - 32% | 90% - 32% | 20dB - 23dB | 160° CE (for industry) | skylight | without spoiler | E | Single actuator | Maximum four-walled skylight possible for this product | Ut-value LT-value g-value Rw-value EN 1873 : 2014 EN ISO 13468 EN 16153 EN 410 EN 410 EN ISO 140-3 Material Walls Shells (W/m²K) (%) (%) (dB) Acrylic Single-walled Clear (H) 5.17 90 87 - PMMA Single-walled Opal (O) 5.17 83 76 - Double-walled Clear (H/H) 2.90 81 75 20 Double-walled Opal (O/O) 2.90 69 58 20 Triple-walled Clear (H/H/H) 1.70 73 65 22 Triple-walled Opal (O/H/O) 1.70 62 51 22 Four-walled Clear (H/H/H/H) 1.28 64 54 23 Four-walled Opal (H/H/O/H) 1.28 59 48 23 Polycarbonate Single-walled Clear (A) 5.17 88 83 - PC Single-walled Opal (D) 5.17 58 60 - Double-walled Clear (A/H) 2.90 79 72 20 Double-walled Clear (A/A) 2.90 77 69 20 Double-walled Opal (A/O) 2.90 73 63 20 Double-walled Opal (A/D) 2.90 51 50 20 Triple-walled Clear (A/H/H) 1.70 71 63 22 Triple-walled Opal (A/O/O) 1.70 61 48 22 Four-walled Clear (A/H/H/H) 1.28 64 52 23 Four-walled Opal (A/H/O/H) 1.28 59 46 23 Polycarbonate Single-walled Heatstop Opal (T) 5.17 49 59 - Heatstop PC Double-walled Clear (T/H) 2.90 44 51 20 Double-walled Opal (T/O) 2.90 41 45 20 Triple-walled Clear (T/H/H) 1.70 40 <td data-sheets-numberformat='{"1":2,"2":"0","3":1}' data-sheets-value='{"1":3,"3":44}' style="overflow:hidden;paddin | https://skylux.eu/en/products/skylux-160-ce-met-koepel-en-metaalopstand-met-lm-motor-1600-x-1600-mm | https://skylux.eu/cdn/shop/files/Skylux-160deg-CE-met-koepel-en-metaalopstand-met-LM-motor-1600-x-1600-mm-RWA-systeem.jpg?v=1702976718&width=1600 | https://skylux.eu/cdn/shop/files/e5a82811-1bb0-48e4-a776-cacb59c7c092_d4cd2ee8-241b-4c3c-9247-29eb6a0601f7.jpg?v=1688550197&width=1600 | //skylux.eu/cdn/shop/files/E_MH_Mounting_instructions_Skylux_160_CE_LM.pdf?v=12406716259046007223 | //skylux.eu/cdn/shop/files/E_TD_Technical_File_Skylux_Skylux_160_CE_Electric.pdf?v=3667116872303399239 | <style type="text/css" id="isPasted"> <!--td { border: 1px solid #cccccc; } br { mso-data-placement: same-cell; } --> </style> <table border="1" cellpadding="0" cellspacing="0" dir="ltr" style="table-layout:fixed;font-size:10pt;font-family:Arial;border-collapse:collapse;border:none;"><tbody> <tr style="height:20px;"> <td style="overflow:hidden;padding:0px 3px 0px 3px;vertical-align:bottom;"></td> <td style="overflow:hidden;padding:0px 3px 0px 3px;vertical-align:bottom;"></td> <td style="overflow:hidden;padding:0px 3px 0px 3px;vertical-align:bottom;"></td> <td data-sheets-value='{"1":2,"2":"Ut-value"}' style="overflow:hidden;padding:0px 3px 0px 3px;vertical-align:bottom;font-weight:bold;text-align:center;">Ut-value</td> <td data-sheets-value='{"1":2,"2":"LT-value"}' style="overflow:hidden;padding:0px 3px 0px 3px;vertical-align:bottom;font-weight:bold;text-align:center;">LT-value</td> <td data-sheets-value='{"1":2,"2":"g-value"}' style="overflow:hidden;padding:0px 3px 0px 3px;vertical-align:bottom;font-weight:bold;text-align:center;">g-value</td> <td data-sheets-value='{"1":2,"2":"Rw-value "}' style="overflow:hidden;padding:0px 3px 0px 3px;vertical-align:bottom;font-weight:bold;text-align:center;">Rw-value </td> </tr> <tr style="height:20px;"> <td style="overflow:hidden;padding:0px 3px 0px 3px;vertical-align:bottom;"></td> <td style="overflow:hidden;padding:0px 3px 0px 3px;vertical-align:bottom;"></td> <td style="overflow:hidden;padding:0px 3px 0px 3px;vertical-align:bottom;"></td> <td data-sheets-numberformat='{"1":2,"2":"0.00","3":1}' data-sheets-value='{"1":2,"2":"EN 1873 : 2014"}' style="overflow:hidden;padding:0px 3px 0px 3px;vertical-align:bottom;text-align:center;">EN 1873 : 2014</td> <td data-sheets-numberformat='{"1":2,"2":"0","3":1}' data-sheets-value='{"1":2,"2":"EN ISO 13468 EN 16153 EN 410"}' style="overflow:hidden;padding:0px 3px 0px 3px;vertical-align:bottom;text-align:center;">EN ISO 13468 EN 16153 EN 410</td> <td data-sheets-numberformat='{"1":2,"2":"0","3":1}' data-sheets-value='{"1":2,"2":"EN 410"}' style="overflow:hidden;padding:0px 3px 0px 3px;vertical-align:bottom;text-align:center;">EN 410</td> <td data-sheets-value='{"1":2,"2":"EN ISO 140-3\t\t"}' style="overflow:hidden;padding:0px 3px 0px 3px;vertical-align:bottom;text-align:center;">EN ISO 140-3 </td> </tr> <tr style="height:20px;"> <td data-sheets-value='{"1":2,"2":"Material"}' style="border-bottom:1px solid #000000;overflow:hidden;padding:0px 3px 0px 3px;vertical-align:bottom;background-color:#000000;font-weight:bold;color:#ffffff;">Material</td> <td data-sheets-value='{"1":2,"2":"Walls"}' style="border-bottom:1px solid #000000;overflow:hidden;padding:0px 3px 0px 3px;vertical-align:bottom;background-color:#000000;font-weight:bold;color:#ffffff;">Walls</td> <td data-sheets-value='{"1":2,"2":"Shells"}' style="border-bottom:1px solid #000000;overflow:hidden;padding:0px 3px 0px 3px;vertical-align:bottom;background-color:#000000;font-weight:bold;color:#ffffff;">Shells</td> <td data-sheets-numberformat='{"1":2,"2":"0.00","3":1}' data-sheets-value='{"1":2,"2":"(W/m²K)\t"}' style="border-bottom:1px solid #000000;overflow:hidden;padding:0px 3px 0px 3px;vertical-align:bottom;background-color:#000000;font-weight:bold;color:#ffffff;text-align:center;">(W/m²K) </td> <td data-sheets-numberformat='{"1":2,"2":"0","3":1}' data-sheets-value='{"1":2,"2":"(%)"}' style="border-bottom:1px solid #000000;overflow:hidden;padding:0px 3px 0px 3px;vertical-align:bottom;background-color:#000000;font-weight:bold;color:#ffffff;text-align:center;">(%)</td> <td data-sheets-numberformat='{"1":2,"2":"0","3":1}' data-sheets-value='{"1":2,"2":"(%)"}' style="border-bottom:1px solid #000000;overflow:hidden;padding:0px 3px 0px 3px;vertical-align:bottom;background-color:#000000;font-weight:bold;color:#ffffff;text-align:center;">(%)</td> <td data-sheets-value='{"1":2,"2":"(dB)"}' style="border-bottom:1px solid #000000;overflow:hidden;padding:0px 3px 0px 3px;vertical-align:bottom;background-color:#000000;font-weight:bold;color:#ffffff;text-align:center;">(dB)</td> </tr> <tr style="height:20px;"> <td data-sheets-value='{"1":2,"2":"Acrylic"}' style="border-left:1px solid #000000;overflow:hidden;padding:0px 3px 0px 3px;vertical-align:bottom;font-weight:bold;">Acrylic</td> <td data-sheets-value='{"1":2,"2":"Single-walled"}' style="overflow:hidden;padding:0px 3px 0px 3px;vertical-align:bottom;font-weight:bold;">Single-walled</td> <td data-sheets-value='{"1":2,"2":"Clear (H)"}' style="border-right:1px solid #000000;overflow:hidden;padding:0px 3px 0px 3px;vertical-align:bottom;font-weight:bold;">Clear (H)</td> <td data-sheets-numberformat='{"1":2,"2":"0.00","3":1}' data-sheets-value='{"1":3,"3":5.17}' style="overflow:hidden;padding:0px 3px 0px 3px;vertical-align:bottom;text-align:center;">5.17</td> <td data-sheets-numberformat='{"1":2,"2":"0","3":1}' data-sheets-value='{"1":3,"3":90}' style="overflow:hidden;padding:0px 3px 0px 3px;vertical-align:bottom;text-align:center;">90</td> <td data-sheets-numberformat='{"1":2,"2":"0","3":1}' data-sheets-value='{"1":3,"3":87}' style="overflow:hidden;padding:0px 3px 0px 3px;vertical-align:bottom;text-align:center;">87</td> <td data-sheets-numberformat='{"1":2,"2":"0","3":1}' data-sheets-value='{"1":2,"2":"-"}' style="border-right:1px solid #000000;overflow:hidden;padding:0px 3px 0px 3px;vertical-align:bottom;text-align:center;">-</td> </tr> <tr style="height:20px;"> <td data-sheets-value='{"1":2,"2":"PMMA"}' style="border-left:1px solid #000000;overflow:hidden;padding:0px 3px 0px 3px;vertical-align:bottom;font-weight:bold;">PMMA</td> <td data-sheets-value='{"1":2,"2":"Single-walled"}' style="overflow:hidden;padding:0px 3px 0px 3px;vertical-align:bottom;font-weight:bold;">Single-walled</td> <td data-sheets-value='{"1":2,"2":"Opal (O)"}' style="border-right:1px solid #000000;overflow:hidden;padding:0px 3px 0px 3px;vertical-align:bottom;font-weight:bold;">Opal (O)</td> <td data-sheets-numberformat='{"1":2,"2":"0.00","3":1}' data-sheets-value='{"1":3,"3":5.17}' style="overflow:hidden;padding:0px 3px 0px 3px;vertical-align:bottom;text-align:center;">5.17</td> <td data-sheets-numberformat='{"1":2,"2":"0","3":1}' data-sheets-value='{"1":3,"3":83}' style="overflow:hidden;padding:0px 3px 0px 3px;vertical-align:bottom;text-align:center;">83</td> <td data-sheets-numberformat='{"1":2,"2":"0","3":1}' data-sheets-value='{"1":3,"3":76}' style="overflow:hidden;padding:0px 3px 0px 3px;vertical-align:bottom;text-align:center;">76</td> <td data-sheets-numberformat='{"1":2,"2":"0","3":1}' data-sheets-value='{"1":2,"2":"-"}' style="border-right:1px solid #000000;overflow:hidden;padding:0px 3px 0px 3px;vertical-align:bottom;text-align:center;">-</td> </tr> <tr style="height:20px;"> <td style="border-left:1px solid #000000;overflow:hidden;padding:0px 3px 0px 3px;vertical-align:bottom;font-weight:bold;"></td> <td data-sheets-value='{"1":2,"2":"Double-walled"}' style="overflow:hidden;padding:0px 3px 0px 3px;vertical-align:bottom;font-weight:bold;">Double-walled</td> <td data-sheets-value='{"1":2,"2":"Clear (H/H)"}' style="border-right:1px solid #000000;overflow:hidden;padding:0px 3px 0px 3px;vertical-align:bottom;font-weight:bold;">Clear (H/H)</td> <td data-sheets-numberformat='{"1":2,"2":"0.00","3":1}' data-sheets-value='{"1":3,"3":2.9}' style="overflow:hidden;padding:0px 3px 0px 3px;vertical-align:bottom;text-align:center;">2.90</td> <td data-sheets-numberformat='{"1":2,"2":"0","3":1}' data-sheets-value='{"1":3,"3":81}' style="overflow:hidden;padding:0px 3px 0px 3px;vertical-align:bottom;text-align:center;">81</td> <td data-sheets-numberformat='{"1":2,"2":"0","3":1}' data-sheets-value='{"1":3,"3":75}' style="overflow:hidden;padding:0px 3px 0px 3px;vertical-align:bottom;text-align:center;">75</td> <td data-sheets-numberformat='{"1":2,"2":"0","3":1}' data-sheets-value='{"1":3,"3":20}' style="border-right:1px solid #000000;overflow:hidden;padding:0px 3px 0px 3px;vertical-align:bottom;text-align:center;">20</td> </tr> <tr style="height:20px;"> <td style="border-left:1px solid #000000;overflow:hidden;padding:0px 3px 0px 3px;vertical-align:bottom;font-weight:bold;"></td> <td data-sheets-value='{"1":2,"2":"Double-walled"}' style="overflow:hidden;padding:0px 3px 0px 3px;vertical-align:bottom;font-weight:bold;">Double-walled</td> <td data-sheets-value='{"1":2,"2":"Opal (O/O)"}' style="border-right:1px solid #000000;overflow:hidden;padding:0px 3px 0px 3px;vertical-align:bottom;font-weight:bold;">Opal (O/O)</td> <td data-sheets-numberformat='{"1":2,"2":"0.00","3":1}' data-sheets-value='{"1":3,"3":2.9}' style="overflow:hidden;padding:0px 3px 0px 3px;vertical-align:bottom;text-align:center;">2.90</td> <td data-sheets-numberformat='{"1":2,"2":"0","3":1}' data-sheets-value='{"1":3,"3":69}' style="overflow:hidden;padding:0px 3px 0px 3px;vertical-align:bottom;text-align:center;">69</td> <td data-sheets-numberformat='{"1":2,"2":"0","3":1}' data-sheets-value='{"1":3,"3":58}' style="overflow:hidden;padding:0px 3px 0px 3px;vertical-align:bottom;text-align:center;">58</td> <td data-sheets-numberformat='{"1":2,"2":"0","3":1}' data-sheets-value='{"1":3,"3":20}' style="border-right:1px solid #000000;overflow:hidden;padding:0px 3px 0px 3px;vertical-align:bottom;text-align:center;">20</td> </tr> <tr style="height:20px;"> <td style="border-left:1px solid #000000;overflow:hidden;padding:0px 3px 0px 3px;vertical-align:bottom;font-weight:bold;"></td> <td data-sheets-value='{"1":2,"2":"Triple-walled"}' style="overflow:hidden;padding:0px 3px 0px 3px;vertical-align:bottom;font-weight:bold;">Triple-walled</td> <td data-sheets-value='{"1":2,"2":"Clear (H/H/H)"}' style="border-right:1px solid #000000;overflow:hidden;padding:0px 3px 0px 3px;vertical-align:bottom;font-weight:bold;">Clear (H/H/H)</td> <td data-sheets-numberformat='{"1":2,"2":"0.00","3":1}' data-sheets-value='{"1":3,"3":1.7}' style="overflow:hidden;padding:0px 3px 0px 3px;vertical-align:bottom;text-align:center;">1.70</td> <td data-sheets-numberformat='{"1":2,"2":"0","3":1}' data-sheets-value='{"1":3,"3":73}' style="overflow:hidden;padding:0px 3px 0px 3px;vertical-align:bottom;text-align:center;">73</td> <td data-sheets-numberformat='{"1":2,"2":"0","3":1}' data-sheets-value='{"1":3,"3":65}' style="overflow:hidden;padding:0px 3px 0px 3px;vertical-align:bottom;text-align:center;">65</td> <td data-sheets-numberformat='{"1":2,"2":"0","3":1}' data-sheets-value='{"1":3,"3":22}' style="border-right:1px solid #000000;overflow:hidden;padding:0px 3px 0px 3px;vertical-align:bottom;text-align:center;">22</td> </tr> <tr style="height:20px;"> <td style="border-left:1px solid #000000;overflow:hidden;padding:0px 3px 0px 3px;vertical-align:bottom;font-weight:bold;"></td> <td data-sheets-value='{"1":2,"2":"Triple-walled"}' style="overflow:hidden;padding:0px 3px 0px 3px;vertical-align:bottom;font-weight:bold;">Triple-walled</td> <td data-sheets-value='{"1":2,"2":"Opal (O/H/O)"}' style="border-right:1px solid #000000;overflow:hidden;padding:0px 3px 0px 3px;vertical-align:bottom;font-weight:bold;">Opal (O/H/O)</td> <td data-sheets-numberformat='{"1":2,"2":"0.00","3":1}' data-sheets-value='{"1":3,"3":1.7}' style="overflow:hidden;padding:0px 3px 0px 3px;vertical-align:bottom;text-align:center;">1.70</td> <td data-sheets-numberformat='{"1":2,"2":"0","3":1}' data-sheets-value='{"1":3,"3":62}' style="overflow:hidden;padding:0px 3px 0px 3px;vertical-align:bottom;text-align:center;">62</td> <td data-sheets-numberformat='{"1":2,"2":"0","3":1}' data-sheets-value='{"1":3,"3":51}' style="overflow:hidden;padding:0px 3px 0px 3px;vertical-align:bottom;text-align:center;">51</td> <td data-sheets-numberformat='{"1":2,"2":"0","3":1}' data-sheets-value='{"1":3,"3":22}' style="border-right:1px solid #000000;overflow:hidden;padding:0px 3px 0px 3px;vertical-align:bottom;text-align:center;">22</td> </tr> <tr style="height:20px;"> <td style="border-left:1px solid #000000;overflow:hidden;padding:0px 3px 0px 3px;vertical-align:bottom;font-weight:bold;"></td> <td data-sheets-value='{"1":2,"2":"Four-walled"}' style="overflow:hidden;padding:0px 3px 0px 3px;vertical-align:bottom;font-weight:bold;">Four-walled</td> <td data-sheets-value='{"1":2,"2":"Clear (H/H/H/H)"}' style="border-right:1px solid #000000;overflow:hidden;padding:0px 3px 0px 3px;vertical-align:bottom;font-weight:bold;">Clear (H/H/H/H)</td> <td data-sheets-numberformat='{"1":2,"2":"0.00","3":1}' data-sheets-value='{"1":3,"3":1.28}' style="overflow:hidden;padding:0px 3px 0px 3px;vertical-align:bottom;text-align:center;">1.28</td> <td data-sheets-numberformat='{"1":2,"2":"0","3":1}' data-sheets-value='{"1":3,"3":64}' style="overflow:hidden;padding:0px 3px 0px 3px;vertical-align:bottom;text-align:center;">64</td> <td data-sheets-numberformat='{"1":2,"2":"0","3":1}' data-sheets-value='{"1":3,"3":54}' style="overflow:hidden;padding:0px 3px 0px 3px;vertical-align:bottom;text-align:center;">54</td> <td data-sheets-numberformat='{"1":2,"2":"0","3":1}' data-sheets-value='{"1":3,"3":23}' style="border-right:1px solid #000000;overflow:hidden;padding:0px 3px 0px 3px;vertical-align:bottom;text-align:center;">23</td> </tr> <tr style="height:20px;"> <td style="border-bottom:1px solid #000000;border-left:1px solid #000000;overflow:hidden;padding:0px 3px 0px 3px;vertical-align:bottom;"></td> <td data-sheets-value='{"1":2,"2":"Four-walled"}' style="border-bottom:1px solid #000000;overflow:hidden;padding:0px 3px 0px 3px;vertical-align:bottom;font-weight:bold;">Four-walled</td> <td data-sheets-value='{"1":2,"2":"Opal (H/H/O/H)"}' style="border-right:1px solid #000000;border-bottom:1px solid #000000;overflow:hidden;padding:0px 3px 0px 3px;vertical-align:bottom;font-weight:bold;">Opal (H/H/O/H)</td> <td data-sheets-numberformat='{"1":2,"2":"0.00","3":1}' data-sheets-value='{"1":3,"3":1.28}' style="border-bottom:1px solid #000000;overflow:hidden;padding:0px 3px 0px 3px;vertical-align:bottom;text-align:center;">1.28</td> <td data-sheets-numberformat='{"1":2,"2":"0","3":1}' data-sheets-value='{"1":3,"3":59}' style="border-bottom:1px solid #000000;overflow:hidden;padding:0px 3px 0px 3px;vertical-align:bottom;text-align:center;">59</td> <td data-sheets-numberformat='{"1":2,"2":"0","3":1}' data-sheets-value='{"1":3,"3":48}' style="border-bottom:1px solid #000000;overflow:hidden;padding:0px 3px 0px 3px;vertical-align:bottom;text-align:center;">48</td> <td data-sheets-numberformat='{"1":2,"2":"0","3":1}' data-sheets-value='{"1":3,"3":23}' style="border-right:1px solid #000000;border-bottom:1px solid #000000;overflow:hidden;padding:0px 3px 0px 3px;vertical-align:bottom;text-align:center;">23</td> </tr> <tr style="height:20px;"> <td data-sheets-value='{"1":2,"2":"Polycarbonate "}' style="border-left:1px solid #000000;overflow:hidden;padding:0px 3px 0px 3px;vertical-align:bottom;font-weight:bold;">Polycarbonate </td> <td data-sheets-value='{"1":2,"2":"Single-walled"}' style="overflow:hidden;padding:0px 3px 0px 3px;vertical-align:bottom;font-weight:bold;">Single-walled</td> <td data-sheets-value='{"1":2,"2":"Clear (A)"}' style="border-right:1px solid #000000;overflow:hidden;padding:0px 3px 0px 3px;vertical-align:bottom;font-weight:bold;">Clear (A)</td> <td data-sheets-numberformat='{"1":2,"2":"0.00","3":1}' data-sheets-value='{"1":3,"3":5.17}' style="overflow:hidden;padding:0px 3px 0px 3px;vertical-align:bottom;text-align:center;">5.17</td> <td data-sheets-numberformat='{"1":2,"2":"0","3":1}' data-sheets-value='{"1":3,"3":88}' style="overflow:hidden;padding:0px 3px 0px 3px;vertical-align:bottom;text-align:center;">88</td> <td data-sheets-numberformat='{"1":2,"2":"0","3":1}' data-sheets-value='{"1":3,"3":83}' style="overflow:hidden;padding:0px 3px 0px 3px;vertical-align:bottom;text-align:center;">83</td> <td data-sheets-numberformat='{"1":2,"2":"0","3":1}' data-sheets-value='{"1":2,"2":"-"}' style="border-right:1px solid #000000;overflow:hidden;padding:0px 3px 0px 3px;vertical-align:bottom;text-align:center;">-</td> </tr> <tr style="height:20px;"> <td data-sheets-value='{"1":2,"2":"PC"}' style="border-left:1px solid #000000;overflow:hidden;padding:0px 3px 0px 3px;vertical-align:bottom;font-weight:bold;">PC</td> <td data-sheets-value='{"1":2,"2":"Single-walled"}' style="overflow:hidden;padding:0px 3px 0px 3px;vertical-align:bottom;font-weight:bold;">Single-walled</td> <td data-sheets-value='{"1":2,"2":"Opal (D)"}' style="border-right:1px solid #000000;overflow:hidden;padding:0px 3px 0px 3px;vertical-align:bottom;font-weight:bold;">Opal (D)</td> <td data-sheets-numberformat='{"1":2,"2":"0.00","3":1}' data-sheets-value='{"1":3,"3":5.17}' style="overflow:hidden;padding:0px 3px 0px 3px;vertical-align:bottom;text-align:center;">5.17</td> <td data-sheets-numberformat='{"1":2,"2":"0","3":1}' data-sheets-value='{"1":3,"3":58}' style="overflow:hidden;padding:0px 3px 0px 3px;vertical-align:bottom;text-align:center;">58</td> <td data-sheets-numberformat='{"1":2,"2":"0","3":1}' data-sheets-value='{"1":3,"3":60}' style="overflow:hidden;padding:0px 3px 0px 3px;vertical-align:bottom;text-align:center;">60</td> <td data-sheets-numberformat='{"1":2,"2":"0","3":1}' data-sheets-value='{"1":2,"2":"-"}' style="border-right:1px solid #000000;overflow:hidden;padding:0px 3px 0px 3px;vertical-align:bottom;text-align:center;">-</td> </tr> <tr style="height:20px;"> <td style="border-left:1px solid #000000;overflow:hidden;padding:0px 3px 0px 3px;vertical-align:bottom;font-weight:bold;"></td> <td data-sheets-value='{"1":2,"2":"Double-walled"}' style="overflow:hidden;padding:0px 3px 0px 3px;vertical-align:bottom;font-weight:bold;">Double-walled</td> <td data-sheets-value='{"1":2,"2":"Clear (A/H)"}' style="border-right:1px solid #000000;overflow:hidden;padding:0px 3px 0px 3px;vertical-align:bottom;font-weight:bold;">Clear (A/H)</td> <td data-sheets-numberformat='{"1":2,"2":"0.00","3":1}' data-sheets-value='{"1":3,"3":2.9}' style="overflow:hidden;padding:0px 3px 0px 3px;vertical-align:bottom;text-align:center;">2.90</td> <td data-sheets-numberformat='{"1":2,"2":"0","3":1}' data-sheets-value='{"1":3,"3":79}' style="overflow:hidden;padding:0px 3px 0px 3px;vertical-align:bottom;text-align:center;">79</td> <td data-sheets-numberformat='{"1":2,"2":"0","3":1}' data-sheets-value='{"1":3,"3":72}' style="overflow:hidden;padding:0px 3px 0px 3px;vertical-align:bottom;text-align:center;">72</td> <td data-sheets-numberformat='{"1":2,"2":"0","3":1}' data-sheets-value='{"1":3,"3":20}' style="border-right:1px solid #000000;overflow:hidden;padding:0px 3px 0px 3px;vertical-align:bottom;text-align:center;">20</td> </tr> <tr style="height:20px;"> <td style="border-left:1px solid #000000;overflow:hidden;padding:0px 3px 0px 3px;vertical-align:bottom;font-weight:bold;"></td> <td data-sheets-value='{"1":2,"2":"Double-walled"}' style="overflow:hidden;padding:0px 3px 0px 3px;vertical-align:bottom;font-weight:bold;">Double-walled</td> <td data-sheets-value='{"1":2,"2":"Clear (A/A)"}' style="border-right:1px solid #000000;overflow:hidden;padding:0px 3px 0px 3px;vertical-align:bottom;font-weight:bold;">Clear (A/A)</td> <td data-sheets-numberformat='{"1":2,"2":"0.00","3":1}' data-sheets-value='{"1":3,"3":2.9}' style="overflow:hidden;padding:0px 3px 0px 3px;vertical-align:bottom;text-align:center;">2.90</td> <td data-sheets-numberformat='{"1":2,"2":"0","3":1}' data-sheets-value='{"1":3,"3":77}' style="overflow:hidden;padding:0px 3px 0px 3px;vertical-align:bottom;text-align:center;">77</td> <td data-sheets-numberformat='{"1":2,"2":"0","3":1}' data-sheets-value='{"1":3,"3":69}' style="overflow:hidden;padding:0px 3px 0px 3px;vertical-align:bottom;text-align:center;">69</td> <td data-sheets-numberformat='{"1":2,"2":"0","3":1}' data-sheets-value='{"1":3,"3":20}' style="border-right:1px solid #000000;overflow:hidden;padding:0px 3px 0px 3px;vertical-align:bottom;text-align:center;">20</td> </tr> <tr style="height:20px;"> <td style="border-left:1px solid #000000;overflow:hidden;padding:0px 3px 0px 3px;vertical-align:bottom;font-weight:bold;"></td> <td data-sheets-value='{"1":2,"2":"Double-walled"}' style="overflow:hidden;padding:0px 3px 0px 3px;vertical-align:bottom;font-weight:bold;">Double-walled</td> <td data-sheets-value='{"1":2,"2":"Opal (A/O)"}' style="border-right:1px solid #000000;overflow:hidden;padding:0px 3px 0px 3px;vertical-align:bottom;font-weight:bold;">Opal (A/O)</td> <td data-sheets-numberformat='{"1":2,"2":"0.00","3":1}' data-sheets-value='{"1":3,"3":2.9}' style="overflow:hidden;padding:0px 3px 0px 3px;vertical-align:bottom;text-align:center;">2.90</td> <td data-sheets-numberformat='{"1":2,"2":"0","3":1}' data-sheets-value='{"1":3,"3":73}' style="overflow:hidden;padding:0px 3px 0px 3px;vertical-align:bottom;text-align:center;">73</td> <td data-sheets-numberformat='{"1":2,"2":"0","3":1}' data-sheets-value='{"1":3,"3":63}' style="overflow:hidden;padding:0px 3px 0px 3px;vertical-align:bottom;text-align:center;">63</td> <td data-sheets-numberformat='{"1":2,"2":"0","3":1}' data-sheets-value='{"1":3,"3":20}' style="border-right:1px solid #000000;overflow:hidden;padding:0px 3px 0px 3px;vertical-align:bottom;text-align:center;">20</td> </tr> <tr style="height:20px;"> <td style="border-left:1px solid #000000;overflow:hidden;padding:0px 3px 0px 3px;vertical-align:bottom;font-weight:bold;"></td> <td data-sheets-value='{"1":2,"2":"Double-walled"}' style="overflow:hidden;padding:0px 3px 0px 3px;vertical-align:bottom;font-weight:bold;">Double-walled</td> <td data-sheets-value='{"1":2,"2":"Opal (A/D)"}' style="border-right:1px solid #000000;overflow:hidden;padding:0px 3px 0px 3px;vertical-align:bottom;font-weight:bold;">Opal (A/D)</td> <td data-sheets-numberformat='{"1":2,"2":"0.00","3":1}' data-sheets-value='{"1":3,"3":2.9}' style="overflow:hidden;padding:0px 3px 0px 3px;vertical-align:bottom;text-align:center;">2.90</td> <td data-sheets-numberformat='{"1":2,"2":"0","3":1}' data-sheets-value='{"1":3,"3":51}' style="overflow:hidden;padding:0px 3px 0px 3px;vertical-align:bottom;text-align:center;">51</td> <td data-sheets-numberformat='{"1":2,"2":"0","3":1}' data-sheets-value='{"1":3,"3":50}' style="overflow:hidden;padding:0px 3px 0px 3px;vertical-align:bottom;text-align:center;">50</td> <td data-sheets-numberformat='{"1":2,"2":"0","3":1}' data-sheets-value='{"1":3,"3":20}' style="border-right:1px solid #000000;overflow:hidden;padding:0px 3px 0px 3px;vertical-align:bottom;text-align:center;">20</td> </tr> <tr style="height:20px;"> <td style="border-left:1px solid #000000;overflow:hidden;padding:0px 3px 0px 3px;vertical-align:bottom;font-weight:bold;"></td> <td data-sheets-value='{"1":2,"2":"Triple-walled"}' style="overflow:hidden;padding:0px 3px 0px 3px;vertical-align:bottom;font-weight:bold;">Triple-walled</td> <td data-sheets-value='{"1":2,"2":"Clear (A/H/H)"}' style="border-right:1px solid #000000;overflow:hidden;padding:0px 3px 0px 3px;vertical-align:bottom;font-weight:bold;">Clear (A/H/H)</td> <td data-sheets-numberformat='{"1":2,"2":"0.00","3":1}' data-sheets-value='{"1":3,"3":1.7}' style="overflow:hidden;padding:0px 3px 0px 3px;vertical-align:bottom;text-align:center;">1.70</td> <td data-sheets-numberformat='{"1":2,"2":"0","3":1}' data-sheets-value='{"1":3,"3":71}' style="overflow:hidden;padding:0px 3px 0px 3px;vertical-align:bottom;text-align:center;">71</td> <td data-sheets-numberformat='{"1":2,"2":"0","3":1}' data-sheets-value='{"1":3,"3":63}' style="overflow:hidden;padding:0px 3px 0px 3px;vertical-align:bottom;text-align:center;">63</td> <td data-sheets-numberformat='{"1":2,"2":"0","3":1}' data-sheets-value='{"1":3,"3":22}' style="border-right:1px solid #000000;overflow:hidden;padding:0px 3px 0px 3px;vertical-align:bottom;text-align:center;">22</td> </tr> <tr style="height:20px;"> <td style="border-left:1px solid #000000;overflow:hidden;padding:0px 3px 0px 3px;vertical-align:bottom;font-weight:bold;"></td> <td data-sheets-value='{"1":2,"2":"Triple-walled"}' style="overflow:hidden;padding:0px 3px 0px 3px;vertical-align:bottom;font-weight:bold;">Triple-walled</td> <td data-sheets-value='{"1":2,"2":"Opal (A/O/O)"}' style="border-right:1px solid #000000;overflow:hidden;padding:0px 3px 0px 3px;vertical-align:bottom;font-weight:bold;">Opal (A/O/O)</td> <td data-sheets-numberformat='{"1":2,"2":"0.00","3":1}' data-sheets-value='{"1":3,"3":1.7}' style="overflow:hidden;padding:0px 3px 0px 3px;vertical-align:bottom;text-align:center;">1.70</td> <td data-sheets-numberformat='{"1":2,"2":"0","3":1}' data-sheets-value='{"1":3,"3":61}' style="overflow:hidden;padding:0px 3px 0px 3px;vertical-align:bottom;text-align:center;">61</td> <td data-sheets-numberformat='{"1":2,"2":"0","3":1}' data-sheets-value='{"1":3,"3":48}' style="overflow:hidden;padding:0px 3px 0px 3px;vertical-align:bottom;text-align:center;">48</td> <td data-sheets-numberformat='{"1":2,"2":"0","3":1}' data-sheets-value='{"1":3,"3":22}' style="border-right:1px solid #000000;overflow:hidden;padding:0px 3px 0px 3px;vertical-align:bottom;text-align:center;">22</td> </tr> <tr style="height:20px;"> <td style="border-left:1px solid #000000;overflow:hidden;padding:0px 3px 0px 3px;vertical-align:bottom;font-weight:bold;"></td> <td data-sheets-value='{"1":2,"2":"Four-walled"}' style="overflow:hidden;padding:0px 3px 0px 3px;vertical-align:bottom;font-weight:bold;">Four-walled</td> <td data-sheets-value='{"1":2,"2":"Clear (A/H/H/H)"}' style="border-right:1px solid #000000;overflow:hidden;padding:0px 3px 0px 3px;vertical-align:bottom;font-weight:bold;">Clear (A/H/H/H)</td> <td data-sheets-numberformat='{"1":2,"2":"0.00","3":1}' data-sheets-value='{"1":3,"3":1.28}' style="overflow:hidden;padding:0px 3px 0px 3px;vertical-align:bottom;text-align:center;">1.28</td> <td data-sheets-numberformat='{"1":2,"2":"0","3":1}' data-sheets-value='{"1":3,"3":64}' style="overflow:hidden;padding:0px 3px 0px 3px;vertical-align:bottom;text-align:center;">64</td> <td data-sheets-numberformat='{"1":2,"2":"0","3":1}' data-sheets-value='{"1":3,"3":52}' style="overflow:hidden;padding:0px 3px 0px 3px;vertical-align:bottom;text-align:center;">52</td> <td data-sheets-numberformat='{"1":2,"2":"0","3":1}' data-sheets-value='{"1":3,"3":23}' style="border-right:1px solid #000000;overflow:hidden;padding:0px 3px 0px 3px;vertical-align:bottom;text-align:center;">23</td> </tr> <tr style="height:20px;"> <td style="border-bottom:1px solid #000000;border-left:1px solid #000000;overflow:hidden;padding:0px 3px 0px 3px;vertical-align:bottom;"></td> <td data-sheets-value='{"1":2,"2":"Four-walled"}' style="border-bottom:1px solid #000000;overflow:hidden;padding:0px 3px 0px 3px;vertical-align:bottom;font-weight:bold;">Four-walled</td> <td data-sheets-value='{"1":2,"2":"Opal (A/H/O/H)"}' style="border-right:1px solid #000000;border-bottom:1px solid #000000;overflow:hidden;padding:0px 3px 0px 3px;vertical-align:bottom;font-weight:bold;">Opal (A/H/O/H)</td> <td data-sheets-numberformat='{"1":2,"2":"0.00","3":1}' data-sheets-value='{"1":3,"3":1.28}' style="border-bottom:1px solid #000000;overflow:hidden;padding:0px 3px 0px 3px;vertical-align:bottom;text-align:center;">1.28</td> <td data-sheets-numberformat='{"1":2,"2":"0","3":1}' data-sheets-value='{"1":3,"3":59}' style="border-bottom:1px solid #000000;overflow:hidden;padding:0px 3px 0px 3px;vertical-align:bottom;text-align:center;">59</td> <td data-sheets-numberformat='{"1":2,"2":"0","3":1}' data-sheets-value='{"1":3,"3":46}' style="border-bottom:1px solid #000000;overflow:hidden;padding:0px 3px 0px 3px;vertical-align:bottom;text-align:center;">46</td> <td data-sheets-numberformat='{"1":2,"2":"0","3":1}' data-sheets-value='{"1":3,"3":23}' style="border-right:1px solid #000000;border-bottom:1px solid #000000;overflow:hidden;padding:0px 3px 0px 3px;vertical-align:bottom;text-align:center;">23</td> </tr> <tr style="height:20px;"> <td data-sheets-value='{"1":2,"2":"Polycarbonate"}' style="border-left:1px solid #000000;overflow:hidden;padding:0px 3px 0px 3px;vertical-align:bottom;font-weight:bold;">Polycarbonate</td> <td data-sheets-value='{"1":2,"2":"Single-walled"}' style="overflow:hidden;padding:0px 3px 0px 3px;vertical-align:bottom;font-weight:bold;">Single-walled</td> <td data-sheets-value='{"1":2,"2":"Heatstop Opal (T)"}' style="border-right:1px solid #000000;overflow:hidden;padding:0px 3px 0px 3px;vertical-align:bottom;font-weight:bold;">Heatstop Opal (T)</td> <td data-sheets-numberformat='{"1":2,"2":"0.00","3":1}' data-sheets-value='{"1":3,"3":5.17}' style="overflow:hidden;padding:0px 3px 0px 3px;vertical-align:bottom;text-align:center;">5.17</td> <td data-sheets-numberformat='{"1":2,"2":"0","3":1}' data-sheets-value='{"1":3,"3":49}' style="overflow:hidden;padding:0px 3px 0px 3px;vertical-align:bottom;text-align:center;">49</td> <td data-sheets-numberformat='{"1":2,"2":"0","3":1}' data-sheets-value='{"1":3,"3":59}' style="overflow:hidden;padding:0px 3px 0px 3px;vertical-align:bottom;text-align:center;">59</td> <td data-sheets-numberformat='{"1":2,"2":"0","3":1}' data-sheets-value='{"1":2,"2":"-"}' style="border-right:1px solid #000000;overflow:hidden;padding:0px 3px 0px 3px;vertical-align:bottom;text-align:center;">-</td> </tr> <tr style="height:20px;"> <td data-sheets-value='{"1":2,"2":"Heatstop PC"}' style="border-left:1px solid #000000;overflow:hidden;padding:0px 3px 0px 3px;vertical-align:bottom;font-weight:bold;">Heatstop PC</td> <td data-sheets-value='{"1":2,"2":"Double-walled"}' style="overflow:hidden;padding:0px 3px 0px 3px;vertical-align:bottom;font-weight:bold;">Double-walled</td> <td data-sheets-value='{"1":2,"2":"Clear (T/H)"}' style="border-right:1px solid #000000;overflow:hidden;padding:0px 3px 0px 3px;vertical-align:bottom;font-weight:bold;">Clear (T/H)</td> <td data-sheets-numberformat='{"1":2,"2":"0.00","3":1}' data-sheets-value='{"1":3,"3":2.9}' style="overflow:hidden;padding:0px 3px 0px 3px;vertical-align:bottom;text-align:center;">2.90</td> <td data-sheets-numberformat='{"1":2,"2":"0","3":1}' data-sheets-value='{"1":3,"3":44}' style="overflow:hidden;padding:0px 3px 0px 3px;vertical-align:bottom;text-align:center;">44</td> <td data-sheets-numberformat='{"1":2,"2":"0","3":1}' data-sheets-value='{"1":3,"3":51}' style="overflow:hidden;padding:0px 3px 0px 3px;vertical-align:bottom;text-align:center;">51</td> <td data-sheets-numberformat='{"1":2,"2":"0","3":1}' data-sheets-value='{"1":3,"3":20}' style="border-right:1px solid #000000;overflow:hidden;padding:0px 3px 0px 3px;vertical-align:bottom;text-align:center;">20</td> </tr> <tr style="height:20px;"> <td style="border-left:1px solid #000000;overflow:hidden;padding:0px 3px 0px 3px;vertical-align:bottom;font-weight:bold;"></td> <td data-sheets-value='{"1":2,"2":"Double-walled"}' style="overflow:hidden;padding:0px 3px 0px 3px;vertical-align:bottom;font-weight:bold;">Double-walled</td> <td data-sheets-value='{"1":2,"2":"Opal (T/O)"}' style="border-right:1px solid #000000;overflow:hidden;padding:0px 3px 0px 3px;vertical-align:bottom;font-weight:bold;">Opal (T/O)</td> <td data-sheets-numberformat='{"1":2,"2":"0.00","3":1}' data-sheets-value='{"1":3,"3":2.9}' style="overflow:hidden;padding:0px 3px 0px 3px;vertical-align:bottom;text-align:center;">2.90</td> <td data-sheets-numberformat='{"1":2,"2":"0","3":1}' data-sheets-value='{"1":3,"3":41}' style="overflow:hidden;padding:0px 3px 0px 3px;vertical-align:bottom;text-align:center;">41</td> <td data-sheets-numberformat='{"1":2,"2":"0","3":1}' data-sheets-value='{"1":3,"3":45}' style="overflow:hidden;padding:0px 3px 0px 3px;vertical-align:bottom;text-align:center;">45</td> <td data-sheets-numberformat='{"1":2,"2":"0","3":1}' data-sheets-value='{"1":3,"3":20}' style="border-right:1px solid #000000;overflow:hidden;padding:0px 3px 0px 3px;vertical-align:bottom;text-align:center;">20</td> </tr> <tr style="height:20px;"> <td style="border-left:1px solid #000000;overflow:hidden;padding:0px 3px 0px 3px;vertical-align:bottom;font-weight:bold;"></td> <td data-sheets-value='{"1":2,"2":"Triple-walled"}' style="overflow:hidden; | skylux-160-ce-met-koepel-en-metaalopstand-met-lm-motor-1600-x-1600-mm | 8585991913805 | 46872268276045
Smoke and heat exhaust (SHEV) | SHE system | Skylux | Skylux 160° CE with skylight and metal curb with LM-actuator and PVC frame type EP25 0700 x 1000 mm |  | 50871 | 5412970508717 | 3607.05 | Yes | 30-45 | 68.3 | 700 x 1000 mm | 1000 | 700 |  | metal curb M30 (30 cm high) | Rectangular | 1.19 W/m²K - 0.98 W/m²K | 57% - 30% | 37% - 17% | 24dB - 26dB | 160° CE (for industry) | PVC frame EP25 | without spoiler | E | Single actuator | Maximum double-walled skylight possible for this product | Ut-value LT-value g-value Rw-value EN 1873 : 2014 EN ISO 13468 EN 16153 EN 410 EN 410 EN ISO 140-3 Material Walls Shells (W/m²K) (%) (%) (dB) Acrylic EW Clear (H) 1.19 37 57 24 PMMA Opal (O) 1.19 34 50 24 DW Clear (H/H) 0.98 33 50 26 Opal (O/O) 0.98 28 38 26 Polycarbonate EW Clear (A) 1.19 36 55 24 PC Opal (D) 1.19 24 40 24 DW Clear (A/H) 0.98 32 48 26 Clear (A/A) 0.98 32 46 26 Opal (A/O) 0.98 30 42 26 Opal (A/D) 0.98 21 33 26 Polycarbonate EW Heatstop Opal (T) 1.19 20 39 24 Heatstop PC DW Clear (T/H) 0.98 18 34 26 Opal (T/O) 0.98 17 30 26 | https://skylux.eu/en/products/skylux-160-ce-met-koepel-en-metaalopstand-met-lm-motor-en-pvc-raam-type-ep25-0700-x-1000-mm | https://skylux.eu/cdn/shop/files/Skylux-160deg-CE-met-koepel-en-metaalopstand-met-LM-motor-en-pvc-raam-type-EP25-0700-x-1000-mm-RWA-systeem.jpg?v=1702976751&width=1600 | https://skylux.eu/cdn/shop/files/e5a82811-1bb0-48e4-a776-cacb59c7c092_367ebcdd-53b0-4563-993b-edd7ae8f4562.jpg?v=1688550208&width=1600 | //skylux.eu/cdn/shop/files/E_MH_Mounting_instructions_Skylux_160_CE_LM.pdf?v=12406716259046007223 | //skylux.eu/cdn/shop/files/E_TD_Technical_File_Skylux_Skylux_160_CE_Electric.pdf?v=3667116872303399239 | <style type="text/css" id="isPasted"><!--td {border: 1px solid #cccccc;}br {mso-data-placement:same-cell;}--></style><table border="1" cellpadding="0" cellspacing="0" dir="ltr" style="table-layout:fixed;font-size:10pt;font-family:Arial;border-collapse:collapse;border:none;"><tbody> <tr style="height:20px;"> <td style="overflow:hidden;padding:0px 3px 0px 3px;vertical-align:bottom;"></td> <td style="overflow:hidden;padding:0px 3px 0px 3px;vertical-align:bottom;"></td> <td style="overflow:hidden;padding:0px 3px 0px 3px;vertical-align:bottom;"></td> <td data-sheets-value='{"1":2,"2":"Ut-value"}' style="overflow:hidden;padding:0px 3px 0px 3px;vertical-align:bottom;font-weight:bold;text-align:center;">Ut-value</td> <td data-sheets-value='{"1":2,"2":"LT-value"}' style="overflow:hidden;padding:0px 3px 0px 3px;vertical-align:bottom;font-weight:bold;text-align:center;">LT-value</td> <td data-sheets-value='{"1":2,"2":"g-value"}' style="overflow:hidden;padding:0px 3px 0px 3px;vertical-align:bottom;font-weight:bold;text-align:center;">g-value</td> <td data-sheets-value='{"1":2,"2":"Rw-value "}' style="overflow:hidden;padding:0px 3px 0px 3px;vertical-align:bottom;font-weight:bold;text-align:center;">Rw-value </td> </tr> <tr style="height:20px;"> <td style="overflow:hidden;padding:0px 3px 0px 3px;vertical-align:bottom;"></td> <td style="overflow:hidden;padding:0px 3px 0px 3px;vertical-align:bottom;"></td> <td style="overflow:hidden;padding:0px 3px 0px 3px;vertical-align:bottom;"></td> <td data-sheets-numberformat='{"1":2,"2":"0.00","3":1}' data-sheets-value='{"1":2,"2":"EN 1873 : 2014"}' style="overflow:hidden;padding:0px 3px 0px 3px;vertical-align:bottom;text-align:center;">EN 1873 : 2014</td> <td data-sheets-numberformat='{"1":2,"2":"0","3":1}' data-sheets-value='{"1":2,"2":"EN ISO 13468 EN 16153 EN 410"}' style="overflow:hidden;padding:0px 3px 0px 3px;vertical-align:bottom;text-align:center;">EN ISO 13468 EN 16153 EN 410</td> <td data-sheets-numberformat='{"1":2,"2":"0","3":1}' data-sheets-value='{"1":2,"2":"EN 410"}' style="overflow:hidden;padding:0px 3px 0px 3px;vertical-align:bottom;text-align:center;">EN 410</td> <td data-sheets-value='{"1":2,"2":"EN ISO 140-3\t\t"}' style="overflow:hidden;padding:0px 3px 0px 3px;vertical-align:bottom;text-align:center;">EN ISO 140-3 </td> </tr> <tr style="height:20px;"> <td data-sheets-value='{"1":2,"2":"Material"}' style="border-bottom:1px solid #000000;overflow:hidden;padding:0px 3px 0px 3px;vertical-align:bottom;background-color:#000000;font-weight:bold;color:#ffffff;">Material</td> <td data-sheets-value='{"1":2,"2":"Walls"}' style="border-bottom:1px solid #000000;overflow:hidden;padding:0px 3px 0px 3px;vertical-align:bottom;background-color:#000000;font-weight:bold;color:#ffffff;">Walls</td> <td data-sheets-value='{"1":2,"2":"Shells"}' style="border-bottom:1px solid #000000;overflow:hidden;padding:0px 3px 0px 3px;vertical-align:bottom;background-color:#000000;font-weight:bold;color:#ffffff;">Shells</td> <td data-sheets-numberformat='{"1":2,"2":"0.00","3":1}' data-sheets-value='{"1":2,"2":"(W/m²K)\t"}' style="border-bottom:1px solid #000000;overflow:hidden;padding:0px 3px 0px 3px;vertical-align:bottom;background-color:#000000;font-weight:bold;color:#ffffff;text-align:center;">(W/m²K) </td> <td data-sheets-numberformat='{"1":2,"2":"0","3":1}' data-sheets-value='{"1":2,"2":"(%)"}' style="border-bottom:1px solid #000000;overflow:hidden;padding:0px 3px 0px 3px;vertical-align:bottom;background-color:#000000;font-weight:bold;color:#ffffff;text-align:center;">(%)</td> <td data-sheets-numberformat='{"1":2,"2":"0","3":1}' data-sheets-value='{"1":2,"2":"(%)"}' style="border-bottom:1px solid #000000;overflow:hidden;padding:0px 3px 0px 3px;vertical-align:bottom;background-color:#000000;font-weight:bold;color:#ffffff;text-align:center;">(%)</td> <td data-sheets-value='{"1":2,"2":"(dB)"}' style="border-bottom:1px solid #000000;overflow:hidden;padding:0px 3px 0px 3px;vertical-align:bottom;background-color:#000000;font-weight:bold;color:#ffffff;text-align:center;">(dB)</td> </tr> <tr style="height:20px;"> <td data-sheets-value='{"1":2,"2":"Acrylic"}' style="border-left:1px solid #000000;overflow:hidden;padding:0px 3px 0px 3px;vertical-align:bottom;">Acrylic</td> <td data-sheets-value='{"1":2,"2":"EW"}' style="overflow:hidden;padding:0px 3px 0px 3px;vertical-align:bottom;">EW</td> <td data-sheets-value='{"1":2,"2":"Clear (H)"}' style="overflow:hidden;padding:0px 3px 0px 3px;vertical-align:bottom;">Clear (H)</td> <td data-sheets-numberformat='{"1":2,"2":"0.00","3":1}' data-sheets-value='{"1":3,"3":1.19}' style="overflow:hidden;padding:0px 3px 0px 3px;vertical-align:bottom;text-align:center;">1.19</td> <td data-sheets-numberformat='{"1":2,"2":"0","3":1}' data-sheets-value='{"1":3,"3":36.9}' style="overflow:hidden;padding:0px 3px 0px 3px;vertical-align:bottom;text-align:center;">37</td> <td data-sheets-numberformat='{"1":2,"2":"0","3":1}' data-sheets-value='{"1":3,"3":57.42}' style="overflow:hidden;padding:0px 3px 0px 3px;vertical-align:bottom;text-align:center;">57</td> <td data-sheets-value='{"1":3,"3":24}' style="border-right:1px solid #000000;overflow:hidden;padding:0px 3px 0px 3px;vertical-align:bottom;text-align:center;">24</td> </tr> <tr style="height:20px;"> <td data-sheets-value='{"1":2,"2":"PMMA"}' style="border-left:1px solid #000000;overflow:hidden;padding:0px 3px 0px 3px;vertical-align:bottom;">PMMA</td> <td style="overflow:hidden;padding:0px 3px 0px 3px;vertical-align:bottom;"></td> <td data-sheets-value='{"1":2,"2":"Opal (O)"}' style="overflow:hidden;padding:0px 3px 0px 3px;vertical-align:bottom;">Opal (O)</td> <td data-sheets-numberformat='{"1":2,"2":"0.00","3":1}' data-sheets-value='{"1":3,"3":1.19}' style="overflow:hidden;padding:0px 3px 0px 3px;vertical-align:bottom;text-align:center;">1.19</td> <td data-sheets-numberformat='{"1":2,"2":"0","3":1}' data-sheets-value='{"1":3,"3":34.03}' style="overflow:hidden;padding:0px 3px 0px 3px;vertical-align:bottom;text-align:center;">34</td> <td data-sheets-numberformat='{"1":2,"2":"0","3":1}' data-sheets-value='{"1":3,"3":50.160000000000004}' style="overflow:hidden;padding:0px 3px 0px 3px;vertical-align:bottom;text-align:center;">50</td> <td data-sheets-value='{"1":3,"3":24}' style="border-right:1px solid #000000;overflow:hidden;padding:0px 3px 0px 3px;vertical-align:bottom;text-align:center;">24</td> </tr> <tr style="height:20px;"> <td style="border-left:1px solid #000000;overflow:hidden;padding:0px 3px 0px 3px;vertical-align:bottom;"></td> <td data-sheets-value='{"1":2,"2":"DW"}' style="overflow:hidden;padding:0px 3px 0px 3px;vertical-align:bottom;">DW</td> <td data-sheets-value='{"1":2,"2":"Clear (H/H)"}' style="overflow:hidden;padding:0px 3px 0px 3px;vertical-align:bottom;">Clear (H/H)</td> <td data-sheets-numberformat='{"1":2,"2":"0.00","3":1}' data-sheets-value='{"1":3,"3":0.98}' style="overflow:hidden;padding:0px 3px 0px 3px;vertical-align:bottom;text-align:center;">0.98</td> <td data-sheets-numberformat='{"1":2,"2":"0","3":1}' data-sheets-value='{"1":3,"3":33.21}' style="overflow:hidden;padding:0px 3px 0px 3px;vertical-align:bottom;text-align:center;">33</td> <td data-sheets-numberformat='{"1":2,"2":"0","3":1}' data-sheets-value='{"1":3,"3":49.5}' style="overflow:hidden;padding:0px 3px 0px 3px;vertical-align:bottom;text-align:center;">50</td> <td data-sheets-value='{"1":3,"3":26}' style="border-right:1px solid #000000;overflow:hidden;padding:0px 3px 0px 3px;vertical-align:bottom;text-align:center;">26</td> </tr> <tr style="height:20px;"> <td style="border-bottom:1px solid #000000;border-left:1px solid #000000;overflow:hidden;padding:0px 3px 0px 3px;vertical-align:bottom;"></td> <td style="border-bottom:1px solid #000000;overflow:hidden;padding:0px 3px 0px 3px;vertical-align:bottom;"></td> <td data-sheets-value='{"1":2,"2":"Opal (O/O)"}' style="border-bottom:1px solid #000000;overflow:hidden;padding:0px 3px 0px 3px;vertical-align:bottom;">Opal (O/O)</td> <td data-sheets-numberformat='{"1":2,"2":"0.00","3":1}' data-sheets-value='{"1":3,"3":0.98}' style="border-bottom:1px solid #000000;overflow:hidden;padding:0px 3px 0px 3px;vertical-align:bottom;text-align:center;">0.98</td> <td data-sheets-numberformat='{"1":2,"2":"0","3":1}' data-sheets-value='{"1":3,"3":28.29}' style="border-bottom:1px solid #000000;overflow:hidden;padding:0px 3px 0px 3px;vertical-align:bottom;text-align:center;">28</td> <td data-sheets-numberformat='{"1":2,"2":"0","3":1}' data-sheets-value='{"1":3,"3":38.28}' style="border-bottom:1px solid #000000;overflow:hidden;padding:0px 3px 0px 3px;vertical-align:bottom;text-align:center;">38</td> <td data-sheets-value='{"1":3,"3":26}' style="border-right:1px solid #000000;border-bottom:1px solid #000000;overflow:hidden;padding:0px 3px 0px 3px;vertical-align:bottom;text-align:center;">26</td> </tr> <tr style="height:20px;"> <td data-sheets-value='{"1":2,"2":"Polycarbonate "}' style="border-left:1px solid #000000;overflow:hidden;padding:0px 3px 0px 3px;vertical-align:bottom;">Polycarbonate </td> <td data-sheets-value='{"1":2,"2":"EW"}' style="overflow:hidden;padding:0px 3px 0px 3px;vertical-align:bottom;">EW</td> <td data-sheets-value='{"1":2,"2":"Clear (A)"}' style="overflow:hidden;padding:0px 3px 0px 3px;vertical-align:bottom;">Clear (A)</td> <td data-sheets-numberformat='{"1":2,"2":"0.00","3":1}' data-sheets-value='{"1":3,"3":1.19}' style="overflow:hidden;padding:0px 3px 0px 3px;vertical-align:bottom;text-align:center;">1.19</td> <td data-sheets-numberformat='{"1":2,"2":"0","3":1}' data-sheets-value='{"1":3,"3":36.08}' style="overflow:hidden;padding:0px 3px 0px 3px;vertical-align:bottom;text-align:center;">36</td> <td data-sheets-numberformat='{"1":2,"2":"0","3":1}' data-sheets-value='{"1":3,"3":54.78}' style="overflow:hidden;padding:0px 3px 0px 3px;vertical-align:bottom;text-align:center;">55</td> <td data-sheets-value='{"1":3,"3":24}' style="border-right:1px solid #000000;overflow:hidden;padding:0px 3px 0px 3px;vertical-align:bottom;text-align:center;">24</td> </tr> <tr style="height:20px;"> <td data-sheets-value='{"1":2,"2":"PC"}' style="border-left:1px solid #000000;overflow:hidden;padding:0px 3px 0px 3px;vertical-align:bottom;">PC</td> <td style="overflow:hidden;padding:0px 3px 0px 3px;vertical-align:bottom;"></td> <td data-sheets-value='{"1":2,"2":"Opal (D)"}' style="overflow:hidden;padding:0px 3px 0px 3px;vertical-align:bottom;">Opal (D)</td> <td data-sheets-numberformat='{"1":2,"2":"0.00","3":1}' data-sheets-value='{"1":3,"3":1.19}' style="overflow:hidden;padding:0px 3px 0px 3px;vertical-align:bottom;text-align:center;">1.19</td> <td data-sheets-numberformat='{"1":2,"2":"0","3":1}' data-sheets-value='{"1":3,"3":23.779999999999998}' style="overflow:hidden;padding:0px 3px 0px 3px;vertical-align:bottom;text-align:center;">24</td> <td data-sheets-numberformat='{"1":2,"2":"0","3":1}' data-sheets-value='{"1":3,"3":39.6}' style="overflow:hidden;padding:0px 3px 0px 3px;vertical-align:bottom;text-align:center;">40</td> <td data-sheets-value='{"1":3,"3":24}' style="border-right:1px solid #000000;overflow:hidden;padding:0px 3px 0px 3px;vertical-align:bottom;text-align:center;">24</td> </tr> <tr style="height:20px;"> <td style="border-left:1px solid #000000;overflow:hidden;padding:0px 3px 0px 3px;vertical-align:bottom;"></td> <td data-sheets-value='{"1":2,"2":"DW"}' style="overflow:hidden;padding:0px 3px 0px 3px;vertical-align:bottom;">DW</td> <td data-sheets-value='{"1":2,"2":"Clear (A/H)"}' style="overflow:hidden;padding:0px 3px 0px 3px;vertical-align:bottom;">Clear (A/H)</td> <td data-sheets-numberformat='{"1":2,"2":"0.00","3":1}' data-sheets-value='{"1":3,"3":0.98}' style="overflow:hidden;padding:0px 3px 0px 3px;vertical-align:bottom;text-align:center;">0.98</td> <td data-sheets-numberformat='{"1":2,"2":"0","3":1}' data-sheets-value='{"1":3,"3":32.39}' style="overflow:hidden;padding:0px 3px 0px 3px;vertical-align:bottom;text-align:center;">32</td> <td data-sheets-numberformat='{"1":2,"2":"0","3":1}' data-sheets-value='{"1":3,"3":47.52}' style="overflow:hidden;padding:0px 3px 0px 3px;vertical-align:bottom;text-align:center;">48</td> <td data-sheets-value='{"1":3,"3":26}' style="border-right:1px solid #000000;overflow:hidden;padding:0px 3px 0px 3px;vertical-align:bottom;text-align:center;">26</td> </tr> <tr style="height:20px;"> <td style="border-left:1px solid #000000;overflow:hidden;padding:0px 3px 0px 3px;vertical-align:bottom;"></td> <td style="overflow:hidden;padding:0px 3px 0px 3px;vertical-align:bottom;"></td> <td data-sheets-value='{"1":2,"2":"Clear (A/A)"}' style="overflow:hidden;padding:0px 3px 0px 3px;vertical-align:bottom;">Clear (A/A)</td> <td data-sheets-numberformat='{"1":2,"2":"0.00","3":1}' data-sheets-value='{"1":3,"3":0.98}' style="overflow:hidden;padding:0px 3px 0px 3px;vertical-align:bottom;text-align:center;">0.98</td> <td data-sheets-numberformat='{"1":2,"2":"0","3":1}' data-sheets-value='{"1":3,"3":31.569999999999997}' style="overflow:hidden;padding:0px 3px 0px 3px;vertical-align:bottom;text-align:center;">32</td> <td data-sheets-numberformat='{"1":2,"2":"0","3":1}' data-sheets-value='{"1":3,"3":45.54}' style="overflow:hidden;padding:0px 3px 0px 3px;vertical-align:bottom;text-align:center;">46</td> <td data-sheets-value='{"1":3,"3":26}' style="border-right:1px solid #000000;overflow:hidden;padding:0px 3px 0px 3px;vertical-align:bottom;text-align:center;">26</td> </tr> <tr style="height:20px;"> <td style="border-left:1px solid #000000;overflow:hidden;padding:0px 3px 0px 3px;vertical-align:bottom;"></td> <td style="overflow:hidden;padding:0px 3px 0px 3px;vertical-align:bottom;"></td> <td data-sheets-value='{"1":2,"2":"Opal (A/O)"}' style="overflow:hidden;padding:0px 3px 0px 3px;vertical-align:bottom;">Opal (A/O)</td> <td data-sheets-numberformat='{"1":2,"2":"0.00","3":1}' data-sheets-value='{"1":3,"3":0.98}' style="overflow:hidden;padding:0px 3px 0px 3px;vertical-align:bottom;text-align:center;">0.98</td> <td data-sheets-numberformat='{"1":2,"2":"0","3":1}' data-sheets-value='{"1":3,"3":29.93}' style="overflow:hidden;padding:0px 3px 0px 3px;vertical-align:bottom;text-align:center;">30</td> <td data-sheets-numberformat='{"1":2,"2":"0","3":1}' data-sheets-value='{"1":3,"3":41.580000000000005}' style="overflow:hidden;padding:0px 3px 0px 3px;vertical-align:bottom;text-align:center;">42</td> <td data-sheets-value='{"1":3,"3":26}' style="border-right:1px solid #000000;overflow:hidden;padding:0px 3px 0px 3px;vertical-align:bottom;text-align:center;">26</td> </tr> <tr style="height:20px;"> <td style="border-bottom:1px solid #000000;border-left:1px solid #000000;overflow:hidden;padding:0px 3px 0px 3px;vertical-align:bottom;"></td> <td style="border-bottom:1px solid #000000;overflow:hidden;padding:0px 3px 0px 3px;vertical-align:bottom;"></td> <td data-sheets-value='{"1":2,"2":"Opal (A/D)"}' style="border-bottom:1px solid #000000;overflow:hidden;padding:0px 3px 0px 3px;vertical-align:bottom;">Opal (A/D)</td> <td data-sheets-numberformat='{"1":2,"2":"0.00","3":1}' data-sheets-value='{"1":3,"3":0.98}' style="border-bottom:1px solid #000000;overflow:hidden;padding:0px 3px 0px 3px;vertical-align:bottom;text-align:center;">0.98</td> <td data-sheets-numberformat='{"1":2,"2":"0","3":1}' data-sheets-value='{"1":3,"3":20.91}' style="border-bottom:1px solid #000000;overflow:hidden;padding:0px 3px 0px 3px;vertical-align:bottom;text-align:center;">21</td> <td data-sheets-numberformat='{"1":2,"2":"0","3":1}' data-sheets-value='{"1":3,"3":33}' style="border-bottom:1px solid #000000;overflow:hidden;padding:0px 3px 0px 3px;vertical-align:bottom;text-align:center;">33</td> <td data-sheets-value='{"1":3,"3":26}' style="border-right:1px solid #000000;border-bottom:1px solid #000000;overflow:hidden;padding:0px 3px 0px 3px;vertical-align:bottom;text-align:center;">26</td> </tr> <tr style="height:20px;"> <td data-sheets-value='{"1":2,"2":"Polycarbonate"}' style="border-left:1px solid #000000;overflow:hidden;padding:0px 3px 0px 3px;vertical-align:bottom;">Polycarbonate</td> <td data-sheets-value='{"1":2,"2":"EW"}' style="overflow:hidden;padding:0px 3px 0px 3px;vertical-align:bottom;">EW</td> <td data-sheets-value='{"1":2,"2":"Heatstop Opal (T)"}' style="overflow:hidden;padding:0px 3px 0px 3px;vertical-align:bottom;">Heatstop Opal (T)</td> <td data-sheets-numberformat='{"1":2,"2":"0.00","3":1}' data-sheets-value='{"1":3,"3":1.19}' style="overflow:hidden;padding:0px 3px 0px 3px;vertical-align:bottom;text-align:center;">1.19</td> <td data-sheets-numberformat='{"1":2,"2":"0","3":1}' data-sheets-value='{"1":3,"3":20.09}' style="overflow:hidden;padding:0px 3px 0px 3px;vertical-align:bottom;text-align:center;">20</td> <td data-sheets-numberformat='{"1":2,"2":"0","3":1}' data-sheets-value='{"1":3,"3":38.940000000000005}' style="overflow:hidden;padding:0px 3px 0px 3px;vertical-align:bottom;text-align:center;">39</td> <td data-sheets-value='{"1":3,"3":24}' style="border-right:1px solid #000000;overflow:hidden;padding:0px 3px 0px 3px;vertical-align:bottom;text-align:center;">24</td> </tr> <tr style="height:20px;"> <td data-sheets-value='{"1":2,"2":"Heatstop PC"}' style="border-left:1px solid #000000;overflow:hidden;padding:0px 3px 0px 3px;vertical-align:bottom;">Heatstop PC</td> <td data-sheets-value='{"1":2,"2":"DW"}' style="overflow:hidden;padding:0px 3px 0px 3px;vertical-align:bottom;">DW</td> <td data-sheets-value='{"1":2,"2":"Clear (T/H)"}' style="overflow:hidden;padding:0px 3px 0px 3px;vertical-align:bottom;">Clear (T/H)</td> <td data-sheets-numberformat='{"1":2,"2":"0.00","3":1}' data-sheets-value='{"1":3,"3":0.98}' style="overflow:hidden;padding:0px 3px 0px 3px;vertical-align:bottom;text-align:center;">0.98</td> <td data-sheets-numberformat='{"1":2,"2":"0","3":1}' data-sheets-value='{"1":3,"3":18.04}' style="overflow:hidden;padding:0px 3px 0px 3px;vertical-align:bottom;text-align:center;">18</td> <td data-sheets-numberformat='{"1":2,"2":"0","3":1}' data-sheets-value='{"1":3,"3":33.660000000000004}' style="overflow:hidden;padding:0px 3px 0px 3px;vertical-align:bottom;text-align:center;">34</td> <td data-sheets-value='{"1":3,"3":26}' style="border-right:1px solid #000000;overflow:hidden;padding:0px 3px 0px 3px;vertical-align:bottom;text-align:center;">26</td> </tr> <tr style="height:20px;"> <td style="border-bottom:1px solid #000000;border-left:1px solid #000000;overflow:hidden;padding:0px 3px 0px 3px;vertical-align:bottom;"></td> <td style="border-bottom:1px solid #000000;overflow:hidden;padding:0px 3px 0px 3px;vertical-align:bottom;"></td> <td data-sheets-value='{"1":2,"2":"Opal (T/O)"}' style="border-bottom:1px solid #000000;overflow:hidden;padding:0px 3px 0px 3px;vertical-align:bottom;">Opal (T/O)</td> <td data-sheets-numberformat='{"1":2,"2":"0.00","3":1}' data-sheets-value='{"1":3,"3":0.98}' style="border-bottom:1px solid #000000;overflow:hidden;padding:0px 3px 0px 3px;vertical-align:bottom;text-align:center;">0.98</td> <td data-sheets-numberformat='{"1":2,"2":"0","3":1}' data-sheets-value='{"1":3,"3":16.81}' style="border-bottom:1px solid #000000;overflow:hidden;padding:0px 3px 0px 3px;vertical-align:bottom;text-align:center;">17</td> <td data-sheets-numberformat='{"1":2,"2":"0","3":1}' data-sheets-value='{"1":3,"3":29.700000000000003}' style="border-bottom:1px solid #000000;overflow:hidden;padding:0px 3px 0px 3px;vertical-align:bottom;text-align:center;">30</td> <td data-sheets-value='{"1":3,"3":26}' style="border-right:1px solid #000000;border-bottom:1px solid #000000;overflow:hidden;padding:0px 3px 0px 3px;vertical-align:bottom;text-align:center;">26</td> </tr> </tbody></table> | skylux-160-ce-met-koepel-en-metaalopstand-met-lm-motor-en-pvc-raam-type-ep25-0700-x-1000-mm | 8585992536397 | 46872269062477
Smoke and heat exhaust (SHEV) | SHE system | Skylux | Skylux 160° CE with skylight and metal curb with LM-actuator and PVC frame type EP25 0700 x 1300 mm |  | 50872 | 5412970508724 | 3841.75 | Yes | 30-45 | 76.2 | 700 x 1300 mm | 1300 | 700 |  | metal curb M30 (30 cm high) | Rectangular | 1.19 W/m²K - 0.98 W/m²K | 57% - 30% | 37% - 17% | 24dB - 26dB | 160° CE (for industry) | PVC frame EP25 | without spoiler | E | Single actuator | Maximum double-walled skylight possible for this product | Ut-value LT-value g-value Rw-value EN 1873 : 2014 EN ISO 13468 EN 16153 EN 410 EN 410 EN ISO 140-3 Material Walls Shells (W/m²K) (%) (%) (dB) Acrylic EW Clear (H) 1.19 37 57 24 PMMA Opal (O) 1.19 34 50 24 DW Clear (H/H) 0.98 33 50 26 Opal (O/O) 0.98 28 38 26 Polycarbonate EW Clear (A) 1.19 36 55 24 PC Opal (D) 1.19 24 40 24 DW Clear (A/H) 0.98 32 48 26 Clear (A/A) 0.98 32 46 26 Opal (A/O) 0.98 30 42 26 Opal (A/D) 0.98 21 33 26 Polycarbonate EW Heatstop Opal (T) 1.19 20 39 24 Heatstop PC DW Clear (T/H) 0.98 18 34 26 Opal (T/O) 0.98 17 30 26 | https://skylux.eu/en/products/skylux-160-ce-met-koepel-en-metaalopstand-met-lm-motor-en-pvc-raam-type-ep25-0700-x-1300-mm | https://skylux.eu/cdn/shop/files/Skylux-160deg-CE-met-koepel-en-metaalopstand-met-LM-motor-en-pvc-raam-type-EP25-0700-x-1300-mm-RWA-systeem.jpg?v=1702976757&width=1600 | https://skylux.eu/cdn/shop/files/e5a82811-1bb0-48e4-a776-cacb59c7c092_cce811ec-efda-4e38-bf31-96c6283251b4.jpg?v=1688550209&width=1600 | //skylux.eu/cdn/shop/files/E_MH_Mounting_instructions_Skylux_160_CE_LM.pdf?v=12406716259046007223 | //skylux.eu/cdn/shop/files/E_TD_Technical_File_Skylux_Skylux_160_CE_Electric.pdf?v=3667116872303399239 | <style type="text/css" id="isPasted"><!--td {border: 1px solid #cccccc;}br {mso-data-placement:same-cell;}--></style><table border="1" cellpadding="0" cellspacing="0" dir="ltr" style="table-layout:fixed;font-size:10pt;font-family:Arial;border-collapse:collapse;border:none;"><tbody> <tr style="height:20px;"> <td style="overflow:hidden;padding:0px 3px 0px 3px;vertical-align:bottom;"></td> <td style="overflow:hidden;padding:0px 3px 0px 3px;vertical-align:bottom;"></td> <td style="overflow:hidden;padding:0px 3px 0px 3px;vertical-align:bottom;"></td> <td data-sheets-value='{"1":2,"2":"Ut-value"}' style="overflow:hidden;padding:0px 3px 0px 3px;vertical-align:bottom;font-weight:bold;text-align:center;">Ut-value</td> <td data-sheets-value='{"1":2,"2":"LT-value"}' style="overflow:hidden;padding:0px 3px 0px 3px;vertical-align:bottom;font-weight:bold;text-align:center;">LT-value</td> <td data-sheets-value='{"1":2,"2":"g-value"}' style="overflow:hidden;padding:0px 3px 0px 3px;vertical-align:bottom;font-weight:bold;text-align:center;">g-value</td> <td data-sheets-value='{"1":2,"2":"Rw-value "}' style="overflow:hidden;padding:0px 3px 0px 3px;vertical-align:bottom;font-weight:bold;text-align:center;">Rw-value </td> </tr> <tr style="height:20px;"> <td style="overflow:hidden;padding:0px 3px 0px 3px;vertical-align:bottom;"></td> <td style="overflow:hidden;padding:0px 3px 0px 3px;vertical-align:bottom;"></td> <td style="overflow:hidden;padding:0px 3px 0px 3px;vertical-align:bottom;"></td> <td data-sheets-numberformat='{"1":2,"2":"0.00","3":1}' data-sheets-value='{"1":2,"2":"EN 1873 : 2014"}' style="overflow:hidden;padding:0px 3px 0px 3px;vertical-align:bottom;text-align:center;">EN 1873 : 2014</td> <td data-sheets-numberformat='{"1":2,"2":"0","3":1}' data-sheets-value='{"1":2,"2":"EN ISO 13468 EN 16153 EN 410"}' style="overflow:hidden;padding:0px 3px 0px 3px;vertical-align:bottom;text-align:center;">EN ISO 13468 EN 16153 EN 410</td> <td data-sheets-numberformat='{"1":2,"2":"0","3":1}' data-sheets-value='{"1":2,"2":"EN 410"}' style="overflow:hidden;padding:0px 3px 0px 3px;vertical-align:bottom;text-align:center;">EN 410</td> <td data-sheets-value='{"1":2,"2":"EN ISO 140-3\t\t"}' style="overflow:hidden;padding:0px 3px 0px 3px;vertical-align:bottom;text-align:center;">EN ISO 140-3 </td> </tr> <tr style="height:20px;"> <td data-sheets-value='{"1":2,"2":"Material"}' style="border-bottom:1px solid #000000;overflow:hidden;padding:0px 3px 0px 3px;vertical-align:bottom;background-color:#000000;font-weight:bold;color:#ffffff;">Material</td> <td data-sheets-value='{"1":2,"2":"Walls"}' style="border-bottom:1px solid #000000;overflow:hidden;padding:0px 3px 0px 3px;vertical-align:bottom;background-color:#000000;font-weight:bold;color:#ffffff;">Walls</td> <td data-sheets-value='{"1":2,"2":"Shells"}' style="border-bottom:1px solid #000000;overflow:hidden;padding:0px 3px 0px 3px;vertical-align:bottom;background-color:#000000;font-weight:bold;color:#ffffff;">Shells</td> <td data-sheets-numberformat='{"1":2,"2":"0.00","3":1}' data-sheets-value='{"1":2,"2":"(W/m²K)\t"}' style="border-bottom:1px solid #000000;overflow:hidden;padding:0px 3px 0px 3px;vertical-align:bottom;background-color:#000000;font-weight:bold;color:#ffffff;text-align:center;">(W/m²K) </td> <td data-sheets-numberformat='{"1":2,"2":"0","3":1}' data-sheets-value='{"1":2,"2":"(%)"}' style="border-bottom:1px solid #000000;overflow:hidden;padding:0px 3px 0px 3px;vertical-align:bottom;background-color:#000000;font-weight:bold;color:#ffffff;text-align:center;">(%)</td> <td data-sheets-numberformat='{"1":2,"2":"0","3":1}' data-sheets-value='{"1":2,"2":"(%)"}' style="border-bottom:1px solid #000000;overflow:hidden;padding:0px 3px 0px 3px;vertical-align:bottom;background-color:#000000;font-weight:bold;color:#ffffff;text-align:center;">(%)</td> <td data-sheets-value='{"1":2,"2":"(dB)"}' style="border-bottom:1px solid #000000;overflow:hidden;padding:0px 3px 0px 3px;vertical-align:bottom;background-color:#000000;font-weight:bold;color:#ffffff;text-align:center;">(dB)</td> </tr> <tr style="height:20px;"> <td data-sheets-value='{"1":2,"2":"Acrylic"}' style="border-left:1px solid #000000;overflow:hidden;padding:0px 3px 0px 3px;vertical-align:bottom;">Acrylic</td> <td data-sheets-value='{"1":2,"2":"EW"}' style="overflow:hidden;padding:0px 3px 0px 3px;vertical-align:bottom;">EW</td> <td data-sheets-value='{"1":2,"2":"Clear (H)"}' style="overflow:hidden;padding:0px 3px 0px 3px;vertical-align:bottom;">Clear (H)</td> <td data-sheets-numberformat='{"1":2,"2":"0.00","3":1}' data-sheets-value='{"1":3,"3":1.19}' style="overflow:hidden;padding:0px 3px 0px 3px;vertical-align:bottom;text-align:center;">1.19</td> <td data-sheets-numberformat='{"1":2,"2":"0","3":1}' data-sheets-value='{"1":3,"3":36.9}' style="overflow:hidden;padding:0px 3px 0px 3px;vertical-align:bottom;text-align:center;">37</td> <td data-sheets-numberformat='{"1":2,"2":"0","3":1}' data-sheets-value='{"1":3,"3":57.42}' style="overflow:hidden;padding:0px 3px 0px 3px;vertical-align:bottom;text-align:center;">57</td> <td data-sheets-value='{"1":3,"3":24}' style="border-right:1px solid #000000;overflow:hidden;padding:0px 3px 0px 3px;vertical-align:bottom;text-align:center;">24</td> </tr> <tr style="height:20px;"> <td data-sheets-value='{"1":2,"2":"PMMA"}' style="border-left:1px solid #000000;overflow:hidden;padding:0px 3px 0px 3px;vertical-align:bottom;">PMMA</td> <td style="overflow:hidden;padding:0px 3px 0px 3px;vertical-align:bottom;"></td> <td data-sheets-value='{"1":2,"2":"Opal (O)"}' style="overflow:hidden;padding:0px 3px 0px 3px;vertical-align:bottom;">Opal (O)</td> <td data-sheets-numberformat='{"1":2,"2":"0.00","3":1}' data-sheets-value='{"1":3,"3":1.19}' style="overflow:hidden;padding:0px 3px 0px 3px;vertical-align:bottom;text-align:center;">1.19</td> <td data-sheets-numberformat='{"1":2,"2":"0","3":1}' data-sheets-value='{"1":3,"3":34.03}' style="overflow:hidden;padding:0px 3px 0px 3px;vertical-align:bottom;text-align:center;">34</td> <td data-sheets-numberformat='{"1":2,"2":"0","3":1}' data-sheets-value='{"1":3,"3":50.160000000000004}' style="overflow:hidden;padding:0px 3px 0px 3px;vertical-align:bottom;text-align:center;">50</td> <td data-sheets-value='{"1":3,"3":24}' style="border-right:1px solid #000000;overflow:hidden;padding:0px 3px 0px 3px;vertical-align:bottom;text-align:center;">24</td> </tr> <tr style="height:20px;"> <td style="border-left:1px solid #000000;overflow:hidden;padding:0px 3px 0px 3px;vertical-align:bottom;"></td> <td data-sheets-value='{"1":2,"2":"DW"}' style="overflow:hidden;padding:0px 3px 0px 3px;vertical-align:bottom;">DW</td> <td data-sheets-value='{"1":2,"2":"Clear (H/H)"}' style="overflow:hidden;padding:0px 3px 0px 3px;vertical-align:bottom;">Clear (H/H)</td> <td data-sheets-numberformat='{"1":2,"2":"0.00","3":1}' data-sheets-value='{"1":3,"3":0.98}' style="overflow:hidden;padding:0px 3px 0px 3px;vertical-align:bottom;text-align:center;">0.98</td> <td data-sheets-numberformat='{"1":2,"2":"0","3":1}' data-sheets-value='{"1":3,"3":33.21}' style="overflow:hidden;padding:0px 3px 0px 3px;vertical-align:bottom;text-align:center;">33</td> <td data-sheets-numberformat='{"1":2,"2":"0","3":1}' data-sheets-value='{"1":3,"3":49.5}' style="overflow:hidden;padding:0px 3px 0px 3px;vertical-align:bottom;text-align:center;">50</td> <td data-sheets-value='{"1":3,"3":26}' style="border-right:1px solid #000000;overflow:hidden;padding:0px 3px 0px 3px;vertical-align:bottom;text-align:center;">26</td> </tr> <tr style="height:20px;"> <td style="border-bottom:1px solid #000000;border-left:1px solid #000000;overflow:hidden;padding:0px 3px 0px 3px;vertical-align:bottom;"></td> <td style="border-bottom:1px solid #000000;overflow:hidden;padding:0px 3px 0px 3px;vertical-align:bottom;"></td> <td data-sheets-value='{"1":2,"2":"Opal (O/O)"}' style="border-bottom:1px solid #000000;overflow:hidden;padding:0px 3px 0px 3px;vertical-align:bottom;">Opal (O/O)</td> <td data-sheets-numberformat='{"1":2,"2":"0.00","3":1}' data-sheets-value='{"1":3,"3":0.98}' style="border-bottom:1px solid #000000;overflow:hidden;padding:0px 3px 0px 3px;vertical-align:bottom;text-align:center;">0.98</td> <td data-sheets-numberformat='{"1":2,"2":"0","3":1}' data-sheets-value='{"1":3,"3":28.29}' style="border-bottom:1px solid #000000;overflow:hidden;padding:0px 3px 0px 3px;vertical-align:bottom;text-align:center;">28</td> <td data-sheets-numberformat='{"1":2,"2":"0","3":1}' data-sheets-value='{"1":3,"3":38.28}' style="border-bottom:1px solid #000000;overflow:hidden;padding:0px 3px 0px 3px;vertical-align:bottom;text-align:center;">38</td> <td data-sheets-value='{"1":3,"3":26}' style="border-right:1px solid #000000;border-bottom:1px solid #000000;overflow:hidden;padding:0px 3px 0px 3px;vertical-align:bottom;text-align:center;">26</td> </tr> <tr style="height:20px;"> <td data-sheets-value='{"1":2,"2":"Polycarbonate "}' style="border-left:1px solid #000000;overflow:hidden;padding:0px 3px 0px 3px;vertical-align:bottom;">Polycarbonate </td> <td data-sheets-value='{"1":2,"2":"EW"}' style="overflow:hidden;padding:0px 3px 0px 3px;vertical-align:bottom;">EW</td> <td data-sheets-value='{"1":2,"2":"Clear (A)"}' style="overflow:hidden;padding:0px 3px 0px 3px;vertical-align:bottom;">Clear (A)</td> <td data-sheets-numberformat='{"1":2,"2":"0.00","3":1}' data-sheets-value='{"1":3,"3":1.19}' style="overflow:hidden;padding:0px 3px 0px 3px;vertical-align:bottom;text-align:center;">1.19</td> <td data-sheets-numberformat='{"1":2,"2":"0","3":1}' data-sheets-value='{"1":3,"3":36.08}' style="overflow:hidden;padding:0px 3px 0px 3px;vertical-align:bottom;text-align:center;">36</td> <td data-sheets-numberformat='{"1":2,"2":"0","3":1}' data-sheets-value='{"1":3,"3":54.78}' style="overflow:hidden;padding:0px 3px 0px 3px;vertical-align:bottom;text-align:center;">55</td> <td data-sheets-value='{"1":3,"3":24}' style="border-right:1px solid #000000;overflow:hidden;padding:0px 3px 0px 3px;vertical-align:bottom;text-align:center;">24</td> </tr> <tr style="height:20px;"> <td data-sheets-value='{"1":2,"2":"PC"}' style="border-left:1px solid #000000;overflow:hidden;padding:0px 3px 0px 3px;vertical-align:bottom;">PC</td> <td style="overflow:hidden;padding:0px 3px 0px 3px;vertical-align:bottom;"></td> <td data-sheets-value='{"1":2,"2":"Opal (D)"}' style="overflow:hidden;padding:0px 3px 0px 3px;vertical-align:bottom;">Opal (D)</td> <td data-sheets-numberformat='{"1":2,"2":"0.00","3":1}' data-sheets-value='{"1":3,"3":1.19}' style="overflow:hidden;padding:0px 3px 0px 3px;vertical-align:bottom;text-align:center;">1.19</td> <td data-sheets-numberformat='{"1":2,"2":"0","3":1}' data-sheets-value='{"1":3,"3":23.779999999999998}' style="overflow:hidden;padding:0px 3px 0px 3px;vertical-align:bottom;text-align:center;">24</td> <td data-sheets-numberformat='{"1":2,"2":"0","3":1}' data-sheets-value='{"1":3,"3":39.6}' style="overflow:hidden;padding:0px 3px 0px 3px;vertical-align:bottom;text-align:center;">40</td> <td data-sheets-value='{"1":3,"3":24}' style="border-right:1px solid #000000;overflow:hidden;padding:0px 3px 0px 3px;vertical-align:bottom;text-align:center;">24</td> </tr> <tr style="height:20px;"> <td style="border-left:1px solid #000000;overflow:hidden;padding:0px 3px 0px 3px;vertical-align:bottom;"></td> <td data-sheets-value='{"1":2,"2":"DW"}' style="overflow:hidden;padding:0px 3px 0px 3px;vertical-align:bottom;">DW</td> <td data-sheets-value='{"1":2,"2":"Clear (A/H)"}' style="overflow:hidden;padding:0px 3px 0px 3px;vertical-align:bottom;">Clear (A/H)</td> <td data-sheets-numberformat='{"1":2,"2":"0.00","3":1}' data-sheets-value='{"1":3,"3":0.98}' style="overflow:hidden;padding:0px 3px 0px 3px;vertical-align:bottom;text-align:center;">0.98</td> <td data-sheets-numberformat='{"1":2,"2":"0","3":1}' data-sheets-value='{"1":3,"3":32.39}' style="overflow:hidden;padding:0px 3px 0px 3px;vertical-align:bottom;text-align:center;">32</td> <td data-sheets-numberformat='{"1":2,"2":"0","3":1}' data-sheets-value='{"1":3,"3":47.52}' style="overflow:hidden;padding:0px 3px 0px 3px;vertical-align:bottom;text-align:center;">48</td> <td data-sheets-value='{"1":3,"3":26}' style="border-right:1px solid #000000;overflow:hidden;padding:0px 3px 0px 3px;vertical-align:bottom;text-align:center;">26</td> </tr> <tr style="height:20px;"> <td style="border-left:1px solid #000000;overflow:hidden;padding:0px 3px 0px 3px;vertical-align:bottom;"></td> <td style="overflow:hidden;padding:0px 3px 0px 3px;vertical-align:bottom;"></td> <td data-sheets-value='{"1":2,"2":"Clear (A/A)"}' style="overflow:hidden;padding:0px 3px 0px 3px;vertical-align:bottom;">Clear (A/A)</td> <td data-sheets-numberformat='{"1":2,"2":"0.00","3":1}' data-sheets-value='{"1":3,"3":0.98}' style="overflow:hidden;padding:0px 3px 0px 3px;vertical-align:bottom;text-align:center;">0.98</td> <td data-sheets-numberformat='{"1":2,"2":"0","3":1}' data-sheets-value='{"1":3,"3":31.569999999999997}' style="overflow:hidden;padding:0px 3px 0px 3px;vertical-align:bottom;text-align:center;">32</td> <td data-sheets-numberformat='{"1":2,"2":"0","3":1}' data-sheets-value='{"1":3,"3":45.54}' style="overflow:hidden;padding:0px 3px 0px 3px;vertical-align:bottom;text-align:center;">46</td> <td data-sheets-value='{"1":3,"3":26}' style="border-right:1px solid #000000;overflow:hidden;padding:0px 3px 0px 3px;vertical-align:bottom;text-align:center;">26</td> </tr> <tr style="height:20px;"> <td style="border-left:1px solid #000000;overflow:hidden;padding:0px 3px 0px 3px;vertical-align:bottom;"></td> <td style="overflow:hidden;padding:0px 3px 0px 3px;vertical-align:bottom;"></td> <td data-sheets-value='{"1":2,"2":"Opal (A/O)"}' style="overflow:hidden;padding:0px 3px 0px 3px;vertical-align:bottom;">Opal (A/O)</td> <td data-sheets-numberformat='{"1":2,"2":"0.00","3":1}' data-sheets-value='{"1":3,"3":0.98}' style="overflow:hidden;padding:0px 3px 0px 3px;vertical-align:bottom;text-align:center;">0.98</td> <td data-sheets-numberformat='{"1":2,"2":"0","3":1}' data-sheets-value='{"1":3,"3":29.93}' style="overflow:hidden;padding:0px 3px 0px 3px;vertical-align:bottom;text-align:center;">30</td> <td data-sheets-numberformat='{"1":2,"2":"0","3":1}' data-sheets-value='{"1":3,"3":41.580000000000005}' style="overflow:hidden;padding:0px 3px 0px 3px;vertical-align:bottom;text-align:center;">42</td> <td data-sheets-value='{"1":3,"3":26}' style="border-right:1px solid #000000;overflow:hidden;padding:0px 3px 0px 3px;vertical-align:bottom;text-align:center;">26</td> </tr> <tr style="height:20px;"> <td style="border-bottom:1px solid #000000;border-left:1px solid #000000;overflow:hidden;padding:0px 3px 0px 3px;vertical-align:bottom;"></td> <td style="border-bottom:1px solid #000000;overflow:hidden;padding:0px 3px 0px 3px;vertical-align:bottom;"></td> <td data-sheets-value='{"1":2,"2":"Opal (A/D)"}' style="border-bottom:1px solid #000000;overflow:hidden;padding:0px 3px 0px 3px;vertical-align:bottom;">Opal (A/D)</td> <td data-sheets-numberformat='{"1":2,"2":"0.00","3":1}' data-sheets-value='{"1":3,"3":0.98}' style="border-bottom:1px solid #000000;overflow:hidden;padding:0px 3px 0px 3px;vertical-align:bottom;text-align:center;">0.98</td> <td data-sheets-numberformat='{"1":2,"2":"0","3":1}' data-sheets-value='{"1":3,"3":20.91}' style="border-bottom:1px solid #000000;overflow:hidden;padding:0px 3px 0px 3px;vertical-align:bottom;text-align:center;">21</td> <td data-sheets-numberformat='{"1":2,"2":"0","3":1}' data-sheets-value='{"1":3,"3":33}' style="border-bottom:1px solid #000000;overflow:hidden;padding:0px 3px 0px 3px;vertical-align:bottom;text-align:center;">33</td> <td data-sheets-value='{"1":3,"3":26}' style="border-right:1px solid #000000;border-bottom:1px solid #000000;overflow:hidden;padding:0px 3px 0px 3px;vertical-align:bottom;text-align:center;">26</td> </tr> <tr style="height:20px;"> <td data-sheets-value='{"1":2,"2":"Polycarbonate"}' style="border-left:1px solid #000000;overflow:hidden;padding:0px 3px 0px 3px;vertical-align:bottom;">Polycarbonate</td> <td data-sheets-value='{"1":2,"2":"EW"}' style="overflow:hidden;padding:0px 3px 0px 3px;vertical-align:bottom;">EW</td> <td data-sheets-value='{"1":2,"2":"Heatstop Opal (T)"}' style="overflow:hidden;padding:0px 3px 0px 3px;vertical-align:bottom;">Heatstop Opal (T)</td> <td data-sheets-numberformat='{"1":2,"2":"0.00","3":1}' data-sheets-value='{"1":3,"3":1.19}' style="overflow:hidden;padding:0px 3px 0px 3px;vertical-align:bottom;text-align:center;">1.19</td> <td data-sheets-numberformat='{"1":2,"2":"0","3":1}' data-sheets-value='{"1":3,"3":20.09}' style="overflow:hidden;padding:0px 3px 0px 3px;vertical-align:bottom;text-align:center;">20</td> <td data-sheets-numberformat='{"1":2,"2":"0","3":1}' data-sheets-value='{"1":3,"3":38.940000000000005}' style="overflow:hidden;padding:0px 3px 0px 3px;vertical-align:bottom;text-align:center;">39</td> <td data-sheets-value='{"1":3,"3":24}' style="border-right:1px solid #000000;overflow:hidden;padding:0px 3px 0px 3px;vertical-align:bottom;text-align:center;">24</td> </tr> <tr style="height:20px;"> <td data-sheets-value='{"1":2,"2":"Heatstop PC"}' style="border-left:1px solid #000000;overflow:hidden;padding:0px 3px 0px 3px;vertical-align:bottom;">Heatstop PC</td> <td data-sheets-value='{"1":2,"2":"DW"}' style="overflow:hidden;padding:0px 3px 0px 3px;vertical-align:bottom;">DW</td> <td data-sheets-value='{"1":2,"2":"Clear (T/H)"}' style="overflow:hidden;padding:0px 3px 0px 3px;vertical-align:bottom;">Clear (T/H)</td> <td data-sheets-numberformat='{"1":2,"2":"0.00","3":1}' data-sheets-value='{"1":3,"3":0.98}' style="overflow:hidden;padding:0px 3px 0px 3px;vertical-align:bottom;text-align:center;">0.98</td> <td data-sheets-numberformat='{"1":2,"2":"0","3":1}' data-sheets-value='{"1":3,"3":18.04}' style="overflow:hidden;padding:0px 3px 0px 3px;vertical-align:bottom;text-align:center;">18</td> <td data-sheets-numberformat='{"1":2,"2":"0","3":1}' data-sheets-value='{"1":3,"3":33.660000000000004}' style="overflow:hidden;padding:0px 3px 0px 3px;vertical-align:bottom;text-align:center;">34</td> <td data-sheets-value='{"1":3,"3":26}' style="border-right:1px solid #000000;overflow:hidden;padding:0px 3px 0px 3px;vertical-align:bottom;text-align:center;">26</td> </tr> <tr style="height:20px;"> <td style="border-bottom:1px solid #000000;border-left:1px solid #000000;overflow:hidden;padding:0px 3px 0px 3px;vertical-align:bottom;"></td> <td style="border-bottom:1px solid #000000;overflow:hidden;padding:0px 3px 0px 3px;vertical-align:bottom;"></td> <td data-sheets-value='{"1":2,"2":"Opal (T/O)"}' style="border-bottom:1px solid #000000;overflow:hidden;padding:0px 3px 0px 3px;vertical-align:bottom;">Opal (T/O)</td> <td data-sheets-numberformat='{"1":2,"2":"0.00","3":1}' data-sheets-value='{"1":3,"3":0.98}' style="border-bottom:1px solid #000000;overflow:hidden;padding:0px 3px 0px 3px;vertical-align:bottom;text-align:center;">0.98</td> <td data-sheets-numberformat='{"1":2,"2":"0","3":1}' data-sheets-value='{"1":3,"3":16.81}' style="border-bottom:1px solid #000000;overflow:hidden;padding:0px 3px 0px 3px;vertical-align:bottom;text-align:center;">17</td> <td data-sheets-numberformat='{"1":2,"2":"0","3":1}' data-sheets-value='{"1":3,"3":29.700000000000003}' style="border-bottom:1px solid #000000;overflow:hidden;padding:0px 3px 0px 3px;vertical-align:bottom;text-align:center;">30</td> <td data-sheets-value='{"1":3,"3":26}' style="border-right:1px solid #000000;border-bottom:1px solid #000000;overflow:hidden;padding:0px 3px 0px 3px;vertical-align:bottom;text-align:center;">26</td> </tr> </tbody></table> | skylux-160-ce-met-koepel-en-metaalopstand-met-lm-motor-en-pvc-raam-type-ep25-0700-x-1300-mm | 8585992667469 | 46872269291853
Smoke and heat exhaust (SHEV) | SHE system | Skylux | Skylux 160° CE with skylight and metal curb with LM-actuator and PVC frame type EP25 0700 x 1500 mm |  | 50873 | 5412970508731 | 3903.5 | Yes | 30-45 | 82.21 | 700 x 1500 mm | 1500 | 700 |  | metal curb M30 (30 cm high) | Rectangular | 1.19 W/m²K - 0.98 W/m²K | 57% - 30% | 37% - 17% | 24dB - 26dB | 160° CE (for industry) | PVC frame EP25 | without spoiler | E | Single actuator | Maximum double-walled skylight possible for this product | Ut-value LT-value g-value Rw-value EN 1873 : 2014 EN ISO 13468 EN 16153 EN 410 EN 410 EN ISO 140-3 Material Walls Shells (W/m²K) (%) (%) (dB) Acrylic EW Clear (H) 1.19 37 57 24 PMMA Opal (O) 1.19 34 50 24 DW Clear (H/H) 0.98 33 50 26 Opal (O/O) 0.98 28 38 26 Polycarbonate EW Clear (A) 1.19 36 55 24 PC Opal (D) 1.19 24 40 24 DW Clear (A/H) 0.98 32 48 26 Clear (A/A) 0.98 32 46 26 Opal (A/O) 0.98 30 42 26 Opal (A/D) 0.98 21 33 26 Polycarbonate EW Heatstop Opal (T) 1.19 20 39 24 Heatstop PC DW Clear (T/H) 0.98 18 34 26 Opal (T/O) 0.98 17 30 26 | https://skylux.eu/en/products/skylux-160-ce-met-koepel-en-metaalopstand-met-lm-motor-en-pvc-raam-type-ep25-0700-x-1500-mm | https://skylux.eu/cdn/shop/files/Skylux-160deg-CE-met-koepel-en-metaalopstand-met-LM-motor-en-pvc-raam-type-EP25-0700-x-1500-mm-RWA-systeem.jpg?v=1702976763&width=1600 | https://skylux.eu/cdn/shop/files/e5a82811-1bb0-48e4-a776-cacb59c7c092_aec4e1aa-6611-49e1-958d-cb06ef6ff008.jpg?v=1688550210&width=1600 | //skylux.eu/cdn/shop/files/E_MH_Mounting_instructions_Skylux_160_CE_LM.pdf?v=12406716259046007223 | //skylux.eu/cdn/shop/files/E_TD_Technical_File_Skylux_Skylux_160_CE_Electric.pdf?v=3667116872303399239 | <style type="text/css" id="isPasted"><!--td {border: 1px solid #cccccc;}br {mso-data-placement:same-cell;}--></style><table border="1" cellpadding="0" cellspacing="0" dir="ltr" style="table-layout:fixed;font-size:10pt;font-family:Arial;border-collapse:collapse;border:none;"><tbody> <tr style="height:20px;"> <td style="overflow:hidden;padding:0px 3px 0px 3px;vertical-align:bottom;"></td> <td style="overflow:hidden;padding:0px 3px 0px 3px;vertical-align:bottom;"></td> <td style="overflow:hidden;padding:0px 3px 0px 3px;vertical-align:bottom;"></td> <td data-sheets-value='{"1":2,"2":"Ut-value"}' style="overflow:hidden;padding:0px 3px 0px 3px;vertical-align:bottom;font-weight:bold;text-align:center;">Ut-value</td> <td data-sheets-value='{"1":2,"2":"LT-value"}' style="overflow:hidden;padding:0px 3px 0px 3px;vertical-align:bottom;font-weight:bold;text-align:center;">LT-value</td> <td data-sheets-value='{"1":2,"2":"g-value"}' style="overflow:hidden;padding:0px 3px 0px 3px;vertical-align:bottom;font-weight:bold;text-align:center;">g-value</td> <td data-sheets-value='{"1":2,"2":"Rw-value "}' style="overflow:hidden;padding:0px 3px 0px 3px;vertical-align:bottom;font-weight:bold;text-align:center;">Rw-value </td> </tr> <tr style="height:20px;"> <td style="overflow:hidden;padding:0px 3px 0px 3px;vertical-align:bottom;"></td> <td style="overflow:hidden;padding:0px 3px 0px 3px;vertical-align:bottom;"></td> <td style="overflow:hidden;padding:0px 3px 0px 3px;vertical-align:bottom;"></td> <td data-sheets-numberformat='{"1":2,"2":"0.00","3":1}' data-sheets-value='{"1":2,"2":"EN 1873 : 2014"}' style="overflow:hidden;padding:0px 3px 0px 3px;vertical-align:bottom;text-align:center;">EN 1873 : 2014</td> <td data-sheets-numberformat='{"1":2,"2":"0","3":1}' data-sheets-value='{"1":2,"2":"EN ISO 13468 EN 16153 EN 410"}' style="overflow:hidden;padding:0px 3px 0px 3px;vertical-align:bottom;text-align:center;">EN ISO 13468 EN 16153 EN 410</td> <td data-sheets-numberformat='{"1":2,"2":"0","3":1}' data-sheets-value='{"1":2,"2":"EN 410"}' style="overflow:hidden;padding:0px 3px 0px 3px;vertical-align:bottom;text-align:center;">EN 410</td> <td data-sheets-value='{"1":2,"2":"EN ISO 140-3\t\t"}' style="overflow:hidden;padding:0px 3px 0px 3px;vertical-align:bottom;text-align:center;">EN ISO 140-3 </td> </tr> <tr style="height:20px;"> <td data-sheets-value='{"1":2,"2":"Material"}' style="border-bottom:1px solid #000000;overflow:hidden;padding:0px 3px 0px 3px;vertical-align:bottom;background-color:#000000;font-weight:bold;color:#ffffff;">Material</td> <td data-sheets-value='{"1":2,"2":"Walls"}' style="border-bottom:1px solid #000000;overflow:hidden;padding:0px 3px 0px 3px;vertical-align:bottom;background-color:#000000;font-weight:bold;color:#ffffff;">Walls</td> <td data-sheets-value='{"1":2,"2":"Shells"}' style="border-bottom:1px solid #000000;overflow:hidden;padding:0px 3px 0px 3px;vertical-align:bottom;background-color:#000000;font-weight:bold;color:#ffffff;">Shells</td> <td data-sheets-numberformat='{"1":2,"2":"0.00","3":1}' data-sheets-value='{"1":2,"2":"(W/m²K)\t"}' style="border-bottom:1px solid #000000;overflow:hidden;padding:0px 3px 0px 3px;vertical-align:bottom;background-color:#000000;font-weight:bold;color:#ffffff;text-align:center;">(W/m²K) </td> <td data-sheets-numberformat='{"1":2,"2":"0","3":1}' data-sheets-value='{"1":2,"2":"(%)"}' style="border-bottom:1px solid #000000;overflow:hidden;padding:0px 3px 0px 3px;vertical-align:bottom;background-color:#000000;font-weight:bold;color:#ffffff;text-align:center;">(%)</td> <td data-sheets-numberformat='{"1":2,"2":"0","3":1}' data-sheets-value='{"1":2,"2":"(%)"}' style="border-bottom:1px solid #000000;overflow:hidden;padding:0px 3px 0px 3px;vertical-align:bottom;background-color:#000000;font-weight:bold;color:#ffffff;text-align:center;">(%)</td> <td data-sheets-value='{"1":2,"2":"(dB)"}' style="border-bottom:1px solid #000000;overflow:hidden;padding:0px 3px 0px 3px;vertical-align:bottom;background-color:#000000;font-weight:bold;color:#ffffff;text-align:center;">(dB)</td> </tr> <tr style="height:20px;"> <td data-sheets-value='{"1":2,"2":"Acrylic"}' style="border-left:1px solid #000000;overflow:hidden;padding:0px 3px 0px 3px;vertical-align:bottom;">Acrylic</td> <td data-sheets-value='{"1":2,"2":"EW"}' style="overflow:hidden;padding:0px 3px 0px 3px;vertical-align:bottom;">EW</td> <td data-sheets-value='{"1":2,"2":"Clear (H)"}' style="overflow:hidden;padding:0px 3px 0px 3px;vertical-align:bottom;">Clear (H)</td> <td data-sheets-numberformat='{"1":2,"2":"0.00","3":1}' data-sheets-value='{"1":3,"3":1.19}' style="overflow:hidden;padding:0px 3px 0px 3px;vertical-align:bottom;text-align:center;">1.19</td> <td data-sheets-numberformat='{"1":2,"2":"0","3":1}' data-sheets-value='{"1":3,"3":36.9}' style="overflow:hidden;padding:0px 3px 0px 3px;vertical-align:bottom;text-align:center;">37</td> <td data-sheets-numberformat='{"1":2,"2":"0","3":1}' data-sheets-value='{"1":3,"3":57.42}' style="overflow:hidden;padding:0px 3px 0px 3px;vertical-align:bottom;text-align:center;">57</td> <td data-sheets-value='{"1":3,"3":24}' style="border-right:1px solid #000000;overflow:hidden;padding:0px 3px 0px 3px;vertical-align:bottom;text-align:center;">24</td> </tr> <tr style="height:20px;"> <td data-sheets-value='{"1":2,"2":"PMMA"}' style="border-left:1px solid #000000;overflow:hidden;padding:0px 3px 0px 3px;vertical-align:bottom;">PMMA</td> <td style="overflow:hidden;padding:0px 3px 0px 3px;vertical-align:bottom;"></td> <td data-sheets-value='{"1":2,"2":"Opal (O)"}' style="overflow:hidden;padding:0px 3px 0px 3px;vertical-align:bottom;">Opal (O)</td> <td data-sheets-numberformat='{"1":2,"2":"0.00","3":1}' data-sheets-value='{"1":3,"3":1.19}' style="overflow:hidden;padding:0px 3px 0px 3px;vertical-align:bottom;text-align:center;">1.19</td> <td data-sheets-numberformat='{"1":2,"2":"0","3":1}' data-sheets-value='{"1":3,"3":34.03}' style="overflow:hidden;padding:0px 3px 0px 3px;vertical-align:bottom;text-align:center;">34</td> <td data-sheets-numberformat='{"1":2,"2":"0","3":1}' data-sheets-value='{"1":3,"3":50.160000000000004}' style="overflow:hidden;padding:0px 3px 0px 3px;vertical-align:bottom;text-align:center;">50</td> <td data-sheets-value='{"1":3,"3":24}' style="border-right:1px solid #000000;overflow:hidden;padding:0px 3px 0px 3px;vertical-align:bottom;text-align:center;">24</td> </tr> <tr style="height:20px;"> <td style="border-left:1px solid #000000;overflow:hidden;padding:0px 3px 0px 3px;vertical-align:bottom;"></td> <td data-sheets-value='{"1":2,"2":"DW"}' style="overflow:hidden;padding:0px 3px 0px 3px;vertical-align:bottom;">DW</td> <td data-sheets-value='{"1":2,"2":"Clear (H/H)"}' style="overflow:hidden;padding:0px 3px 0px 3px;vertical-align:bottom;">Clear (H/H)</td> <td data-sheets-numberformat='{"1":2,"2":"0.00","3":1}' data-sheets-value='{"1":3,"3":0.98}' style="overflow:hidden;padding:0px 3px 0px 3px;vertical-align:bottom;text-align:center;">0.98</td> <td data-sheets-numberformat='{"1":2,"2":"0","3":1}' data-sheets-value='{"1":3,"3":33.21}' style="overflow:hidden;padding:0px 3px 0px 3px;vertical-align:bottom;text-align:center;">33</td> <td data-sheets-numberformat='{"1":2,"2":"0","3":1}' data-sheets-value='{"1":3,"3":49.5}' style="overflow:hidden;padding:0px 3px 0px 3px;vertical-align:bottom;text-align:center;">50</td> <td data-sheets-value='{"1":3,"3":26}' style="border-right:1px solid #000000;overflow:hidden;padding:0px 3px 0px 3px;vertical-align:bottom;text-align:center;">26</td> </tr> <tr style="height:20px;"> <td style="border-bottom:1px solid #000000;border-left:1px solid #000000;overflow:hidden;padding:0px 3px 0px 3px;vertical-align:bottom;"></td> <td style="border-bottom:1px solid #000000;overflow:hidden;padding:0px 3px 0px 3px;vertical-align:bottom;"></td> <td data-sheets-value='{"1":2,"2":"Opal (O/O)"}' style="border-bottom:1px solid #000000;overflow:hidden;padding:0px 3px 0px 3px;vertical-align:bottom;">Opal (O/O)</td> <td data-sheets-numberformat='{"1":2,"2":"0.00","3":1}' data-sheets-value='{"1":3,"3":0.98}' style="border-bottom:1px solid #000000;overflow:hidden;padding:0px 3px 0px 3px;vertical-align:bottom;text-align:center;">0.98</td> <td data-sheets-numberformat='{"1":2,"2":"0","3":1}' data-sheets-value='{"1":3,"3":28.29}' style="border-bottom:1px solid #000000;overflow:hidden;padding:0px 3px 0px 3px;vertical-align:bottom;text-align:center;">28</td> <td data-sheets-numberformat='{"1":2,"2":"0","3":1}' data-sheets-value='{"1":3,"3":38.28}' style="border-bottom:1px solid #000000;overflow:hidden;padding:0px 3px 0px 3px;vertical-align:bottom;text-align:center;">38</td> <td data-sheets-value='{"1":3,"3":26}' style="border-right:1px solid #000000;border-bottom:1px solid #000000;overflow:hidden;padding:0px 3px 0px 3px;vertical-align:bottom;text-align:center;">26</td> </tr> <tr style="height:20px;"> <td data-sheets-value='{"1":2,"2":"Polycarbonate "}' style="border-left:1px solid #000000;overflow:hidden;padding:0px 3px 0px 3px;vertical-align:bottom;">Polycarbonate </td> <td data-sheets-value='{"1":2,"2":"EW"}' style="overflow:hidden;padding:0px 3px 0px 3px;vertical-align:bottom;">EW</td> <td data-sheets-value='{"1":2,"2":"Clear (A)"}' style="overflow:hidden;padding:0px 3px 0px 3px;vertical-align:bottom;">Clear (A)</td> <td data-sheets-numberformat='{"1":2,"2":"0.00","3":1}' data-sheets-value='{"1":3,"3":1.19}' style="overflow:hidden;padding:0px 3px 0px 3px;vertical-align:bottom;text-align:center;">1.19</td> <td data-sheets-numberformat='{"1":2,"2":"0","3":1}' data-sheets-value='{"1":3,"3":36.08}' style="overflow:hidden;padding:0px 3px 0px 3px;vertical-align:bottom;text-align:center;">36</td> <td data-sheets-numberformat='{"1":2,"2":"0","3":1}' data-sheets-value='{"1":3,"3":54.78}' style="overflow:hidden;padding:0px 3px 0px 3px;vertical-align:bottom;text-align:center;">55</td> <td data-sheets-value='{"1":3,"3":24}' style="border-right:1px solid #000000;overflow:hidden;padding:0px 3px 0px 3px;vertical-align:bottom;text-align:center;">24</td> </tr> <tr style="height:20px;"> <td data-sheets-value='{"1":2,"2":"PC"}' style="border-left:1px solid #000000;overflow:hidden;padding:0px 3px 0px 3px;vertical-align:bottom;">PC</td> <td style="overflow:hidden;padding:0px 3px 0px 3px;vertical-align:bottom;"></td> <td data-sheets-value='{"1":2,"2":"Opal (D)"}' style="overflow:hidden;padding:0px 3px 0px 3px;vertical-align:bottom;">Opal (D)</td> <td data-sheets-numberformat='{"1":2,"2":"0.00","3":1}' data-sheets-value='{"1":3,"3":1.19}' style="overflow:hidden;padding:0px 3px 0px 3px;vertical-align:bottom;text-align:center;">1.19</td> <td data-sheets-numberformat='{"1":2,"2":"0","3":1}' data-sheets-value='{"1":3,"3":23.779999999999998}' style="overflow:hidden;padding:0px 3px 0px 3px;vertical-align:bottom;text-align:center;">24</td> <td data-sheets-numberformat='{"1":2,"2":"0","3":1}' data-sheets-value='{"1":3,"3":39.6}' style="overflow:hidden;padding:0px 3px 0px 3px;vertical-align:bottom;text-align:center;">40</td> <td data-sheets-value='{"1":3,"3":24}' style="border-right:1px solid #000000;overflow:hidden;padding:0px 3px 0px 3px;vertical-align:bottom;text-align:center;">24</td> </tr> <tr style="height:20px;"> <td style="border-left:1px solid #000000;overflow:hidden;padding:0px 3px 0px 3px;vertical-align:bottom;"></td> <td data-sheets-value='{"1":2,"2":"DW"}' style="overflow:hidden;padding:0px 3px 0px 3px;vertical-align:bottom;">DW</td> <td data-sheets-value='{"1":2,"2":"Clear (A/H)"}' style="overflow:hidden;padding:0px 3px 0px 3px;vertical-align:bottom;">Clear (A/H)</td> <td data-sheets-numberformat='{"1":2,"2":"0.00","3":1}' data-sheets-value='{"1":3,"3":0.98}' style="overflow:hidden;padding:0px 3px 0px 3px;vertical-align:bottom;text-align:center;">0.98</td> <td data-sheets-numberformat='{"1":2,"2":"0","3":1}' data-sheets-value='{"1":3,"3":32.39}' style="overflow:hidden;padding:0px 3px 0px 3px;vertical-align:bottom;text-align:center;">32</td> <td data-sheets-numberformat='{"1":2,"2":"0","3":1}' data-sheets-value='{"1":3,"3":47.52}' style="overflow:hidden;padding:0px 3px 0px 3px;vertical-align:bottom;text-align:center;">48</td> <td data-sheets-value='{"1":3,"3":26}' style="border-right:1px solid #000000;overflow:hidden;padding:0px 3px 0px 3px;vertical-align:bottom;text-align:center;">26</td> </tr> <tr style="height:20px;"> <td style="border-left:1px solid #000000;overflow:hidden;padding:0px 3px 0px 3px;vertical-align:bottom;"></td> <td style="overflow:hidden;padding:0px 3px 0px 3px;vertical-align:bottom;"></td> <td data-sheets-value='{"1":2,"2":"Clear (A/A)"}' style="overflow:hidden;padding:0px 3px 0px 3px;vertical-align:bottom;">Clear (A/A)</td> <td data-sheets-numberformat='{"1":2,"2":"0.00","3":1}' data-sheets-value='{"1":3,"3":0.98}' style="overflow:hidden;padding:0px 3px 0px 3px;vertical-align:bottom;text-align:center;">0.98</td> <td data-sheets-numberformat='{"1":2,"2":"0","3":1}' data-sheets-value='{"1":3,"3":31.569999999999997}' style="overflow:hidden;padding:0px 3px 0px 3px;vertical-align:bottom;text-align:center;">32</td> <td data-sheets-numberformat='{"1":2,"2":"0","3":1}' data-sheets-value='{"1":3,"3":45.54}' style="overflow:hidden;padding:0px 3px 0px 3px;vertical-align:bottom;text-align:center;">46</td> <td data-sheets-value='{"1":3,"3":26}' style="border-right:1px solid #000000;overflow:hidden;padding:0px 3px 0px 3px;vertical-align:bottom;text-align:center;">26</td> </tr> <tr style="height:20px;"> <td style="border-left:1px solid #000000;overflow:hidden;padding:0px 3px 0px 3px;vertical-align:bottom;"></td> <td style="overflow:hidden;padding:0px 3px 0px 3px;vertical-align:bottom;"></td> <td data-sheets-value='{"1":2,"2":"Opal (A/O)"}' style="overflow:hidden;padding:0px 3px 0px 3px;vertical-align:bottom;">Opal (A/O)</td> <td data-sheets-numberformat='{"1":2,"2":"0.00","3":1}' data-sheets-value='{"1":3,"3":0.98}' style="overflow:hidden;padding:0px 3px 0px 3px;vertical-align:bottom;text-align:center;">0.98</td> <td data-sheets-numberformat='{"1":2,"2":"0","3":1}' data-sheets-value='{"1":3,"3":29.93}' style="overflow:hidden;padding:0px 3px 0px 3px;vertical-align:bottom;text-align:center;">30</td> <td data-sheets-numberformat='{"1":2,"2":"0","3":1}' data-sheets-value='{"1":3,"3":41.580000000000005}' style="overflow:hidden;padding:0px 3px 0px 3px;vertical-align:bottom;text-align:center;">42</td> <td data-sheets-value='{"1":3,"3":26}' style="border-right:1px solid #000000;overflow:hidden;padding:0px 3px 0px 3px;vertical-align:bottom;text-align:center;">26</td> </tr> <tr style="height:20px;"> <td style="border-bottom:1px solid #000000;border-left:1px solid #000000;overflow:hidden;padding:0px 3px 0px 3px;vertical-align:bottom;"></td> <td style="border-bottom:1px solid #000000;overflow:hidden;padding:0px 3px 0px 3px;vertical-align:bottom;"></td> <td data-sheets-value='{"1":2,"2":"Opal (A/D)"}' style="border-bottom:1px solid #000000;overflow:hidden;padding:0px 3px 0px 3px;vertical-align:bottom;">Opal (A/D)</td> <td data-sheets-numberformat='{"1":2,"2":"0.00","3":1}' data-sheets-value='{"1":3,"3":0.98}' style="border-bottom:1px solid #000000;overflow:hidden;padding:0px 3px 0px 3px;vertical-align:bottom;text-align:center;">0.98</td> <td data-sheets-numberformat='{"1":2,"2":"0","3":1}' data-sheets-value='{"1":3,"3":20.91}' style="border-bottom:1px solid #000000;overflow:hidden;padding:0px 3px 0px 3px;vertical-align:bottom;text-align:center;">21</td> <td data-sheets-numberformat='{"1":2,"2":"0","3":1}' data-sheets-value='{"1":3,"3":33}' style="border-bottom:1px solid #000000;overflow:hidden;padding:0px 3px 0px 3px;vertical-align:bottom;text-align:center;">33</td> <td data-sheets-value='{"1":3,"3":26}' style="border-right:1px solid #000000;border-bottom:1px solid #000000;overflow:hidden;padding:0px 3px 0px 3px;vertical-align:bottom;text-align:center;">26</td> </tr> <tr style="height:20px;"> <td data-sheets-value='{"1":2,"2":"Polycarbonate"}' style="border-left:1px solid #000000;overflow:hidden;padding:0px 3px 0px 3px;vertical-align:bottom;">Polycarbonate</td> <td data-sheets-value='{"1":2,"2":"EW"}' style="overflow:hidden;padding:0px 3px 0px 3px;vertical-align:bottom;">EW</td> <td data-sheets-value='{"1":2,"2":"Heatstop Opal (T)"}' style="overflow:hidden;padding:0px 3px 0px 3px;vertical-align:bottom;">Heatstop Opal (T)</td> <td data-sheets-numberformat='{"1":2,"2":"0.00","3":1}' data-sheets-value='{"1":3,"3":1.19}' style="overflow:hidden;padding:0px 3px 0px 3px;vertical-align:bottom;text-align:center;">1.19</td> <td data-sheets-numberformat='{"1":2,"2":"0","3":1}' data-sheets-value='{"1":3,"3":20.09}' style="overflow:hidden;padding:0px 3px 0px 3px;vertical-align:bottom;text-align:center;">20</td> <td data-sheets-numberformat='{"1":2,"2":"0","3":1}' data-sheets-value='{"1":3,"3":38.940000000000005}' style="overflow:hidden;padding:0px 3px 0px 3px;vertical-align:bottom;text-align:center;">39</td> <td data-sheets-value='{"1":3,"3":24}' style="border-right:1px solid #000000;overflow:hidden;padding:0px 3px 0px 3px;vertical-align:bottom;text-align:center;">24</td> </tr> <tr style="height:20px;"> <td data-sheets-value='{"1":2,"2":"Heatstop PC"}' style="border-left:1px solid #000000;overflow:hidden;padding:0px 3px 0px 3px;vertical-align:bottom;">Heatstop PC</td> <td data-sheets-value='{"1":2,"2":"DW"}' style="overflow:hidden;padding:0px 3px 0px 3px;vertical-align:bottom;">DW</td> <td data-sheets-value='{"1":2,"2":"Clear (T/H)"}' style="overflow:hidden;padding:0px 3px 0px 3px;vertical-align:bottom;">Clear (T/H)</td> <td data-sheets-numberformat='{"1":2,"2":"0.00","3":1}' data-sheets-value='{"1":3,"3":0.98}' style="overflow:hidden;padding:0px 3px 0px 3px;vertical-align:bottom;text-align:center;">0.98</td> <td data-sheets-numberformat='{"1":2,"2":"0","3":1}' data-sheets-value='{"1":3,"3":18.04}' style="overflow:hidden;padding:0px 3px 0px 3px;vertical-align:bottom;text-align:center;">18</td> <td data-sheets-numberformat='{"1":2,"2":"0","3":1}' data-sheets-value='{"1":3,"3":33.660000000000004}' style="overflow:hidden;padding:0px 3px 0px 3px;vertical-align:bottom;text-align:center;">34</td> <td data-sheets-value='{"1":3,"3":26}' style="border-right:1px solid #000000;overflow:hidden;padding:0px 3px 0px 3px;vertical-align:bottom;text-align:center;">26</td> </tr> <tr style="height:20px;"> <td style="border-bottom:1px solid #000000;border-left:1px solid #000000;overflow:hidden;padding:0px 3px 0px 3px;vertical-align:bottom;"></td> <td style="border-bottom:1px solid #000000;overflow:hidden;padding:0px 3px 0px 3px;vertical-align:bottom;"></td> <td data-sheets-value='{"1":2,"2":"Opal (T/O)"}' style="border-bottom:1px solid #000000;overflow:hidden;padding:0px 3px 0px 3px;vertical-align:bottom;">Opal (T/O)</td> <td data-sheets-numberformat='{"1":2,"2":"0.00","3":1}' data-sheets-value='{"1":3,"3":0.98}' style="border-bottom:1px solid #000000;overflow:hidden;padding:0px 3px 0px 3px;vertical-align:bottom;text-align:center;">0.98</td> <td data-sheets-numberformat='{"1":2,"2":"0","3":1}' data-sheets-value='{"1":3,"3":16.81}' style="border-bottom:1px solid #000000;overflow:hidden;padding:0px 3px 0px 3px;vertical-align:bottom;text-align:center;">17</td> <td data-sheets-numberformat='{"1":2,"2":"0","3":1}' data-sheets-value='{"1":3,"3":29.700000000000003}' style="border-bottom:1px solid #000000;overflow:hidden;padding:0px 3px 0px 3px;vertical-align:bottom;text-align:center;">30</td> <td data-sheets-value='{"1":3,"3":26}' style="border-right:1px solid #000000;border-bottom:1px solid #000000;overflow:hidden;padding:0px 3px 0px 3px;vertical-align:bottom;text-align:center;">26</td> </tr> </tbody></table> | skylux-160-ce-met-koepel-en-metaalopstand-met-lm-motor-en-pvc-raam-type-ep25-0700-x-1500-mm | 8585992733005 | 46872269390157
Smoke and heat exhaust (SHEV) | SHE system | Skylux | Skylux 160° CE with skylight and metal curb with LM-actuator and PVC frame type EP25 0750 x 1250 mm |  | 50874 | 5412970508748 | 3792.15 | Yes | 30-45 | 76.45 | 750 x 1250 mm | 1250 | 750 |  | metal curb M30 (30 cm high) | Rectangular | 1.19 W/m²K - 0.98 W/m²K | 57% - 30% | 37% - 17% | 24dB - 26dB | 160° CE (for industry) | PVC frame EP25 | without spoiler | E | Single actuator | Maximum double-walled skylight possible for this product | Ut-value LT-value g-value Rw-value EN 1873 : 2014 EN ISO 13468 EN 16153 EN 410 EN 410 EN ISO 140-3 Material Walls Shells (W/m²K) (%) (%) (dB) Acrylic EW Clear (H) 1.19 37 57 24 PMMA Opal (O) 1.19 34 50 24 DW Clear (H/H) 0.98 33 50 26 Opal (O/O) 0.98 28 38 26 Polycarbonate EW Clear (A) 1.19 36 55 24 PC Opal (D) 1.19 24 40 24 DW Clear (A/H) 0.98 32 48 26 Clear (A/A) 0.98 32 46 26 Opal (A/O) 0.98 30 42 26 Opal (A/D) 0.98 21 33 26 Polycarbonate EW Heatstop Opal (T) 1.19 20 39 24 Heatstop PC DW Clear (T/H) 0.98 18 34 26 Opal (T/O) 0.98 17 30 26 | https://skylux.eu/en/products/skylux-160-ce-met-koepel-en-metaalopstand-met-lm-motor-en-pvc-raam-type-ep25-0750-x-1250-mm | https://skylux.eu/cdn/shop/files/Skylux-160deg-CE-met-koepel-en-metaalopstand-met-LM-motor-en-pvc-raam-type-EP25-0750-x-1250-mm-RWA-systeem.jpg?v=1702976768&width=1600 | https://skylux.eu/cdn/shop/files/e5a82811-1bb0-48e4-a776-cacb59c7c092_83d76b96-2587-4267-90fb-01715313caa3.jpg?v=1688550211&width=1600 | //skylux.eu/cdn/shop/files/E_MH_Mounting_instructions_Skylux_160_CE_LM.pdf?v=12406716259046007223 | //skylux.eu/cdn/shop/files/E_TD_Technical_File_Skylux_Skylux_160_CE_Electric.pdf?v=3667116872303399239 | <style type="text/css" id="isPasted"><!--td {border: 1px solid #cccccc;}br {mso-data-placement:same-cell;}--></style><table border="1" cellpadding="0" cellspacing="0" dir="ltr" style="table-layout:fixed;font-size:10pt;font-family:Arial;border-collapse:collapse;border:none;"><tbody> <tr style="height:20px;"> <td style="overflow:hidden;padding:0px 3px 0px 3px;vertical-align:bottom;"></td> <td style="overflow:hidden;padding:0px 3px 0px 3px;vertical-align:bottom;"></td> <td style="overflow:hidden;padding:0px 3px 0px 3px;vertical-align:bottom;"></td> <td data-sheets-value='{"1":2,"2":"Ut-value"}' style="overflow:hidden;padding:0px 3px 0px 3px;vertical-align:bottom;font-weight:bold;text-align:center;">Ut-value</td> <td data-sheets-value='{"1":2,"2":"LT-value"}' style="overflow:hidden;padding:0px 3px 0px 3px;vertical-align:bottom;font-weight:bold;text-align:center;">LT-value</td> <td data-sheets-value='{"1":2,"2":"g-value"}' style="overflow:hidden;padding:0px 3px 0px 3px;vertical-align:bottom;font-weight:bold;text-align:center;">g-value</td> <td data-sheets-value='{"1":2,"2":"Rw-value "}' style="overflow:hidden;padding:0px 3px 0px 3px;vertical-align:bottom;font-weight:bold;text-align:center;">Rw-value </td> </tr> <tr style="height:20px;"> <td style="overflow:hidden;padding:0px 3px 0px 3px;vertical-align:bottom;"></td> <td style="overflow:hidden;padding:0px 3px 0px 3px;vertical-align:bottom;"></td> <td style="overflow:hidden;padding:0px 3px 0px 3px;vertical-align:bottom;"></td> <td data-sheets-numberformat='{"1":2,"2":"0.00","3":1}' data-sheets-value='{"1":2,"2":"EN 1873 : 2014"}' style="overflow:hidden;padding:0px 3px 0px 3px;vertical-align:bottom;text-align:center;">EN 1873 : 2014</td> <td data-sheets-numberformat='{"1":2,"2":"0","3":1}' data-sheets-value='{"1":2,"2":"EN ISO 13468 EN 16153 EN 410"}' style="overflow:hidden;padding:0px 3px 0px 3px;vertical-align:bottom;text-align:center;">EN ISO 13468 EN 16153 EN 410</td> <td data-sheets-numberformat='{"1":2,"2":"0","3":1}' data-sheets-value='{"1":2,"2":"EN 410"}' style="overflow:hidden;padding:0px 3px 0px 3px;vertical-align:bottom;text-align:center;">EN 410</td> <td data-sheets-value='{"1":2,"2":"EN ISO 140-3\t\t"}' style="overflow:hidden;padding:0px 3px 0px 3px;vertical-align:bottom;text-align:center;">EN ISO 140-3 </td> </tr> <tr style="height:20px;"> <td data-sheets-value='{"1":2,"2":"Material"}' style="border-bottom:1px solid #000000;overflow:hidden;padding:0px 3px 0px 3px;vertical-align:bottom;background-color:#000000;font-weight:bold;color:#ffffff;">Material</td> <td data-sheets-value='{"1":2,"2":"Walls"}' style="border-bottom:1px solid #000000;overflow:hidden;padding:0px 3px 0px 3px;vertical-align:bottom;background-color:#000000;font-weight:bold;color:#ffffff;">Walls</td> <td data-sheets-value='{"1":2,"2":"Shells"}' style="border-bottom:1px solid #000000;overflow:hidden;padding:0px 3px 0px 3px;vertical-align:bottom;background-color:#000000;font-weight:bold;color:#ffffff;">Shells</td> <td data-sheets-numberformat='{"1":2,"2":"0.00","3":1}' data-sheets-value='{"1":2,"2":"(W/m²K)\t"}' style="border-bottom:1px solid #000000;overflow:hidden;padding:0px 3px 0px 3px;vertical-align:bottom;background-color:#000000;font-weight:bold;color:#ffffff;text-align:center;">(W/m²K) </td> <td data-sheets-numberformat='{"1":2,"2":"0","3":1}' data-sheets-value='{"1":2,"2":"(%)"}' style="border-bottom:1px solid #000000;overflow:hidden;padding:0px 3px 0px 3px;vertical-align:bottom;background-color:#000000;font-weight:bold;color:#ffffff;text-align:center;">(%)</td> <td data-sheets-numberformat='{"1":2,"2":"0","3":1}' data-sheets-value='{"1":2,"2":"(%)"}' style="border-bottom:1px solid #000000;overflow:hidden;padding:0px 3px 0px 3px;vertical-align:bottom;background-color:#000000;font-weight:bold;color:#ffffff;text-align:center;">(%)</td> <td data-sheets-value='{"1":2,"2":"(dB)"}' style="border-bottom:1px solid #000000;overflow:hidden;padding:0px 3px 0px 3px;vertical-align:bottom;background-color:#000000;font-weight:bold;color:#ffffff;text-align:center;">(dB)</td> </tr> <tr style="height:20px;"> <td data-sheets-value='{"1":2,"2":"Acrylic"}' style="border-left:1px solid #000000;overflow:hidden;padding:0px 3px 0px 3px;vertical-align:bottom;">Acrylic</td> <td data-sheets-value='{"1":2,"2":"EW"}' style="overflow:hidden;padding:0px 3px 0px 3px;vertical-align:bottom;">EW</td> <td data-sheets-value='{"1":2,"2":"Clear (H)"}' style="overflow:hidden;padding:0px 3px 0px 3px;vertical-align:bottom;">Clear (H)</td> <td data-sheets-numberformat='{"1":2,"2":"0.00","3":1}' data-sheets-value='{"1":3,"3":1.19}' style="overflow:hidden;padding:0px 3px 0px 3px;vertical-align:bottom;text-align:center;">1.19</td> <td data-sheets-numberformat='{"1":2,"2":"0","3":1}' data-sheets-value='{"1":3,"3":36.9}' style="overflow:hidden;padding:0px 3px 0px 3px;vertical-align:bottom;text-align:center;">37</td> <td data-sheets-numberformat='{"1":2,"2":"0","3":1}' data-sheets-value='{"1":3,"3":57.42}' style="overflow:hidden;padding:0px 3px 0px 3px;vertical-align:bottom;text-align:center;">57</td> <td data-sheets-value='{"1":3,"3":24}' style="border-right:1px solid #000000;overflow:hidden;padding:0px 3px 0px 3px;vertical-align:bottom;text-align:center;">24</td> </tr> <tr style="height:20px;"> <td data-sheets-value='{"1":2,"2":"PMMA"}' style="border-left:1px solid #000000;overflow:hidden;padding:0px 3px 0px 3px;vertical-align:bottom;">PMMA</td> <td style="overflow:hidden;padding:0px 3px 0px 3px;vertical-align:bottom;"></td> <td data-sheets-value='{"1":2,"2":"Opal (O)"}' style="overflow:hidden;padding:0px 3px 0px 3px;vertical-align:bottom;">Opal (O)</td> <td data-sheets-numberformat='{"1":2,"2":"0.00","3":1}' data-sheets-value='{"1":3,"3":1.19}' style="overflow:hidden;padding:0px 3px 0px 3px;vertical-align:bottom;text-align:center;">1.19</td> <td data-sheets-numberformat='{"1":2,"2":"0","3":1}' data-sheets-value='{"1":3,"3":34.03}' style="overflow:hidden;padding:0px 3px 0px 3px;vertical-align:bottom;text-align:center;">34</td> <td data-sheets-numberformat='{"1":2,"2":"0","3":1}' data-sheets-value='{"1":3,"3":50.160000000000004}' style="overflow:hidden;padding:0px 3px 0px 3px;vertical-align:bottom;text-align:center;">50</td> <td data-sheets-value='{"1":3,"3":24}' style="border-right:1px solid #000000;overflow:hidden;padding:0px 3px 0px 3px;vertical-align:bottom;text-align:center;">24</td> </tr> <tr style="height:20px;"> <td style="border-left:1px solid #000000;overflow:hidden;padding:0px 3px 0px 3px;vertical-align:bottom;"></td> <td data-sheets-value='{"1":2,"2":"DW"}' style="overflow:hidden;padding:0px 3px 0px 3px;vertical-align:bottom;">DW</td> <td data-sheets-value='{"1":2,"2":"Clear (H/H)"}' style="overflow:hidden;padding:0px 3px 0px 3px;vertical-align:bottom;">Clear (H/H)</td> <td data-sheets-numberformat='{"1":2,"2":"0.00","3":1}' data-sheets-value='{"1":3,"3":0.98}' style="overflow:hidden;padding:0px 3px 0px 3px;vertical-align:bottom;text-align:center;">0.98</td> <td data-sheets-numberformat='{"1":2,"2":"0","3":1}' data-sheets-value='{"1":3,"3":33.21}' style="overflow:hidden;padding:0px 3px 0px 3px;vertical-align:bottom;text-align:center;">33</td> <td data-sheets-numberformat='{"1":2,"2":"0","3":1}' data-sheets-value='{"1":3,"3":49.5}' style="overflow:hidden;padding:0px 3px 0px 3px;vertical-align:bottom;text-align:center;">50</td> <td data-sheets-value='{"1":3,"3":26}' style="border-right:1px solid #000000;overflow:hidden;padding:0px 3px 0px 3px;vertical-align:bottom;text-align:center;">26</td> </tr> <tr style="height:20px;"> <td style="border-bottom:1px solid #000000;border-left:1px solid #000000;overflow:hidden;padding:0px 3px 0px 3px;vertical-align:bottom;"></td> <td style="border-bottom:1px solid #000000;overflow:hidden;padding:0px 3px 0px 3px;vertical-align:bottom;"></td> <td data-sheets-value='{"1":2,"2":"Opal (O/O)"}' style="border-bottom:1px solid #000000;overflow:hidden;padding:0px 3px 0px 3px;vertical-align:bottom;">Opal (O/O)</td> <td data-sheets-numberformat='{"1":2,"2":"0.00","3":1}' data-sheets-value='{"1":3,"3":0.98}' style="border-bottom:1px solid #000000;overflow:hidden;padding:0px 3px 0px 3px;vertical-align:bottom;text-align:center;">0.98</td> <td data-sheets-numberformat='{"1":2,"2":"0","3":1}' data-sheets-value='{"1":3,"3":28.29}' style="border-bottom:1px solid #000000;overflow:hidden;padding:0px 3px 0px 3px;vertical-align:bottom;text-align:center;">28</td> <td data-sheets-numberformat='{"1":2,"2":"0","3":1}' data-sheets-value='{"1":3,"3":38.28}' style="border-bottom:1px solid #000000;overflow:hidden;padding:0px 3px 0px 3px;vertical-align:bottom;text-align:center;">38</td> <td data-sheets-value='{"1":3,"3":26}' style="border-right:1px solid #000000;border-bottom:1px solid #000000;overflow:hidden;padding:0px 3px 0px 3px;vertical-align:bottom;text-align:center;">26</td> </tr> <tr style="height:20px;"> <td data-sheets-value='{"1":2,"2":"Polycarbonate "}' style="border-left:1px solid #000000;overflow:hidden;padding:0px 3px 0px 3px;vertical-align:bottom;">Polycarbonate </td> <td data-sheets-value='{"1":2,"2":"EW"}' style="overflow:hidden;padding:0px 3px 0px 3px;vertical-align:bottom;">EW</td> <td data-sheets-value='{"1":2,"2":"Clear (A)"}' style="overflow:hidden;padding:0px 3px 0px 3px;vertical-align:bottom;">Clear (A)</td> <td data-sheets-numberformat='{"1":2,"2":"0.00","3":1}' data-sheets-value='{"1":3,"3":1.19}' style="overflow:hidden;padding:0px 3px 0px 3px;vertical-align:bottom;text-align:center;">1.19</td> <td data-sheets-numberformat='{"1":2,"2":"0","3":1}' data-sheets-value='{"1":3,"3":36.08}' style="overflow:hidden;padding:0px 3px 0px 3px;vertical-align:bottom;text-align:center;">36</td> <td data-sheets-numberformat='{"1":2,"2":"0","3":1}' data-sheets-value='{"1":3,"3":54.78}' style="overflow:hidden;padding:0px 3px 0px 3px;vertical-align:bottom;text-align:center;">55</td> <td data-sheets-value='{"1":3,"3":24}' style="border-right:1px solid #000000;overflow:hidden;padding:0px 3px 0px 3px;vertical-align:bottom;text-align:center;">24</td> </tr> <tr style="height:20px;"> <td data-sheets-value='{"1":2,"2":"PC"}' style="border-left:1px solid #000000;overflow:hidden;padding:0px 3px 0px 3px;vertical-align:bottom;">PC</td> <td style="overflow:hidden;padding:0px 3px 0px 3px;vertical-align:bottom;"></td> <td data-sheets-value='{"1":2,"2":"Opal (D)"}' style="overflow:hidden;padding:0px 3px 0px 3px;vertical-align:bottom;">Opal (D)</td> <td data-sheets-numberformat='{"1":2,"2":"0.00","3":1}' data-sheets-value='{"1":3,"3":1.19}' style="overflow:hidden;padding:0px 3px 0px 3px;vertical-align:bottom;text-align:center;">1.19</td> <td data-sheets-numberformat='{"1":2,"2":"0","3":1}' data-sheets-value='{"1":3,"3":23.779999999999998}' style="overflow:hidden;padding:0px 3px 0px 3px;vertical-align:bottom;text-align:center;">24</td> <td data-sheets-numberformat='{"1":2,"2":"0","3":1}' data-sheets-value='{"1":3,"3":39.6}' style="overflow:hidden;padding:0px 3px 0px 3px;vertical-align:bottom;text-align:center;">40</td> <td data-sheets-value='{"1":3,"3":24}' style="border-right:1px solid #000000;overflow:hidden;padding:0px 3px 0px 3px;vertical-align:bottom;text-align:center;">24</td> </tr> <tr style="height:20px;"> <td style="border-left:1px solid #000000;overflow:hidden;padding:0px 3px 0px 3px;vertical-align:bottom;"></td> <td data-sheets-value='{"1":2,"2":"DW"}' style="overflow:hidden;padding:0px 3px 0px 3px;vertical-align:bottom;">DW</td> <td data-sheets-value='{"1":2,"2":"Clear (A/H)"}' style="overflow:hidden;padding:0px 3px 0px 3px;vertical-align:bottom;">Clear (A/H)</td> <td data-sheets-numberformat='{"1":2,"2":"0.00","3":1}' data-sheets-value='{"1":3,"3":0.98}' style="overflow:hidden;padding:0px 3px 0px 3px;vertical-align:bottom;text-align:center;">0.98</td> <td data-sheets-numberformat='{"1":2,"2":"0","3":1}' data-sheets-value='{"1":3,"3":32.39}' style="overflow:hidden;padding:0px 3px 0px 3px;vertical-align:bottom;text-align:center;">32</td> <td data-sheets-numberformat='{"1":2,"2":"0","3":1}' data-sheets-value='{"1":3,"3":47.52}' style="overflow:hidden;padding:0px 3px 0px 3px;vertical-align:bottom;text-align:center;">48</td> <td data-sheets-value='{"1":3,"3":26}' style="border-right:1px solid #000000;overflow:hidden;padding:0px 3px 0px 3px;vertical-align:bottom;text-align:center;">26</td> </tr> <tr style="height:20px;"> <td style="border-left:1px solid #000000;overflow:hidden;padding:0px 3px 0px 3px;vertical-align:bottom;"></td> <td style="overflow:hidden;padding:0px 3px 0px 3px;vertical-align:bottom;"></td> <td data-sheets-value='{"1":2,"2":"Clear (A/A)"}' style="overflow:hidden;padding:0px 3px 0px 3px;vertical-align:bottom;">Clear (A/A)</td> <td data-sheets-numberformat='{"1":2,"2":"0.00","3":1}' data-sheets-value='{"1":3,"3":0.98}' style="overflow:hidden;padding:0px 3px 0px 3px;vertical-align:bottom;text-align:center;">0.98</td> <td data-sheets-numberformat='{"1":2,"2":"0","3":1}' data-sheets-value='{"1":3,"3":31.569999999999997}' style="overflow:hidden;padding:0px 3px 0px 3px;vertical-align:bottom;text-align:center;">32</td> <td data-sheets-numberformat='{"1":2,"2":"0","3":1}' data-sheets-value='{"1":3,"3":45.54}' style="overflow:hidden;padding:0px 3px 0px 3px;vertical-align:bottom;text-align:center;">46</td> <td data-sheets-value='{"1":3,"3":26}' style="border-right:1px solid #000000;overflow:hidden;padding:0px 3px 0px 3px;vertical-align:bottom;text-align:center;">26</td> </tr> <tr style="height:20px;"> <td style="border-left:1px solid #000000;overflow:hidden;padding:0px 3px 0px 3px;vertical-align:bottom;"></td> <td style="overflow:hidden;padding:0px 3px 0px 3px;vertical-align:bottom;"></td> <td data-sheets-value='{"1":2,"2":"Opal (A/O)"}' style="overflow:hidden;padding:0px 3px 0px 3px;vertical-align:bottom;">Opal (A/O)</td> <td data-sheets-numberformat='{"1":2,"2":"0.00","3":1}' data-sheets-value='{"1":3,"3":0.98}' style="overflow:hidden;padding:0px 3px 0px 3px;vertical-align:bottom;text-align:center;">0.98</td> <td data-sheets-numberformat='{"1":2,"2":"0","3":1}' data-sheets-value='{"1":3,"3":29.93}' style="overflow:hidden;padding:0px 3px 0px 3px;vertical-align:bottom;text-align:center;">30</td> <td data-sheets-numberformat='{"1":2,"2":"0","3":1}' data-sheets-value='{"1":3,"3":41.580000000000005}' style="overflow:hidden;padding:0px 3px 0px 3px;vertical-align:bottom;text-align:center;">42</td> <td data-sheets-value='{"1":3,"3":26}' style="border-right:1px solid #000000;overflow:hidden;padding:0px 3px 0px 3px;vertical-align:bottom;text-align:center;">26</td> </tr> <tr style="height:20px;"> <td style="border-bottom:1px solid #000000;border-left:1px solid #000000;overflow:hidden;padding:0px 3px 0px 3px;vertical-align:bottom;"></td> <td style="border-bottom:1px solid #000000;overflow:hidden;padding:0px 3px 0px 3px;vertical-align:bottom;"></td> <td data-sheets-value='{"1":2,"2":"Opal (A/D)"}' style="border-bottom:1px solid #000000;overflow:hidden;padding:0px 3px 0px 3px;vertical-align:bottom;">Opal (A/D)</td> <td data-sheets-numberformat='{"1":2,"2":"0.00","3":1}' data-sheets-value='{"1":3,"3":0.98}' style="border-bottom:1px solid #000000;overflow:hidden;padding:0px 3px 0px 3px;vertical-align:bottom;text-align:center;">0.98</td> <td data-sheets-numberformat='{"1":2,"2":"0","3":1}' data-sheets-value='{"1":3,"3":20.91}' style="border-bottom:1px solid #000000;overflow:hidden;padding:0px 3px 0px 3px;vertical-align:bottom;text-align:center;">21</td> <td data-sheets-numberformat='{"1":2,"2":"0","3":1}' data-sheets-value='{"1":3,"3":33}' style="border-bottom:1px solid #000000;overflow:hidden;padding:0px 3px 0px 3px;vertical-align:bottom;text-align:center;">33</td> <td data-sheets-value='{"1":3,"3":26}' style="border-right:1px solid #000000;border-bottom:1px solid #000000;overflow:hidden;padding:0px 3px 0px 3px;vertical-align:bottom;text-align:center;">26</td> </tr> <tr style="height:20px;"> <td data-sheets-value='{"1":2,"2":"Polycarbonate"}' style="border-left:1px solid #000000;overflow:hidden;padding:0px 3px 0px 3px;vertical-align:bottom;">Polycarbonate</td> <td data-sheets-value='{"1":2,"2":"EW"}' style="overflow:hidden;padding:0px 3px 0px 3px;vertical-align:bottom;">EW</td> <td data-sheets-value='{"1":2,"2":"Heatstop Opal (T)"}' style="overflow:hidden;padding:0px 3px 0px 3px;vertical-align:bottom;">Heatstop Opal (T)</td> <td data-sheets-numberformat='{"1":2,"2":"0.00","3":1}' data-sheets-value='{"1":3,"3":1.19}' style="overflow:hidden;padding:0px 3px 0px 3px;vertical-align:bottom;text-align:center;">1.19</td> <td data-sheets-numberformat='{"1":2,"2":"0","3":1}' data-sheets-value='{"1":3,"3":20.09}' style="overflow:hidden;padding:0px 3px 0px 3px;vertical-align:bottom;text-align:center;">20</td> <td data-sheets-numberformat='{"1":2,"2":"0","3":1}' data-sheets-value='{"1":3,"3":38.940000000000005}' style="overflow:hidden;padding:0px 3px 0px 3px;vertical-align:bottom;text-align:center;">39</td> <td data-sheets-value='{"1":3,"3":24}' style="border-right:1px solid #000000;overflow:hidden;padding:0px 3px 0px 3px;vertical-align:bottom;text-align:center;">24</td> </tr> <tr style="height:20px;"> <td data-sheets-value='{"1":2,"2":"Heatstop PC"}' style="border-left:1px solid #000000;overflow:hidden;padding:0px 3px 0px 3px;vertical-align:bottom;">Heatstop PC</td> <td data-sheets-value='{"1":2,"2":"DW"}' style="overflow:hidden;padding:0px 3px 0px 3px;vertical-align:bottom;">DW</td> <td data-sheets-value='{"1":2,"2":"Clear (T/H)"}' style="overflow:hidden;padding:0px 3px 0px 3px;vertical-align:bottom;">Clear (T/H)</td> <td data-sheets-numberformat='{"1":2,"2":"0.00","3":1}' data-sheets-value='{"1":3,"3":0.98}' style="overflow:hidden;padding:0px 3px 0px 3px;vertical-align:bottom;text-align:center;">0.98</td> <td data-sheets-numberformat='{"1":2,"2":"0","3":1}' data-sheets-value='{"1":3,"3":18.04}' style="overflow:hidden;padding:0px 3px 0px 3px;vertical-align:bottom;text-align:center;">18</td> <td data-sheets-numberformat='{"1":2,"2":"0","3":1}' data-sheets-value='{"1":3,"3":33.660000000000004}' style="overflow:hidden;padding:0px 3px 0px 3px;vertical-align:bottom;text-align:center;">34</td> <td data-sheets-value='{"1":3,"3":26}' style="border-right:1px solid #000000;overflow:hidden;padding:0px 3px 0px 3px;vertical-align:bottom;text-align:center;">26</td> </tr> <tr style="height:20px;"> <td style="border-bottom:1px solid #000000;border-left:1px solid #000000;overflow:hidden;padding:0px 3px 0px 3px;vertical-align:bottom;"></td> <td style="border-bottom:1px solid #000000;overflow:hidden;padding:0px 3px 0px 3px;vertical-align:bottom;"></td> <td data-sheets-value='{"1":2,"2":"Opal (T/O)"}' style="border-bottom:1px solid #000000;overflow:hidden;padding:0px 3px 0px 3px;vertical-align:bottom;">Opal (T/O)</td> <td data-sheets-numberformat='{"1":2,"2":"0.00","3":1}' data-sheets-value='{"1":3,"3":0.98}' style="border-bottom:1px solid #000000;overflow:hidden;padding:0px 3px 0px 3px;vertical-align:bottom;text-align:center;">0.98</td> <td data-sheets-numberformat='{"1":2,"2":"0","3":1}' data-sheets-value='{"1":3,"3":16.81}' style="border-bottom:1px solid #000000;overflow:hidden;padding:0px 3px 0px 3px;vertical-align:bottom;text-align:center;">17</td> <td data-sheets-numberformat='{"1":2,"2":"0","3":1}' data-sheets-value='{"1":3,"3":29.700000000000003}' style="border-bottom:1px solid #000000;overflow:hidden;padding:0px 3px 0px 3px;vertical-align:bottom;text-align:center;">30</td> <td data-sheets-value='{"1":3,"3":26}' style="border-right:1px solid #000000;border-bottom:1px solid #000000;overflow:hidden;padding:0px 3px 0px 3px;vertical-align:bottom;text-align:center;">26</td> </tr> </tbody></table> | skylux-160-ce-met-koepel-en-metaalopstand-met-lm-motor-en-pvc-raam-type-ep25-0750-x-1250-mm | 8585992831309 | 46872269488461
Smoke and heat exhaust (SHEV) | SHE system | Skylux | Skylux 160° CE with skylight and metal curb with LM-actuator and PVC frame type EP25 0800 x 1100 mm |  | 50875 | 5412970508755 | 3753.45 | Yes | 30-45 | 74.61 | 800 x 1100 mm | 1100 | 800 |  | metal curb M30 (30 cm high) | Rectangular | 1.19 W/m²K - 0.98 W/m²K | 57% - 30% | 37% - 17% | 24dB - 26dB | 160° CE (for industry) | PVC frame EP25 | without spoiler | E | Single actuator | Maximum double-walled skylight possible for this product | Ut-value LT-value g-value Rw-value EN 1873 : 2014 EN ISO 13468 EN 16153 EN 410 EN 410 EN ISO 140-3 Material Walls Shells (W/m²K) (%) (%) (dB) Acrylic EW Clear (H) 1.19 37 57 24 PMMA Opal (O) 1.19 34 50 24 DW Clear (H/H) 0.98 33 50 26 Opal (O/O) 0.98 28 38 26 Polycarbonate EW Clear (A) 1.19 36 55 24 PC Opal (D) 1.19 24 40 24 DW Clear (A/H) 0.98 32 48 26 Clear (A/A) 0.98 32 46 26 Opal (A/O) 0.98 30 42 26 Opal (A/D) 0.98 21 33 26 Polycarbonate EW Heatstop Opal (T) 1.19 20 39 24 Heatstop PC DW Clear (T/H) 0.98 18 34 26 Opal (T/O) 0.98 17 30 26 | https://skylux.eu/en/products/skylux-160-ce-met-koepel-en-metaalopstand-met-lm-motor-en-pvc-raam-type-ep25-0800-x-1100-mm | https://skylux.eu/cdn/shop/files/Skylux-160deg-CE-met-koepel-en-metaalopstand-met-LM-motor-en-pvc-raam-type-EP25-0800-x-1100-mm-RWA-systeem.jpg?v=1702976773&width=1600 | https://skylux.eu/cdn/shop/files/e5a82811-1bb0-48e4-a776-cacb59c7c092_c2db71d9-973d-4f76-808b-85c18495ae38.jpg?v=1688550212&width=1600 | //skylux.eu/cdn/shop/files/E_MH_Mounting_instructions_Skylux_160_CE_LM.pdf?v=12406716259046007223 | //skylux.eu/cdn/shop/files/E_TD_Technical_File_Skylux_Skylux_160_CE_Electric.pdf?v=3667116872303399239 | <style type="text/css" id="isPasted"><!--td {border: 1px solid #cccccc;}br {mso-data-placement:same-cell;}--></style><table border="1" cellpadding="0" cellspacing="0" dir="ltr" style="table-layout:fixed;font-size:10pt;font-family:Arial;border-collapse:collapse;border:none;"><tbody> <tr style="height:20px;"> <td style="overflow:hidden;padding:0px 3px 0px 3px;vertical-align:bottom;"></td> <td style="overflow:hidden;padding:0px 3px 0px 3px;vertical-align:bottom;"></td> <td style="overflow:hidden;padding:0px 3px 0px 3px;vertical-align:bottom;"></td> <td data-sheets-value='{"1":2,"2":"Ut-value"}' style="overflow:hidden;padding:0px 3px 0px 3px;vertical-align:bottom;font-weight:bold;text-align:center;">Ut-value</td> <td data-sheets-value='{"1":2,"2":"LT-value"}' style="overflow:hidden;padding:0px 3px 0px 3px;vertical-align:bottom;font-weight:bold;text-align:center;">LT-value</td> <td data-sheets-value='{"1":2,"2":"g-value"}' style="overflow:hidden;padding:0px 3px 0px 3px;vertical-align:bottom;font-weight:bold;text-align:center;">g-value</td> <td data-sheets-value='{"1":2,"2":"Rw-value "}' style="overflow:hidden;padding:0px 3px 0px 3px;vertical-align:bottom;font-weight:bold;text-align:center;">Rw-value </td> </tr> <tr style="height:20px;"> <td style="overflow:hidden;padding:0px 3px 0px 3px;vertical-align:bottom;"></td> <td style="overflow:hidden;padding:0px 3px 0px 3px;vertical-align:bottom;"></td> <td style="overflow:hidden;padding:0px 3px 0px 3px;vertical-align:bottom;"></td> <td data-sheets-numberformat='{"1":2,"2":"0.00","3":1}' data-sheets-value='{"1":2,"2":"EN 1873 : 2014"}' style="overflow:hidden;padding:0px 3px 0px 3px;vertical-align:bottom;text-align:center;">EN 1873 : 2014</td> <td data-sheets-numberformat='{"1":2,"2":"0","3":1}' data-sheets-value='{"1":2,"2":"EN ISO 13468 EN 16153 EN 410"}' style="overflow:hidden;padding:0px 3px 0px 3px;vertical-align:bottom;text-align:center;">EN ISO 13468 EN 16153 EN 410</td> <td data-sheets-numberformat='{"1":2,"2":"0","3":1}' data-sheets-value='{"1":2,"2":"EN 410"}' style="overflow:hidden;padding:0px 3px 0px 3px;vertical-align:bottom;text-align:center;">EN 410</td> <td data-sheets-value='{"1":2,"2":"EN ISO 140-3\t\t"}' style="overflow:hidden;padding:0px 3px 0px 3px;vertical-align:bottom;text-align:center;">EN ISO 140-3 </td> </tr> <tr style="height:20px;"> <td data-sheets-value='{"1":2,"2":"Material"}' style="border-bottom:1px solid #000000;overflow:hidden;padding:0px 3px 0px 3px;vertical-align:bottom;background-color:#000000;font-weight:bold;color:#ffffff;">Material</td> <td data-sheets-value='{"1":2,"2":"Walls"}' style="border-bottom:1px solid #000000;overflow:hidden;padding:0px 3px 0px 3px;vertical-align:bottom;background-color:#000000;font-weight:bold;color:#ffffff;">Walls</td> <td data-sheets-value='{"1":2,"2":"Shells"}' style="border-bottom:1px solid #000000;overflow:hidden;padding:0px 3px 0px 3px;vertical-align:bottom;background-color:#000000;font-weight:bold;color:#ffffff;">Shells</td> <td data-sheets-numberformat='{"1":2,"2":"0.00","3":1}' data-sheets-value='{"1":2,"2":"(W/m²K)\t"}' style="border-bottom:1px solid #000000;overflow:hidden;padding:0px 3px 0px 3px;vertical-align:bottom;background-color:#000000;font-weight:bold;color:#ffffff;text-align:center;">(W/m²K) </td> <td data-sheets-numberformat='{"1":2,"2":"0","3":1}' data-sheets-value='{"1":2,"2":"(%)"}' style="border-bottom:1px solid #000000;overflow:hidden;padding:0px 3px 0px 3px;vertical-align:bottom;background-color:#000000;font-weight:bold;color:#ffffff;text-align:center;">(%)</td> <td data-sheets-numberformat='{"1":2,"2":"0","3":1}' data-sheets-value='{"1":2,"2":"(%)"}' style="border-bottom:1px solid #000000;overflow:hidden;padding:0px 3px 0px 3px;vertical-align:bottom;background-color:#000000;font-weight:bold;color:#ffffff;text-align:center;">(%)</td> <td data-sheets-value='{"1":2,"2":"(dB)"}' style="border-bottom:1px solid #000000;overflow:hidden;padding:0px 3px 0px 3px;vertical-align:bottom;background-color:#000000;font-weight:bold;color:#ffffff;text-align:center;">(dB)</td> </tr> <tr style="height:20px;"> <td data-sheets-value='{"1":2,"2":"Acrylic"}' style="border-left:1px solid #000000;overflow:hidden;padding:0px 3px 0px 3px;vertical-align:bottom;">Acrylic</td> <td data-sheets-value='{"1":2,"2":"EW"}' style="overflow:hidden;padding:0px 3px 0px 3px;vertical-align:bottom;">EW</td> <td data-sheets-value='{"1":2,"2":"Clear (H)"}' style="overflow:hidden;padding:0px 3px 0px 3px;vertical-align:bottom;">Clear (H)</td> <td data-sheets-numberformat='{"1":2,"2":"0.00","3":1}' data-sheets-value='{"1":3,"3":1.19}' style="overflow:hidden;padding:0px 3px 0px 3px;vertical-align:bottom;text-align:center;">1.19</td> <td data-sheets-numberformat='{"1":2,"2":"0","3":1}' data-sheets-value='{"1":3,"3":36.9}' style="overflow:hidden;padding:0px 3px 0px 3px;vertical-align:bottom;text-align:center;">37</td> <td data-sheets-numberformat='{"1":2,"2":"0","3":1}' data-sheets-value='{"1":3,"3":57.42}' style="overflow:hidden;padding:0px 3px 0px 3px;vertical-align:bottom;text-align:center;">57</td> <td data-sheets-value='{"1":3,"3":24}' style="border-right:1px solid #000000;overflow:hidden;padding:0px 3px 0px 3px;vertical-align:bottom;text-align:center;">24</td> </tr> <tr style="height:20px;"> <td data-sheets-value='{"1":2,"2":"PMMA"}' style="border-left:1px solid #000000;overflow:hidden;padding:0px 3px 0px 3px;vertical-align:bottom;">PMMA</td> <td style="overflow:hidden;padding:0px 3px 0px 3px;vertical-align:bottom;"></td> <td data-sheets-value='{"1":2,"2":"Opal (O)"}' style="overflow:hidden;padding:0px 3px 0px 3px;vertical-align:bottom;">Opal (O)</td> <td data-sheets-numberformat='{"1":2,"2":"0.00","3":1}' data-sheets-value='{"1":3,"3":1.19}' style="overflow:hidden;padding:0px 3px 0px 3px;vertical-align:bottom;text-align:center;">1.19</td> <td data-sheets-numberformat='{"1":2,"2":"0","3":1}' data-sheets-value='{"1":3,"3":34.03}' style="overflow:hidden;padding:0px 3px 0px 3px;vertical-align:bottom;text-align:center;">34</td> <td data-sheets-numberformat='{"1":2,"2":"0","3":1}' data-sheets-value='{"1":3,"3":50.160000000000004}' style="overflow:hidden;padding:0px 3px 0px 3px;vertical-align:bottom;text-align:center;">50</td> <td data-sheets-value='{"1":3,"3":24}' style="border-right:1px solid #000000;overflow:hidden;padding:0px 3px 0px 3px;vertical-align:bottom;text-align:center;">24</td> </tr> <tr style="height:20px;"> <td style="border-left:1px solid #000000;overflow:hidden;padding:0px 3px 0px 3px;vertical-align:bottom;"></td> <td data-sheets-value='{"1":2,"2":"DW"}' style="overflow:hidden;padding:0px 3px 0px 3px;vertical-align:bottom;">DW</td> <td data-sheets-value='{"1":2,"2":"Clear (H/H)"}' style="overflow:hidden;padding:0px 3px 0px 3px;vertical-align:bottom;">Clear (H/H)</td> <td data-sheets-numberformat='{"1":2,"2":"0.00","3":1}' data-sheets-value='{"1":3,"3":0.98}' style="overflow:hidden;padding:0px 3px 0px 3px;vertical-align:bottom;text-align:center;">0.98</td> <td data-sheets-numberformat='{"1":2,"2":"0","3":1}' data-sheets-value='{"1":3,"3":33.21}' style="overflow:hidden;padding:0px 3px 0px 3px;vertical-align:bottom;text-align:center;">33</td> <td data-sheets-numberformat='{"1":2,"2":"0","3":1}' data-sheets-value='{"1":3,"3":49.5}' style="overflow:hidden;padding:0px 3px 0px 3px;vertical-align:bottom;text-align:center;">50</td> <td data-sheets-value='{"1":3,"3":26}' style="border-right:1px solid #000000;overflow:hidden;padding:0px 3px 0px 3px;vertical-align:bottom;text-align:center;">26</td> </tr> <tr style="height:20px;"> <td style="border-bottom:1px solid #000000;border-left:1px solid #000000;overflow:hidden;padding:0px 3px 0px 3px;vertical-align:bottom;"></td> <td style="border-bottom:1px solid #000000;overflow:hidden;padding:0px 3px 0px 3px;vertical-align:bottom;"></td> <td data-sheets-value='{"1":2,"2":"Opal (O/O)"}' style="border-bottom:1px solid #000000;overflow:hidden;padding:0px 3px 0px 3px;vertical-align:bottom;">Opal (O/O)</td> <td data-sheets-numberformat='{"1":2,"2":"0.00","3":1}' data-sheets-value='{"1":3,"3":0.98}' style="border-bottom:1px solid #000000;overflow:hidden;padding:0px 3px 0px 3px;vertical-align:bottom;text-align:center;">0.98</td> <td data-sheets-numberformat='{"1":2,"2":"0","3":1}' data-sheets-value='{"1":3,"3":28.29}' style="border-bottom:1px solid #000000;overflow:hidden;padding:0px 3px 0px 3px;vertical-align:bottom;text-align:center;">28</td> <td data-sheets-numberformat='{"1":2,"2":"0","3":1}' data-sheets-value='{"1":3,"3":38.28}' style="border-bottom:1px solid #000000;overflow:hidden;padding:0px 3px 0px 3px;vertical-align:bottom;text-align:center;">38</td> <td data-sheets-value='{"1":3,"3":26}' style="border-right:1px solid #000000;border-bottom:1px solid #000000;overflow:hidden;padding:0px 3px 0px 3px;vertical-align:bottom;text-align:center;">26</td> </tr> <tr style="height:20px;"> <td data-sheets-value='{"1":2,"2":"Polycarbonate "}' style="border-left:1px solid #000000;overflow:hidden;padding:0px 3px 0px 3px;vertical-align:bottom;">Polycarbonate </td> <td data-sheets-value='{"1":2,"2":"EW"}' style="overflow:hidden;padding:0px 3px 0px 3px;vertical-align:bottom;">EW</td> <td data-sheets-value='{"1":2,"2":"Clear (A)"}' style="overflow:hidden;padding:0px 3px 0px 3px;vertical-align:bottom;">Clear (A)</td> <td data-sheets-numberformat='{"1":2,"2":"0.00","3":1}' data-sheets-value='{"1":3,"3":1.19}' style="overflow:hidden;padding:0px 3px 0px 3px;vertical-align:bottom;text-align:center;">1.19</td> <td data-sheets-numberformat='{"1":2,"2":"0","3":1}' data-sheets-value='{"1":3,"3":36.08}' style="overflow:hidden;padding:0px 3px 0px 3px;vertical-align:bottom;text-align:center;">36</td> <td data-sheets-numberformat='{"1":2,"2":"0","3":1}' data-sheets-value='{"1":3,"3":54.78}' style="overflow:hidden;padding:0px 3px 0px 3px;vertical-align:bottom;text-align:center;">55</td> <td data-sheets-value='{"1":3,"3":24}' style="border-right:1px solid #000000;overflow:hidden;padding:0px 3px 0px 3px;vertical-align:bottom;text-align:center;">24</td> </tr> <tr style="height:20px;"> <td data-sheets-value='{"1":2,"2":"PC"}' style="border-left:1px solid #000000;overflow:hidden;padding:0px 3px 0px 3px;vertical-align:bottom;">PC</td> <td style="overflow:hidden;padding:0px 3px 0px 3px;vertical-align:bottom;"></td> <td data-sheets-value='{"1":2,"2":"Opal (D)"}' style="overflow:hidden;padding:0px 3px 0px 3px;vertical-align:bottom;">Opal (D)</td> <td data-sheets-numberformat='{"1":2,"2":"0.00","3":1}' data-sheets-value='{"1":3,"3":1.19}' style="overflow:hidden;padding:0px 3px 0px 3px;vertical-align:bottom;text-align:center;">1.19</td> <td data-sheets-numberformat='{"1":2,"2":"0","3":1}' data-sheets-value='{"1":3,"3":23.779999999999998}' style="overflow:hidden;padding:0px 3px 0px 3px;vertical-align:bottom;text-align:center;">24</td> <td data-sheets-numberformat='{"1":2,"2":"0","3":1}' data-sheets-value='{"1":3,"3":39.6}' style="overflow:hidden;padding:0px 3px 0px 3px;vertical-align:bottom;text-align:center;">40</td> <td data-sheets-value='{"1":3,"3":24}' style="border-right:1px solid #000000;overflow:hidden;padding:0px 3px 0px 3px;vertical-align:bottom;text-align:center;">24</td> </tr> <tr style="height:20px;"> <td style="border-left:1px solid #000000;overflow:hidden;padding:0px 3px 0px 3px;vertical-align:bottom;"></td> <td data-sheets-value='{"1":2,"2":"DW"}' style="overflow:hidden;padding:0px 3px 0px 3px;vertical-align:bottom;">DW</td> <td data-sheets-value='{"1":2,"2":"Clear (A/H)"}' style="overflow:hidden;padding:0px 3px 0px 3px;vertical-align:bottom;">Clear (A/H)</td> <td data-sheets-numberformat='{"1":2,"2":"0.00","3":1}' data-sheets-value='{"1":3,"3":0.98}' style="overflow:hidden;padding:0px 3px 0px 3px;vertical-align:bottom;text-align:center;">0.98</td> <td data-sheets-numberformat='{"1":2,"2":"0","3":1}' data-sheets-value='{"1":3,"3":32.39}' style="overflow:hidden;padding:0px 3px 0px 3px;vertical-align:bottom;text-align:center;">32</td> <td data-sheets-numberformat='{"1":2,"2":"0","3":1}' data-sheets-value='{"1":3,"3":47.52}' style="overflow:hidden;padding:0px 3px 0px 3px;vertical-align:bottom;text-align:center;">48</td> <td data-sheets-value='{"1":3,"3":26}' style="border-right:1px solid #000000;overflow:hidden;padding:0px 3px 0px 3px;vertical-align:bottom;text-align:center;">26</td> </tr> <tr style="height:20px;"> <td style="border-left:1px solid #000000;overflow:hidden;padding:0px 3px 0px 3px;vertical-align:bottom;"></td> <td style="overflow:hidden;padding:0px 3px 0px 3px;vertical-align:bottom;"></td> <td data-sheets-value='{"1":2,"2":"Clear (A/A)"}' style="overflow:hidden;padding:0px 3px 0px 3px;vertical-align:bottom;">Clear (A/A)</td> <td data-sheets-numberformat='{"1":2,"2":"0.00","3":1}' data-sheets-value='{"1":3,"3":0.98}' style="overflow:hidden;padding:0px 3px 0px 3px;vertical-align:bottom;text-align:center;">0.98</td> <td data-sheets-numberformat='{"1":2,"2":"0","3":1}' data-sheets-value='{"1":3,"3":31.569999999999997}' style="overflow:hidden;padding:0px 3px 0px 3px;vertical-align:bottom;text-align:center;">32</td> <td data-sheets-numberformat='{"1":2,"2":"0","3":1}' data-sheets-value='{"1":3,"3":45.54}' style="overflow:hidden;padding:0px 3px 0px 3px;vertical-align:bottom;text-align:center;">46</td> <td data-sheets-value='{"1":3,"3":26}' style="border-right:1px solid #000000;overflow:hidden;padding:0px 3px 0px 3px;vertical-align:bottom;text-align:center;">26</td> </tr> <tr style="height:20px;"> <td style="border-left:1px solid #000000;overflow:hidden;padding:0px 3px 0px 3px;vertical-align:bottom;"></td> <td style="overflow:hidden;padding:0px 3px 0px 3px;vertical-align:bottom;"></td> <td data-sheets-value='{"1":2,"2":"Opal (A/O)"}' style="overflow:hidden;padding:0px 3px 0px 3px;vertical-align:bottom;">Opal (A/O)</td> <td data-sheets-numberformat='{"1":2,"2":"0.00","3":1}' data-sheets-value='{"1":3,"3":0.98}' style="overflow:hidden;padding:0px 3px 0px 3px;vertical-align:bottom;text-align:center;">0.98</td> <td data-sheets-numberformat='{"1":2,"2":"0","3":1}' data-sheets-value='{"1":3,"3":29.93}' style="overflow:hidden;padding:0px 3px 0px 3px;vertical-align:bottom;text-align:center;">30</td> <td data-sheets-numberformat='{"1":2,"2":"0","3":1}' data-sheets-value='{"1":3,"3":41.580000000000005}' style="overflow:hidden;padding:0px 3px 0px 3px;vertical-align:bottom;text-align:center;">42</td> <td data-sheets-value='{"1":3,"3":26}' style="border-right:1px solid #000000;overflow:hidden;padding:0px 3px 0px 3px;vertical-align:bottom;text-align:center;">26</td> </tr> <tr style="height:20px;"> <td style="border-bottom:1px solid #000000;border-left:1px solid #000000;overflow:hidden;padding:0px 3px 0px 3px;vertical-align:bottom;"></td> <td style="border-bottom:1px solid #000000;overflow:hidden;padding:0px 3px 0px 3px;vertical-align:bottom;"></td> <td data-sheets-value='{"1":2,"2":"Opal (A/D)"}' style="border-bottom:1px solid #000000;overflow:hidden;padding:0px 3px 0px 3px;vertical-align:bottom;">Opal (A/D)</td> <td data-sheets-numberformat='{"1":2,"2":"0.00","3":1}' data-sheets-value='{"1":3,"3":0.98}' style="border-bottom:1px solid #000000;overflow:hidden;padding:0px 3px 0px 3px;vertical-align:bottom;text-align:center;">0.98</td> <td data-sheets-numberformat='{"1":2,"2":"0","3":1}' data-sheets-value='{"1":3,"3":20.91}' style="border-bottom:1px solid #000000;overflow:hidden;padding:0px 3px 0px 3px;vertical-align:bottom;text-align:center;">21</td> <td data-sheets-numberformat='{"1":2,"2":"0","3":1}' data-sheets-value='{"1":3,"3":33}' style="border-bottom:1px solid #000000;overflow:hidden;padding:0px 3px 0px 3px;vertical-align:bottom;text-align:center;">33</td> <td data-sheets-value='{"1":3,"3":26}' style="border-right:1px solid #000000;border-bottom:1px solid #000000;overflow:hidden;padding:0px 3px 0px 3px;vertical-align:bottom;text-align:center;">26</td> </tr> <tr style="height:20px;"> <td data-sheets-value='{"1":2,"2":"Polycarbonate"}' style="border-left:1px solid #000000;overflow:hidden;padding:0px 3px 0px 3px;vertical-align:bottom;">Polycarbonate</td> <td data-sheets-value='{"1":2,"2":"EW"}' style="overflow:hidden;padding:0px 3px 0px 3px;vertical-align:bottom;">EW</td> <td data-sheets-value='{"1":2,"2":"Heatstop Opal (T)"}' style="overflow:hidden;padding:0px 3px 0px 3px;vertical-align:bottom;">Heatstop Opal (T)</td> <td data-sheets-numberformat='{"1":2,"2":"0.00","3":1}' data-sheets-value='{"1":3,"3":1.19}' style="overflow:hidden;padding:0px 3px 0px 3px;vertical-align:bottom;text-align:center;">1.19</td> <td data-sheets-numberformat='{"1":2,"2":"0","3":1}' data-sheets-value='{"1":3,"3":20.09}' style="overflow:hidden;padding:0px 3px 0px 3px;vertical-align:bottom;text-align:center;">20</td> <td data-sheets-numberformat='{"1":2,"2":"0","3":1}' data-sheets-value='{"1":3,"3":38.940000000000005}' style="overflow:hidden;padding:0px 3px 0px 3px;vertical-align:bottom;text-align:center;">39</td> <td data-sheets-value='{"1":3,"3":24}' style="border-right:1px solid #000000;overflow:hidden;padding:0px 3px 0px 3px;vertical-align:bottom;text-align:center;">24</td> </tr> <tr style="height:20px;"> <td data-sheets-value='{"1":2,"2":"Heatstop PC"}' style="border-left:1px solid #000000;overflow:hidden;padding:0px 3px 0px 3px;vertical-align:bottom;">Heatstop PC</td> <td data-sheets-value='{"1":2,"2":"DW"}' style="overflow:hidden;padding:0px 3px 0px 3px;vertical-align:bottom;">DW</td> <td data-sheets-value='{"1":2,"2":"Clear (T/H)"}' style="overflow:hidden;padding:0px 3px 0px 3px;vertical-align:bottom;">Clear (T/H)</td> <td data-sheets-numberformat='{"1":2,"2":"0.00","3":1}' data-sheets-value='{"1":3,"3":0.98}' style="overflow:hidden;padding:0px 3px 0px 3px;vertical-align:bottom;text-align:center;">0.98</td> <td data-sheets-numberformat='{"1":2,"2":"0","3":1}' data-sheets-value='{"1":3,"3":18.04}' style="overflow:hidden;padding:0px 3px 0px 3px;vertical-align:bottom;text-align:center;">18</td> <td data-sheets-numberformat='{"1":2,"2":"0","3":1}' data-sheets-value='{"1":3,"3":33.660000000000004}' style="overflow:hidden;padding:0px 3px 0px 3px;vertical-align:bottom;text-align:center;">34</td> <td data-sheets-value='{"1":3,"3":26}' style="border-right:1px solid #000000;overflow:hidden;padding:0px 3px 0px 3px;vertical-align:bottom;text-align:center;">26</td> </tr> <tr style="height:20px;"> <td style="border-bottom:1px solid #000000;border-left:1px solid #000000;overflow:hidden;padding:0px 3px 0px 3px;vertical-align:bottom;"></td> <td style="border-bottom:1px solid #000000;overflow:hidden;padding:0px 3px 0px 3px;vertical-align:bottom;"></td> <td data-sheets-value='{"1":2,"2":"Opal (T/O)"}' style="border-bottom:1px solid #000000;overflow:hidden;padding:0px 3px 0px 3px;vertical-align:bottom;">Opal (T/O)</td> <td data-sheets-numberformat='{"1":2,"2":"0.00","3":1}' data-sheets-value='{"1":3,"3":0.98}' style="border-bottom:1px solid #000000;overflow:hidden;padding:0px 3px 0px 3px;vertical-align:bottom;text-align:center;">0.98</td> <td data-sheets-numberformat='{"1":2,"2":"0","3":1}' data-sheets-value='{"1":3,"3":16.81}' style="border-bottom:1px solid #000000;overflow:hidden;padding:0px 3px 0px 3px;vertical-align:bottom;text-align:center;">17</td> <td data-sheets-numberformat='{"1":2,"2":"0","3":1}' data-sheets-value='{"1":3,"3":29.700000000000003}' style="border-bottom:1px solid #000000;overflow:hidden;padding:0px 3px 0px 3px;vertical-align:bottom;text-align:center;">30</td> <td data-sheets-value='{"1":3,"3":26}' style="border-right:1px solid #000000;border-bottom:1px solid #000000;overflow:hidden;padding:0px 3px 0px 3px;vertical-align:bottom;text-align:center;">26</td> </tr> </tbody></table> | skylux-160-ce-met-koepel-en-metaalopstand-met-lm-motor-en-pvc-raam-type-ep25-0800-x-1100-mm | 8585992929613 | 46872269619533
Smoke and heat exhaust (SHEV) | SHE system | Skylux | Skylux 160° CE with skylight and metal curb with LM-actuator and PVC frame type EP25 0800 x 1300 mm |  | 50876 | 5412970508762 | 3853.85 | Yes | 30-45 | 79.12 | 800 x 1300 mm | 1300 | 800 |  | metal curb M30 (30 cm high) | Rectangular | 1.19 W/m²K - 0.98 W/m²K | 57% - 30% | 37% - 17% | 24dB - 26dB | 160° CE (for industry) | PVC frame EP25 | without spoiler | E | Single actuator | Maximum double-walled skylight possible for this product | Ut-value LT-value g-value Rw-value EN 1873 : 2014 EN ISO 13468 EN 16153 EN 410 EN 410 EN ISO 140-3 Material Walls Shells (W/m²K) (%) (%) (dB) Acrylic EW Clear (H) 1.19 37 57 24 PMMA Opal (O) 1.19 34 50 24 DW Clear (H/H) 0.98 33 50 26 Opal (O/O) 0.98 28 38 26 Polycarbonate EW Clear (A) 1.19 36 55 24 PC Opal (D) 1.19 24 40 24 DW Clear (A/H) 0.98 32 48 26 Clear (A/A) 0.98 32 46 26 Opal (A/O) 0.98 30 42 26 Opal (A/D) 0.98 21 33 26 Polycarbonate EW Heatstop Opal (T) 1.19 20 39 24 Heatstop PC DW Clear (T/H) 0.98 18 34 26 Opal (T/O) 0.98 17 30 26 | https://skylux.eu/en/products/skylux-160-ce-met-koepel-en-metaalopstand-met-lm-motor-en-pvc-raam-type-ep25-0800-x-1300-mm | https://skylux.eu/cdn/shop/files/Skylux-160deg-CE-met-koepel-en-metaalopstand-met-LM-motor-en-pvc-raam-type-EP25-0800-x-1300-mm-RWA-systeem.jpg?v=1702976779&width=1600 | https://skylux.eu/cdn/shop/files/e5a82811-1bb0-48e4-a776-cacb59c7c092_1ce185d4-e59f-4ef0-a174-ccd5f79749c5.jpg?v=1688550213&width=1600 | //skylux.eu/cdn/shop/files/E_MH_Mounting_instructions_Skylux_160_CE_LM.pdf?v=12406716259046007223 | //skylux.eu/cdn/shop/files/E_TD_Technical_File_Skylux_Skylux_160_CE_Electric.pdf?v=3667116872303399239 | <style type="text/css" id="isPasted"><!--td {border: 1px solid #cccccc;}br {mso-data-placement:same-cell;}--></style><table border="1" cellpadding="0" cellspacing="0" dir="ltr" style="table-layout:fixed;font-size:10pt;font-family:Arial;border-collapse:collapse;border:none;"><tbody> <tr style="height:20px;"> <td style="overflow:hidden;padding:0px 3px 0px 3px;vertical-align:bottom;"></td> <td style="overflow:hidden;padding:0px 3px 0px 3px;vertical-align:bottom;"></td> <td style="overflow:hidden;padding:0px 3px 0px 3px;vertical-align:bottom;"></td> <td data-sheets-value='{"1":2,"2":"Ut-value"}' style="overflow:hidden;padding:0px 3px 0px 3px;vertical-align:bottom;font-weight:bold;text-align:center;">Ut-value</td> <td data-sheets-value='{"1":2,"2":"LT-value"}' style="overflow:hidden;padding:0px 3px 0px 3px;vertical-align:bottom;font-weight:bold;text-align:center;">LT-value</td> <td data-sheets-value='{"1":2,"2":"g-value"}' style="overflow:hidden;padding:0px 3px 0px 3px;vertical-align:bottom;font-weight:bold;text-align:center;">g-value</td> <td data-sheets-value='{"1":2,"2":"Rw-value "}' style="overflow:hidden;padding:0px 3px 0px 3px;vertical-align:bottom;font-weight:bold;text-align:center;">Rw-value </td> </tr> <tr style="height:20px;"> <td style="overflow:hidden;padding:0px 3px 0px 3px;vertical-align:bottom;"></td> <td style="overflow:hidden;padding:0px 3px 0px 3px;vertical-align:bottom;"></td> <td style="overflow:hidden;padding:0px 3px 0px 3px;vertical-align:bottom;"></td> <td data-sheets-numberformat='{"1":2,"2":"0.00","3":1}' data-sheets-value='{"1":2,"2":"EN 1873 : 2014"}' style="overflow:hidden;padding:0px 3px 0px 3px;vertical-align:bottom;text-align:center;">EN 1873 : 2014</td> <td data-sheets-numberformat='{"1":2,"2":"0","3":1}' data-sheets-value='{"1":2,"2":"EN ISO 13468 EN 16153 EN 410"}' style="overflow:hidden;padding:0px 3px 0px 3px;vertical-align:bottom;text-align:center;">EN ISO 13468 EN 16153 EN 410</td> <td data-sheets-numberformat='{"1":2,"2":"0","3":1}' data-sheets-value='{"1":2,"2":"EN 410"}' style="overflow:hidden;padding:0px 3px 0px 3px;vertical-align:bottom;text-align:center;">EN 410</td> <td data-sheets-value='{"1":2,"2":"EN ISO 140-3\t\t"}' style="overflow:hidden;padding:0px 3px 0px 3px;vertical-align:bottom;text-align:center;">EN ISO 140-3 </td> </tr> <tr style="height:20px;"> <td data-sheets-value='{"1":2,"2":"Material"}' style="border-bottom:1px solid #000000;overflow:hidden;padding:0px 3px 0px 3px;vertical-align:bottom;background-color:#000000;font-weight:bold;color:#ffffff;">Material</td> <td data-sheets-value='{"1":2,"2":"Walls"}' style="border-bottom:1px solid #000000;overflow:hidden;padding:0px 3px 0px 3px;vertical-align:bottom;background-color:#000000;font-weight:bold;color:#ffffff;">Walls</td> <td data-sheets-value='{"1":2,"2":"Shells"}' style="border-bottom:1px solid #000000;overflow:hidden;padding:0px 3px 0px 3px;vertical-align:bottom;background-color:#000000;font-weight:bold;color:#ffffff;">Shells</td> <td data-sheets-numberformat='{"1":2,"2":"0.00","3":1}' data-sheets-value='{"1":2,"2":"(W/m²K)\t"}' style="border-bottom:1px solid #000000;overflow:hidden;padding:0px 3px 0px 3px;vertical-align:bottom;background-color:#000000;font-weight:bold;color:#ffffff;text-align:center;">(W/m²K) </td> <td data-sheets-numberformat='{"1":2,"2":"0","3":1}' data-sheets-value='{"1":2,"2":"(%)"}' style="border-bottom:1px solid #000000;overflow:hidden;padding:0px 3px 0px 3px;vertical-align:bottom;background-color:#000000;font-weight:bold;color:#ffffff;text-align:center;">(%)</td> <td data-sheets-numberformat='{"1":2,"2":"0","3":1}' data-sheets-value='{"1":2,"2":"(%)"}' style="border-bottom:1px solid #000000;overflow:hidden;padding:0px 3px 0px 3px;vertical-align:bottom;background-color:#000000;font-weight:bold;color:#ffffff;text-align:center;">(%)</td> <td data-sheets-value='{"1":2,"2":"(dB)"}' style="border-bottom:1px solid #000000;overflow:hidden;padding:0px 3px 0px 3px;vertical-align:bottom;background-color:#000000;font-weight:bold;color:#ffffff;text-align:center;">(dB)</td> </tr> <tr style="height:20px;"> <td data-sheets-value='{"1":2,"2":"Acrylic"}' style="border-left:1px solid #000000;overflow:hidden;padding:0px 3px 0px 3px;vertical-align:bottom;">Acrylic</td> <td data-sheets-value='{"1":2,"2":"EW"}' style="overflow:hidden;padding:0px 3px 0px 3px;vertical-align:bottom;">EW</td> <td data-sheets-value='{"1":2,"2":"Clear (H)"}' style="overflow:hidden;padding:0px 3px 0px 3px;vertical-align:bottom;">Clear (H)</td> <td data-sheets-numberformat='{"1":2,"2":"0.00","3":1}' data-sheets-value='{"1":3,"3":1.19}' style="overflow:hidden;padding:0px 3px 0px 3px;vertical-align:bottom;text-align:center;">1.19</td> <td data-sheets-numberformat='{"1":2,"2":"0","3":1}' data-sheets-value='{"1":3,"3":36.9}' style="overflow:hidden;padding:0px 3px 0px 3px;vertical-align:bottom;text-align:center;">37</td> <td data-sheets-numberformat='{"1":2,"2":"0","3":1}' data-sheets-value='{"1":3,"3":57.42}' style="overflow:hidden;padding:0px 3px 0px 3px;vertical-align:bottom;text-align:center;">57</td> <td data-sheets-value='{"1":3,"3":24}' style="border-right:1px solid #000000;overflow:hidden;padding:0px 3px 0px 3px;vertical-align:bottom;text-align:center;">24</td> </tr> <tr style="height:20px;"> <td data-sheets-value='{"1":2,"2":"PMMA"}' style="border-left:1px solid #000000;overflow:hidden;padding:0px 3px 0px 3px;vertical-align:bottom;">PMMA</td> <td style="overflow:hidden;padding:0px 3px 0px 3px;vertical-align:bottom;"></td> <td data-sheets-value='{"1":2,"2":"Opal (O)"}' style="overflow:hidden;padding:0px 3px 0px 3px;vertical-align:bottom;">Opal (O)</td> <td data-sheets-numberformat='{"1":2,"2":"0.00","3":1}' data-sheets-value='{"1":3,"3":1.19}' style="overflow:hidden;padding:0px 3px 0px 3px;vertical-align:bottom;text-align:center;">1.19</td> <td data-sheets-numberformat='{"1":2,"2":"0","3":1}' data-sheets-value='{"1":3,"3":34.03}' style="overflow:hidden;padding:0px 3px 0px 3px;vertical-align:bottom;text-align:center;">34</td> <td data-sheets-numberformat='{"1":2,"2":"0","3":1}' data-sheets-value='{"1":3,"3":50.160000000000004}' style="overflow:hidden;padding:0px 3px 0px 3px;vertical-align:bottom;text-align:center;">50</td> <td data-sheets-value='{"1":3,"3":24}' style="border-right:1px solid #000000;overflow:hidden;padding:0px 3px 0px 3px;vertical-align:bottom;text-align:center;">24</td> </tr> <tr style="height:20px;"> <td style="border-left:1px solid #000000;overflow:hidden;padding:0px 3px 0px 3px;vertical-align:bottom;"></td> <td data-sheets-value='{"1":2,"2":"DW"}' style="overflow:hidden;padding:0px 3px 0px 3px;vertical-align:bottom;">DW</td> <td data-sheets-value='{"1":2,"2":"Clear (H/H)"}' style="overflow:hidden;padding:0px 3px 0px 3px;vertical-align:bottom;">Clear (H/H)</td> <td data-sheets-numberformat='{"1":2,"2":"0.00","3":1}' data-sheets-value='{"1":3,"3":0.98}' style="overflow:hidden;padding:0px 3px 0px 3px;vertical-align:bottom;text-align:center;">0.98</td> <td data-sheets-numberformat='{"1":2,"2":"0","3":1}' data-sheets-value='{"1":3,"3":33.21}' style="overflow:hidden;padding:0px 3px 0px 3px;vertical-align:bottom;text-align:center;">33</td> <td data-sheets-numberformat='{"1":2,"2":"0","3":1}' data-sheets-value='{"1":3,"3":49.5}' style="overflow:hidden;padding:0px 3px 0px 3px;vertical-align:bottom;text-align:center;">50</td> <td data-sheets-value='{"1":3,"3":26}' style="border-right:1px solid #000000;overflow:hidden;padding:0px 3px 0px 3px;vertical-align:bottom;text-align:center;">26</td> </tr> <tr style="height:20px;"> <td style="border-bottom:1px solid #000000;border-left:1px solid #000000;overflow:hidden;padding:0px 3px 0px 3px;vertical-align:bottom;"></td> <td style="border-bottom:1px solid #000000;overflow:hidden;padding:0px 3px 0px 3px;vertical-align:bottom;"></td> <td data-sheets-value='{"1":2,"2":"Opal (O/O)"}' style="border-bottom:1px solid #000000;overflow:hidden;padding:0px 3px 0px 3px;vertical-align:bottom;">Opal (O/O)</td> <td data-sheets-numberformat='{"1":2,"2":"0.00","3":1}' data-sheets-value='{"1":3,"3":0.98}' style="border-bottom:1px solid #000000;overflow:hidden;padding:0px 3px 0px 3px;vertical-align:bottom;text-align:center;">0.98</td> <td data-sheets-numberformat='{"1":2,"2":"0","3":1}' data-sheets-value='{"1":3,"3":28.29}' style="border-bottom:1px solid #000000;overflow:hidden;padding:0px 3px 0px 3px;vertical-align:bottom;text-align:center;">28</td> <td data-sheets-numberformat='{"1":2,"2":"0","3":1}' data-sheets-value='{"1":3,"3":38.28}' style="border-bottom:1px solid #000000;overflow:hidden;padding:0px 3px 0px 3px;vertical-align:bottom;text-align:center;">38</td> <td data-sheets-value='{"1":3,"3":26}' style="border-right:1px solid #000000;border-bottom:1px solid #000000;overflow:hidden;padding:0px 3px 0px 3px;vertical-align:bottom;text-align:center;">26</td> </tr> <tr style="height:20px;"> <td data-sheets-value='{"1":2,"2":"Polycarbonate "}' style="border-left:1px solid #000000;overflow:hidden;padding:0px 3px 0px 3px;vertical-align:bottom;">Polycarbonate </td> <td data-sheets-value='{"1":2,"2":"EW"}' style="overflow:hidden;padding:0px 3px 0px 3px;vertical-align:bottom;">EW</td> <td data-sheets-value='{"1":2,"2":"Clear (A)"}' style="overflow:hidden;padding:0px 3px 0px 3px;vertical-align:bottom;">Clear (A)</td> <td data-sheets-numberformat='{"1":2,"2":"0.00","3":1}' data-sheets-value='{"1":3,"3":1.19}' style="overflow:hidden;padding:0px 3px 0px 3px;vertical-align:bottom;text-align:center;">1.19</td> <td data-sheets-numberformat='{"1":2,"2":"0","3":1}' data-sheets-value='{"1":3,"3":36.08}' style="overflow:hidden;padding:0px 3px 0px 3px;vertical-align:bottom;text-align:center;">36</td> <td data-sheets-numberformat='{"1":2,"2":"0","3":1}' data-sheets-value='{"1":3,"3":54.78}' style="overflow:hidden;padding:0px 3px 0px 3px;vertical-align:bottom;text-align:center;">55</td> <td data-sheets-value='{"1":3,"3":24}' style="border-right:1px solid #000000;overflow:hidden;padding:0px 3px 0px 3px;vertical-align:bottom;text-align:center;">24</td> </tr> <tr style="height:20px;"> <td data-sheets-value='{"1":2,"2":"PC"}' style="border-left:1px solid #000000;overflow:hidden;padding:0px 3px 0px 3px;vertical-align:bottom;">PC</td> <td style="overflow:hidden;padding:0px 3px 0px 3px;vertical-align:bottom;"></td> <td data-sheets-value='{"1":2,"2":"Opal (D)"}' style="overflow:hidden;padding:0px 3px 0px 3px;vertical-align:bottom;">Opal (D)</td> <td data-sheets-numberformat='{"1":2,"2":"0.00","3":1}' data-sheets-value='{"1":3,"3":1.19}' style="overflow:hidden;padding:0px 3px 0px 3px;vertical-align:bottom;text-align:center;">1.19</td> <td data-sheets-numberformat='{"1":2,"2":"0","3":1}' data-sheets-value='{"1":3,"3":23.779999999999998}' style="overflow:hidden;padding:0px 3px 0px 3px;vertical-align:bottom;text-align:center;">24</td> <td data-sheets-numberformat='{"1":2,"2":"0","3":1}' data-sheets-value='{"1":3,"3":39.6}' style="overflow:hidden;padding:0px 3px 0px 3px;vertical-align:bottom;text-align:center;">40</td> <td data-sheets-value='{"1":3,"3":24}' style="border-right:1px solid #000000;overflow:hidden;padding:0px 3px 0px 3px;vertical-align:bottom;text-align:center;">24</td> </tr> <tr style="height:20px;"> <td style="border-left:1px solid #000000;overflow:hidden;padding:0px 3px 0px 3px;vertical-align:bottom;"></td> <td data-sheets-value='{"1":2,"2":"DW"}' style="overflow:hidden;padding:0px 3px 0px 3px;vertical-align:bottom;">DW</td> <td data-sheets-value='{"1":2,"2":"Clear (A/H)"}' style="overflow:hidden;padding:0px 3px 0px 3px;vertical-align:bottom;">Clear (A/H)</td> <td data-sheets-numberformat='{"1":2,"2":"0.00","3":1}' data-sheets-value='{"1":3,"3":0.98}' style="overflow:hidden;padding:0px 3px 0px 3px;vertical-align:bottom;text-align:center;">0.98</td> <td data-sheets-numberformat='{"1":2,"2":"0","3":1}' data-sheets-value='{"1":3,"3":32.39}' style="overflow:hidden;padding:0px 3px 0px 3px;vertical-align:bottom;text-align:center;">32</td> <td data-sheets-numberformat='{"1":2,"2":"0","3":1}' data-sheets-value='{"1":3,"3":47.52}' style="overflow:hidden;padding:0px 3px 0px 3px;vertical-align:bottom;text-align:center;">48</td> <td data-sheets-value='{"1":3,"3":26}' style="border-right:1px solid #000000;overflow:hidden;padding:0px 3px 0px 3px;vertical-align:bottom;text-align:center;">26</td> </tr> <tr style="height:20px;"> <td style="border-left:1px solid #000000;overflow:hidden;padding:0px 3px 0px 3px;vertical-align:bottom;"></td> <td style="overflow:hidden;padding:0px 3px 0px 3px;vertical-align:bottom;"></td> <td data-sheets-value='{"1":2,"2":"Clear (A/A)"}' style="overflow:hidden;padding:0px 3px 0px 3px;vertical-align:bottom;">Clear (A/A)</td> <td data-sheets-numberformat='{"1":2,"2":"0.00","3":1}' data-sheets-value='{"1":3,"3":0.98}' style="overflow:hidden;padding:0px 3px 0px 3px;vertical-align:bottom;text-align:center;">0.98</td> <td data-sheets-numberformat='{"1":2,"2":"0","3":1}' data-sheets-value='{"1":3,"3":31.569999999999997}' style="overflow:hidden;padding:0px 3px 0px 3px;vertical-align:bottom;text-align:center;">32</td> <td data-sheets-numberformat='{"1":2,"2":"0","3":1}' data-sheets-value='{"1":3,"3":45.54}' style="overflow:hidden;padding:0px 3px 0px 3px;vertical-align:bottom;text-align:center;">46</td> <td data-sheets-value='{"1":3,"3":26}' style="border-right:1px solid #000000;overflow:hidden;padding:0px 3px 0px 3px;vertical-align:bottom;text-align:center;">26</td> </tr> <tr style="height:20px;"> <td style="border-left:1px solid #000000;overflow:hidden;padding:0px 3px 0px 3px;vertical-align:bottom;"></td> <td style="overflow:hidden;padding:0px 3px 0px 3px;vertical-align:bottom;"></td> <td data-sheets-value='{"1":2,"2":"Opal (A/O)"}' style="overflow:hidden;padding:0px 3px 0px 3px;vertical-align:bottom;">Opal (A/O)</td> <td data-sheets-numberformat='{"1":2,"2":"0.00","3":1}' data-sheets-value='{"1":3,"3":0.98}' style="overflow:hidden;padding:0px 3px 0px 3px;vertical-align:bottom;text-align:center;">0.98</td> <td data-sheets-numberformat='{"1":2,"2":"0","3":1}' data-sheets-value='{"1":3,"3":29.93}' style="overflow:hidden;padding:0px 3px 0px 3px;vertical-align:bottom;text-align:center;">30</td> <td data-sheets-numberformat='{"1":2,"2":"0","3":1}' data-sheets-value='{"1":3,"3":41.580000000000005}' style="overflow:hidden;padding:0px 3px 0px 3px;vertical-align:bottom;text-align:center;">42</td> <td data-sheets-value='{"1":3,"3":26}' style="border-right:1px solid #000000;overflow:hidden;padding:0px 3px 0px 3px;vertical-align:bottom;text-align:center;">26</td> </tr> <tr style="height:20px;"> <td style="border-bottom:1px solid #000000;border-left:1px solid #000000;overflow:hidden;padding:0px 3px 0px 3px;vertical-align:bottom;"></td> <td style="border-bottom:1px solid #000000;overflow:hidden;padding:0px 3px 0px 3px;vertical-align:bottom;"></td> <td data-sheets-value='{"1":2,"2":"Opal (A/D)"}' style="border-bottom:1px solid #000000;overflow:hidden;padding:0px 3px 0px 3px;vertical-align:bottom;">Opal (A/D)</td> <td data-sheets-numberformat='{"1":2,"2":"0.00","3":1}' data-sheets-value='{"1":3,"3":0.98}' style="border-bottom:1px solid #000000;overflow:hidden;padding:0px 3px 0px 3px;vertical-align:bottom;text-align:center;">0.98</td> <td data-sheets-numberformat='{"1":2,"2":"0","3":1}' data-sheets-value='{"1":3,"3":20.91}' style="border-bottom:1px solid #000000;overflow:hidden;padding:0px 3px 0px 3px;vertical-align:bottom;text-align:center;">21</td> <td data-sheets-numberformat='{"1":2,"2":"0","3":1}' data-sheets-value='{"1":3,"3":33}' style="border-bottom:1px solid #000000;overflow:hidden;padding:0px 3px 0px 3px;vertical-align:bottom;text-align:center;">33</td> <td data-sheets-value='{"1":3,"3":26}' style="border-right:1px solid #000000;border-bottom:1px solid #000000;overflow:hidden;padding:0px 3px 0px 3px;vertical-align:bottom;text-align:center;">26</td> </tr> <tr style="height:20px;"> <td data-sheets-value='{"1":2,"2":"Polycarbonate"}' style="border-left:1px solid #000000;overflow:hidden;padding:0px 3px 0px 3px;vertical-align:bottom;">Polycarbonate</td> <td data-sheets-value='{"1":2,"2":"EW"}' style="overflow:hidden;padding:0px 3px 0px 3px;vertical-align:bottom;">EW</td> <td data-sheets-value='{"1":2,"2":"Heatstop Opal (T)"}' style="overflow:hidden;padding:0px 3px 0px 3px;vertical-align:bottom;">Heatstop Opal (T)</td> <td data-sheets-numberformat='{"1":2,"2":"0.00","3":1}' data-sheets-value='{"1":3,"3":1.19}' style="overflow:hidden;padding:0px 3px 0px 3px;vertical-align:bottom;text-align:center;">1.19</td> <td data-sheets-numberformat='{"1":2,"2":"0","3":1}' data-sheets-value='{"1":3,"3":20.09}' style="overflow:hidden;padding:0px 3px 0px 3px;vertical-align:bottom;text-align:center;">20</td> <td data-sheets-numberformat='{"1":2,"2":"0","3":1}' data-sheets-value='{"1":3,"3":38.940000000000005}' style="overflow:hidden;padding:0px 3px 0px 3px;vertical-align:bottom;text-align:center;">39</td> <td data-sheets-value='{"1":3,"3":24}' style="border-right:1px solid #000000;overflow:hidden;padding:0px 3px 0px 3px;vertical-align:bottom;text-align:center;">24</td> </tr> <tr style="height:20px;"> <td data-sheets-value='{"1":2,"2":"Heatstop PC"}' style="border-left:1px solid #000000;overflow:hidden;padding:0px 3px 0px 3px;vertical-align:bottom;">Heatstop PC</td> <td data-sheets-value='{"1":2,"2":"DW"}' style="overflow:hidden;padding:0px 3px 0px 3px;vertical-align:bottom;">DW</td> <td data-sheets-value='{"1":2,"2":"Clear (T/H)"}' style="overflow:hidden;padding:0px 3px 0px 3px;vertical-align:bottom;">Clear (T/H)</td> <td data-sheets-numberformat='{"1":2,"2":"0.00","3":1}' data-sheets-value='{"1":3,"3":0.98}' style="overflow:hidden;padding:0px 3px 0px 3px;vertical-align:bottom;text-align:center;">0.98</td> <td data-sheets-numberformat='{"1":2,"2":"0","3":1}' data-sheets-value='{"1":3,"3":18.04}' style="overflow:hidden;padding:0px 3px 0px 3px;vertical-align:bottom;text-align:center;">18</td> <td data-sheets-numberformat='{"1":2,"2":"0","3":1}' data-sheets-value='{"1":3,"3":33.660000000000004}' style="overflow:hidden;padding:0px 3px 0px 3px;vertical-align:bottom;text-align:center;">34</td> <td data-sheets-value='{"1":3,"3":26}' style="border-right:1px solid #000000;overflow:hidden;padding:0px 3px 0px 3px;vertical-align:bottom;text-align:center;">26</td> </tr> <tr style="height:20px;"> <td style="border-bottom:1px solid #000000;border-left:1px solid #000000;overflow:hidden;padding:0px 3px 0px 3px;vertical-align:bottom;"></td> <td style="border-bottom:1px solid #000000;overflow:hidden;padding:0px 3px 0px 3px;vertical-align:bottom;"></td> <td data-sheets-value='{"1":2,"2":"Opal (T/O)"}' style="border-bottom:1px solid #000000;overflow:hidden;padding:0px 3px 0px 3px;vertical-align:bottom;">Opal (T/O)</td> <td data-sheets-numberformat='{"1":2,"2":"0.00","3":1}' data-sheets-value='{"1":3,"3":0.98}' style="border-bottom:1px solid #000000;overflow:hidden;padding:0px 3px 0px 3px;vertical-align:bottom;text-align:center;">0.98</td> <td data-sheets-numberformat='{"1":2,"2":"0","3":1}' data-sheets-value='{"1":3,"3":16.81}' style="border-bottom:1px solid #000000;overflow:hidden;padding:0px 3px 0px 3px;vertical-align:bottom;text-align:center;">17</td> <td data-sheets-numberformat='{"1":2,"2":"0","3":1}' data-sheets-value='{"1":3,"3":29.700000000000003}' style="border-bottom:1px solid #000000;overflow:hidden;padding:0px 3px 0px 3px;vertical-align:bottom;text-align:center;">30</td> <td data-sheets-value='{"1":3,"3":26}' style="border-right:1px solid #000000;border-bottom:1px solid #000000;overflow:hidden;padding:0px 3px 0px 3px;vertical-align:bottom;text-align:center;">26</td> </tr> </tbody></table> | skylux-160-ce-met-koepel-en-metaalopstand-met-lm-motor-en-pvc-raam-type-ep25-0800-x-1300-mm | 8585993027917 | 46872269750605
Smoke and heat exhaust (SHEV) | SHE system | Skylux | Skylux 160° CE with skylight and metal curb with LM-actuator and PVC frame type EP25 0800 x 1400 mm |  | 50877 | 5412970508779 | 4014.8 | Yes | 30-45 | 79.03 | 800 x 1400 mm | 1400 | 800 |  | metal curb M30 (30 cm high) | Rectangular | 1.19 W/m²K - 0.98 W/m²K | 57% - 30% | 37% - 17% | 24dB - 26dB | 160° CE (for industry) | PVC frame EP25 | without spoiler | E | Single actuator | Maximum double-walled skylight possible for this product | Ut-value LT-value g-value Rw-value EN 1873 : 2014 EN ISO 13468 EN 16153 EN 410 EN 410 EN ISO 140-3 Material Walls Shells (W/m²K) (%) (%) (dB) Acrylic EW Clear (H) 1.19 37 57 24 PMMA Opal (O) 1.19 34 50 24 DW Clear (H/H) 0.98 33 50 26 Opal (O/O) 0.98 28 38 26 Polycarbonate EW Clear (A) 1.19 36 55 24 PC Opal (D) 1.19 24 40 24 DW Clear (A/H) 0.98 32 48 26 Clear (A/A) 0.98 32 46 26 Opal (A/O) 0.98 30 42 26 Opal (A/D) 0.98 21 33 26 Polycarbonate EW Heatstop Opal (T) 1.19 20 39 24 Heatstop PC DW Clear (T/H) 0.98 18 34 26 Opal (T/O) 0.98 17 30 26 | https://skylux.eu/en/products/skylux-160-ce-met-koepel-en-metaalopstand-met-lm-motor-en-pvc-raam-type-ep25-0800-x-1400-mm | https://skylux.eu/cdn/shop/files/Skylux-160deg-CE-met-koepel-en-metaalopstand-met-LM-motor-en-pvc-raam-type-EP25-0800-x-1400-mm-RWA-systeem.jpg?v=1702976784&width=1600 | https://skylux.eu/cdn/shop/files/e5a82811-1bb0-48e4-a776-cacb59c7c092_22358001-7825-4648-8367-bc45f1fd2b7b.jpg?v=1688550214&width=1600 | //skylux.eu/cdn/shop/files/E_MH_Mounting_instructions_Skylux_160_CE_LM.pdf?v=12406716259046007223 | //skylux.eu/cdn/shop/files/E_TD_Technical_File_Skylux_Skylux_160_CE_Electric.pdf?v=3667116872303399239 | <style type="text/css" id="isPasted"><!--td {border: 1px solid #cccccc;}br {mso-data-placement:same-cell;}--></style><table border="1" cellpadding="0" cellspacing="0" dir="ltr" style="table-layout:fixed;font-size:10pt;font-family:Arial;border-collapse:collapse;border:none;"><tbody> <tr style="height:20px;"> <td style="overflow:hidden;padding:0px 3px 0px 3px;vertical-align:bottom;"></td> <td style="overflow:hidden;padding:0px 3px 0px 3px;vertical-align:bottom;"></td> <td style="overflow:hidden;padding:0px 3px 0px 3px;vertical-align:bottom;"></td> <td data-sheets-value='{"1":2,"2":"Ut-value"}' style="overflow:hidden;padding:0px 3px 0px 3px;vertical-align:bottom;font-weight:bold;text-align:center;">Ut-value</td> <td data-sheets-value='{"1":2,"2":"LT-value"}' style="overflow:hidden;padding:0px 3px 0px 3px;vertical-align:bottom;font-weight:bold;text-align:center;">LT-value</td> <td data-sheets-value='{"1":2,"2":"g-value"}' style="overflow:hidden;padding:0px 3px 0px 3px;vertical-align:bottom;font-weight:bold;text-align:center;">g-value</td> <td data-sheets-value='{"1":2,"2":"Rw-value "}' style="overflow:hidden;padding:0px 3px 0px 3px;vertical-align:bottom;font-weight:bold;text-align:center;">Rw-value </td> </tr> <tr style="height:20px;"> <td style="overflow:hidden;padding:0px 3px 0px 3px;vertical-align:bottom;"></td> <td style="overflow:hidden;padding:0px 3px 0px 3px;vertical-align:bottom;"></td> <td style="overflow:hidden;padding:0px 3px 0px 3px;vertical-align:bottom;"></td> <td data-sheets-numberformat='{"1":2,"2":"0.00","3":1}' data-sheets-value='{"1":2,"2":"EN 1873 : 2014"}' style="overflow:hidden;padding:0px 3px 0px 3px;vertical-align:bottom;text-align:center;">EN 1873 : 2014</td> <td data-sheets-numberformat='{"1":2,"2":"0","3":1}' data-sheets-value='{"1":2,"2":"EN ISO 13468 EN 16153 EN 410"}' style="overflow:hidden;padding:0px 3px 0px 3px;vertical-align:bottom;text-align:center;">EN ISO 13468 EN 16153 EN 410</td> <td data-sheets-numberformat='{"1":2,"2":"0","3":1}' data-sheets-value='{"1":2,"2":"EN 410"}' style="overflow:hidden;padding:0px 3px 0px 3px;vertical-align:bottom;text-align:center;">EN 410</td> <td data-sheets-value='{"1":2,"2":"EN ISO 140-3\t\t"}' style="overflow:hidden;padding:0px 3px 0px 3px;vertical-align:bottom;text-align:center;">EN ISO 140-3 </td> </tr> <tr style="height:20px;"> <td data-sheets-value='{"1":2,"2":"Material"}' style="border-bottom:1px solid #000000;overflow:hidden;padding:0px 3px 0px 3px;vertical-align:bottom;background-color:#000000;font-weight:bold;color:#ffffff;">Material</td> <td data-sheets-value='{"1":2,"2":"Walls"}' style="border-bottom:1px solid #000000;overflow:hidden;padding:0px 3px 0px 3px;vertical-align:bottom;background-color:#000000;font-weight:bold;color:#ffffff;">Walls</td> <td data-sheets-value='{"1":2,"2":"Shells"}' style="border-bottom:1px solid #000000;overflow:hidden;padding:0px 3px 0px 3px;vertical-align:bottom;background-color:#000000;font-weight:bold;color:#ffffff;">Shells</td> <td data-sheets-numberformat='{"1":2,"2":"0.00","3":1}' data-sheets-value='{"1":2,"2":"(W/m²K)\t"}' style="border-bottom:1px solid #000000;overflow:hidden;padding:0px 3px 0px 3px;vertical-align:bottom;background-color:#000000;font-weight:bold;color:#ffffff;text-align:center;">(W/m²K) </td> <td data-sheets-numberformat='{"1":2,"2":"0","3":1}' data-sheets-value='{"1":2,"2":"(%)"}' style="border-bottom:1px solid #000000;overflow:hidden;padding:0px 3px 0px 3px;vertical-align:bottom;background-color:#000000;font-weight:bold;color:#ffffff;text-align:center;">(%)</td> <td data-sheets-numberformat='{"1":2,"2":"0","3":1}' data-sheets-value='{"1":2,"2":"(%)"}' style="border-bottom:1px solid #000000;overflow:hidden;padding:0px 3px 0px 3px;vertical-align:bottom;background-color:#000000;font-weight:bold;color:#ffffff;text-align:center;">(%)</td> <td data-sheets-value='{"1":2,"2":"(dB)"}' style="border-bottom:1px solid #000000;overflow:hidden;padding:0px 3px 0px 3px;vertical-align:bottom;background-color:#000000;font-weight:bold;color:#ffffff;text-align:center;">(dB)</td> </tr> <tr style="height:20px;"> <td data-sheets-value='{"1":2,"2":"Acrylic"}' style="border-left:1px solid #000000;overflow:hidden;padding:0px 3px 0px 3px;vertical-align:bottom;">Acrylic</td> <td data-sheets-value='{"1":2,"2":"EW"}' style="overflow:hidden;padding:0px 3px 0px 3px;vertical-align:bottom;">EW</td> <td data-sheets-value='{"1":2,"2":"Clear (H)"}' style="overflow:hidden;padding:0px 3px 0px 3px;vertical-align:bottom;">Clear (H)</td> <td data-sheets-numberformat='{"1":2,"2":"0.00","3":1}' data-sheets-value='{"1":3,"3":1.19}' style="overflow:hidden;padding:0px 3px 0px 3px;vertical-align:bottom;text-align:center;">1.19</td> <td data-sheets-numberformat='{"1":2,"2":"0","3":1}' data-sheets-value='{"1":3,"3":36.9}' style="overflow:hidden;padding:0px 3px 0px 3px;vertical-align:bottom;text-align:center;">37</td> <td data-sheets-numberformat='{"1":2,"2":"0","3":1}' data-sheets-value='{"1":3,"3":57.42}' style="overflow:hidden;padding:0px 3px 0px 3px;vertical-align:bottom;text-align:center;">57</td> <td data-sheets-value='{"1":3,"3":24}' style="border-right:1px solid #000000;overflow:hidden;padding:0px 3px 0px 3px;vertical-align:bottom;text-align:center;">24</td> </tr> <tr style="height:20px;"> <td data-sheets-value='{"1":2,"2":"PMMA"}' style="border-left:1px solid #000000;overflow:hidden;padding:0px 3px 0px 3px;vertical-align:bottom;">PMMA</td> <td style="overflow:hidden;padding:0px 3px 0px 3px;vertical-align:bottom;"></td> <td data-sheets-value='{"1":2,"2":"Opal (O)"}' style="overflow:hidden;padding:0px 3px 0px 3px;vertical-align:bottom;">Opal (O)</td> <td data-sheets-numberformat='{"1":2,"2":"0.00","3":1}' data-sheets-value='{"1":3,"3":1.19}' style="overflow:hidden;padding:0px 3px 0px 3px;vertical-align:bottom;text-align:center;">1.19</td> <td data-sheets-numberformat='{"1":2,"2":"0","3":1}' data-sheets-value='{"1":3,"3":34.03}' style="overflow:hidden;padding:0px 3px 0px 3px;vertical-align:bottom;text-align:center;">34</td> <td data-sheets-numberformat='{"1":2,"2":"0","3":1}' data-sheets-value='{"1":3,"3":50.160000000000004}' style="overflow:hidden;padding:0px 3px 0px 3px;vertical-align:bottom;text-align:center;">50</td> <td data-sheets-value='{"1":3,"3":24}' style="border-right:1px solid #000000;overflow:hidden;padding:0px 3px 0px 3px;vertical-align:bottom;text-align:center;">24</td> </tr> <tr style="height:20px;"> <td style="border-left:1px solid #000000;overflow:hidden;padding:0px 3px 0px 3px;vertical-align:bottom;"></td> <td data-sheets-value='{"1":2,"2":"DW"}' style="overflow:hidden;padding:0px 3px 0px 3px;vertical-align:bottom;">DW</td> <td data-sheets-value='{"1":2,"2":"Clear (H/H)"}' style="overflow:hidden;padding:0px 3px 0px 3px;vertical-align:bottom;">Clear (H/H)</td> <td data-sheets-numberformat='{"1":2,"2":"0.00","3":1}' data-sheets-value='{"1":3,"3":0.98}' style="overflow:hidden;padding:0px 3px 0px 3px;vertical-align:bottom;text-align:center;">0.98</td> <td data-sheets-numberformat='{"1":2,"2":"0","3":1}' data-sheets-value='{"1":3,"3":33.21}' style="overflow:hidden;padding:0px 3px 0px 3px;vertical-align:bottom;text-align:center;">33</td> <td data-sheets-numberformat='{"1":2,"2":"0","3":1}' data-sheets-value='{"1":3,"3":49.5}' style="overflow:hidden;padding:0px 3px 0px 3px;vertical-align:bottom;text-align:center;">50</td> <td data-sheets-value='{"1":3,"3":26}' style="border-right:1px solid #000000;overflow:hidden;padding:0px 3px 0px 3px;vertical-align:bottom;text-align:center;">26</td> </tr> <tr style="height:20px;"> <td style="border-bottom:1px solid #000000;border-left:1px solid #000000;overflow:hidden;padding:0px 3px 0px 3px;vertical-align:bottom;"></td> <td style="border-bottom:1px solid #000000;overflow:hidden;padding:0px 3px 0px 3px;vertical-align:bottom;"></td> <td data-sheets-value='{"1":2,"2":"Opal (O/O)"}' style="border-bottom:1px solid #000000;overflow:hidden;padding:0px 3px 0px 3px;vertical-align:bottom;">Opal (O/O)</td> <td data-sheets-numberformat='{"1":2,"2":"0.00","3":1}' data-sheets-value='{"1":3,"3":0.98}' style="border-bottom:1px solid #000000;overflow:hidden;padding:0px 3px 0px 3px;vertical-align:bottom;text-align:center;">0.98</td> <td data-sheets-numberformat='{"1":2,"2":"0","3":1}' data-sheets-value='{"1":3,"3":28.29}' style="border-bottom:1px solid #000000;overflow:hidden;padding:0px 3px 0px 3px;vertical-align:bottom;text-align:center;">28</td> <td data-sheets-numberformat='{"1":2,"2":"0","3":1}' data-sheets-value='{"1":3,"3":38.28}' style="border-bottom:1px solid #000000;overflow:hidden;padding:0px 3px 0px 3px;vertical-align:bottom;text-align:center;">38</td> <td data-sheets-value='{"1":3,"3":26}' style="border-right:1px solid #000000;border-bottom:1px solid #000000;overflow:hidden;padding:0px 3px 0px 3px;vertical-align:bottom;text-align:center;">26</td> </tr> <tr style="height:20px;"> <td data-sheets-value='{"1":2,"2":"Polycarbonate "}' style="border-left:1px solid #000000;overflow:hidden;padding:0px 3px 0px 3px;vertical-align:bottom;">Polycarbonate </td> <td data-sheets-value='{"1":2,"2":"EW"}' style="overflow:hidden;padding:0px 3px 0px 3px;vertical-align:bottom;">EW</td> <td data-sheets-value='{"1":2,"2":"Clear (A)"}' style="overflow:hidden;padding:0px 3px 0px 3px;vertical-align:bottom;">Clear (A)</td> <td data-sheets-numberformat='{"1":2,"2":"0.00","3":1}' data-sheets-value='{"1":3,"3":1.19}' style="overflow:hidden;padding:0px 3px 0px 3px;vertical-align:bottom;text-align:center;">1.19</td> <td data-sheets-numberformat='{"1":2,"2":"0","3":1}' data-sheets-value='{"1":3,"3":36.08}' style="overflow:hidden;padding:0px 3px 0px 3px;vertical-align:bottom;text-align:center;">36</td> <td data-sheets-numberformat='{"1":2,"2":"0","3":1}' data-sheets-value='{"1":3,"3":54.78}' style="overflow:hidden;padding:0px 3px 0px 3px;vertical-align:bottom;text-align:center;">55</td> <td data-sheets-value='{"1":3,"3":24}' style="border-right:1px solid #000000;overflow:hidden;padding:0px 3px 0px 3px;vertical-align:bottom;text-align:center;">24</td> </tr> <tr style="height:20px;"> <td data-sheets-value='{"1":2,"2":"PC"}' style="border-left:1px solid #000000;overflow:hidden;padding:0px 3px 0px 3px;vertical-align:bottom;">PC</td> <td style="overflow:hidden;padding:0px 3px 0px 3px;vertical-align:bottom;"></td> <td data-sheets-value='{"1":2,"2":"Opal (D)"}' style="overflow:hidden;padding:0px 3px 0px 3px;vertical-align:bottom;">Opal (D)</td> <td data-sheets-numberformat='{"1":2,"2":"0.00","3":1}' data-sheets-value='{"1":3,"3":1.19}' style="overflow:hidden;padding:0px 3px 0px 3px;vertical-align:bottom;text-align:center;">1.19</td> <td data-sheets-numberformat='{"1":2,"2":"0","3":1}' data-sheets-value='{"1":3,"3":23.779999999999998}' style="overflow:hidden;padding:0px 3px 0px 3px;vertical-align:bottom;text-align:center;">24</td> <td data-sheets-numberformat='{"1":2,"2":"0","3":1}' data-sheets-value='{"1":3,"3":39.6}' style="overflow:hidden;padding:0px 3px 0px 3px;vertical-align:bottom;text-align:center;">40</td> <td data-sheets-value='{"1":3,"3":24}' style="border-right:1px solid #000000;overflow:hidden;padding:0px 3px 0px 3px;vertical-align:bottom;text-align:center;">24</td> </tr> <tr style="height:20px;"> <td style="border-left:1px solid #000000;overflow:hidden;padding:0px 3px 0px 3px;vertical-align:bottom;"></td> <td data-sheets-value='{"1":2,"2":"DW"}' style="overflow:hidden;padding:0px 3px 0px 3px;vertical-align:bottom;">DW</td> <td data-sheets-value='{"1":2,"2":"Clear (A/H)"}' style="overflow:hidden;padding:0px 3px 0px 3px;vertical-align:bottom;">Clear (A/H)</td> <td data-sheets-numberformat='{"1":2,"2":"0.00","3":1}' data-sheets-value='{"1":3,"3":0.98}' style="overflow:hidden;padding:0px 3px 0px 3px;vertical-align:bottom;text-align:center;">0.98</td> <td data-sheets-numberformat='{"1":2,"2":"0","3":1}' data-sheets-value='{"1":3,"3":32.39}' style="overflow:hidden;padding:0px 3px 0px 3px;vertical-align:bottom;text-align:center;">32</td> <td data-sheets-numberformat='{"1":2,"2":"0","3":1}' data-sheets-value='{"1":3,"3":47.52}' style="overflow:hidden;padding:0px 3px 0px 3px;vertical-align:bottom;text-align:center;">48</td> <td data-sheets-value='{"1":3,"3":26}' style="border-right:1px solid #000000;overflow:hidden;padding:0px 3px 0px 3px;vertical-align:bottom;text-align:center;">26</td> </tr> <tr style="height:20px;"> <td style="border-left:1px solid #000000;overflow:hidden;padding:0px 3px 0px 3px;vertical-align:bottom;"></td> <td style="overflow:hidden;padding:0px 3px 0px 3px;vertical-align:bottom;"></td> <td data-sheets-value='{"1":2,"2":"Clear (A/A)"}' style="overflow:hidden;padding:0px 3px 0px 3px;vertical-align:bottom;">Clear (A/A)</td> <td data-sheets-numberformat='{"1":2,"2":"0.00","3":1}' data-sheets-value='{"1":3,"3":0.98}' style="overflow:hidden;padding:0px 3px 0px 3px;vertical-align:bottom;text-align:center;">0.98</td> <td data-sheets-numberformat='{"1":2,"2":"0","3":1}' data-sheets-value='{"1":3,"3":31.569999999999997}' style="overflow:hidden;padding:0px 3px 0px 3px;vertical-align:bottom;text-align:center;">32</td> <td data-sheets-numberformat='{"1":2,"2":"0","3":1}' data-sheets-value='{"1":3,"3":45.54}' style="overflow:hidden;padding:0px 3px 0px 3px;vertical-align:bottom;text-align:center;">46</td> <td data-sheets-value='{"1":3,"3":26}' style="border-right:1px solid #000000;overflow:hidden;padding:0px 3px 0px 3px;vertical-align:bottom;text-align:center;">26</td> </tr> <tr style="height:20px;"> <td style="border-left:1px solid #000000;overflow:hidden;padding:0px 3px 0px 3px;vertical-align:bottom;"></td> <td style="overflow:hidden;padding:0px 3px 0px 3px;vertical-align:bottom;"></td> <td data-sheets-value='{"1":2,"2":"Opal (A/O)"}' style="overflow:hidden;padding:0px 3px 0px 3px;vertical-align:bottom;">Opal (A/O)</td> <td data-sheets-numberformat='{"1":2,"2":"0.00","3":1}' data-sheets-value='{"1":3,"3":0.98}' style="overflow:hidden;padding:0px 3px 0px 3px;vertical-align:bottom;text-align:center;">0.98</td> <td data-sheets-numberformat='{"1":2,"2":"0","3":1}' data-sheets-value='{"1":3,"3":29.93}' style="overflow:hidden;padding:0px 3px 0px 3px;vertical-align:bottom;text-align:center;">30</td> <td data-sheets-numberformat='{"1":2,"2":"0","3":1}' data-sheets-value='{"1":3,"3":41.580000000000005}' style="overflow:hidden;padding:0px 3px 0px 3px;vertical-align:bottom;text-align:center;">42</td> <td data-sheets-value='{"1":3,"3":26}' style="border-right:1px solid #000000;overflow:hidden;padding:0px 3px 0px 3px;vertical-align:bottom;text-align:center;">26</td> </tr> <tr style="height:20px;"> <td style="border-bottom:1px solid #000000;border-left:1px solid #000000;overflow:hidden;padding:0px 3px 0px 3px;vertical-align:bottom;"></td> <td style="border-bottom:1px solid #000000;overflow:hidden;padding:0px 3px 0px 3px;vertical-align:bottom;"></td> <td data-sheets-value='{"1":2,"2":"Opal (A/D)"}' style="border-bottom:1px solid #000000;overflow:hidden;padding:0px 3px 0px 3px;vertical-align:bottom;">Opal (A/D)</td> <td data-sheets-numberformat='{"1":2,"2":"0.00","3":1}' data-sheets-value='{"1":3,"3":0.98}' style="border-bottom:1px solid #000000;overflow:hidden;padding:0px 3px 0px 3px;vertical-align:bottom;text-align:center;">0.98</td> <td data-sheets-numberformat='{"1":2,"2":"0","3":1}' data-sheets-value='{"1":3,"3":20.91}' style="border-bottom:1px solid #000000;overflow:hidden;padding:0px 3px 0px 3px;vertical-align:bottom;text-align:center;">21</td> <td data-sheets-numberformat='{"1":2,"2":"0","3":1}' data-sheets-value='{"1":3,"3":33}' style="border-bottom:1px solid #000000;overflow:hidden;padding:0px 3px 0px 3px;vertical-align:bottom;text-align:center;">33</td> <td data-sheets-value='{"1":3,"3":26}' style="border-right:1px solid #000000;border-bottom:1px solid #000000;overflow:hidden;padding:0px 3px 0px 3px;vertical-align:bottom;text-align:center;">26</td> </tr> <tr style="height:20px;"> <td data-sheets-value='{"1":2,"2":"Polycarbonate"}' style="border-left:1px solid #000000;overflow:hidden;padding:0px 3px 0px 3px;vertical-align:bottom;">Polycarbonate</td> <td data-sheets-value='{"1":2,"2":"EW"}' style="overflow:hidden;padding:0px 3px 0px 3px;vertical-align:bottom;">EW</td> <td data-sheets-value='{"1":2,"2":"Heatstop Opal (T)"}' style="overflow:hidden;padding:0px 3px 0px 3px;vertical-align:bottom;">Heatstop Opal (T)</td> <td data-sheets-numberformat='{"1":2,"2":"0.00","3":1}' data-sheets-value='{"1":3,"3":1.19}' style="overflow:hidden;padding:0px 3px 0px 3px;vertical-align:bottom;text-align:center;">1.19</td> <td data-sheets-numberformat='{"1":2,"2":"0","3":1}' data-sheets-value='{"1":3,"3":20.09}' style="overflow:hidden;padding:0px 3px 0px 3px;vertical-align:bottom;text-align:center;">20</td> <td data-sheets-numberformat='{"1":2,"2":"0","3":1}' data-sheets-value='{"1":3,"3":38.940000000000005}' style="overflow:hidden;padding:0px 3px 0px 3px;vertical-align:bottom;text-align:center;">39</td> <td data-sheets-value='{"1":3,"3":24}' style="border-right:1px solid #000000;overflow:hidden;padding:0px 3px 0px 3px;vertical-align:bottom;text-align:center;">24</td> </tr> <tr style="height:20px;"> <td data-sheets-value='{"1":2,"2":"Heatstop PC"}' style="border-left:1px solid #000000;overflow:hidden;padding:0px 3px 0px 3px;vertical-align:bottom;">Heatstop PC</td> <td data-sheets-value='{"1":2,"2":"DW"}' style="overflow:hidden;padding:0px 3px 0px 3px;vertical-align:bottom;">DW</td> <td data-sheets-value='{"1":2,"2":"Clear (T/H)"}' style="overflow:hidden;padding:0px 3px 0px 3px;vertical-align:bottom;">Clear (T/H)</td> <td data-sheets-numberformat='{"1":2,"2":"0.00","3":1}' data-sheets-value='{"1":3,"3":0.98}' style="overflow:hidden;padding:0px 3px 0px 3px;vertical-align:bottom;text-align:center;">0.98</td> <td data-sheets-numberformat='{"1":2,"2":"0","3":1}' data-sheets-value='{"1":3,"3":18.04}' style="overflow:hidden;padding:0px 3px 0px 3px;vertical-align:bottom;text-align:center;">18</td> <td data-sheets-numberformat='{"1":2,"2":"0","3":1}' data-sheets-value='{"1":3,"3":33.660000000000004}' style="overflow:hidden;padding:0px 3px 0px 3px;vertical-align:bottom;text-align:center;">34</td> <td data-sheets-value='{"1":3,"3":26}' style="border-right:1px solid #000000;overflow:hidden;padding:0px 3px 0px 3px;vertical-align:bottom;text-align:center;">26</td> </tr> <tr style="height:20px;"> <td style="border-bottom:1px solid #000000;border-left:1px solid #000000;overflow:hidden;padding:0px 3px 0px 3px;vertical-align:bottom;"></td> <td style="border-bottom:1px solid #000000;overflow:hidden;padding:0px 3px 0px 3px;vertical-align:bottom;"></td> <td data-sheets-value='{"1":2,"2":"Opal (T/O)"}' style="border-bottom:1px solid #000000;overflow:hidden;padding:0px 3px 0px 3px;vertical-align:bottom;">Opal (T/O)</td> <td data-sheets-numberformat='{"1":2,"2":"0.00","3":1}' data-sheets-value='{"1":3,"3":0.98}' style="border-bottom:1px solid #000000;overflow:hidden;padding:0px 3px 0px 3px;vertical-align:bottom;text-align:center;">0.98</td> <td data-sheets-numberformat='{"1":2,"2":"0","3":1}' data-sheets-value='{"1":3,"3":16.81}' style="border-bottom:1px solid #000000;overflow:hidden;padding:0px 3px 0px 3px;vertical-align:bottom;text-align:center;">17</td> <td data-sheets-numberformat='{"1":2,"2":"0","3":1}' data-sheets-value='{"1":3,"3":29.700000000000003}' style="border-bottom:1px solid #000000;overflow:hidden;padding:0px 3px 0px 3px;vertical-align:bottom;text-align:center;">30</td> <td data-sheets-value='{"1":3,"3":26}' style="border-right:1px solid #000000;border-bottom:1px solid #000000;overflow:hidden;padding:0px 3px 0px 3px;vertical-align:bottom;text-align:center;">26</td> </tr> </tbody></table> | skylux-160-ce-met-koepel-en-metaalopstand-met-lm-motor-en-pvc-raam-type-ep25-0800-x-1400-mm | 8585993158989 | 46872269979981
Smoke and heat exhaust (SHEV) | SHE system | Skylux | Skylux 160° CE with skylight and metal curb with LM-actuator and PVC frame type EP25 0900 x 1200 mm |  | 50878 | 5412970508786 | 3878.05 | Yes | 30-45 | 79.57 | 900 x 1200 mm | 1200 | 900 |  | metal curb M30 (30 cm high) | Rectangular | 1.19 W/m²K - 0.98 W/m²K | 57% - 30% | 37% - 17% | 24dB - 26dB | 160° CE (for industry) | PVC frame EP25 | without spoiler | E | Single actuator | Maximum double-walled skylight possible for this product | Ut-value LT-value g-value Rw-value EN 1873 : 2014 EN ISO 13468 EN 16153 EN 410 EN 410 EN ISO 140-3 Material Walls Shells (W/m²K) (%) (%) (dB) Acrylic EW Clear (H) 1.19 37 57 24 PMMA Opal (O) 1.19 34 50 24 DW Clear (H/H) 0.98 33 50 26 Opal (O/O) 0.98 28 38 26 Polycarbonate EW Clear (A) 1.19 36 55 24 PC Opal (D) 1.19 24 40 24 DW Clear (A/H) 0.98 32 48 26 Clear (A/A) 0.98 32 46 26 Opal (A/O) 0.98 30 42 26 Opal (A/D) 0.98 21 33 26 Polycarbonate EW Heatstop Opal (T) 1.19 20 39 24 Heatstop PC DW Clear (T/H) 0.98 18 34 26 Opal (T/O) 0.98 17 30 26 | https://skylux.eu/en/products/skylux-160-ce-met-koepel-en-metaalopstand-met-lm-motor-en-pvc-raam-type-ep25-0900-x-1200-mm | https://skylux.eu/cdn/shop/files/Skylux-160deg-CE-met-koepel-en-metaalopstand-met-LM-motor-en-pvc-raam-type-EP25-0900-x-1200-mm-RWA-systeem.jpg?v=1702976789&width=1600 | https://skylux.eu/cdn/shop/files/e5a82811-1bb0-48e4-a776-cacb59c7c092_4a5c2e2a-e6ed-4ff7-8321-e6a8ad4a3ad8.jpg?v=1688550215&width=1600 | //skylux.eu/cdn/shop/files/E_MH_Mounting_instructions_Skylux_160_CE_LM.pdf?v=12406716259046007223 | //skylux.eu/cdn/shop/files/E_TD_Technical_File_Skylux_Skylux_160_CE_Electric.pdf?v=3667116872303399239 | <style type="text/css" id="isPasted"><!--td {border: 1px solid #cccccc;}br {mso-data-placement:same-cell;}--></style><table border="1" cellpadding="0" cellspacing="0" dir="ltr" style="table-layout:fixed;font-size:10pt;font-family:Arial;border-collapse:collapse;border:none;"><tbody> <tr style="height:20px;"> <td style="overflow:hidden;padding:0px 3px 0px 3px;vertical-align:bottom;"></td> <td style="overflow:hidden;padding:0px 3px 0px 3px;vertical-align:bottom;"></td> <td style="overflow:hidden;padding:0px 3px 0px 3px;vertical-align:bottom;"></td> <td data-sheets-value='{"1":2,"2":"Ut-value"}' style="overflow:hidden;padding:0px 3px 0px 3px;vertical-align:bottom;font-weight:bold;text-align:center;">Ut-value</td> <td data-sheets-value='{"1":2,"2":"LT-value"}' style="overflow:hidden;padding:0px 3px 0px 3px;vertical-align:bottom;font-weight:bold;text-align:center;">LT-value</td> <td data-sheets-value='{"1":2,"2":"g-value"}' style="overflow:hidden;padding:0px 3px 0px 3px;vertical-align:bottom;font-weight:bold;text-align:center;">g-value</td> <td data-sheets-value='{"1":2,"2":"Rw-value "}' style="overflow:hidden;padding:0px 3px 0px 3px;vertical-align:bottom;font-weight:bold;text-align:center;">Rw-value </td> </tr> <tr style="height:20px;"> <td style="overflow:hidden;padding:0px 3px 0px 3px;vertical-align:bottom;"></td> <td style="overflow:hidden;padding:0px 3px 0px 3px;vertical-align:bottom;"></td> <td style="overflow:hidden;padding:0px 3px 0px 3px;vertical-align:bottom;"></td> <td data-sheets-numberformat='{"1":2,"2":"0.00","3":1}' data-sheets-value='{"1":2,"2":"EN 1873 : 2014"}' style="overflow:hidden;padding:0px 3px 0px 3px;vertical-align:bottom;text-align:center;">EN 1873 : 2014</td> <td data-sheets-numberformat='{"1":2,"2":"0","3":1}' data-sheets-value='{"1":2,"2":"EN ISO 13468 EN 16153 EN 410"}' style="overflow:hidden;padding:0px 3px 0px 3px;vertical-align:bottom;text-align:center;">EN ISO 13468 EN 16153 EN 410</td> <td data-sheets-numberformat='{"1":2,"2":"0","3":1}' data-sheets-value='{"1":2,"2":"EN 410"}' style="overflow:hidden;padding:0px 3px 0px 3px;vertical-align:bottom;text-align:center;">EN 410</td> <td data-sheets-value='{"1":2,"2":"EN ISO 140-3\t\t"}' style="overflow:hidden;padding:0px 3px 0px 3px;vertical-align:bottom;text-align:center;">EN ISO 140-3 </td> </tr> <tr style="height:20px;"> <td data-sheets-value='{"1":2,"2":"Material"}' style="border-bottom:1px solid #000000;overflow:hidden;padding:0px 3px 0px 3px;vertical-align:bottom;background-color:#000000;font-weight:bold;color:#ffffff;">Material</td> <td data-sheets-value='{"1":2,"2":"Walls"}' style="border-bottom:1px solid #000000;overflow:hidden;padding:0px 3px 0px 3px;vertical-align:bottom;background-color:#000000;font-weight:bold;color:#ffffff;">Walls</td> <td data-sheets-value='{"1":2,"2":"Shells"}' style="border-bottom:1px solid #000000;overflow:hidden;padding:0px 3px 0px 3px;vertical-align:bottom;background-color:#000000;font-weight:bold;color:#ffffff;">Shells</td> <td data-sheets-numberformat='{"1":2,"2":"0.00","3":1}' data-sheets-value='{"1":2,"2":"(W/m²K)\t"}' style="border-bottom:1px solid #000000;overflow:hidden;padding:0px 3px 0px 3px;vertical-align:bottom;background-color:#000000;font-weight:bold;color:#ffffff;text-align:center;">(W/m²K) </td> <td data-sheets-numberformat='{"1":2,"2":"0","3":1}' data-sheets-value='{"1":2,"2":"(%)"}' style="border-bottom:1px solid #000000;overflow:hidden;padding:0px 3px 0px 3px;vertical-align:bottom;background-color:#000000;font-weight:bold;color:#ffffff;text-align:center;">(%)</td> <td data-sheets-numberformat='{"1":2,"2":"0","3":1}' data-sheets-value='{"1":2,"2":"(%)"}' style="border-bottom:1px solid #000000;overflow:hidden;padding:0px 3px 0px 3px;vertical-align:bottom;background-color:#000000;font-weight:bold;color:#ffffff;text-align:center;">(%)</td> <td data-sheets-value='{"1":2,"2":"(dB)"}' style="border-bottom:1px solid #000000;overflow:hidden;padding:0px 3px 0px 3px;vertical-align:bottom;background-color:#000000;font-weight:bold;color:#ffffff;text-align:center;">(dB)</td> </tr> <tr style="height:20px;"> <td data-sheets-value='{"1":2,"2":"Acrylic"}' style="border-left:1px solid #000000;overflow:hidden;padding:0px 3px 0px 3px;vertical-align:bottom;">Acrylic</td> <td data-sheets-value='{"1":2,"2":"EW"}' style="overflow:hidden;padding:0px 3px 0px 3px;vertical-align:bottom;">EW</td> <td data-sheets-value='{"1":2,"2":"Clear (H)"}' style="overflow:hidden;padding:0px 3px 0px 3px;vertical-align:bottom;">Clear (H)</td> <td data-sheets-numberformat='{"1":2,"2":"0.00","3":1}' data-sheets-value='{"1":3,"3":1.19}' style="overflow:hidden;padding:0px 3px 0px 3px;vertical-align:bottom;text-align:center;">1.19</td> <td data-sheets-numberformat='{"1":2,"2":"0","3":1}' data-sheets-value='{"1":3,"3":36.9}' style="overflow:hidden;padding:0px 3px 0px 3px;vertical-align:bottom;text-align:center;">37</td> <td data-sheets-numberformat='{"1":2,"2":"0","3":1}' data-sheets-value='{"1":3,"3":57.42}' style="overflow:hidden;padding:0px 3px 0px 3px;vertical-align:bottom;text-align:center;">57</td> <td data-sheets-value='{"1":3,"3":24}' style="border-right:1px solid #000000;overflow:hidden;padding:0px 3px 0px 3px;vertical-align:bottom;text-align:center;">24</td> </tr> <tr style="height:20px;"> <td data-sheets-value='{"1":2,"2":"PMMA"}' style="border-left:1px solid #000000;overflow:hidden;padding:0px 3px 0px 3px;vertical-align:bottom;">PMMA</td> <td style="overflow:hidden;padding:0px 3px 0px 3px;vertical-align:bottom;"></td> <td data-sheets-value='{"1":2,"2":"Opal (O)"}' style="overflow:hidden;padding:0px 3px 0px 3px;vertical-align:bottom;">Opal (O)</td> <td data-sheets-numberformat='{"1":2,"2":"0.00","3":1}' data-sheets-value='{"1":3,"3":1.19}' style="overflow:hidden;padding:0px 3px 0px 3px;vertical-align:bottom;text-align:center;">1.19</td> <td data-sheets-numberformat='{"1":2,"2":"0","3":1}' data-sheets-value='{"1":3,"3":34.03}' style="overflow:hidden;padding:0px 3px 0px 3px;vertical-align:bottom;text-align:center;">34</td> <td data-sheets-numberformat='{"1":2,"2":"0","3":1}' data-sheets-value='{"1":3,"3":50.160000000000004}' style="overflow:hidden;padding:0px 3px 0px 3px;vertical-align:bottom;text-align:center;">50</td> <td data-sheets-value='{"1":3,"3":24}' style="border-right:1px solid #000000;overflow:hidden;padding:0px 3px 0px 3px;vertical-align:bottom;text-align:center;">24</td> </tr> <tr style="height:20px;"> <td style="border-left:1px solid #000000;overflow:hidden;padding:0px 3px 0px 3px;vertical-align:bottom;"></td> <td data-sheets-value='{"1":2,"2":"DW"}' style="overflow:hidden;padding:0px 3px 0px 3px;vertical-align:bottom;">DW</td> <td data-sheets-value='{"1":2,"2":"Clear (H/H)"}' style="overflow:hidden;padding:0px 3px 0px 3px;vertical-align:bottom;">Clear (H/H)</td> <td data-sheets-numberformat='{"1":2,"2":"0.00","3":1}' data-sheets-value='{"1":3,"3":0.98}' style="overflow:hidden;padding:0px 3px 0px 3px;vertical-align:bottom;text-align:center;">0.98</td> <td data-sheets-numberformat='{"1":2,"2":"0","3":1}' data-sheets-value='{"1":3,"3":33.21}' style="overflow:hidden;padding:0px 3px 0px 3px;vertical-align:bottom;text-align:center;">33</td> <td data-sheets-numberformat='{"1":2,"2":"0","3":1}' data-sheets-value='{"1":3,"3":49.5}' style="overflow:hidden;padding:0px 3px 0px 3px;vertical-align:bottom;text-align:center;">50</td> <td data-sheets-value='{"1":3,"3":26}' style="border-right:1px solid #000000;overflow:hidden;padding:0px 3px 0px 3px;vertical-align:bottom;text-align:center;">26</td> </tr> <tr style="height:20px;"> <td style="border-bottom:1px solid #000000;border-left:1px solid #000000;overflow:hidden;padding:0px 3px 0px 3px;vertical-align:bottom;"></td> <td style="border-bottom:1px solid #000000;overflow:hidden;padding:0px 3px 0px 3px;vertical-align:bottom;"></td> <td data-sheets-value='{"1":2,"2":"Opal (O/O)"}' style="border-bottom:1px solid #000000;overflow:hidden;padding:0px 3px 0px 3px;vertical-align:bottom;">Opal (O/O)</td> <td data-sheets-numberformat='{"1":2,"2":"0.00","3":1}' data-sheets-value='{"1":3,"3":0.98}' style="border-bottom:1px solid #000000;overflow:hidden;padding:0px 3px 0px 3px;vertical-align:bottom;text-align:center;">0.98</td> <td data-sheets-numberformat='{"1":2,"2":"0","3":1}' data-sheets-value='{"1":3,"3":28.29}' style="border-bottom:1px solid #000000;overflow:hidden;padding:0px 3px 0px 3px;vertical-align:bottom;text-align:center;">28</td> <td data-sheets-numberformat='{"1":2,"2":"0","3":1}' data-sheets-value='{"1":3,"3":38.28}' style="border-bottom:1px solid #000000;overflow:hidden;padding:0px 3px 0px 3px;vertical-align:bottom;text-align:center;">38</td> <td data-sheets-value='{"1":3,"3":26}' style="border-right:1px solid #000000;border-bottom:1px solid #000000;overflow:hidden;padding:0px 3px 0px 3px;vertical-align:bottom;text-align:center;">26</td> </tr> <tr style="height:20px;"> <td data-sheets-value='{"1":2,"2":"Polycarbonate "}' style="border-left:1px solid #000000;overflow:hidden;padding:0px 3px 0px 3px;vertical-align:bottom;">Polycarbonate </td> <td data-sheets-value='{"1":2,"2":"EW"}' style="overflow:hidden;padding:0px 3px 0px 3px;vertical-align:bottom;">EW</td> <td data-sheets-value='{"1":2,"2":"Clear (A)"}' style="overflow:hidden;padding:0px 3px 0px 3px;vertical-align:bottom;">Clear (A)</td> <td data-sheets-numberformat='{"1":2,"2":"0.00","3":1}' data-sheets-value='{"1":3,"3":1.19}' style="overflow:hidden;padding:0px 3px 0px 3px;vertical-align:bottom;text-align:center;">1.19</td> <td data-sheets-numberformat='{"1":2,"2":"0","3":1}' data-sheets-value='{"1":3,"3":36.08}' style="overflow:hidden;padding:0px 3px 0px 3px;vertical-align:bottom;text-align:center;">36</td> <td data-sheets-numberformat='{"1":2,"2":"0","3":1}' data-sheets-value='{"1":3,"3":54.78}' style="overflow:hidden;padding:0px 3px 0px 3px;vertical-align:bottom;text-align:center;">55</td> <td data-sheets-value='{"1":3,"3":24}' style="border-right:1px solid #000000;overflow:hidden;padding:0px 3px 0px 3px;vertical-align:bottom;text-align:center;">24</td> </tr> <tr style="height:20px;"> <td data-sheets-value='{"1":2,"2":"PC"}' style="border-left:1px solid #000000;overflow:hidden;padding:0px 3px 0px 3px;vertical-align:bottom;">PC</td> <td style="overflow:hidden;padding:0px 3px 0px 3px;vertical-align:bottom;"></td> <td data-sheets-value='{"1":2,"2":"Opal (D)"}' style="overflow:hidden;padding:0px 3px 0px 3px;vertical-align:bottom;">Opal (D)</td> <td data-sheets-numberformat='{"1":2,"2":"0.00","3":1}' data-sheets-value='{"1":3,"3":1.19}' style="overflow:hidden;padding:0px 3px 0px 3px;vertical-align:bottom;text-align:center;">1.19</td> <td data-sheets-numberformat='{"1":2,"2":"0","3":1}' data-sheets-value='{"1":3,"3":23.779999999999998}' style="overflow:hidden;padding:0px 3px 0px 3px;vertical-align:bottom;text-align:center;">24</td> <td data-sheets-numberformat='{"1":2,"2":"0","3":1}' data-sheets-value='{"1":3,"3":39.6}' style="overflow:hidden;padding:0px 3px 0px 3px;vertical-align:bottom;text-align:center;">40</td> <td data-sheets-value='{"1":3,"3":24}' style="border-right:1px solid #000000;overflow:hidden;padding:0px 3px 0px 3px;vertical-align:bottom;text-align:center;">24</td> </tr> <tr style="height:20px;"> <td style="border-left:1px solid #000000;overflow:hidden;padding:0px 3px 0px 3px;vertical-align:bottom;"></td> <td data-sheets-value='{"1":2,"2":"DW"}' style="overflow:hidden;padding:0px 3px 0px 3px;vertical-align:bottom;">DW</td> <td data-sheets-value='{"1":2,"2":"Clear (A/H)"}' style="overflow:hidden;padding:0px 3px 0px 3px;vertical-align:bottom;">Clear (A/H)</td> <td data-sheets-numberformat='{"1":2,"2":"0.00","3":1}' data-sheets-value='{"1":3,"3":0.98}' style="overflow:hidden;padding:0px 3px 0px 3px;vertical-align:bottom;text-align:center;">0.98</td> <td data-sheets-numberformat='{"1":2,"2":"0","3":1}' data-sheets-value='{"1":3,"3":32.39}' style="overflow:hidden;padding:0px 3px 0px 3px;vertical-align:bottom;text-align:center;">32</td> <td data-sheets-numberformat='{"1":2,"2":"0","3":1}' data-sheets-value='{"1":3,"3":47.52}' style="overflow:hidden;padding:0px 3px 0px 3px;vertical-align:bottom;text-align:center;">48</td> <td data-sheets-value='{"1":3,"3":26}' style="border-right:1px solid #000000;overflow:hidden;padding:0px 3px 0px 3px;vertical-align:bottom;text-align:center;">26</td> </tr> <tr style="height:20px;"> <td style="border-left:1px solid #000000;overflow:hidden;padding:0px 3px 0px 3px;vertical-align:bottom;"></td> <td style="overflow:hidden;padding:0px 3px 0px 3px;vertical-align:bottom;"></td> <td data-sheets-value='{"1":2,"2":"Clear (A/A)"}' style="overflow:hidden;padding:0px 3px 0px 3px;vertical-align:bottom;">Clear (A/A)</td> <td data-sheets-numberformat='{"1":2,"2":"0.00","3":1}' data-sheets-value='{"1":3,"3":0.98}' style="overflow:hidden;padding:0px 3px 0px 3px;vertical-align:bottom;text-align:center;">0.98</td> <td data-sheets-numberformat='{"1":2,"2":"0","3":1}' data-sheets-value='{"1":3,"3":31.569999999999997}' style="overflow:hidden;padding:0px 3px 0px 3px;vertical-align:bottom;text-align:center;">32</td> <td data-sheets-numberformat='{"1":2,"2":"0","3":1}' data-sheets-value='{"1":3,"3":45.54}' style="overflow:hidden;padding:0px 3px 0px 3px;vertical-align:bottom;text-align:center;">46</td> <td data-sheets-value='{"1":3,"3":26}' style="border-right:1px solid #000000;overflow:hidden;padding:0px 3px 0px 3px;vertical-align:bottom;text-align:center;">26</td> </tr> <tr style="height:20px;"> <td style="border-left:1px solid #000000;overflow:hidden;padding:0px 3px 0px 3px;vertical-align:bottom;"></td> <td style="overflow:hidden;padding:0px 3px 0px 3px;vertical-align:bottom;"></td> <td data-sheets-value='{"1":2,"2":"Opal (A/O)"}' style="overflow:hidden;padding:0px 3px 0px 3px;vertical-align:bottom;">Opal (A/O)</td> <td data-sheets-numberformat='{"1":2,"2":"0.00","3":1}' data-sheets-value='{"1":3,"3":0.98}' style="overflow:hidden;padding:0px 3px 0px 3px;vertical-align:bottom;text-align:center;">0.98</td> <td data-sheets-numberformat='{"1":2,"2":"0","3":1}' data-sheets-value='{"1":3,"3":29.93}' style="overflow:hidden;padding:0px 3px 0px 3px;vertical-align:bottom;text-align:center;">30</td> <td data-sheets-numberformat='{"1":2,"2":"0","3":1}' data-sheets-value='{"1":3,"3":41.580000000000005}' style="overflow:hidden;padding:0px 3px 0px 3px;vertical-align:bottom;text-align:center;">42</td> <td data-sheets-value='{"1":3,"3":26}' style="border-right:1px solid #000000;overflow:hidden;padding:0px 3px 0px 3px;vertical-align:bottom;text-align:center;">26</td> </tr> <tr style="height:20px;"> <td style="border-bottom:1px solid #000000;border-left:1px solid #000000;overflow:hidden;padding:0px 3px 0px 3px;vertical-align:bottom;"></td> <td style="border-bottom:1px solid #000000;overflow:hidden;padding:0px 3px 0px 3px;vertical-align:bottom;"></td> <td data-sheets-value='{"1":2,"2":"Opal (A/D)"}' style="border-bottom:1px solid #000000;overflow:hidden;padding:0px 3px 0px 3px;vertical-align:bottom;">Opal (A/D)</td> <td data-sheets-numberformat='{"1":2,"2":"0.00","3":1}' data-sheets-value='{"1":3,"3":0.98}' style="border-bottom:1px solid #000000;overflow:hidden;padding:0px 3px 0px 3px;vertical-align:bottom;text-align:center;">0.98</td> <td data-sheets-numberformat='{"1":2,"2":"0","3":1}' data-sheets-value='{"1":3,"3":20.91}' style="border-bottom:1px solid #000000;overflow:hidden;padding:0px 3px 0px 3px;vertical-align:bottom;text-align:center;">21</td> <td data-sheets-numberformat='{"1":2,"2":"0","3":1}' data-sheets-value='{"1":3,"3":33}' style="border-bottom:1px solid #000000;overflow:hidden;padding:0px 3px 0px 3px;vertical-align:bottom;text-align:center;">33</td> <td data-sheets-value='{"1":3,"3":26}' style="border-right:1px solid #000000;border-bottom:1px solid #000000;overflow:hidden;padding:0px 3px 0px 3px;vertical-align:bottom;text-align:center;">26</td> </tr> <tr style="height:20px;"> <td data-sheets-value='{"1":2,"2":"Polycarbonate"}' style="border-left:1px solid #000000;overflow:hidden;padding:0px 3px 0px 3px;vertical-align:bottom;">Polycarbonate</td> <td data-sheets-value='{"1":2,"2":"EW"}' style="overflow:hidden;padding:0px 3px 0px 3px;vertical-align:bottom;">EW</td> <td data-sheets-value='{"1":2,"2":"Heatstop Opal (T)"}' style="overflow:hidden;padding:0px 3px 0px 3px;vertical-align:bottom;">Heatstop Opal (T)</td> <td data-sheets-numberformat='{"1":2,"2":"0.00","3":1}' data-sheets-value='{"1":3,"3":1.19}' style="overflow:hidden;padding:0px 3px 0px 3px;vertical-align:bottom;text-align:center;">1.19</td> <td data-sheets-numberformat='{"1":2,"2":"0","3":1}' data-sheets-value='{"1":3,"3":20.09}' style="overflow:hidden;padding:0px 3px 0px 3px;vertical-align:bottom;text-align:center;">20</td> <td data-sheets-numberformat='{"1":2,"2":"0","3":1}' data-sheets-value='{"1":3,"3":38.940000000000005}' style="overflow:hidden;padding:0px 3px 0px 3px;vertical-align:bottom;text-align:center;">39</td> <td data-sheets-value='{"1":3,"3":24}' style="border-right:1px solid #000000;overflow:hidden;padding:0px 3px 0px 3px;vertical-align:bottom;text-align:center;">24</td> </tr> <tr style="height:20px;"> <td data-sheets-value='{"1":2,"2":"Heatstop PC"}' style="border-left:1px solid #000000;overflow:hidden;padding:0px 3px 0px 3px;vertical-align:bottom;">Heatstop PC</td> <td data-sheets-value='{"1":2,"2":"DW"}' style="overflow:hidden;padding:0px 3px 0px 3px;vertical-align:bottom;">DW</td> <td data-sheets-value='{"1":2,"2":"Clear (T/H)"}' style="overflow:hidden;padding:0px 3px 0px 3px;vertical-align:bottom;">Clear (T/H)</td> <td data-sheets-numberformat='{"1":2,"2":"0.00","3":1}' data-sheets-value='{"1":3,"3":0.98}' style="overflow:hidden;padding:0px 3px 0px 3px;vertical-align:bottom;text-align:center;">0.98</td> <td data-sheets-numberformat='{"1":2,"2":"0","3":1}' data-sheets-value='{"1":3,"3":18.04}' style="overflow:hidden;padding:0px 3px 0px 3px;vertical-align:bottom;text-align:center;">18</td> <td data-sheets-numberformat='{"1":2,"2":"0","3":1}' data-sheets-value='{"1":3,"3":33.660000000000004}' style="overflow:hidden;padding:0px 3px 0px 3px;vertical-align:bottom;text-align:center;">34</td> <td data-sheets-value='{"1":3,"3":26}' style="border-right:1px solid #000000;overflow:hidden;padding:0px 3px 0px 3px;vertical-align:bottom;text-align:center;">26</td> </tr> <tr style="height:20px;"> <td style="border-bottom:1px solid #000000;border-left:1px solid #000000;overflow:hidden;padding:0px 3px 0px 3px;vertical-align:bottom;"></td> <td style="border-bottom:1px solid #000000;overflow:hidden;padding:0px 3px 0px 3px;vertical-align:bottom;"></td> <td data-sheets-value='{"1":2,"2":"Opal (T/O)"}' style="border-bottom:1px solid #000000;overflow:hidden;padding:0px 3px 0px 3px;vertical-align:bottom;">Opal (T/O)</td> <td data-sheets-numberformat='{"1":2,"2":"0.00","3":1}' data-sheets-value='{"1":3,"3":0.98}' style="border-bottom:1px solid #000000;overflow:hidden;padding:0px 3px 0px 3px;vertical-align:bottom;text-align:center;">0.98</td> <td data-sheets-numberformat='{"1":2,"2":"0","3":1}' data-sheets-value='{"1":3,"3":16.81}' style="border-bottom:1px solid #000000;overflow:hidden;padding:0px 3px 0px 3px;vertical-align:bottom;text-align:center;">17</td> <td data-sheets-numberformat='{"1":2,"2":"0","3":1}' data-sheets-value='{"1":3,"3":29.700000000000003}' style="border-bottom:1px solid #000000;overflow:hidden;padding:0px 3px 0px 3px;vertical-align:bottom;text-align:center;">30</td> <td data-sheets-value='{"1":3,"3":26}' style="border-right:1px solid #000000;border-bottom:1px solid #000000;overflow:hidden;padding:0px 3px 0px 3px;vertical-align:bottom;text-align:center;">26</td> </tr> </tbody></table> | skylux-160-ce-met-koepel-en-metaalopstand-met-lm-motor-en-pvc-raam-type-ep25-0900-x-1200-mm | 8585993257293 | 46872270111053
Smoke and heat exhaust (SHEV) | SHE system | Skylux | Skylux 160° CE with skylight and metal curb with LM-actuator and PVC frame type EP25 0900 x 1500 mm |  | 50879 | 5412970508793 | 4088.6 | Yes | 30-45 | 87.68 | 900 x 1500 mm | 1500 | 900 |  | metal curb M30 (30 cm high) | Rectangular | 1.19 W/m²K - 0.98 W/m²K | 57% - 30% | 37% - 17% | 24dB - 26dB | 160° CE (for industry) | PVC frame EP25 | without spoiler | E | Single actuator | Maximum double-walled skylight possible for this product | Ut-value LT-value g-value Rw-value EN 1873 : 2014 EN ISO 13468 EN 16153 EN 410 EN 410 EN ISO 140-3 Material Walls Shells (W/m²K) (%) (%) (dB) Acrylic EW Clear (H) 1.19 37 57 24 PMMA Opal (O) 1.19 34 50 24 DW Clear (H/H) 0.98 33 50 26 Opal (O/O) 0.98 28 38 26 Polycarbonate EW Clear (A) 1.19 36 55 24 PC Opal (D) 1.19 24 40 24 DW Clear (A/H) 0.98 32 48 26 Clear (A/A) 0.98 32 46 26 Opal (A/O) 0.98 30 42 26 Opal (A/D) 0.98 21 33 26 Polycarbonate EW Heatstop Opal (T) 1.19 20 39 24 Heatstop PC DW Clear (T/H) 0.98 18 34 26 Opal (T/O) 0.98 17 30 26 | https://skylux.eu/en/products/skylux-160-ce-met-koepel-en-metaalopstand-met-lm-motor-en-pvc-raam-type-ep25-0900-x-1500-mm | https://skylux.eu/cdn/shop/files/Skylux-160deg-CE-met-koepel-en-metaalopstand-met-LM-motor-en-pvc-raam-type-EP25-0900-x-1500-mm-RWA-systeem.jpg?v=1702976795&width=1600 | https://skylux.eu/cdn/shop/files/e5a82811-1bb0-48e4-a776-cacb59c7c092_4e2bda36-ac7d-4269-bdf4-b39f2c975bf3.jpg?v=1688550216&width=1600 | //skylux.eu/cdn/shop/files/E_MH_Mounting_instructions_Skylux_160_CE_LM.pdf?v=12406716259046007223 | //skylux.eu/cdn/shop/files/E_TD_Technical_File_Skylux_Skylux_160_CE_Electric.pdf?v=3667116872303399239 | <style type="text/css" id="isPasted"><!--td {border: 1px solid #cccccc;}br {mso-data-placement:same-cell;}--></style><table border="1" cellpadding="0" cellspacing="0" dir="ltr" style="table-layout:fixed;font-size:10pt;font-family:Arial;border-collapse:collapse;border:none;"><tbody> <tr style="height:20px;"> <td style="overflow:hidden;padding:0px 3px 0px 3px;vertical-align:bottom;"></td> <td style="overflow:hidden;padding:0px 3px 0px 3px;vertical-align:bottom;"></td> <td style="overflow:hidden;padding:0px 3px 0px 3px;vertical-align:bottom;"></td> <td data-sheets-value='{"1":2,"2":"Ut-value"}' style="overflow:hidden;padding:0px 3px 0px 3px;vertical-align:bottom;font-weight:bold;text-align:center;">Ut-value</td> <td data-sheets-value='{"1":2,"2":"LT-value"}' style="overflow:hidden;padding:0px 3px 0px 3px;vertical-align:bottom;font-weight:bold;text-align:center;">LT-value</td> <td data-sheets-value='{"1":2,"2":"g-value"}' style="overflow:hidden;padding:0px 3px 0px 3px;vertical-align:bottom;font-weight:bold;text-align:center;">g-value</td> <td data-sheets-value='{"1":2,"2":"Rw-value "}' style="overflow:hidden;padding:0px 3px 0px 3px;vertical-align:bottom;font-weight:bold;text-align:center;">Rw-value </td> </tr> <tr style="height:20px;"> <td style="overflow:hidden;padding:0px 3px 0px 3px;vertical-align:bottom;"></td> <td style="overflow:hidden;padding:0px 3px 0px 3px;vertical-align:bottom;"></td> <td style="overflow:hidden;padding:0px 3px 0px 3px;vertical-align:bottom;"></td> <td data-sheets-numberformat='{"1":2,"2":"0.00","3":1}' data-sheets-value='{"1":2,"2":"EN 1873 : 2014"}' style="overflow:hidden;padding:0px 3px 0px 3px;vertical-align:bottom;text-align:center;">EN 1873 : 2014</td> <td data-sheets-numberformat='{"1":2,"2":"0","3":1}' data-sheets-value='{"1":2,"2":"EN ISO 13468 EN 16153 EN 410"}' style="overflow:hidden;padding:0px 3px 0px 3px;vertical-align:bottom;text-align:center;">EN ISO 13468 EN 16153 EN 410</td> <td data-sheets-numberformat='{"1":2,"2":"0","3":1}' data-sheets-value='{"1":2,"2":"EN 410"}' style="overflow:hidden;padding:0px 3px 0px 3px;vertical-align:bottom;text-align:center;">EN 410</td> <td data-sheets-value='{"1":2,"2":"EN ISO 140-3\t\t"}' style="overflow:hidden;padding:0px 3px 0px 3px;vertical-align:bottom;text-align:center;">EN ISO 140-3 </td> </tr> <tr style="height:20px;"> <td data-sheets-value='{"1":2,"2":"Material"}' style="border-bottom:1px solid #000000;overflow:hidden;padding:0px 3px 0px 3px;vertical-align:bottom;background-color:#000000;font-weight:bold;color:#ffffff;">Material</td> <td data-sheets-value='{"1":2,"2":"Walls"}' style="border-bottom:1px solid #000000;overflow:hidden;padding:0px 3px 0px 3px;vertical-align:bottom;background-color:#000000;font-weight:bold;color:#ffffff;">Walls</td> <td data-sheets-value='{"1":2,"2":"Shells"}' style="border-bottom:1px solid #000000;overflow:hidden;padding:0px 3px 0px 3px;vertical-align:bottom;background-color:#000000;font-weight:bold;color:#ffffff;">Shells</td> <td data-sheets-numberformat='{"1":2,"2":"0.00","3":1}' data-sheets-value='{"1":2,"2":"(W/m²K)\t"}' style="border-bottom:1px solid #000000;overflow:hidden;padding:0px 3px 0px 3px;vertical-align:bottom;background-color:#000000;font-weight:bold;color:#ffffff;text-align:center;">(W/m²K) </td> <td data-sheets-numberformat='{"1":2,"2":"0","3":1}' data-sheets-value='{"1":2,"2":"(%)"}' style="border-bottom:1px solid #000000;overflow:hidden;padding:0px 3px 0px 3px;vertical-align:bottom;background-color:#000000;font-weight:bold;color:#ffffff;text-align:center;">(%)</td> <td data-sheets-numberformat='{"1":2,"2":"0","3":1}' data-sheets-value='{"1":2,"2":"(%)"}' style="border-bottom:1px solid #000000;overflow:hidden;padding:0px 3px 0px 3px;vertical-align:bottom;background-color:#000000;font-weight:bold;color:#ffffff;text-align:center;">(%)</td> <td data-sheets-value='{"1":2,"2":"(dB)"}' style="border-bottom:1px solid #000000;overflow:hidden;padding:0px 3px 0px 3px;vertical-align:bottom;background-color:#000000;font-weight:bold;color:#ffffff;text-align:center;">(dB)</td> </tr> <tr style="height:20px;"> <td data-sheets-value='{"1":2,"2":"Acrylic"}' style="border-left:1px solid #000000;overflow:hidden;padding:0px 3px 0px 3px;vertical-align:bottom;">Acrylic</td> <td data-sheets-value='{"1":2,"2":"EW"}' style="overflow:hidden;padding:0px 3px 0px 3px;vertical-align:bottom;">EW</td> <td data-sheets-value='{"1":2,"2":"Clear (H)"}' style="overflow:hidden;padding:0px 3px 0px 3px;vertical-align:bottom;">Clear (H)</td> <td data-sheets-numberformat='{"1":2,"2":"0.00","3":1}' data-sheets-value='{"1":3,"3":1.19}' style="overflow:hidden;padding:0px 3px 0px 3px;vertical-align:bottom;text-align:center;">1.19</td> <td data-sheets-numberformat='{"1":2,"2":"0","3":1}' data-sheets-value='{"1":3,"3":36.9}' style="overflow:hidden;padding:0px 3px 0px 3px;vertical-align:bottom;text-align:center;">37</td> <td data-sheets-numberformat='{"1":2,"2":"0","3":1}' data-sheets-value='{"1":3,"3":57.42}' style="overflow:hidden;padding:0px 3px 0px 3px;vertical-align:bottom;text-align:center;">57</td> <td data-sheets-value='{"1":3,"3":24}' style="border-right:1px solid #000000;overflow:hidden;padding:0px 3px 0px 3px;vertical-align:bottom;text-align:center;">24</td> </tr> <tr style="height:20px;"> <td data-sheets-value='{"1":2,"2":"PMMA"}' style="border-left:1px solid #000000;overflow:hidden;padding:0px 3px 0px 3px;vertical-align:bottom;">PMMA</td> <td style="overflow:hidden;padding:0px 3px 0px 3px;vertical-align:bottom;"></td> <td data-sheets-value='{"1":2,"2":"Opal (O)"}' style="overflow:hidden;padding:0px 3px 0px 3px;vertical-align:bottom;">Opal (O)</td> <td data-sheets-numberformat='{"1":2,"2":"0.00","3":1}' data-sheets-value='{"1":3,"3":1.19}' style="overflow:hidden;padding:0px 3px 0px 3px;vertical-align:bottom;text-align:center;">1.19</td> <td data-sheets-numberformat='{"1":2,"2":"0","3":1}' data-sheets-value='{"1":3,"3":34.03}' style="overflow:hidden;padding:0px 3px 0px 3px;vertical-align:bottom;text-align:center;">34</td> <td data-sheets-numberformat='{"1":2,"2":"0","3":1}' data-sheets-value='{"1":3,"3":50.160000000000004}' style="overflow:hidden;padding:0px 3px 0px 3px;vertical-align:bottom;text-align:center;">50</td> <td data-sheets-value='{"1":3,"3":24}' style="border-right:1px solid #000000;overflow:hidden;padding:0px 3px 0px 3px;vertical-align:bottom;text-align:center;">24</td> </tr> <tr style="height:20px;"> <td style="border-left:1px solid #000000;overflow:hidden;padding:0px 3px 0px 3px;vertical-align:bottom;"></td> <td data-sheets-value='{"1":2,"2":"DW"}' style="overflow:hidden;padding:0px 3px 0px 3px;vertical-align:bottom;">DW</td> <td data-sheets-value='{"1":2,"2":"Clear (H/H)"}' style="overflow:hidden;padding:0px 3px 0px 3px;vertical-align:bottom;">Clear (H/H)</td> <td data-sheets-numberformat='{"1":2,"2":"0.00","3":1}' data-sheets-value='{"1":3,"3":0.98}' style="overflow:hidden;padding:0px 3px 0px 3px;vertical-align:bottom;text-align:center;">0.98</td> <td data-sheets-numberformat='{"1":2,"2":"0","3":1}' data-sheets-value='{"1":3,"3":33.21}' style="overflow:hidden;padding:0px 3px 0px 3px;vertical-align:bottom;text-align:center;">33</td> <td data-sheets-numberformat='{"1":2,"2":"0","3":1}' data-sheets-value='{"1":3,"3":49.5}' style="overflow:hidden;padding:0px 3px 0px 3px;vertical-align:bottom;text-align:center;">50</td> <td data-sheets-value='{"1":3,"3":26}' style="border-right:1px solid #000000;overflow:hidden;padding:0px 3px 0px 3px;vertical-align:bottom;text-align:center;">26</td> </tr> <tr style="height:20px;"> <td style="border-bottom:1px solid #000000;border-left:1px solid #000000;overflow:hidden;padding:0px 3px 0px 3px;vertical-align:bottom;"></td> <td style="border-bottom:1px solid #000000;overflow:hidden;padding:0px 3px 0px 3px;vertical-align:bottom;"></td> <td data-sheets-value='{"1":2,"2":"Opal (O/O)"}' style="border-bottom:1px solid #000000;overflow:hidden;padding:0px 3px 0px 3px;vertical-align:bottom;">Opal (O/O)</td> <td data-sheets-numberformat='{"1":2,"2":"0.00","3":1}' data-sheets-value='{"1":3,"3":0.98}' style="border-bottom:1px solid #000000;overflow:hidden;padding:0px 3px 0px 3px;vertical-align:bottom;text-align:center;">0.98</td> <td data-sheets-numberformat='{"1":2,"2":"0","3":1}' data-sheets-value='{"1":3,"3":28.29}' style="border-bottom:1px solid #000000;overflow:hidden;padding:0px 3px 0px 3px;vertical-align:bottom;text-align:center;">28</td> <td data-sheets-numberformat='{"1":2,"2":"0","3":1}' data-sheets-value='{"1":3,"3":38.28}' style="border-bottom:1px solid #000000;overflow:hidden;padding:0px 3px 0px 3px;vertical-align:bottom;text-align:center;">38</td> <td data-sheets-value='{"1":3,"3":26}' style="border-right:1px solid #000000;border-bottom:1px solid #000000;overflow:hidden;padding:0px 3px 0px 3px;vertical-align:bottom;text-align:center;">26</td> </tr> <tr style="height:20px;"> <td data-sheets-value='{"1":2,"2":"Polycarbonate "}' style="border-left:1px solid #000000;overflow:hidden;padding:0px 3px 0px 3px;vertical-align:bottom;">Polycarbonate </td> <td data-sheets-value='{"1":2,"2":"EW"}' style="overflow:hidden;padding:0px 3px 0px 3px;vertical-align:bottom;">EW</td> <td data-sheets-value='{"1":2,"2":"Clear (A)"}' style="overflow:hidden;padding:0px 3px 0px 3px;vertical-align:bottom;">Clear (A)</td> <td data-sheets-numberformat='{"1":2,"2":"0.00","3":1}' data-sheets-value='{"1":3,"3":1.19}' style="overflow:hidden;padding:0px 3px 0px 3px;vertical-align:bottom;text-align:center;">1.19</td> <td data-sheets-numberformat='{"1":2,"2":"0","3":1}' data-sheets-value='{"1":3,"3":36.08}' style="overflow:hidden;padding:0px 3px 0px 3px;vertical-align:bottom;text-align:center;">36</td> <td data-sheets-numberformat='{"1":2,"2":"0","3":1}' data-sheets-value='{"1":3,"3":54.78}' style="overflow:hidden;padding:0px 3px 0px 3px;vertical-align:bottom;text-align:center;">55</td> <td data-sheets-value='{"1":3,"3":24}' style="border-right:1px solid #000000;overflow:hidden;padding:0px 3px 0px 3px;vertical-align:bottom;text-align:center;">24</td> </tr> <tr style="height:20px;"> <td data-sheets-value='{"1":2,"2":"PC"}' style="border-left:1px solid #000000;overflow:hidden;padding:0px 3px 0px 3px;vertical-align:bottom;">PC</td> <td style="overflow:hidden;padding:0px 3px 0px 3px;vertical-align:bottom;"></td> <td data-sheets-value='{"1":2,"2":"Opal (D)"}' style="overflow:hidden;padding:0px 3px 0px 3px;vertical-align:bottom;">Opal (D)</td> <td data-sheets-numberformat='{"1":2,"2":"0.00","3":1}' data-sheets-value='{"1":3,"3":1.19}' style="overflow:hidden;padding:0px 3px 0px 3px;vertical-align:bottom;text-align:center;">1.19</td> <td data-sheets-numberformat='{"1":2,"2":"0","3":1}' data-sheets-value='{"1":3,"3":23.779999999999998}' style="overflow:hidden;padding:0px 3px 0px 3px;vertical-align:bottom;text-align:center;">24</td> <td data-sheets-numberformat='{"1":2,"2":"0","3":1}' data-sheets-value='{"1":3,"3":39.6}' style="overflow:hidden;padding:0px 3px 0px 3px;vertical-align:bottom;text-align:center;">40</td> <td data-sheets-value='{"1":3,"3":24}' style="border-right:1px solid #000000;overflow:hidden;padding:0px 3px 0px 3px;vertical-align:bottom;text-align:center;">24</td> </tr> <tr style="height:20px;"> <td style="border-left:1px solid #000000;overflow:hidden;padding:0px 3px 0px 3px;vertical-align:bottom;"></td> <td data-sheets-value='{"1":2,"2":"DW"}' style="overflow:hidden;padding:0px 3px 0px 3px;vertical-align:bottom;">DW</td> <td data-sheets-value='{"1":2,"2":"Clear (A/H)"}' style="overflow:hidden;padding:0px 3px 0px 3px;vertical-align:bottom;">Clear (A/H)</td> <td data-sheets-numberformat='{"1":2,"2":"0.00","3":1}' data-sheets-value='{"1":3,"3":0.98}' style="overflow:hidden;padding:0px 3px 0px 3px;vertical-align:bottom;text-align:center;">0.98</td> <td data-sheets-numberformat='{"1":2,"2":"0","3":1}' data-sheets-value='{"1":3,"3":32.39}' style="overflow:hidden;padding:0px 3px 0px 3px;vertical-align:bottom;text-align:center;">32</td> <td data-sheets-numberformat='{"1":2,"2":"0","3":1}' data-sheets-value='{"1":3,"3":47.52}' style="overflow:hidden;padding:0px 3px 0px 3px;vertical-align:bottom;text-align:center;">48</td> <td data-sheets-value='{"1":3,"3":26}' style="border-right:1px solid #000000;overflow:hidden;padding:0px 3px 0px 3px;vertical-align:bottom;text-align:center;">26</td> </tr> <tr style="height:20px;"> <td style="border-left:1px solid #000000;overflow:hidden;padding:0px 3px 0px 3px;vertical-align:bottom;"></td> <td style="overflow:hidden;padding:0px 3px 0px 3px;vertical-align:bottom;"></td> <td data-sheets-value='{"1":2,"2":"Clear (A/A)"}' style="overflow:hidden;padding:0px 3px 0px 3px;vertical-align:bottom;">Clear (A/A)</td> <td data-sheets-numberformat='{"1":2,"2":"0.00","3":1}' data-sheets-value='{"1":3,"3":0.98}' style="overflow:hidden;padding:0px 3px 0px 3px;vertical-align:bottom;text-align:center;">0.98</td> <td data-sheets-numberformat='{"1":2,"2":"0","3":1}' data-sheets-value='{"1":3,"3":31.569999999999997}' style="overflow:hidden;padding:0px 3px 0px 3px;vertical-align:bottom;text-align:center;">32</td> <td data-sheets-numberformat='{"1":2,"2":"0","3":1}' data-sheets-value='{"1":3,"3":45.54}' style="overflow:hidden;padding:0px 3px 0px 3px;vertical-align:bottom;text-align:center;">46</td> <td data-sheets-value='{"1":3,"3":26}' style="border-right:1px solid #000000;overflow:hidden;padding:0px 3px 0px 3px;vertical-align:bottom;text-align:center;">26</td> </tr> <tr style="height:20px;"> <td style="border-left:1px solid #000000;overflow:hidden;padding:0px 3px 0px 3px;vertical-align:bottom;"></td> <td style="overflow:hidden;padding:0px 3px 0px 3px;vertical-align:bottom;"></td> <td data-sheets-value='{"1":2,"2":"Opal (A/O)"}' style="overflow:hidden;padding:0px 3px 0px 3px;vertical-align:bottom;">Opal (A/O)</td> <td data-sheets-numberformat='{"1":2,"2":"0.00","3":1}' data-sheets-value='{"1":3,"3":0.98}' style="overflow:hidden;padding:0px 3px 0px 3px;vertical-align:bottom;text-align:center;">0.98</td> <td data-sheets-numberformat='{"1":2,"2":"0","3":1}' data-sheets-value='{"1":3,"3":29.93}' style="overflow:hidden;padding:0px 3px 0px 3px;vertical-align:bottom;text-align:center;">30</td> <td data-sheets-numberformat='{"1":2,"2":"0","3":1}' data-sheets-value='{"1":3,"3":41.580000000000005}' style="overflow:hidden;padding:0px 3px 0px 3px;vertical-align:bottom;text-align:center;">42</td> <td data-sheets-value='{"1":3,"3":26}' style="border-right:1px solid #000000;overflow:hidden;padding:0px 3px 0px 3px;vertical-align:bottom;text-align:center;">26</td> </tr> <tr style="height:20px;"> <td style="border-bottom:1px solid #000000;border-left:1px solid #000000;overflow:hidden;padding:0px 3px 0px 3px;vertical-align:bottom;"></td> <td style="border-bottom:1px solid #000000;overflow:hidden;padding:0px 3px 0px 3px;vertical-align:bottom;"></td> <td data-sheets-value='{"1":2,"2":"Opal (A/D)"}' style="border-bottom:1px solid #000000;overflow:hidden;padding:0px 3px 0px 3px;vertical-align:bottom;">Opal (A/D)</td> <td data-sheets-numberformat='{"1":2,"2":"0.00","3":1}' data-sheets-value='{"1":3,"3":0.98}' style="border-bottom:1px solid #000000;overflow:hidden;padding:0px 3px 0px 3px;vertical-align:bottom;text-align:center;">0.98</td> <td data-sheets-numberformat='{"1":2,"2":"0","3":1}' data-sheets-value='{"1":3,"3":20.91}' style="border-bottom:1px solid #000000;overflow:hidden;padding:0px 3px 0px 3px;vertical-align:bottom;text-align:center;">21</td> <td data-sheets-numberformat='{"1":2,"2":"0","3":1}' data-sheets-value='{"1":3,"3":33}' style="border-bottom:1px solid #000000;overflow:hidden;padding:0px 3px 0px 3px;vertical-align:bottom;text-align:center;">33</td> <td data-sheets-value='{"1":3,"3":26}' style="border-right:1px solid #000000;border-bottom:1px solid #000000;overflow:hidden;padding:0px 3px 0px 3px;vertical-align:bottom;text-align:center;">26</td> </tr> <tr style="height:20px;"> <td data-sheets-value='{"1":2,"2":"Polycarbonate"}' style="border-left:1px solid #000000;overflow:hidden;padding:0px 3px 0px 3px;vertical-align:bottom;">Polycarbonate</td> <td data-sheets-value='{"1":2,"2":"EW"}' style="overflow:hidden;padding:0px 3px 0px 3px;vertical-align:bottom;">EW</td> <td data-sheets-value='{"1":2,"2":"Heatstop Opal (T)"}' style="overflow:hidden;padding:0px 3px 0px 3px;vertical-align:bottom;">Heatstop Opal (T)</td> <td data-sheets-numberformat='{"1":2,"2":"0.00","3":1}' data-sheets-value='{"1":3,"3":1.19}' style="overflow:hidden;padding:0px 3px 0px 3px;vertical-align:bottom;text-align:center;">1.19</td> <td data-sheets-numberformat='{"1":2,"2":"0","3":1}' data-sheets-value='{"1":3,"3":20.09}' style="overflow:hidden;padding:0px 3px 0px 3px;vertical-align:bottom;text-align:center;">20</td> <td data-sheets-numberformat='{"1":2,"2":"0","3":1}' data-sheets-value='{"1":3,"3":38.940000000000005}' style="overflow:hidden;padding:0px 3px 0px 3px;vertical-align:bottom;text-align:center;">39</td> <td data-sheets-value='{"1":3,"3":24}' style="border-right:1px solid #000000;overflow:hidden;padding:0px 3px 0px 3px;vertical-align:bottom;text-align:center;">24</td> </tr> <tr style="height:20px;"> <td data-sheets-value='{"1":2,"2":"Heatstop PC"}' style="border-left:1px solid #000000;overflow:hidden;padding:0px 3px 0px 3px;vertical-align:bottom;">Heatstop PC</td> <td data-sheets-value='{"1":2,"2":"DW"}' style="overflow:hidden;padding:0px 3px 0px 3px;vertical-align:bottom;">DW</td> <td data-sheets-value='{"1":2,"2":"Clear (T/H)"}' style="overflow:hidden;padding:0px 3px 0px 3px;vertical-align:bottom;">Clear (T/H)</td> <td data-sheets-numberformat='{"1":2,"2":"0.00","3":1}' data-sheets-value='{"1":3,"3":0.98}' style="overflow:hidden;padding:0px 3px 0px 3px;vertical-align:bottom;text-align:center;">0.98</td> <td data-sheets-numberformat='{"1":2,"2":"0","3":1}' data-sheets-value='{"1":3,"3":18.04}' style="overflow:hidden;padding:0px 3px 0px 3px;vertical-align:bottom;text-align:center;">18</td> <td data-sheets-numberformat='{"1":2,"2":"0","3":1}' data-sheets-value='{"1":3,"3":33.660000000000004}' style="overflow:hidden;padding:0px 3px 0px 3px;vertical-align:bottom;text-align:center;">34</td> <td data-sheets-value='{"1":3,"3":26}' style="border-right:1px solid #000000;overflow:hidden;padding:0px 3px 0px 3px;vertical-align:bottom;text-align:center;">26</td> </tr> <tr style="height:20px;"> <td style="border-bottom:1px solid #000000;border-left:1px solid #000000;overflow:hidden;padding:0px 3px 0px 3px;vertical-align:bottom;"></td> <td style="border-bottom:1px solid #000000;overflow:hidden;padding:0px 3px 0px 3px;vertical-align:bottom;"></td> <td data-sheets-value='{"1":2,"2":"Opal (T/O)"}' style="border-bottom:1px solid #000000;overflow:hidden;padding:0px 3px 0px 3px;vertical-align:bottom;">Opal (T/O)</td> <td data-sheets-numberformat='{"1":2,"2":"0.00","3":1}' data-sheets-value='{"1":3,"3":0.98}' style="border-bottom:1px solid #000000;overflow:hidden;padding:0px 3px 0px 3px;vertical-align:bottom;text-align:center;">0.98</td> <td data-sheets-numberformat='{"1":2,"2":"0","3":1}' data-sheets-value='{"1":3,"3":16.81}' style="border-bottom:1px solid #000000;overflow:hidden;padding:0px 3px 0px 3px;vertical-align:bottom;text-align:center;">17</td> <td data-sheets-numberformat='{"1":2,"2":"0","3":1}' data-sheets-value='{"1":3,"3":29.700000000000003}' style="border-bottom:1px solid #000000;overflow:hidden;padding:0px 3px 0px 3px;vertical-align:bottom;text-align:center;">30</td> <td data-sheets-value='{"1":3,"3":26}' style="border-right:1px solid #000000;border-bottom:1px solid #000000;overflow:hidden;padding:0px 3px 0px 3px;vertical-align:bottom;text-align:center;">26</td> </tr> </tbody></table> | skylux-160-ce-met-koepel-en-metaalopstand-met-lm-motor-en-pvc-raam-type-ep25-0900-x-1500-mm | 8585993355597 | 46872270242125
Smoke and heat exhaust (SHEV) | SHE system | Skylux | Skylux 160° CE with skylight and metal curb with LM-actuator and PVC frame type EP25 1000 x 1000 mm |  | 50880 | 5412970508809 | 3769.15 | Yes | 30-45 | 76.76 | 1000 x 1000 mm | 1000 | 1000 |  | metal curb M30 (30 cm high) | Square | 1.19 W/m²K - 0.98 W/m²K | 57% - 30% | 37% - 17% | 24dB - 26dB | 160° CE (for industry) | PVC frame EP25 | without spoiler | E | Single actuator | Maximum double-walled skylight possible for this product | Ut-value LT-value g-value Rw-value EN 1873 : 2014 EN ISO 13468 EN 16153 EN 410 EN 410 EN ISO 140-3 Material Walls Shells (W/m²K) (%) (%) (dB) Acrylic EW Clear (H) 1.19 37 57 24 PMMA Opal (O) 1.19 34 50 24 DW Clear (H/H) 0.98 33 50 26 Opal (O/O) 0.98 28 38 26 Polycarbonate EW Clear (A) 1.19 36 55 24 PC Opal (D) 1.19 24 40 24 DW Clear (A/H) 0.98 32 48 26 Clear (A/A) 0.98 32 46 26 Opal (A/O) 0.98 30 42 26 Opal (A/D) 0.98 21 33 26 Polycarbonate EW Heatstop Opal (T) 1.19 20 39 24 Heatstop PC DW Clear (T/H) 0.98 18 34 26 Opal (T/O) 0.98 17 30 26 | https://skylux.eu/en/products/skylux-160-ce-met-koepel-en-metaalopstand-met-lm-motor-en-pvc-raam-type-ep25-1000-x-1000-mm | https://skylux.eu/cdn/shop/files/Skylux-160deg-CE-met-koepel-en-metaalopstand-met-LM-motor-en-pvc-raam-type-EP25-1000-x-1000-mm-RWA-systeem.jpg?v=1702976800&width=1600 | https://skylux.eu/cdn/shop/files/e5a82811-1bb0-48e4-a776-cacb59c7c092_5f02b1f8-b287-4462-b013-31e874805d41.jpg?v=1688550218&width=1600 | //skylux.eu/cdn/shop/files/E_MH_Mounting_instructions_Skylux_160_CE_LM.pdf?v=12406716259046007223 | //skylux.eu/cdn/shop/files/E_TD_Technical_File_Skylux_Skylux_160_CE_Electric.pdf?v=3667116872303399239 | <style type="text/css" id="isPasted"><!--td {border: 1px solid #cccccc;}br {mso-data-placement:same-cell;}--></style><table border="1" cellpadding="0" cellspacing="0" dir="ltr" style="table-layout:fixed;font-size:10pt;font-family:Arial;border-collapse:collapse;border:none;"><tbody> <tr style="height:20px;"> <td style="overflow:hidden;padding:0px 3px 0px 3px;vertical-align:bottom;"></td> <td style="overflow:hidden;padding:0px 3px 0px 3px;vertical-align:bottom;"></td> <td style="overflow:hidden;padding:0px 3px 0px 3px;vertical-align:bottom;"></td> <td data-sheets-value='{"1":2,"2":"Ut-value"}' style="overflow:hidden;padding:0px 3px 0px 3px;vertical-align:bottom;font-weight:bold;text-align:center;">Ut-value</td> <td data-sheets-value='{"1":2,"2":"LT-value"}' style="overflow:hidden;padding:0px 3px 0px 3px;vertical-align:bottom;font-weight:bold;text-align:center;">LT-value</td> <td data-sheets-value='{"1":2,"2":"g-value"}' style="overflow:hidden;padding:0px 3px 0px 3px;vertical-align:bottom;font-weight:bold;text-align:center;">g-value</td> <td data-sheets-value='{"1":2,"2":"Rw-value "}' style="overflow:hidden;padding:0px 3px 0px 3px;vertical-align:bottom;font-weight:bold;text-align:center;">Rw-value </td> </tr> <tr style="height:20px;"> <td style="overflow:hidden;padding:0px 3px 0px 3px;vertical-align:bottom;"></td> <td style="overflow:hidden;padding:0px 3px 0px 3px;vertical-align:bottom;"></td> <td style="overflow:hidden;padding:0px 3px 0px 3px;vertical-align:bottom;"></td> <td data-sheets-numberformat='{"1":2,"2":"0.00","3":1}' data-sheets-value='{"1":2,"2":"EN 1873 : 2014"}' style="overflow:hidden;padding:0px 3px 0px 3px;vertical-align:bottom;text-align:center;">EN 1873 : 2014</td> <td data-sheets-numberformat='{"1":2,"2":"0","3":1}' data-sheets-value='{"1":2,"2":"EN ISO 13468 EN 16153 EN 410"}' style="overflow:hidden;padding:0px 3px 0px 3px;vertical-align:bottom;text-align:center;">EN ISO 13468 EN 16153 EN 410</td> <td data-sheets-numberformat='{"1":2,"2":"0","3":1}' data-sheets-value='{"1":2,"2":"EN 410"}' style="overflow:hidden;padding:0px 3px 0px 3px;vertical-align:bottom;text-align:center;">EN 410</td> <td data-sheets-value='{"1":2,"2":"EN ISO 140-3\t\t"}' style="overflow:hidden;padding:0px 3px 0px 3px;vertical-align:bottom;text-align:center;">EN ISO 140-3 </td> </tr> <tr style="height:20px;"> <td data-sheets-value='{"1":2,"2":"Material"}' style="border-bottom:1px solid #000000;overflow:hidden;padding:0px 3px 0px 3px;vertical-align:bottom;background-color:#000000;font-weight:bold;color:#ffffff;">Material</td> <td data-sheets-value='{"1":2,"2":"Walls"}' style="border-bottom:1px solid #000000;overflow:hidden;padding:0px 3px 0px 3px;vertical-align:bottom;background-color:#000000;font-weight:bold;color:#ffffff;">Walls</td> <td data-sheets-value='{"1":2,"2":"Shells"}' style="border-bottom:1px solid #000000;overflow:hidden;padding:0px 3px 0px 3px;vertical-align:bottom;background-color:#000000;font-weight:bold;color:#ffffff;">Shells</td> <td data-sheets-numberformat='{"1":2,"2":"0.00","3":1}' data-sheets-value='{"1":2,"2":"(W/m²K)\t"}' style="border-bottom:1px solid #000000;overflow:hidden;padding:0px 3px 0px 3px;vertical-align:bottom;background-color:#000000;font-weight:bold;color:#ffffff;text-align:center;">(W/m²K) </td> <td data-sheets-numberformat='{"1":2,"2":"0","3":1}' data-sheets-value='{"1":2,"2":"(%)"}' style="border-bottom:1px solid #000000;overflow:hidden;padding:0px 3px 0px 3px;vertical-align:bottom;background-color:#000000;font-weight:bold;color:#ffffff;text-align:center;">(%)</td> <td data-sheets-numberformat='{"1":2,"2":"0","3":1}' data-sheets-value='{"1":2,"2":"(%)"}' style="border-bottom:1px solid #000000;overflow:hidden;padding:0px 3px 0px 3px;vertical-align:bottom;background-color:#000000;font-weight:bold;color:#ffffff;text-align:center;">(%)</td> <td data-sheets-value='{"1":2,"2":"(dB)"}' style="border-bottom:1px solid #000000;overflow:hidden;padding:0px 3px 0px 3px;vertical-align:bottom;background-color:#000000;font-weight:bold;color:#ffffff;text-align:center;">(dB)</td> </tr> <tr style="height:20px;"> <td data-sheets-value='{"1":2,"2":"Acrylic"}' style="border-left:1px solid #000000;overflow:hidden;padding:0px 3px 0px 3px;vertical-align:bottom;">Acrylic</td> <td data-sheets-value='{"1":2,"2":"EW"}' style="overflow:hidden;padding:0px 3px 0px 3px;vertical-align:bottom;">EW</td> <td data-sheets-value='{"1":2,"2":"Clear (H)"}' style="overflow:hidden;padding:0px 3px 0px 3px;vertical-align:bottom;">Clear (H)</td> <td data-sheets-numberformat='{"1":2,"2":"0.00","3":1}' data-sheets-value='{"1":3,"3":1.19}' style="overflow:hidden;padding:0px 3px 0px 3px;vertical-align:bottom;text-align:center;">1.19</td> <td data-sheets-numberformat='{"1":2,"2":"0","3":1}' data-sheets-value='{"1":3,"3":36.9}' style="overflow:hidden;padding:0px 3px 0px 3px;vertical-align:bottom;text-align:center;">37</td> <td data-sheets-numberformat='{"1":2,"2":"0","3":1}' data-sheets-value='{"1":3,"3":57.42}' style="overflow:hidden;padding:0px 3px 0px 3px;vertical-align:bottom;text-align:center;">57</td> <td data-sheets-value='{"1":3,"3":24}' style="border-right:1px solid #000000;overflow:hidden;padding:0px 3px 0px 3px;vertical-align:bottom;text-align:center;">24</td> </tr> <tr style="height:20px;"> <td data-sheets-value='{"1":2,"2":"PMMA"}' style="border-left:1px solid #000000;overflow:hidden;padding:0px 3px 0px 3px;vertical-align:bottom;">PMMA</td> <td style="overflow:hidden;padding:0px 3px 0px 3px;vertical-align:bottom;"></td> <td data-sheets-value='{"1":2,"2":"Opal (O)"}' style="overflow:hidden;padding:0px 3px 0px 3px;vertical-align:bottom;">Opal (O)</td> <td data-sheets-numberformat='{"1":2,"2":"0.00","3":1}' data-sheets-value='{"1":3,"3":1.19}' style="overflow:hidden;padding:0px 3px 0px 3px;vertical-align:bottom;text-align:center;">1.19</td> <td data-sheets-numberformat='{"1":2,"2":"0","3":1}' data-sheets-value='{"1":3,"3":34.03}' style="overflow:hidden;padding:0px 3px 0px 3px;vertical-align:bottom;text-align:center;">34</td> <td data-sheets-numberformat='{"1":2,"2":"0","3":1}' data-sheets-value='{"1":3,"3":50.160000000000004}' style="overflow:hidden;padding:0px 3px 0px 3px;vertical-align:bottom;text-align:center;">50</td> <td data-sheets-value='{"1":3,"3":24}' style="border-right:1px solid #000000;overflow:hidden;padding:0px 3px 0px 3px;vertical-align:bottom;text-align:center;">24</td> </tr> <tr style="height:20px;"> <td style="border-left:1px solid #000000;overflow:hidden;padding:0px 3px 0px 3px;vertical-align:bottom;"></td> <td data-sheets-value='{"1":2,"2":"DW"}' style="overflow:hidden;padding:0px 3px 0px 3px;vertical-align:bottom;">DW</td> <td data-sheets-value='{"1":2,"2":"Clear (H/H)"}' style="overflow:hidden;padding:0px 3px 0px 3px;vertical-align:bottom;">Clear (H/H)</td> <td data-sheets-numberformat='{"1":2,"2":"0.00","3":1}' data-sheets-value='{"1":3,"3":0.98}' style="overflow:hidden;padding:0px 3px 0px 3px;vertical-align:bottom;text-align:center;">0.98</td> <td data-sheets-numberformat='{"1":2,"2":"0","3":1}' data-sheets-value='{"1":3,"3":33.21}' style="overflow:hidden;padding:0px 3px 0px 3px;vertical-align:bottom;text-align:center;">33</td> <td data-sheets-numberformat='{"1":2,"2":"0","3":1}' data-sheets-value='{"1":3,"3":49.5}' style="overflow:hidden;padding:0px 3px 0px 3px;vertical-align:bottom;text-align:center;">50</td> <td data-sheets-value='{"1":3,"3":26}' style="border-right:1px solid #000000;overflow:hidden;padding:0px 3px 0px 3px;vertical-align:bottom;text-align:center;">26</td> </tr> <tr style="height:20px;"> <td style="border-bottom:1px solid #000000;border-left:1px solid #000000;overflow:hidden;padding:0px 3px 0px 3px;vertical-align:bottom;"></td> <td style="border-bottom:1px solid #000000;overflow:hidden;padding:0px 3px 0px 3px;vertical-align:bottom;"></td> <td data-sheets-value='{"1":2,"2":"Opal (O/O)"}' style="border-bottom:1px solid #000000;overflow:hidden;padding:0px 3px 0px 3px;vertical-align:bottom;">Opal (O/O)</td> <td data-sheets-numberformat='{"1":2,"2":"0.00","3":1}' data-sheets-value='{"1":3,"3":0.98}' style="border-bottom:1px solid #000000;overflow:hidden;padding:0px 3px 0px 3px;vertical-align:bottom;text-align:center;">0.98</td> <td data-sheets-numberformat='{"1":2,"2":"0","3":1}' data-sheets-value='{"1":3,"3":28.29}' style="border-bottom:1px solid #000000;overflow:hidden;padding:0px 3px 0px 3px;vertical-align:bottom;text-align:center;">28</td> <td data-sheets-numberformat='{"1":2,"2":"0","3":1}' data-sheets-value='{"1":3,"3":38.28}' style="border-bottom:1px solid #000000;overflow:hidden;padding:0px 3px 0px 3px;vertical-align:bottom;text-align:center;">38</td> <td data-sheets-value='{"1":3,"3":26}' style="border-right:1px solid #000000;border-bottom:1px solid #000000;overflow:hidden;padding:0px 3px 0px 3px;vertical-align:bottom;text-align:center;">26</td> </tr> <tr style="height:20px;"> <td data-sheets-value='{"1":2,"2":"Polycarbonate "}' style="border-left:1px solid #000000;overflow:hidden;padding:0px 3px 0px 3px;vertical-align:bottom;">Polycarbonate </td> <td data-sheets-value='{"1":2,"2":"EW"}' style="overflow:hidden;padding:0px 3px 0px 3px;vertical-align:bottom;">EW</td> <td data-sheets-value='{"1":2,"2":"Clear (A)"}' style="overflow:hidden;padding:0px 3px 0px 3px;vertical-align:bottom;">Clear (A)</td> <td data-sheets-numberformat='{"1":2,"2":"0.00","3":1}' data-sheets-value='{"1":3,"3":1.19}' style="overflow:hidden;padding:0px 3px 0px 3px;vertical-align:bottom;text-align:center;">1.19</td> <td data-sheets-numberformat='{"1":2,"2":"0","3":1}' data-sheets-value='{"1":3,"3":36.08}' style="overflow:hidden;padding:0px 3px 0px 3px;vertical-align:bottom;text-align:center;">36</td> <td data-sheets-numberformat='{"1":2,"2":"0","3":1}' data-sheets-value='{"1":3,"3":54.78}' style="overflow:hidden;padding:0px 3px 0px 3px;vertical-align:bottom;text-align:center;">55</td> <td data-sheets-value='{"1":3,"3":24}' style="border-right:1px solid #000000;overflow:hidden;padding:0px 3px 0px 3px;vertical-align:bottom;text-align:center;">24</td> </tr> <tr style="height:20px;"> <td data-sheets-value='{"1":2,"2":"PC"}' style="border-left:1px solid #000000;overflow:hidden;padding:0px 3px 0px 3px;vertical-align:bottom;">PC</td> <td style="overflow:hidden;padding:0px 3px 0px 3px;vertical-align:bottom;"></td> <td data-sheets-value='{"1":2,"2":"Opal (D)"}' style="overflow:hidden;padding:0px 3px 0px 3px;vertical-align:bottom;">Opal (D)</td> <td data-sheets-numberformat='{"1":2,"2":"0.00","3":1}' data-sheets-value='{"1":3,"3":1.19}' style="overflow:hidden;padding:0px 3px 0px 3px;vertical-align:bottom;text-align:center;">1.19</td> <td data-sheets-numberformat='{"1":2,"2":"0","3":1}' data-sheets-value='{"1":3,"3":23.779999999999998}' style="overflow:hidden;padding:0px 3px 0px 3px;vertical-align:bottom;text-align:center;">24</td> <td data-sheets-numberformat='{"1":2,"2":"0","3":1}' data-sheets-value='{"1":3,"3":39.6}' style="overflow:hidden;padding:0px 3px 0px 3px;vertical-align:bottom;text-align:center;">40</td> <td data-sheets-value='{"1":3,"3":24}' style="border-right:1px solid #000000;overflow:hidden;padding:0px 3px 0px 3px;vertical-align:bottom;text-align:center;">24</td> </tr> <tr style="height:20px;"> <td style="border-left:1px solid #000000;overflow:hidden;padding:0px 3px 0px 3px;vertical-align:bottom;"></td> <td data-sheets-value='{"1":2,"2":"DW"}' style="overflow:hidden;padding:0px 3px 0px 3px;vertical-align:bottom;">DW</td> <td data-sheets-value='{"1":2,"2":"Clear (A/H)"}' style="overflow:hidden;padding:0px 3px 0px 3px;vertical-align:bottom;">Clear (A/H)</td> <td data-sheets-numberformat='{"1":2,"2":"0.00","3":1}' data-sheets-value='{"1":3,"3":0.98}' style="overflow:hidden;padding:0px 3px 0px 3px;vertical-align:bottom;text-align:center;">0.98</td> <td data-sheets-numberformat='{"1":2,"2":"0","3":1}' data-sheets-value='{"1":3,"3":32.39}' style="overflow:hidden;padding:0px 3px 0px 3px;vertical-align:bottom;text-align:center;">32</td> <td data-sheets-numberformat='{"1":2,"2":"0","3":1}' data-sheets-value='{"1":3,"3":47.52}' style="overflow:hidden;padding:0px 3px 0px 3px;vertical-align:bottom;text-align:center;">48</td> <td data-sheets-value='{"1":3,"3":26}' style="border-right:1px solid #000000;overflow:hidden;padding:0px 3px 0px 3px;vertical-align:bottom;text-align:center;">26</td> </tr> <tr style="height:20px;"> <td style="border-left:1px solid #000000;overflow:hidden;padding:0px 3px 0px 3px;vertical-align:bottom;"></td> <td style="overflow:hidden;padding:0px 3px 0px 3px;vertical-align:bottom;"></td> <td data-sheets-value='{"1":2,"2":"Clear (A/A)"}' style="overflow:hidden;padding:0px 3px 0px 3px;vertical-align:bottom;">Clear (A/A)</td> <td data-sheets-numberformat='{"1":2,"2":"0.00","3":1}' data-sheets-value='{"1":3,"3":0.98}' style="overflow:hidden;padding:0px 3px 0px 3px;vertical-align:bottom;text-align:center;">0.98</td> <td data-sheets-numberformat='{"1":2,"2":"0","3":1}' data-sheets-value='{"1":3,"3":31.569999999999997}' style="overflow:hidden;padding:0px 3px 0px 3px;vertical-align:bottom;text-align:center;">32</td> <td data-sheets-numberformat='{"1":2,"2":"0","3":1}' data-sheets-value='{"1":3,"3":45.54}' style="overflow:hidden;padding:0px 3px 0px 3px;vertical-align:bottom;text-align:center;">46</td> <td data-sheets-value='{"1":3,"3":26}' style="border-right:1px solid #000000;overflow:hidden;padding:0px 3px 0px 3px;vertical-align:bottom;text-align:center;">26</td> </tr> <tr style="height:20px;"> <td style="border-left:1px solid #000000;overflow:hidden;padding:0px 3px 0px 3px;vertical-align:bottom;"></td> <td style="overflow:hidden;padding:0px 3px 0px 3px;vertical-align:bottom;"></td> <td data-sheets-value='{"1":2,"2":"Opal (A/O)"}' style="overflow:hidden;padding:0px 3px 0px 3px;vertical-align:bottom;">Opal (A/O)</td> <td data-sheets-numberformat='{"1":2,"2":"0.00","3":1}' data-sheets-value='{"1":3,"3":0.98}' style="overflow:hidden;padding:0px 3px 0px 3px;vertical-align:bottom;text-align:center;">0.98</td> <td data-sheets-numberformat='{"1":2,"2":"0","3":1}' data-sheets-value='{"1":3,"3":29.93}' style="overflow:hidden;padding:0px 3px 0px 3px;vertical-align:bottom;text-align:center;">30</td> <td data-sheets-numberformat='{"1":2,"2":"0","3":1}' data-sheets-value='{"1":3,"3":41.580000000000005}' style="overflow:hidden;padding:0px 3px 0px 3px;vertical-align:bottom;text-align:center;">42</td> <td data-sheets-value='{"1":3,"3":26}' style="border-right:1px solid #000000;overflow:hidden;padding:0px 3px 0px 3px;vertical-align:bottom;text-align:center;">26</td> </tr> <tr style="height:20px;"> <td style="border-bottom:1px solid #000000;border-left:1px solid #000000;overflow:hidden;padding:0px 3px 0px 3px;vertical-align:bottom;"></td> <td style="border-bottom:1px solid #000000;overflow:hidden;padding:0px 3px 0px 3px;vertical-align:bottom;"></td> <td data-sheets-value='{"1":2,"2":"Opal (A/D)"}' style="border-bottom:1px solid #000000;overflow:hidden;padding:0px 3px 0px 3px;vertical-align:bottom;">Opal (A/D)</td> <td data-sheets-numberformat='{"1":2,"2":"0.00","3":1}' data-sheets-value='{"1":3,"3":0.98}' style="border-bottom:1px solid #000000;overflow:hidden;padding:0px 3px 0px 3px;vertical-align:bottom;text-align:center;">0.98</td> <td data-sheets-numberformat='{"1":2,"2":"0","3":1}' data-sheets-value='{"1":3,"3":20.91}' style="border-bottom:1px solid #000000;overflow:hidden;padding:0px 3px 0px 3px;vertical-align:bottom;text-align:center;">21</td> <td data-sheets-numberformat='{"1":2,"2":"0","3":1}' data-sheets-value='{"1":3,"3":33}' style="border-bottom:1px solid #000000;overflow:hidden;padding:0px 3px 0px 3px;vertical-align:bottom;text-align:center;">33</td> <td data-sheets-value='{"1":3,"3":26}' style="border-right:1px solid #000000;border-bottom:1px solid #000000;overflow:hidden;padding:0px 3px 0px 3px;vertical-align:bottom;text-align:center;">26</td> </tr> <tr style="height:20px;"> <td data-sheets-value='{"1":2,"2":"Polycarbonate"}' style="border-left:1px solid #000000;overflow:hidden;padding:0px 3px 0px 3px;vertical-align:bottom;">Polycarbonate</td> <td data-sheets-value='{"1":2,"2":"EW"}' style="overflow:hidden;padding:0px 3px 0px 3px;vertical-align:bottom;">EW</td> <td data-sheets-value='{"1":2,"2":"Heatstop Opal (T)"}' style="overflow:hidden;padding:0px 3px 0px 3px;vertical-align:bottom;">Heatstop Opal (T)</td> <td data-sheets-numberformat='{"1":2,"2":"0.00","3":1}' data-sheets-value='{"1":3,"3":1.19}' style="overflow:hidden;padding:0px 3px 0px 3px;vertical-align:bottom;text-align:center;">1.19</td> <td data-sheets-numberformat='{"1":2,"2":"0","3":1}' data-sheets-value='{"1":3,"3":20.09}' style="overflow:hidden;padding:0px 3px 0px 3px;vertical-align:bottom;text-align:center;">20</td> <td data-sheets-numberformat='{"1":2,"2":"0","3":1}' data-sheets-value='{"1":3,"3":38.940000000000005}' style="overflow:hidden;padding:0px 3px 0px 3px;vertical-align:bottom;text-align:center;">39</td> <td data-sheets-value='{"1":3,"3":24}' style="border-right:1px solid #000000;overflow:hidden;padding:0px 3px 0px 3px;vertical-align:bottom;text-align:center;">24</td> </tr> <tr style="height:20px;"> <td data-sheets-value='{"1":2,"2":"Heatstop PC"}' style="border-left:1px solid #000000;overflow:hidden;padding:0px 3px 0px 3px;vertical-align:bottom;">Heatstop PC</td> <td data-sheets-value='{"1":2,"2":"DW"}' style="overflow:hidden;padding:0px 3px 0px 3px;vertical-align:bottom;">DW</td> <td data-sheets-value='{"1":2,"2":"Clear (T/H)"}' style="overflow:hidden;padding:0px 3px 0px 3px;vertical-align:bottom;">Clear (T/H)</td> <td data-sheets-numberformat='{"1":2,"2":"0.00","3":1}' data-sheets-value='{"1":3,"3":0.98}' style="overflow:hidden;padding:0px 3px 0px 3px;vertical-align:bottom;text-align:center;">0.98</td> <td data-sheets-numberformat='{"1":2,"2":"0","3":1}' data-sheets-value='{"1":3,"3":18.04}' style="overflow:hidden;padding:0px 3px 0px 3px;vertical-align:bottom;text-align:center;">18</td> <td data-sheets-numberformat='{"1":2,"2":"0","3":1}' data-sheets-value='{"1":3,"3":33.660000000000004}' style="overflow:hidden;padding:0px 3px 0px 3px;vertical-align:bottom;text-align:center;">34</td> <td data-sheets-value='{"1":3,"3":26}' style="border-right:1px solid #000000;overflow:hidden;padding:0px 3px 0px 3px;vertical-align:bottom;text-align:center;">26</td> </tr> <tr style="height:20px;"> <td style="border-bottom:1px solid #000000;border-left:1px solid #000000;overflow:hidden;padding:0px 3px 0px 3px;vertical-align:bottom;"></td> <td style="border-bottom:1px solid #000000;overflow:hidden;padding:0px 3px 0px 3px;vertical-align:bottom;"></td> <td data-sheets-value='{"1":2,"2":"Opal (T/O)"}' style="border-bottom:1px solid #000000;overflow:hidden;padding:0px 3px 0px 3px;vertical-align:bottom;">Opal (T/O)</td> <td data-sheets-numberformat='{"1":2,"2":"0.00","3":1}' data-sheets-value='{"1":3,"3":0.98}' style="border-bottom:1px solid #000000;overflow:hidden;padding:0px 3px 0px 3px;vertical-align:bottom;text-align:center;">0.98</td> <td data-sheets-numberformat='{"1":2,"2":"0","3":1}' data-sheets-value='{"1":3,"3":16.81}' style="border-bottom:1px solid #000000;overflow:hidden;padding:0px 3px 0px 3px;vertical-align:bottom;text-align:center;">17</td> <td data-sheets-numberformat='{"1":2,"2":"0","3":1}' data-sheets-value='{"1":3,"3":29.700000000000003}' style="border-bottom:1px solid #000000;overflow:hidden;padding:0px 3px 0px 3px;vertical-align:bottom;text-align:center;">30</td> <td data-sheets-value='{"1":3,"3":26}' style="border-right:1px solid #000000;border-bottom:1px solid #000000;overflow:hidden;padding:0px 3px 0px 3px;vertical-align:bottom;text-align:center;">26</td> </tr> </tbody></table> | skylux-160-ce-met-koepel-en-metaalopstand-met-lm-motor-en-pvc-raam-type-ep25-1000-x-1000-mm | 8585993453901 | 46872270340429
Smoke and heat exhaust (SHEV) | SHE system | Skylux | Skylux 160° CE with skylight and metal curb with LM-actuator and PVC frame type EP25 1000 x 1300 mm |  | 50881 | 5412970508816 | 4005.1 | Yes | 30-45 | 85.56 | 1000 x 1300 mm | 1300 | 1000 |  | metal curb M30 (30 cm high) | Rectangular | 1.19 W/m²K - 0.98 W/m²K | 57% - 30% | 37% - 17% | 24dB - 26dB | 160° CE (for industry) | PVC frame EP25 | without spoiler | E | Single actuator | Maximum double-walled skylight possible for this product | Ut-value LT-value g-value Rw-value EN 1873 : 2014 EN ISO 13468 EN 16153 EN 410 EN 410 EN ISO 140-3 Material Walls Shells (W/m²K) (%) (%) (dB) Acrylic EW Clear (H) 1.19 37 57 24 PMMA Opal (O) 1.19 34 50 24 DW Clear (H/H) 0.98 33 50 26 Opal (O/O) 0.98 28 38 26 Polycarbonate EW Clear (A) 1.19 36 55 24 PC Opal (D) 1.19 24 40 24 DW Clear (A/H) 0.98 32 48 26 Clear (A/A) 0.98 32 46 26 Opal (A/O) 0.98 30 42 26 Opal (A/D) 0.98 21 33 26 Polycarbonate EW Heatstop Opal (T) 1.19 20 39 24 Heatstop PC DW Clear (T/H) 0.98 18 34 26 Opal (T/O) 0.98 17 30 26 | https://skylux.eu/en/products/skylux-160-ce-met-koepel-en-metaalopstand-met-lm-motor-en-pvc-raam-type-ep25-1000-x-1300-mm | https://skylux.eu/cdn/shop/files/Skylux-160deg-CE-met-koepel-en-metaalopstand-met-LM-motor-en-pvc-raam-type-EP25-1000-x-1300-mm-RWA-systeem.jpg?v=1702976805&width=1600 | https://skylux.eu/cdn/shop/files/e5a82811-1bb0-48e4-a776-cacb59c7c092_ff186e05-d9bd-45b6-8742-bc03c6f6cc9c.jpg?v=1688550219&width=1600 | //skylux.eu/cdn/shop/files/E_MH_Mounting_instructions_Skylux_160_CE_LM.pdf?v=12406716259046007223 | //skylux.eu/cdn/shop/files/E_TD_Technical_File_Skylux_Skylux_160_CE_Electric.pdf?v=3667116872303399239 | <style type="text/css" id="isPasted"><!--td {border: 1px solid #cccccc;}br {mso-data-placement:same-cell;}--></style><table border="1" cellpadding="0" cellspacing="0" dir="ltr" style="table-layout:fixed;font-size:10pt;font-family:Arial;border-collapse:collapse;border:none;"><tbody> <tr style="height:20px;"> <td style="overflow:hidden;padding:0px 3px 0px 3px;vertical-align:bottom;"></td> <td style="overflow:hidden;padding:0px 3px 0px 3px;vertical-align:bottom;"></td> <td style="overflow:hidden;padding:0px 3px 0px 3px;vertical-align:bottom;"></td> <td data-sheets-value='{"1":2,"2":"Ut-value"}' style="overflow:hidden;padding:0px 3px 0px 3px;vertical-align:bottom;font-weight:bold;text-align:center;">Ut-value</td> <td data-sheets-value='{"1":2,"2":"LT-value"}' style="overflow:hidden;padding:0px 3px 0px 3px;vertical-align:bottom;font-weight:bold;text-align:center;">LT-value</td> <td data-sheets-value='{"1":2,"2":"g-value"}' style="overflow:hidden;padding:0px 3px 0px 3px;vertical-align:bottom;font-weight:bold;text-align:center;">g-value</td> <td data-sheets-value='{"1":2,"2":"Rw-value "}' style="overflow:hidden;padding:0px 3px 0px 3px;vertical-align:bottom;font-weight:bold;text-align:center;">Rw-value </td> </tr> <tr style="height:20px;"> <td style="overflow:hidden;padding:0px 3px 0px 3px;vertical-align:bottom;"></td> <td style="overflow:hidden;padding:0px 3px 0px 3px;vertical-align:bottom;"></td> <td style="overflow:hidden;padding:0px 3px 0px 3px;vertical-align:bottom;"></td> <td data-sheets-numberformat='{"1":2,"2":"0.00","3":1}' data-sheets-value='{"1":2,"2":"EN 1873 : 2014"}' style="overflow:hidden;padding:0px 3px 0px 3px;vertical-align:bottom;text-align:center;">EN 1873 : 2014</td> <td data-sheets-numberformat='{"1":2,"2":"0","3":1}' data-sheets-value='{"1":2,"2":"EN ISO 13468 EN 16153 EN 410"}' style="overflow:hidden;padding:0px 3px 0px 3px;vertical-align:bottom;text-align:center;">EN ISO 13468 EN 16153 EN 410</td> <td data-sheets-numberformat='{"1":2,"2":"0","3":1}' data-sheets-value='{"1":2,"2":"EN 410"}' style="overflow:hidden;padding:0px 3px 0px 3px;vertical-align:bottom;text-align:center;">EN 410</td> <td data-sheets-value='{"1":2,"2":"EN ISO 140-3\t\t"}' style="overflow:hidden;padding:0px 3px 0px 3px;vertical-align:bottom;text-align:center;">EN ISO 140-3 </td> </tr> <tr style="height:20px;"> <td data-sheets-value='{"1":2,"2":"Material"}' style="border-bottom:1px solid #000000;overflow:hidden;padding:0px 3px 0px 3px;vertical-align:bottom;background-color:#000000;font-weight:bold;color:#ffffff;">Material</td> <td data-sheets-value='{"1":2,"2":"Walls"}' style="border-bottom:1px solid #000000;overflow:hidden;padding:0px 3px 0px 3px;vertical-align:bottom;background-color:#000000;font-weight:bold;color:#ffffff;">Walls</td> <td data-sheets-value='{"1":2,"2":"Shells"}' style="border-bottom:1px solid #000000;overflow:hidden;padding:0px 3px 0px 3px;vertical-align:bottom;background-color:#000000;font-weight:bold;color:#ffffff;">Shells</td> <td data-sheets-numberformat='{"1":2,"2":"0.00","3":1}' data-sheets-value='{"1":2,"2":"(W/m²K)\t"}' style="border-bottom:1px solid #000000;overflow:hidden;padding:0px 3px 0px 3px;vertical-align:bottom;background-color:#000000;font-weight:bold;color:#ffffff;text-align:center;">(W/m²K) </td> <td data-sheets-numberformat='{"1":2,"2":"0","3":1}' data-sheets-value='{"1":2,"2":"(%)"}' style="border-bottom:1px solid #000000;overflow:hidden;padding:0px 3px 0px 3px;vertical-align:bottom;background-color:#000000;font-weight:bold;color:#ffffff;text-align:center;">(%)</td> <td data-sheets-numberformat='{"1":2,"2":"0","3":1}' data-sheets-value='{"1":2,"2":"(%)"}' style="border-bottom:1px solid #000000;overflow:hidden;padding:0px 3px 0px 3px;vertical-align:bottom;background-color:#000000;font-weight:bold;color:#ffffff;text-align:center;">(%)</td> <td data-sheets-value='{"1":2,"2":"(dB)"}' style="border-bottom:1px solid #000000;overflow:hidden;padding:0px 3px 0px 3px;vertical-align:bottom;background-color:#000000;font-weight:bold;color:#ffffff;text-align:center;">(dB)</td> </tr> <tr style="height:20px;"> <td data-sheets-value='{"1":2,"2":"Acrylic"}' style="border-left:1px solid #000000;overflow:hidden;padding:0px 3px 0px 3px;vertical-align:bottom;">Acrylic</td> <td data-sheets-value='{"1":2,"2":"EW"}' style="overflow:hidden;padding:0px 3px 0px 3px;vertical-align:bottom;">EW</td> <td data-sheets-value='{"1":2,"2":"Clear (H)"}' style="overflow:hidden;padding:0px 3px 0px 3px;vertical-align:bottom;">Clear (H)</td> <td data-sheets-numberformat='{"1":2,"2":"0.00","3":1}' data-sheets-value='{"1":3,"3":1.19}' style="overflow:hidden;padding:0px 3px 0px 3px;vertical-align:bottom;text-align:center;">1.19</td> <td data-sheets-numberformat='{"1":2,"2":"0","3":1}' data-sheets-value='{"1":3,"3":36.9}' style="overflow:hidden;padding:0px 3px 0px 3px;vertical-align:bottom;text-align:center;">37</td> <td data-sheets-numberformat='{"1":2,"2":"0","3":1}' data-sheets-value='{"1":3,"3":57.42}' style="overflow:hidden;padding:0px 3px 0px 3px;vertical-align:bottom;text-align:center;">57</td> <td data-sheets-value='{"1":3,"3":24}' style="border-right:1px solid #000000;overflow:hidden;padding:0px 3px 0px 3px;vertical-align:bottom;text-align:center;">24</td> </tr> <tr style="height:20px;"> <td data-sheets-value='{"1":2,"2":"PMMA"}' style="border-left:1px solid #000000;overflow:hidden;padding:0px 3px 0px 3px;vertical-align:bottom;">PMMA</td> <td style="overflow:hidden;padding:0px 3px 0px 3px;vertical-align:bottom;"></td> <td data-sheets-value='{"1":2,"2":"Opal (O)"}' style="overflow:hidden;padding:0px 3px 0px 3px;vertical-align:bottom;">Opal (O)</td> <td data-sheets-numberformat='{"1":2,"2":"0.00","3":1}' data-sheets-value='{"1":3,"3":1.19}' style="overflow:hidden;padding:0px 3px 0px 3px;vertical-align:bottom;text-align:center;">1.19</td> <td data-sheets-numberformat='{"1":2,"2":"0","3":1}' data-sheets-value='{"1":3,"3":34.03}' style="overflow:hidden;padding:0px 3px 0px 3px;vertical-align:bottom;text-align:center;">34</td> <td data-sheets-numberformat='{"1":2,"2":"0","3":1}' data-sheets-value='{"1":3,"3":50.160000000000004}' style="overflow:hidden;padding:0px 3px 0px 3px;vertical-align:bottom;text-align:center;">50</td> <td data-sheets-value='{"1":3,"3":24}' style="border-right:1px solid #000000;overflow:hidden;padding:0px 3px 0px 3px;vertical-align:bottom;text-align:center;">24</td> </tr> <tr style="height:20px;"> <td style="border-left:1px solid #000000;overflow:hidden;padding:0px 3px 0px 3px;vertical-align:bottom;"></td> <td data-sheets-value='{"1":2,"2":"DW"}' style="overflow:hidden;padding:0px 3px 0px 3px;vertical-align:bottom;">DW</td> <td data-sheets-value='{"1":2,"2":"Clear (H/H)"}' style="overflow:hidden;padding:0px 3px 0px 3px;vertical-align:bottom;">Clear (H/H)</td> <td data-sheets-numberformat='{"1":2,"2":"0.00","3":1}' data-sheets-value='{"1":3,"3":0.98}' style="overflow:hidden;padding:0px 3px 0px 3px;vertical-align:bottom;text-align:center;">0.98</td> <td data-sheets-numberformat='{"1":2,"2":"0","3":1}' data-sheets-value='{"1":3,"3":33.21}' style="overflow:hidden;padding:0px 3px 0px 3px;vertical-align:bottom;text-align:center;">33</td> <td data-sheets-numberformat='{"1":2,"2":"0","3":1}' data-sheets-value='{"1":3,"3":49.5}' style="overflow:hidden;padding:0px 3px 0px 3px;vertical-align:bottom;text-align:center;">50</td> <td data-sheets-value='{"1":3,"3":26}' style="border-right:1px solid #000000;overflow:hidden;padding:0px 3px 0px 3px;vertical-align:bottom;text-align:center;">26</td> </tr> <tr style="height:20px;"> <td style="border-bottom:1px solid #000000;border-left:1px solid #000000;overflow:hidden;padding:0px 3px 0px 3px;vertical-align:bottom;"></td> <td style="border-bottom:1px solid #000000;overflow:hidden;padding:0px 3px 0px 3px;vertical-align:bottom;"></td> <td data-sheets-value='{"1":2,"2":"Opal (O/O)"}' style="border-bottom:1px solid #000000;overflow:hidden;padding:0px 3px 0px 3px;vertical-align:bottom;">Opal (O/O)</td> <td data-sheets-numberformat='{"1":2,"2":"0.00","3":1}' data-sheets-value='{"1":3,"3":0.98}' style="border-bottom:1px solid #000000;overflow:hidden;padding:0px 3px 0px 3px;vertical-align:bottom;text-align:center;">0.98</td> <td data-sheets-numberformat='{"1":2,"2":"0","3":1}' data-sheets-value='{"1":3,"3":28.29}' style="border-bottom:1px solid #000000;overflow:hidden;padding:0px 3px 0px 3px;vertical-align:bottom;text-align:center;">28</td> <td data-sheets-numberformat='{"1":2,"2":"0","3":1}' data-sheets-value='{"1":3,"3":38.28}' style="border-bottom:1px solid #000000;overflow:hidden;padding:0px 3px 0px 3px;vertical-align:bottom;text-align:center;">38</td> <td data-sheets-value='{"1":3,"3":26}' style="border-right:1px solid #000000;border-bottom:1px solid #000000;overflow:hidden;padding:0px 3px 0px 3px;vertical-align:bottom;text-align:center;">26</td> </tr> <tr style="height:20px;"> <td data-sheets-value='{"1":2,"2":"Polycarbonate "}' style="border-left:1px solid #000000;overflow:hidden;padding:0px 3px 0px 3px;vertical-align:bottom;">Polycarbonate </td> <td data-sheets-value='{"1":2,"2":"EW"}' style="overflow:hidden;padding:0px 3px 0px 3px;vertical-align:bottom;">EW</td> <td data-sheets-value='{"1":2,"2":"Clear (A)"}' style="overflow:hidden;padding:0px 3px 0px 3px;vertical-align:bottom;">Clear (A)</td> <td data-sheets-numberformat='{"1":2,"2":"0.00","3":1}' data-sheets-value='{"1":3,"3":1.19}' style="overflow:hidden;padding:0px 3px 0px 3px;vertical-align:bottom;text-align:center;">1.19</td> <td data-sheets-numberformat='{"1":2,"2":"0","3":1}' data-sheets-value='{"1":3,"3":36.08}' style="overflow:hidden;padding:0px 3px 0px 3px;vertical-align:bottom;text-align:center;">36</td> <td data-sheets-numberformat='{"1":2,"2":"0","3":1}' data-sheets-value='{"1":3,"3":54.78}' style="overflow:hidden;padding:0px 3px 0px 3px;vertical-align:bottom;text-align:center;">55</td> <td data-sheets-value='{"1":3,"3":24}' style="border-right:1px solid #000000;overflow:hidden;padding:0px 3px 0px 3px;vertical-align:bottom;text-align:center;">24</td> </tr> <tr style="height:20px;"> <td data-sheets-value='{"1":2,"2":"PC"}' style="border-left:1px solid #000000;overflow:hidden;padding:0px 3px 0px 3px;vertical-align:bottom;">PC</td> <td style="overflow:hidden;padding:0px 3px 0px 3px;vertical-align:bottom;"></td> <td data-sheets-value='{"1":2,"2":"Opal (D)"}' style="overflow:hidden;padding:0px 3px 0px 3px;vertical-align:bottom;">Opal (D)</td> <td data-sheets-numberformat='{"1":2,"2":"0.00","3":1}' data-sheets-value='{"1":3,"3":1.19}' style="overflow:hidden;padding:0px 3px 0px 3px;vertical-align:bottom;text-align:center;">1.19</td> <td data-sheets-numberformat='{"1":2,"2":"0","3":1}' data-sheets-value='{"1":3,"3":23.779999999999998}' style="overflow:hidden;padding:0px 3px 0px 3px;vertical-align:bottom;text-align:center;">24</td> <td data-sheets-numberformat='{"1":2,"2":"0","3":1}' data-sheets-value='{"1":3,"3":39.6}' style="overflow:hidden;padding:0px 3px 0px 3px;vertical-align:bottom;text-align:center;">40</td> <td data-sheets-value='{"1":3,"3":24}' style="border-right:1px solid #000000;overflow:hidden;padding:0px 3px 0px 3px;vertical-align:bottom;text-align:center;">24</td> </tr> <tr style="height:20px;"> <td style="border-left:1px solid #000000;overflow:hidden;padding:0px 3px 0px 3px;vertical-align:bottom;"></td> <td data-sheets-value='{"1":2,"2":"DW"}' style="overflow:hidden;padding:0px 3px 0px 3px;vertical-align:bottom;">DW</td> <td data-sheets-value='{"1":2,"2":"Clear (A/H)"}' style="overflow:hidden;padding:0px 3px 0px 3px;vertical-align:bottom;">Clear (A/H)</td> <td data-sheets-numberformat='{"1":2,"2":"0.00","3":1}' data-sheets-value='{"1":3,"3":0.98}' style="overflow:hidden;padding:0px 3px 0px 3px;vertical-align:bottom;text-align:center;">0.98</td> <td data-sheets-numberformat='{"1":2,"2":"0","3":1}' data-sheets-value='{"1":3,"3":32.39}' style="overflow:hidden;padding:0px 3px 0px 3px;vertical-align:bottom;text-align:center;">32</td> <td data-sheets-numberformat='{"1":2,"2":"0","3":1}' data-sheets-value='{"1":3,"3":47.52}' style="overflow:hidden;padding:0px 3px 0px 3px;vertical-align:bottom;text-align:center;">48</td> <td data-sheets-value='{"1":3,"3":26}' style="border-right:1px solid #000000;overflow:hidden;padding:0px 3px 0px 3px;vertical-align:bottom;text-align:center;">26</td> </tr> <tr style="height:20px;"> <td style="border-left:1px solid #000000;overflow:hidden;padding:0px 3px 0px 3px;vertical-align:bottom;"></td> <td style="overflow:hidden;padding:0px 3px 0px 3px;vertical-align:bottom;"></td> <td data-sheets-value='{"1":2,"2":"Clear (A/A)"}' style="overflow:hidden;padding:0px 3px 0px 3px;vertical-align:bottom;">Clear (A/A)</td> <td data-sheets-numberformat='{"1":2,"2":"0.00","3":1}' data-sheets-value='{"1":3,"3":0.98}' style="overflow:hidden;padding:0px 3px 0px 3px;vertical-align:bottom;text-align:center;">0.98</td> <td data-sheets-numberformat='{"1":2,"2":"0","3":1}' data-sheets-value='{"1":3,"3":31.569999999999997}' style="overflow:hidden;padding:0px 3px 0px 3px;vertical-align:bottom;text-align:center;">32</td> <td data-sheets-numberformat='{"1":2,"2":"0","3":1}' data-sheets-value='{"1":3,"3":45.54}' style="overflow:hidden;padding:0px 3px 0px 3px;vertical-align:bottom;text-align:center;">46</td> <td data-sheets-value='{"1":3,"3":26}' style="border-right:1px solid #000000;overflow:hidden;padding:0px 3px 0px 3px;vertical-align:bottom;text-align:center;">26</td> </tr> <tr style="height:20px;"> <td style="border-left:1px solid #000000;overflow:hidden;padding:0px 3px 0px 3px;vertical-align:bottom;"></td> <td style="overflow:hidden;padding:0px 3px 0px 3px;vertical-align:bottom;"></td> <td data-sheets-value='{"1":2,"2":"Opal (A/O)"}' style="overflow:hidden;padding:0px 3px 0px 3px;vertical-align:bottom;">Opal (A/O)</td> <td data-sheets-numberformat='{"1":2,"2":"0.00","3":1}' data-sheets-value='{"1":3,"3":0.98}' style="overflow:hidden;padding:0px 3px 0px 3px;vertical-align:bottom;text-align:center;">0.98</td> <td data-sheets-numberformat='{"1":2,"2":"0","3":1}' data-sheets-value='{"1":3,"3":29.93}' style="overflow:hidden;padding:0px 3px 0px 3px;vertical-align:bottom;text-align:center;">30</td> <td data-sheets-numberformat='{"1":2,"2":"0","3":1}' data-sheets-value='{"1":3,"3":41.580000000000005}' style="overflow:hidden;padding:0px 3px 0px 3px;vertical-align:bottom;text-align:center;">42</td> <td data-sheets-value='{"1":3,"3":26}' style="border-right:1px solid #000000;overflow:hidden;padding:0px 3px 0px 3px;vertical-align:bottom;text-align:center;">26</td> </tr> <tr style="height:20px;"> <td style="border-bottom:1px solid #000000;border-left:1px solid #000000;overflow:hidden;padding:0px 3px 0px 3px;vertical-align:bottom;"></td> <td style="border-bottom:1px solid #000000;overflow:hidden;padding:0px 3px 0px 3px;vertical-align:bottom;"></td> <td data-sheets-value='{"1":2,"2":"Opal (A/D)"}' style="border-bottom:1px solid #000000;overflow:hidden;padding:0px 3px 0px 3px;vertical-align:bottom;">Opal (A/D)</td> <td data-sheets-numberformat='{"1":2,"2":"0.00","3":1}' data-sheets-value='{"1":3,"3":0.98}' style="border-bottom:1px solid #000000;overflow:hidden;padding:0px 3px 0px 3px;vertical-align:bottom;text-align:center;">0.98</td> <td data-sheets-numberformat='{"1":2,"2":"0","3":1}' data-sheets-value='{"1":3,"3":20.91}' style="border-bottom:1px solid #000000;overflow:hidden;padding:0px 3px 0px 3px;vertical-align:bottom;text-align:center;">21</td> <td data-sheets-numberformat='{"1":2,"2":"0","3":1}' data-sheets-value='{"1":3,"3":33}' style="border-bottom:1px solid #000000;overflow:hidden;padding:0px 3px 0px 3px;vertical-align:bottom;text-align:center;">33</td> <td data-sheets-value='{"1":3,"3":26}' style="border-right:1px solid #000000;border-bottom:1px solid #000000;overflow:hidden;padding:0px 3px 0px 3px;vertical-align:bottom;text-align:center;">26</td> </tr> <tr style="height:20px;"> <td data-sheets-value='{"1":2,"2":"Polycarbonate"}' style="border-left:1px solid #000000;overflow:hidden;padding:0px 3px 0px 3px;vertical-align:bottom;">Polycarbonate</td> <td data-sheets-value='{"1":2,"2":"EW"}' style="overflow:hidden;padding:0px 3px 0px 3px;vertical-align:bottom;">EW</td> <td data-sheets-value='{"1":2,"2":"Heatstop Opal (T)"}' style="overflow:hidden;padding:0px 3px 0px 3px;vertical-align:bottom;">Heatstop Opal (T)</td> <td data-sheets-numberformat='{"1":2,"2":"0.00","3":1}' data-sheets-value='{"1":3,"3":1.19}' style="overflow:hidden;padding:0px 3px 0px 3px;vertical-align:bottom;text-align:center;">1.19</td> <td data-sheets-numberformat='{"1":2,"2":"0","3":1}' data-sheets-value='{"1":3,"3":20.09}' style="overflow:hidden;padding:0px 3px 0px 3px;vertical-align:bottom;text-align:center;">20</td> <td data-sheets-numberformat='{"1":2,"2":"0","3":1}' data-sheets-value='{"1":3,"3":38.940000000000005}' style="overflow:hidden;padding:0px 3px 0px 3px;vertical-align:bottom;text-align:center;">39</td> <td data-sheets-value='{"1":3,"3":24}' style="border-right:1px solid #000000;overflow:hidden;padding:0px 3px 0px 3px;vertical-align:bottom;text-align:center;">24</td> </tr> <tr style="height:20px;"> <td data-sheets-value='{"1":2,"2":"Heatstop PC"}' style="border-left:1px solid #000000;overflow:hidden;padding:0px 3px 0px 3px;vertical-align:bottom;">Heatstop PC</td> <td data-sheets-value='{"1":2,"2":"DW"}' style="overflow:hidden;padding:0px 3px 0px 3px;vertical-align:bottom;">DW</td> <td data-sheets-value='{"1":2,"2":"Clear (T/H)"}' style="overflow:hidden;padding:0px 3px 0px 3px;vertical-align:bottom;">Clear (T/H)</td> <td data-sheets-numberformat='{"1":2,"2":"0.00","3":1}' data-sheets-value='{"1":3,"3":0.98}' style="overflow:hidden;padding:0px 3px 0px 3px;vertical-align:bottom;text-align:center;">0.98</td> <td data-sheets-numberformat='{"1":2,"2":"0","3":1}' data-sheets-value='{"1":3,"3":18.04}' style="overflow:hidden;padding:0px 3px 0px 3px;vertical-align:bottom;text-align:center;">18</td> <td data-sheets-numberformat='{"1":2,"2":"0","3":1}' data-sheets-value='{"1":3,"3":33.660000000000004}' style="overflow:hidden;padding:0px 3px 0px 3px;vertical-align:bottom;text-align:center;">34</td> <td data-sheets-value='{"1":3,"3":26}' style="border-right:1px solid #000000;overflow:hidden;padding:0px 3px 0px 3px;vertical-align:bottom;text-align:center;">26</td> </tr> <tr style="height:20px;"> <td style="border-bottom:1px solid #000000;border-left:1px solid #000000;overflow:hidden;padding:0px 3px 0px 3px;vertical-align:bottom;"></td> <td style="border-bottom:1px solid #000000;overflow:hidden;padding:0px 3px 0px 3px;vertical-align:bottom;"></td> <td data-sheets-value='{"1":2,"2":"Opal (T/O)"}' style="border-bottom:1px solid #000000;overflow:hidden;padding:0px 3px 0px 3px;vertical-align:bottom;">Opal (T/O)</td> <td data-sheets-numberformat='{"1":2,"2":"0.00","3":1}' data-sheets-value='{"1":3,"3":0.98}' style="border-bottom:1px solid #000000;overflow:hidden;padding:0px 3px 0px 3px;vertical-align:bottom;text-align:center;">0.98</td> <td data-sheets-numberformat='{"1":2,"2":"0","3":1}' data-sheets-value='{"1":3,"3":16.81}' style="border-bottom:1px solid #000000;overflow:hidden;padding:0px 3px 0px 3px;vertical-align:bottom;text-align:center;">17</td> <td data-sheets-numberformat='{"1":2,"2":"0","3":1}' data-sheets-value='{"1":3,"3":29.700000000000003}' style="border-bottom:1px solid #000000;overflow:hidden;padding:0px 3px 0px 3px;vertical-align:bottom;text-align:center;">30</td> <td data-sheets-value='{"1":3,"3":26}' style="border-right:1px solid #000000;border-bottom:1px solid #000000;overflow:hidden;padding:0px 3px 0px 3px;vertical-align:bottom;text-align:center;">26</td> </tr> </tbody></table> | skylux-160-ce-met-koepel-en-metaalopstand-met-lm-motor-en-pvc-raam-type-ep25-1000-x-1300-mm | 8585993552205 | 46872270471501
Smoke and heat exhaust (SHEV) | SHE system | Skylux | Skylux 160° CE with skylight and metal curb with LM-actuator and PVC frame type EP25 1000 x 1500 mm |  | 50882 | 5412970508823 | 4160 | Yes | 30-45 | 91.17 | 1000 x 1500 mm | 1500 | 1000 |  | metal curb M30 (30 cm high) | Rectangular | 1.19 W/m²K - 0.98 W/m²K | 57% - 30% | 37% - 17% | 24dB - 26dB | 160° CE (for industry) | PVC frame EP25 | without spoiler | E | Single actuator | Maximum double-walled skylight possible for this product | Ut-value LT-value g-value Rw-value EN 1873 : 2014 EN ISO 13468 EN 16153 EN 410 EN 410 EN ISO 140-3 Material Walls Shells (W/m²K) (%) (%) (dB) Acrylic EW Clear (H) 1.19 37 57 24 PMMA Opal (O) 1.19 34 50 24 DW Clear (H/H) 0.98 33 50 26 Opal (O/O) 0.98 28 38 26 Polycarbonate EW Clear (A) 1.19 36 55 24 PC Opal (D) 1.19 24 40 24 DW Clear (A/H) 0.98 32 48 26 Clear (A/A) 0.98 32 46 26 Opal (A/O) 0.98 30 42 26 Opal (A/D) 0.98 21 33 26 Polycarbonate EW Heatstop Opal (T) 1.19 20 39 24 Heatstop PC DW Clear (T/H) 0.98 18 34 26 Opal (T/O) 0.98 17 30 26 | https://skylux.eu/en/products/skylux-160-ce-met-koepel-en-metaalopstand-met-lm-motor-en-pvc-raam-type-ep25-1000-x-1500-mm | https://skylux.eu/cdn/shop/files/Skylux-160deg-CE-met-koepel-en-metaalopstand-met-LM-motor-en-pvc-raam-type-EP25-1000-x-1500-mm-RWA-systeem.jpg?v=1702976810&width=1600 | https://skylux.eu/cdn/shop/files/e5a82811-1bb0-48e4-a776-cacb59c7c092_28eb16ad-1bd6-48f1-9782-d72165312cff.jpg?v=1688550220&width=1600 | //skylux.eu/cdn/shop/files/E_MH_Mounting_instructions_Skylux_160_CE_LM.pdf?v=12406716259046007223 | //skylux.eu/cdn/shop/files/E_TD_Technical_File_Skylux_Skylux_160_CE_Electric.pdf?v=3667116872303399239 | <style type="text/css" id="isPasted"><!--td {border: 1px solid #cccccc;}br {mso-data-placement:same-cell;}--></style><table border="1" cellpadding="0" cellspacing="0" dir="ltr" style="table-layout:fixed;font-size:10pt;font-family:Arial;border-collapse:collapse;border:none;"><tbody> <tr style="height:20px;"> <td style="overflow:hidden;padding:0px 3px 0px 3px;vertical-align:bottom;"></td> <td style="overflow:hidden;padding:0px 3px 0px 3px;vertical-align:bottom;"></td> <td style="overflow:hidden;padding:0px 3px 0px 3px;vertical-align:bottom;"></td> <td data-sheets-value='{"1":2,"2":"Ut-value"}' style="overflow:hidden;padding:0px 3px 0px 3px;vertical-align:bottom;font-weight:bold;text-align:center;">Ut-value</td> <td data-sheets-value='{"1":2,"2":"LT-value"}' style="overflow:hidden;padding:0px 3px 0px 3px;vertical-align:bottom;font-weight:bold;text-align:center;">LT-value</td> <td data-sheets-value='{"1":2,"2":"g-value"}' style="overflow:hidden;padding:0px 3px 0px 3px;vertical-align:bottom;font-weight:bold;text-align:center;">g-value</td> <td data-sheets-value='{"1":2,"2":"Rw-value "}' style="overflow:hidden;padding:0px 3px 0px 3px;vertical-align:bottom;font-weight:bold;text-align:center;">Rw-value </td> </tr> <tr style="height:20px;"> <td style="overflow:hidden;padding:0px 3px 0px 3px;vertical-align:bottom;"></td> <td style="overflow:hidden;padding:0px 3px 0px 3px;vertical-align:bottom;"></td> <td style="overflow:hidden;padding:0px 3px 0px 3px;vertical-align:bottom;"></td> <td data-sheets-numberformat='{"1":2,"2":"0.00","3":1}' data-sheets-value='{"1":2,"2":"EN 1873 : 2014"}' style="overflow:hidden;padding:0px 3px 0px 3px;vertical-align:bottom;text-align:center;">EN 1873 : 2014</td> <td data-sheets-numberformat='{"1":2,"2":"0","3":1}' data-sheets-value='{"1":2,"2":"EN ISO 13468 EN 16153 EN 410"}' style="overflow:hidden;padding:0px 3px 0px 3px;vertical-align:bottom;text-align:center;">EN ISO 13468 EN 16153 EN 410</td> <td data-sheets-numberformat='{"1":2,"2":"0","3":1}' data-sheets-value='{"1":2,"2":"EN 410"}' style="overflow:hidden;padding:0px 3px 0px 3px;vertical-align:bottom;text-align:center;">EN 410</td> <td data-sheets-value='{"1":2,"2":"EN ISO 140-3\t\t"}' style="overflow:hidden;padding:0px 3px 0px 3px;vertical-align:bottom;text-align:center;">EN ISO 140-3 </td> </tr> <tr style="height:20px;"> <td data-sheets-value='{"1":2,"2":"Material"}' style="border-bottom:1px solid #000000;overflow:hidden;padding:0px 3px 0px 3px;vertical-align:bottom;background-color:#000000;font-weight:bold;color:#ffffff;">Material</td> <td data-sheets-value='{"1":2,"2":"Walls"}' style="border-bottom:1px solid #000000;overflow:hidden;padding:0px 3px 0px 3px;vertical-align:bottom;background-color:#000000;font-weight:bold;color:#ffffff;">Walls</td> <td data-sheets-value='{"1":2,"2":"Shells"}' style="border-bottom:1px solid #000000;overflow:hidden;padding:0px 3px 0px 3px;vertical-align:bottom;background-color:#000000;font-weight:bold;color:#ffffff;">Shells</td> <td data-sheets-numberformat='{"1":2,"2":"0.00","3":1}' data-sheets-value='{"1":2,"2":"(W/m²K)\t"}' style="border-bottom:1px solid #000000;overflow:hidden;padding:0px 3px 0px 3px;vertical-align:bottom;background-color:#000000;font-weight:bold;color:#ffffff;text-align:center;">(W/m²K) </td> <td data-sheets-numberformat='{"1":2,"2":"0","3":1}' data-sheets-value='{"1":2,"2":"(%)"}' style="border-bottom:1px solid #000000;overflow:hidden;padding:0px 3px 0px 3px;vertical-align:bottom;background-color:#000000;font-weight:bold;color:#ffffff;text-align:center;">(%)</td> <td data-sheets-numberformat='{"1":2,"2":"0","3":1}' data-sheets-value='{"1":2,"2":"(%)"}' style="border-bottom:1px solid #000000;overflow:hidden;padding:0px 3px 0px 3px;vertical-align:bottom;background-color:#000000;font-weight:bold;color:#ffffff;text-align:center;">(%)</td> <td data-sheets-value='{"1":2,"2":"(dB)"}' style="border-bottom:1px solid #000000;overflow:hidden;padding:0px 3px 0px 3px;vertical-align:bottom;background-color:#000000;font-weight:bold;color:#ffffff;text-align:center;">(dB)</td> </tr> <tr style="height:20px;"> <td data-sheets-value='{"1":2,"2":"Acrylic"}' style="border-left:1px solid #000000;overflow:hidden;padding:0px 3px 0px 3px;vertical-align:bottom;">Acrylic</td> <td data-sheets-value='{"1":2,"2":"EW"}' style="overflow:hidden;padding:0px 3px 0px 3px;vertical-align:bottom;">EW</td> <td data-sheets-value='{"1":2,"2":"Clear (H)"}' style="overflow:hidden;padding:0px 3px 0px 3px;vertical-align:bottom;">Clear (H)</td> <td data-sheets-numberformat='{"1":2,"2":"0.00","3":1}' data-sheets-value='{"1":3,"3":1.19}' style="overflow:hidden;padding:0px 3px 0px 3px;vertical-align:bottom;text-align:center;">1.19</td> <td data-sheets-numberformat='{"1":2,"2":"0","3":1}' data-sheets-value='{"1":3,"3":36.9}' style="overflow:hidden;padding:0px 3px 0px 3px;vertical-align:bottom;text-align:center;">37</td> <td data-sheets-numberformat='{"1":2,"2":"0","3":1}' data-sheets-value='{"1":3,"3":57.42}' style="overflow:hidden;padding:0px 3px 0px 3px;vertical-align:bottom;text-align:center;">57</td> <td data-sheets-value='{"1":3,"3":24}' style="border-right:1px solid #000000;overflow:hidden;padding:0px 3px 0px 3px;vertical-align:bottom;text-align:center;">24</td> </tr> <tr style="height:20px;"> <td data-sheets-value='{"1":2,"2":"PMMA"}' style="border-left:1px solid #000000;overflow:hidden;padding:0px 3px 0px 3px;vertical-align:bottom;">PMMA</td> <td style="overflow:hidden;padding:0px 3px 0px 3px;vertical-align:bottom;"></td> <td data-sheets-value='{"1":2,"2":"Opal (O)"}' style="overflow:hidden;padding:0px 3px 0px 3px;vertical-align:bottom;">Opal (O)</td> <td data-sheets-numberformat='{"1":2,"2":"0.00","3":1}' data-sheets-value='{"1":3,"3":1.19}' style="overflow:hidden;padding:0px 3px 0px 3px;vertical-align:bottom;text-align:center;">1.19</td> <td data-sheets-numberformat='{"1":2,"2":"0","3":1}' data-sheets-value='{"1":3,"3":34.03}' style="overflow:hidden;padding:0px 3px 0px 3px;vertical-align:bottom;text-align:center;">34</td> <td data-sheets-numberformat='{"1":2,"2":"0","3":1}' data-sheets-value='{"1":3,"3":50.160000000000004}' style="overflow:hidden;padding:0px 3px 0px 3px;vertical-align:bottom;text-align:center;">50</td> <td data-sheets-value='{"1":3,"3":24}' style="border-right:1px solid #000000;overflow:hidden;padding:0px 3px 0px 3px;vertical-align:bottom;text-align:center;">24</td> </tr> <tr style="height:20px;"> <td style="border-left:1px solid #000000;overflow:hidden;padding:0px 3px 0px 3px;vertical-align:bottom;"></td> <td data-sheets-value='{"1":2,"2":"DW"}' style="overflow:hidden;padding:0px 3px 0px 3px;vertical-align:bottom;">DW</td> <td data-sheets-value='{"1":2,"2":"Clear (H/H)"}' style="overflow:hidden;padding:0px 3px 0px 3px;vertical-align:bottom;">Clear (H/H)</td> <td data-sheets-numberformat='{"1":2,"2":"0.00","3":1}' data-sheets-value='{"1":3,"3":0.98}' style="overflow:hidden;padding:0px 3px 0px 3px;vertical-align:bottom;text-align:center;">0.98</td> <td data-sheets-numberformat='{"1":2,"2":"0","3":1}' data-sheets-value='{"1":3,"3":33.21}' style="overflow:hidden;padding:0px 3px 0px 3px;vertical-align:bottom;text-align:center;">33</td> <td data-sheets-numberformat='{"1":2,"2":"0","3":1}' data-sheets-value='{"1":3,"3":49.5}' style="overflow:hidden;padding:0px 3px 0px 3px;vertical-align:bottom;text-align:center;">50</td> <td data-sheets-value='{"1":3,"3":26}' style="border-right:1px solid #000000;overflow:hidden;padding:0px 3px 0px 3px;vertical-align:bottom;text-align:center;">26</td> </tr> <tr style="height:20px;"> <td style="border-bottom:1px solid #000000;border-left:1px solid #000000;overflow:hidden;padding:0px 3px 0px 3px;vertical-align:bottom;"></td> <td style="border-bottom:1px solid #000000;overflow:hidden;padding:0px 3px 0px 3px;vertical-align:bottom;"></td> <td data-sheets-value='{"1":2,"2":"Opal (O/O)"}' style="border-bottom:1px solid #000000;overflow:hidden;padding:0px 3px 0px 3px;vertical-align:bottom;">Opal (O/O)</td> <td data-sheets-numberformat='{"1":2,"2":"0.00","3":1}' data-sheets-value='{"1":3,"3":0.98}' style="border-bottom:1px solid #000000;overflow:hidden;padding:0px 3px 0px 3px;vertical-align:bottom;text-align:center;">0.98</td> <td data-sheets-numberformat='{"1":2,"2":"0","3":1}' data-sheets-value='{"1":3,"3":28.29}' style="border-bottom:1px solid #000000;overflow:hidden;padding:0px 3px 0px 3px;vertical-align:bottom;text-align:center;">28</td> <td data-sheets-numberformat='{"1":2,"2":"0","3":1}' data-sheets-value='{"1":3,"3":38.28}' style="border-bottom:1px solid #000000;overflow:hidden;padding:0px 3px 0px 3px;vertical-align:bottom;text-align:center;">38</td> <td data-sheets-value='{"1":3,"3":26}' style="border-right:1px solid #000000;border-bottom:1px solid #000000;overflow:hidden;padding:0px 3px 0px 3px;vertical-align:bottom;text-align:center;">26</td> </tr> <tr style="height:20px;"> <td data-sheets-value='{"1":2,"2":"Polycarbonate "}' style="border-left:1px solid #000000;overflow:hidden;padding:0px 3px 0px 3px;vertical-align:bottom;">Polycarbonate </td> <td data-sheets-value='{"1":2,"2":"EW"}' style="overflow:hidden;padding:0px 3px 0px 3px;vertical-align:bottom;">EW</td> <td data-sheets-value='{"1":2,"2":"Clear (A)"}' style="overflow:hidden;padding:0px 3px 0px 3px;vertical-align:bottom;">Clear (A)</td> <td data-sheets-numberformat='{"1":2,"2":"0.00","3":1}' data-sheets-value='{"1":3,"3":1.19}' style="overflow:hidden;padding:0px 3px 0px 3px;vertical-align:bottom;text-align:center;">1.19</td> <td data-sheets-numberformat='{"1":2,"2":"0","3":1}' data-sheets-value='{"1":3,"3":36.08}' style="overflow:hidden;padding:0px 3px 0px 3px;vertical-align:bottom;text-align:center;">36</td> <td data-sheets-numberformat='{"1":2,"2":"0","3":1}' data-sheets-value='{"1":3,"3":54.78}' style="overflow:hidden;padding:0px 3px 0px 3px;vertical-align:bottom;text-align:center;">55</td> <td data-sheets-value='{"1":3,"3":24}' style="border-right:1px solid #000000;overflow:hidden;padding:0px 3px 0px 3px;vertical-align:bottom;text-align:center;">24</td> </tr> <tr style="height:20px;"> <td data-sheets-value='{"1":2,"2":"PC"}' style="border-left:1px solid #000000;overflow:hidden;padding:0px 3px 0px 3px;vertical-align:bottom;">PC</td> <td style="overflow:hidden;padding:0px 3px 0px 3px;vertical-align:bottom;"></td> <td data-sheets-value='{"1":2,"2":"Opal (D)"}' style="overflow:hidden;padding:0px 3px 0px 3px;vertical-align:bottom;">Opal (D)</td> <td data-sheets-numberformat='{"1":2,"2":"0.00","3":1}' data-sheets-value='{"1":3,"3":1.19}' style="overflow:hidden;padding:0px 3px 0px 3px;vertical-align:bottom;text-align:center;">1.19</td> <td data-sheets-numberformat='{"1":2,"2":"0","3":1}' data-sheets-value='{"1":3,"3":23.779999999999998}' style="overflow:hidden;padding:0px 3px 0px 3px;vertical-align:bottom;text-align:center;">24</td> <td data-sheets-numberformat='{"1":2,"2":"0","3":1}' data-sheets-value='{"1":3,"3":39.6}' style="overflow:hidden;padding:0px 3px 0px 3px;vertical-align:bottom;text-align:center;">40</td> <td data-sheets-value='{"1":3,"3":24}' style="border-right:1px solid #000000;overflow:hidden;padding:0px 3px 0px 3px;vertical-align:bottom;text-align:center;">24</td> </tr> <tr style="height:20px;"> <td style="border-left:1px solid #000000;overflow:hidden;padding:0px 3px 0px 3px;vertical-align:bottom;"></td> <td data-sheets-value='{"1":2,"2":"DW"}' style="overflow:hidden;padding:0px 3px 0px 3px;vertical-align:bottom;">DW</td> <td data-sheets-value='{"1":2,"2":"Clear (A/H)"}' style="overflow:hidden;padding:0px 3px 0px 3px;vertical-align:bottom;">Clear (A/H)</td> <td data-sheets-numberformat='{"1":2,"2":"0.00","3":1}' data-sheets-value='{"1":3,"3":0.98}' style="overflow:hidden;padding:0px 3px 0px 3px;vertical-align:bottom;text-align:center;">0.98</td> <td data-sheets-numberformat='{"1":2,"2":"0","3":1}' data-sheets-value='{"1":3,"3":32.39}' style="overflow:hidden;padding:0px 3px 0px 3px;vertical-align:bottom;text-align:center;">32</td> <td data-sheets-numberformat='{"1":2,"2":"0","3":1}' data-sheets-value='{"1":3,"3":47.52}' style="overflow:hidden;padding:0px 3px 0px 3px;vertical-align:bottom;text-align:center;">48</td> <td data-sheets-value='{"1":3,"3":26}' style="border-right:1px solid #000000;overflow:hidden;padding:0px 3px 0px 3px;vertical-align:bottom;text-align:center;">26</td> </tr> <tr style="height:20px;"> <td style="border-left:1px solid #000000;overflow:hidden;padding:0px 3px 0px 3px;vertical-align:bottom;"></td> <td style="overflow:hidden;padding:0px 3px 0px 3px;vertical-align:bottom;"></td> <td data-sheets-value='{"1":2,"2":"Clear (A/A)"}' style="overflow:hidden;padding:0px 3px 0px 3px;vertical-align:bottom;">Clear (A/A)</td> <td data-sheets-numberformat='{"1":2,"2":"0.00","3":1}' data-sheets-value='{"1":3,"3":0.98}' style="overflow:hidden;padding:0px 3px 0px 3px;vertical-align:bottom;text-align:center;">0.98</td> <td data-sheets-numberformat='{"1":2,"2":"0","3":1}' data-sheets-value='{"1":3,"3":31.569999999999997}' style="overflow:hidden;padding:0px 3px 0px 3px;vertical-align:bottom;text-align:center;">32</td> <td data-sheets-numberformat='{"1":2,"2":"0","3":1}' data-sheets-value='{"1":3,"3":45.54}' style="overflow:hidden;padding:0px 3px 0px 3px;vertical-align:bottom;text-align:center;">46</td> <td data-sheets-value='{"1":3,"3":26}' style="border-right:1px solid #000000;overflow:hidden;padding:0px 3px 0px 3px;vertical-align:bottom;text-align:center;">26</td> </tr> <tr style="height:20px;"> <td style="border-left:1px solid #000000;overflow:hidden;padding:0px 3px 0px 3px;vertical-align:bottom;"></td> <td style="overflow:hidden;padding:0px 3px 0px 3px;vertical-align:bottom;"></td> <td data-sheets-value='{"1":2,"2":"Opal (A/O)"}' style="overflow:hidden;padding:0px 3px 0px 3px;vertical-align:bottom;">Opal (A/O)</td> <td data-sheets-numberformat='{"1":2,"2":"0.00","3":1}' data-sheets-value='{"1":3,"3":0.98}' style="overflow:hidden;padding:0px 3px 0px 3px;vertical-align:bottom;text-align:center;">0.98</td> <td data-sheets-numberformat='{"1":2,"2":"0","3":1}' data-sheets-value='{"1":3,"3":29.93}' style="overflow:hidden;padding:0px 3px 0px 3px;vertical-align:bottom;text-align:center;">30</td> <td data-sheets-numberformat='{"1":2,"2":"0","3":1}' data-sheets-value='{"1":3,"3":41.580000000000005}' style="overflow:hidden;padding:0px 3px 0px 3px;vertical-align:bottom;text-align:center;">42</td> <td data-sheets-value='{"1":3,"3":26}' style="border-right:1px solid #000000;overflow:hidden;padding:0px 3px 0px 3px;vertical-align:bottom;text-align:center;">26</td> </tr> <tr style="height:20px;"> <td style="border-bottom:1px solid #000000;border-left:1px solid #000000;overflow:hidden;padding:0px 3px 0px 3px;vertical-align:bottom;"></td> <td style="border-bottom:1px solid #000000;overflow:hidden;padding:0px 3px 0px 3px;vertical-align:bottom;"></td> <td data-sheets-value='{"1":2,"2":"Opal (A/D)"}' style="border-bottom:1px solid #000000;overflow:hidden;padding:0px 3px 0px 3px;vertical-align:bottom;">Opal (A/D)</td> <td data-sheets-numberformat='{"1":2,"2":"0.00","3":1}' data-sheets-value='{"1":3,"3":0.98}' style="border-bottom:1px solid #000000;overflow:hidden;padding:0px 3px 0px 3px;vertical-align:bottom;text-align:center;">0.98</td> <td data-sheets-numberformat='{"1":2,"2":"0","3":1}' data-sheets-value='{"1":3,"3":20.91}' style="border-bottom:1px solid #000000;overflow:hidden;padding:0px 3px 0px 3px;vertical-align:bottom;text-align:center;">21</td> <td data-sheets-numberformat='{"1":2,"2":"0","3":1}' data-sheets-value='{"1":3,"3":33}' style="border-bottom:1px solid #000000;overflow:hidden;padding:0px 3px 0px 3px;vertical-align:bottom;text-align:center;">33</td> <td data-sheets-value='{"1":3,"3":26}' style="border-right:1px solid #000000;border-bottom:1px solid #000000;overflow:hidden;padding:0px 3px 0px 3px;vertical-align:bottom;text-align:center;">26</td> </tr> <tr style="height:20px;"> <td data-sheets-value='{"1":2,"2":"Polycarbonate"}' style="border-left:1px solid #000000;overflow:hidden;padding:0px 3px 0px 3px;vertical-align:bottom;">Polycarbonate</td> <td data-sheets-value='{"1":2,"2":"EW"}' style="overflow:hidden;padding:0px 3px 0px 3px;vertical-align:bottom;">EW</td> <td data-sheets-value='{"1":2,"2":"Heatstop Opal (T)"}' style="overflow:hidden;padding:0px 3px 0px 3px;vertical-align:bottom;">Heatstop Opal (T)</td> <td data-sheets-numberformat='{"1":2,"2":"0.00","3":1}' data-sheets-value='{"1":3,"3":1.19}' style="overflow:hidden;padding:0px 3px 0px 3px;vertical-align:bottom;text-align:center;">1.19</td> <td data-sheets-numberformat='{"1":2,"2":"0","3":1}' data-sheets-value='{"1":3,"3":20.09}' style="overflow:hidden;padding:0px 3px 0px 3px;vertical-align:bottom;text-align:center;">20</td> <td data-sheets-numberformat='{"1":2,"2":"0","3":1}' data-sheets-value='{"1":3,"3":38.940000000000005}' style="overflow:hidden;padding:0px 3px 0px 3px;vertical-align:bottom;text-align:center;">39</td> <td data-sheets-value='{"1":3,"3":24}' style="border-right:1px solid #000000;overflow:hidden;padding:0px 3px 0px 3px;vertical-align:bottom;text-align:center;">24</td> </tr> <tr style="height:20px;"> <td data-sheets-value='{"1":2,"2":"Heatstop PC"}' style="border-left:1px solid #000000;overflow:hidden;padding:0px 3px 0px 3px;vertical-align:bottom;">Heatstop PC</td> <td data-sheets-value='{"1":2,"2":"DW"}' style="overflow:hidden;padding:0px 3px 0px 3px;vertical-align:bottom;">DW</td> <td data-sheets-value='{"1":2,"2":"Clear (T/H)"}' style="overflow:hidden;padding:0px 3px 0px 3px;vertical-align:bottom;">Clear (T/H)</td> <td data-sheets-numberformat='{"1":2,"2":"0.00","3":1}' data-sheets-value='{"1":3,"3":0.98}' style="overflow:hidden;padding:0px 3px 0px 3px;vertical-align:bottom;text-align:center;">0.98</td> <td data-sheets-numberformat='{"1":2,"2":"0","3":1}' data-sheets-value='{"1":3,"3":18.04}' style="overflow:hidden;padding:0px 3px 0px 3px;vertical-align:bottom;text-align:center;">18</td> <td data-sheets-numberformat='{"1":2,"2":"0","3":1}' data-sheets-value='{"1":3,"3":33.660000000000004}' style="overflow:hidden;padding:0px 3px 0px 3px;vertical-align:bottom;text-align:center;">34</td> <td data-sheets-value='{"1":3,"3":26}' style="border-right:1px solid #000000;overflow:hidden;padding:0px 3px 0px 3px;vertical-align:bottom;text-align:center;">26</td> </tr> <tr style="height:20px;"> <td style="border-bottom:1px solid #000000;border-left:1px solid #000000;overflow:hidden;padding:0px 3px 0px 3px;vertical-align:bottom;"></td> <td style="border-bottom:1px solid #000000;overflow:hidden;padding:0px 3px 0px 3px;vertical-align:bottom;"></td> <td data-sheets-value='{"1":2,"2":"Opal (T/O)"}' style="border-bottom:1px solid #000000;overflow:hidden;padding:0px 3px 0px 3px;vertical-align:bottom;">Opal (T/O)</td> <td data-sheets-numberformat='{"1":2,"2":"0.00","3":1}' data-sheets-value='{"1":3,"3":0.98}' style="border-bottom:1px solid #000000;overflow:hidden;padding:0px 3px 0px 3px;vertical-align:bottom;text-align:center;">0.98</td> <td data-sheets-numberformat='{"1":2,"2":"0","3":1}' data-sheets-value='{"1":3,"3":16.81}' style="border-bottom:1px solid #000000;overflow:hidden;padding:0px 3px 0px 3px;vertical-align:bottom;text-align:center;">17</td> <td data-sheets-numberformat='{"1":2,"2":"0","3":1}' data-sheets-value='{"1":3,"3":29.700000000000003}' style="border-bottom:1px solid #000000;overflow:hidden;padding:0px 3px 0px 3px;vertical-align:bottom;text-align:center;">30</td> <td data-sheets-value='{"1":3,"3":26}' style="border-right:1px solid #000000;border-bottom:1px solid #000000;overflow:hidden;padding:0px 3px 0px 3px;vertical-align:bottom;text-align:center;">26</td> </tr> </tbody></table> | skylux-160-ce-met-koepel-en-metaalopstand-met-lm-motor-en-pvc-raam-type-ep25-1000-x-1500-mm | 8585993650509 | 46872270602573
Smoke and heat exhaust (SHEV) | SHE system | Skylux | Skylux 160° CE with skylight and metal curb with LM-actuator and PVC frame type EP25 1000 x 1600 mm |  | 50883 | 5412970508830 | 4600.45 | Yes | 30-45 | 92.47 | 1000 x 1600 mm | 1600 | 1000 |  | metal curb M30 (30 cm high) | Rectangular | 1.19 W/m²K - 0.98 W/m²K | 57% - 30% | 37% - 17% | 24dB - 26dB | 160° CE (for industry) | PVC frame EP25 | without spoiler | E | Single actuator | Maximum double-walled skylight possible for this product | Ut-value LT-value g-value Rw-value EN 1873 : 2014 EN ISO 13468 EN 16153 EN 410 EN 410 EN ISO 140-3 Material Walls Shells (W/m²K) (%) (%) (dB) Acrylic EW Clear (H) 1.19 37 57 24 PMMA Opal (O) 1.19 34 50 24 DW Clear (H/H) 0.98 33 50 26 Opal (O/O) 0.98 28 38 26 Polycarbonate EW Clear (A) 1.19 36 55 24 PC Opal (D) 1.19 24 40 24 DW Clear (A/H) 0.98 32 48 26 Clear (A/A) 0.98 32 46 26 Opal (A/O) 0.98 30 42 26 Opal (A/D) 0.98 21 33 26 Polycarbonate EW Heatstop Opal (T) 1.19 20 39 24 Heatstop PC DW Clear (T/H) 0.98 18 34 26 Opal (T/O) 0.98 17 30 26 | https://skylux.eu/en/products/skylux-160-ce-met-koepel-en-metaalopstand-met-lm-motor-en-pvc-raam-type-ep25-1000-x-1600-mm | https://skylux.eu/cdn/shop/files/Skylux-160deg-CE-met-koepel-en-metaalopstand-met-LM-motor-en-pvc-raam-type-EP25-1000-x-1600-mm-RWA-systeem.jpg?v=1702976816&width=1600 | https://skylux.eu/cdn/shop/files/e5a82811-1bb0-48e4-a776-cacb59c7c092_48fad1dc-6b84-4ff0-b9c5-c877c97c6202.jpg?v=1688550221&width=1600 | //skylux.eu/cdn/shop/files/E_MH_Mounting_instructions_Skylux_160_CE_LM.pdf?v=12406716259046007223 | //skylux.eu/cdn/shop/files/E_TD_Technical_File_Skylux_Skylux_160_CE_Electric.pdf?v=3667116872303399239 | <style type="text/css" id="isPasted"><!--td {border: 1px solid #cccccc;}br {mso-data-placement:same-cell;}--></style><table border="1" cellpadding="0" cellspacing="0" dir="ltr" style="table-layout:fixed;font-size:10pt;font-family:Arial;border-collapse:collapse;border:none;"><tbody> <tr style="height:20px;"> <td style="overflow:hidden;padding:0px 3px 0px 3px;vertical-align:bottom;"></td> <td style="overflow:hidden;padding:0px 3px 0px 3px;vertical-align:bottom;"></td> <td style="overflow:hidden;padding:0px 3px 0px 3px;vertical-align:bottom;"></td> <td data-sheets-value='{"1":2,"2":"Ut-value"}' style="overflow:hidden;padding:0px 3px 0px 3px;vertical-align:bottom;font-weight:bold;text-align:center;">Ut-value</td> <td data-sheets-value='{"1":2,"2":"LT-value"}' style="overflow:hidden;padding:0px 3px 0px 3px;vertical-align:bottom;font-weight:bold;text-align:center;">LT-value</td> <td data-sheets-value='{"1":2,"2":"g-value"}' style="overflow:hidden;padding:0px 3px 0px 3px;vertical-align:bottom;font-weight:bold;text-align:center;">g-value</td> <td data-sheets-value='{"1":2,"2":"Rw-value "}' style="overflow:hidden;padding:0px 3px 0px 3px;vertical-align:bottom;font-weight:bold;text-align:center;">Rw-value </td> </tr> <tr style="height:20px;"> <td style="overflow:hidden;padding:0px 3px 0px 3px;vertical-align:bottom;"></td> <td style="overflow:hidden;padding:0px 3px 0px 3px;vertical-align:bottom;"></td> <td style="overflow:hidden;padding:0px 3px 0px 3px;vertical-align:bottom;"></td> <td data-sheets-numberformat='{"1":2,"2":"0.00","3":1}' data-sheets-value='{"1":2,"2":"EN 1873 : 2014"}' style="overflow:hidden;padding:0px 3px 0px 3px;vertical-align:bottom;text-align:center;">EN 1873 : 2014</td> <td data-sheets-numberformat='{"1":2,"2":"0","3":1}' data-sheets-value='{"1":2,"2":"EN ISO 13468 EN 16153 EN 410"}' style="overflow:hidden;padding:0px 3px 0px 3px;vertical-align:bottom;text-align:center;">EN ISO 13468 EN 16153 EN 410</td> <td data-sheets-numberformat='{"1":2,"2":"0","3":1}' data-sheets-value='{"1":2,"2":"EN 410"}' style="overflow:hidden;padding:0px 3px 0px 3px;vertical-align:bottom;text-align:center;">EN 410</td> <td data-sheets-value='{"1":2,"2":"EN ISO 140-3\t\t"}' style="overflow:hidden;padding:0px 3px 0px 3px;vertical-align:bottom;text-align:center;">EN ISO 140-3 </td> </tr> <tr style="height:20px;"> <td data-sheets-value='{"1":2,"2":"Material"}' style="border-bottom:1px solid #000000;overflow:hidden;padding:0px 3px 0px 3px;vertical-align:bottom;background-color:#000000;font-weight:bold;color:#ffffff;">Material</td> <td data-sheets-value='{"1":2,"2":"Walls"}' style="border-bottom:1px solid #000000;overflow:hidden;padding:0px 3px 0px 3px;vertical-align:bottom;background-color:#000000;font-weight:bold;color:#ffffff;">Walls</td> <td data-sheets-value='{"1":2,"2":"Shells"}' style="border-bottom:1px solid #000000;overflow:hidden;padding:0px 3px 0px 3px;vertical-align:bottom;background-color:#000000;font-weight:bold;color:#ffffff;">Shells</td> <td data-sheets-numberformat='{"1":2,"2":"0.00","3":1}' data-sheets-value='{"1":2,"2":"(W/m²K)\t"}' style="border-bottom:1px solid #000000;overflow:hidden;padding:0px 3px 0px 3px;vertical-align:bottom;background-color:#000000;font-weight:bold;color:#ffffff;text-align:center;">(W/m²K) </td> <td data-sheets-numberformat='{"1":2,"2":"0","3":1}' data-sheets-value='{"1":2,"2":"(%)"}' style="border-bottom:1px solid #000000;overflow:hidden;padding:0px 3px 0px 3px;vertical-align:bottom;background-color:#000000;font-weight:bold;color:#ffffff;text-align:center;">(%)</td> <td data-sheets-numberformat='{"1":2,"2":"0","3":1}' data-sheets-value='{"1":2,"2":"(%)"}' style="border-bottom:1px solid #000000;overflow:hidden;padding:0px 3px 0px 3px;vertical-align:bottom;background-color:#000000;font-weight:bold;color:#ffffff;text-align:center;">(%)</td> <td data-sheets-value='{"1":2,"2":"(dB)"}' style="border-bottom:1px solid #000000;overflow:hidden;padding:0px 3px 0px 3px;vertical-align:bottom;background-color:#000000;font-weight:bold;color:#ffffff;text-align:center;">(dB)</td> </tr> <tr style="height:20px;"> <td data-sheets-value='{"1":2,"2":"Acrylic"}' style="border-left:1px solid #000000;overflow:hidden;padding:0px 3px 0px 3px;vertical-align:bottom;">Acrylic</td> <td data-sheets-value='{"1":2,"2":"EW"}' style="overflow:hidden;padding:0px 3px 0px 3px;vertical-align:bottom;">EW</td> <td data-sheets-value='{"1":2,"2":"Clear (H)"}' style="overflow:hidden;padding:0px 3px 0px 3px;vertical-align:bottom;">Clear (H)</td> <td data-sheets-numberformat='{"1":2,"2":"0.00","3":1}' data-sheets-value='{"1":3,"3":1.19}' style="overflow:hidden;padding:0px 3px 0px 3px;vertical-align:bottom;text-align:center;">1.19</td> <td data-sheets-numberformat='{"1":2,"2":"0","3":1}' data-sheets-value='{"1":3,"3":36.9}' style="overflow:hidden;padding:0px 3px 0px 3px;vertical-align:bottom;text-align:center;">37</td> <td data-sheets-numberformat='{"1":2,"2":"0","3":1}' data-sheets-value='{"1":3,"3":57.42}' style="overflow:hidden;padding:0px 3px 0px 3px;vertical-align:bottom;text-align:center;">57</td> <td data-sheets-value='{"1":3,"3":24}' style="border-right:1px solid #000000;overflow:hidden;padding:0px 3px 0px 3px;vertical-align:bottom;text-align:center;">24</td> </tr> <tr style="height:20px;"> <td data-sheets-value='{"1":2,"2":"PMMA"}' style="border-left:1px solid #000000;overflow:hidden;padding:0px 3px 0px 3px;vertical-align:bottom;">PMMA</td> <td style="overflow:hidden;padding:0px 3px 0px 3px;vertical-align:bottom;"></td> <td data-sheets-value='{"1":2,"2":"Opal (O)"}' style="overflow:hidden;padding:0px 3px 0px 3px;vertical-align:bottom;">Opal (O)</td> <td data-sheets-numberformat='{"1":2,"2":"0.00","3":1}' data-sheets-value='{"1":3,"3":1.19}' style="overflow:hidden;padding:0px 3px 0px 3px;vertical-align:bottom;text-align:center;">1.19</td> <td data-sheets-numberformat='{"1":2,"2":"0","3":1}' data-sheets-value='{"1":3,"3":34.03}' style="overflow:hidden;padding:0px 3px 0px 3px;vertical-align:bottom;text-align:center;">34</td> <td data-sheets-numberformat='{"1":2,"2":"0","3":1}' data-sheets-value='{"1":3,"3":50.160000000000004}' style="overflow:hidden;padding:0px 3px 0px 3px;vertical-align:bottom;text-align:center;">50</td> <td data-sheets-value='{"1":3,"3":24}' style="border-right:1px solid #000000;overflow:hidden;padding:0px 3px 0px 3px;vertical-align:bottom;text-align:center;">24</td> </tr> <tr style="height:20px;"> <td style="border-left:1px solid #000000;overflow:hidden;padding:0px 3px 0px 3px;vertical-align:bottom;"></td> <td data-sheets-value='{"1":2,"2":"DW"}' style="overflow:hidden;padding:0px 3px 0px 3px;vertical-align:bottom;">DW</td> <td data-sheets-value='{"1":2,"2":"Clear (H/H)"}' style="overflow:hidden;padding:0px 3px 0px 3px;vertical-align:bottom;">Clear (H/H)</td> <td data-sheets-numberformat='{"1":2,"2":"0.00","3":1}' data-sheets-value='{"1":3,"3":0.98}' style="overflow:hidden;padding:0px 3px 0px 3px;vertical-align:bottom;text-align:center;">0.98</td> <td data-sheets-numberformat='{"1":2,"2":"0","3":1}' data-sheets-value='{"1":3,"3":33.21}' style="overflow:hidden;padding:0px 3px 0px 3px;vertical-align:bottom;text-align:center;">33</td> <td data-sheets-numberformat='{"1":2,"2":"0","3":1}' data-sheets-value='{"1":3,"3":49.5}' style="overflow:hidden;padding:0px 3px 0px 3px;vertical-align:bottom;text-align:center;">50</td> <td data-sheets-value='{"1":3,"3":26}' style="border-right:1px solid #000000;overflow:hidden;padding:0px 3px 0px 3px;vertical-align:bottom;text-align:center;">26</td> </tr> <tr style="height:20px;"> <td style="border-bottom:1px solid #000000;border-left:1px solid #000000;overflow:hidden;padding:0px 3px 0px 3px;vertical-align:bottom;"></td> <td style="border-bottom:1px solid #000000;overflow:hidden;padding:0px 3px 0px 3px;vertical-align:bottom;"></td> <td data-sheets-value='{"1":2,"2":"Opal (O/O)"}' style="border-bottom:1px solid #000000;overflow:hidden;padding:0px 3px 0px 3px;vertical-align:bottom;">Opal (O/O)</td> <td data-sheets-numberformat='{"1":2,"2":"0.00","3":1}' data-sheets-value='{"1":3,"3":0.98}' style="border-bottom:1px solid #000000;overflow:hidden;padding:0px 3px 0px 3px;vertical-align:bottom;text-align:center;">0.98</td> <td data-sheets-numberformat='{"1":2,"2":"0","3":1}' data-sheets-value='{"1":3,"3":28.29}' style="border-bottom:1px solid #000000;overflow:hidden;padding:0px 3px 0px 3px;vertical-align:bottom;text-align:center;">28</td> <td data-sheets-numberformat='{"1":2,"2":"0","3":1}' data-sheets-value='{"1":3,"3":38.28}' style="border-bottom:1px solid #000000;overflow:hidden;padding:0px 3px 0px 3px;vertical-align:bottom;text-align:center;">38</td> <td data-sheets-value='{"1":3,"3":26}' style="border-right:1px solid #000000;border-bottom:1px solid #000000;overflow:hidden;padding:0px 3px 0px 3px;vertical-align:bottom;text-align:center;">26</td> </tr> <tr style="height:20px;"> <td data-sheets-value='{"1":2,"2":"Polycarbonate "}' style="border-left:1px solid #000000;overflow:hidden;padding:0px 3px 0px 3px;vertical-align:bottom;">Polycarbonate </td> <td data-sheets-value='{"1":2,"2":"EW"}' style="overflow:hidden;padding:0px 3px 0px 3px;vertical-align:bottom;">EW</td> <td data-sheets-value='{"1":2,"2":"Clear (A)"}' style="overflow:hidden;padding:0px 3px 0px 3px;vertical-align:bottom;">Clear (A)</td> <td data-sheets-numberformat='{"1":2,"2":"0.00","3":1}' data-sheets-value='{"1":3,"3":1.19}' style="overflow:hidden;padding:0px 3px 0px 3px;vertical-align:bottom;text-align:center;">1.19</td> <td data-sheets-numberformat='{"1":2,"2":"0","3":1}' data-sheets-value='{"1":3,"3":36.08}' style="overflow:hidden;padding:0px 3px 0px 3px;vertical-align:bottom;text-align:center;">36</td> <td data-sheets-numberformat='{"1":2,"2":"0","3":1}' data-sheets-value='{"1":3,"3":54.78}' style="overflow:hidden;padding:0px 3px 0px 3px;vertical-align:bottom;text-align:center;">55</td> <td data-sheets-value='{"1":3,"3":24}' style="border-right:1px solid #000000;overflow:hidden;padding:0px 3px 0px 3px;vertical-align:bottom;text-align:center;">24</td> </tr> <tr style="height:20px;"> <td data-sheets-value='{"1":2,"2":"PC"}' style="border-left:1px solid #000000;overflow:hidden;padding:0px 3px 0px 3px;vertical-align:bottom;">PC</td> <td style="overflow:hidden;padding:0px 3px 0px 3px;vertical-align:bottom;"></td> <td data-sheets-value='{"1":2,"2":"Opal (D)"}' style="overflow:hidden;padding:0px 3px 0px 3px;vertical-align:bottom;">Opal (D)</td> <td data-sheets-numberformat='{"1":2,"2":"0.00","3":1}' data-sheets-value='{"1":3,"3":1.19}' style="overflow:hidden;padding:0px 3px 0px 3px;vertical-align:bottom;text-align:center;">1.19</td> <td data-sheets-numberformat='{"1":2,"2":"0","3":1}' data-sheets-value='{"1":3,"3":23.779999999999998}' style="overflow:hidden;padding:0px 3px 0px 3px;vertical-align:bottom;text-align:center;">24</td> <td data-sheets-numberformat='{"1":2,"2":"0","3":1}' data-sheets-value='{"1":3,"3":39.6}' style="overflow:hidden;padding:0px 3px 0px 3px;vertical-align:bottom;text-align:center;">40</td> <td data-sheets-value='{"1":3,"3":24}' style="border-right:1px solid #000000;overflow:hidden;padding:0px 3px 0px 3px;vertical-align:bottom;text-align:center;">24</td> </tr> <tr style="height:20px;"> <td style="border-left:1px solid #000000;overflow:hidden;padding:0px 3px 0px 3px;vertical-align:bottom;"></td> <td data-sheets-value='{"1":2,"2":"DW"}' style="overflow:hidden;padding:0px 3px 0px 3px;vertical-align:bottom;">DW</td> <td data-sheets-value='{"1":2,"2":"Clear (A/H)"}' style="overflow:hidden;padding:0px 3px 0px 3px;vertical-align:bottom;">Clear (A/H)</td> <td data-sheets-numberformat='{"1":2,"2":"0.00","3":1}' data-sheets-value='{"1":3,"3":0.98}' style="overflow:hidden;padding:0px 3px 0px 3px;vertical-align:bottom;text-align:center;">0.98</td> <td data-sheets-numberformat='{"1":2,"2":"0","3":1}' data-sheets-value='{"1":3,"3":32.39}' style="overflow:hidden;padding:0px 3px 0px 3px;vertical-align:bottom;text-align:center;">32</td> <td data-sheets-numberformat='{"1":2,"2":"0","3":1}' data-sheets-value='{"1":3,"3":47.52}' style="overflow:hidden;padding:0px 3px 0px 3px;vertical-align:bottom;text-align:center;">48</td> <td data-sheets-value='{"1":3,"3":26}' style="border-right:1px solid #000000;overflow:hidden;padding:0px 3px 0px 3px;vertical-align:bottom;text-align:center;">26</td> </tr> <tr style="height:20px;"> <td style="border-left:1px solid #000000;overflow:hidden;padding:0px 3px 0px 3px;vertical-align:bottom;"></td> <td style="overflow:hidden;padding:0px 3px 0px 3px;vertical-align:bottom;"></td> <td data-sheets-value='{"1":2,"2":"Clear (A/A)"}' style="overflow:hidden;padding:0px 3px 0px 3px;vertical-align:bottom;">Clear (A/A)</td> <td data-sheets-numberformat='{"1":2,"2":"0.00","3":1}' data-sheets-value='{"1":3,"3":0.98}' style="overflow:hidden;padding:0px 3px 0px 3px;vertical-align:bottom;text-align:center;">0.98</td> <td data-sheets-numberformat='{"1":2,"2":"0","3":1}' data-sheets-value='{"1":3,"3":31.569999999999997}' style="overflow:hidden;padding:0px 3px 0px 3px;vertical-align:bottom;text-align:center;">32</td> <td data-sheets-numberformat='{"1":2,"2":"0","3":1}' data-sheets-value='{"1":3,"3":45.54}' style="overflow:hidden;padding:0px 3px 0px 3px;vertical-align:bottom;text-align:center;">46</td> <td data-sheets-value='{"1":3,"3":26}' style="border-right:1px solid #000000;overflow:hidden;padding:0px 3px 0px 3px;vertical-align:bottom;text-align:center;">26</td> </tr> <tr style="height:20px;"> <td style="border-left:1px solid #000000;overflow:hidden;padding:0px 3px 0px 3px;vertical-align:bottom;"></td> <td style="overflow:hidden;padding:0px 3px 0px 3px;vertical-align:bottom;"></td> <td data-sheets-value='{"1":2,"2":"Opal (A/O)"}' style="overflow:hidden;padding:0px 3px 0px 3px;vertical-align:bottom;">Opal (A/O)</td> <td data-sheets-numberformat='{"1":2,"2":"0.00","3":1}' data-sheets-value='{"1":3,"3":0.98}' style="overflow:hidden;padding:0px 3px 0px 3px;vertical-align:bottom;text-align:center;">0.98</td> <td data-sheets-numberformat='{"1":2,"2":"0","3":1}' data-sheets-value='{"1":3,"3":29.93}' style="overflow:hidden;padding:0px 3px 0px 3px;vertical-align:bottom;text-align:center;">30</td> <td data-sheets-numberformat='{"1":2,"2":"0","3":1}' data-sheets-value='{"1":3,"3":41.580000000000005}' style="overflow:hidden;padding:0px 3px 0px 3px;vertical-align:bottom;text-align:center;">42</td> <td data-sheets-value='{"1":3,"3":26}' style="border-right:1px solid #000000;overflow:hidden;padding:0px 3px 0px 3px;vertical-align:bottom;text-align:center;">26</td> </tr> <tr style="height:20px;"> <td style="border-bottom:1px solid #000000;border-left:1px solid #000000;overflow:hidden;padding:0px 3px 0px 3px;vertical-align:bottom;"></td> <td style="border-bottom:1px solid #000000;overflow:hidden;padding:0px 3px 0px 3px;vertical-align:bottom;"></td> <td data-sheets-value='{"1":2,"2":"Opal (A/D)"}' style="border-bottom:1px solid #000000;overflow:hidden;padding:0px 3px 0px 3px;vertical-align:bottom;">Opal (A/D)</td> <td data-sheets-numberformat='{"1":2,"2":"0.00","3":1}' data-sheets-value='{"1":3,"3":0.98}' style="border-bottom:1px solid #000000;overflow:hidden;padding:0px 3px 0px 3px;vertical-align:bottom;text-align:center;">0.98</td> <td data-sheets-numberformat='{"1":2,"2":"0","3":1}' data-sheets-value='{"1":3,"3":20.91}' style="border-bottom:1px solid #000000;overflow:hidden;padding:0px 3px 0px 3px;vertical-align:bottom;text-align:center;">21</td> <td data-sheets-numberformat='{"1":2,"2":"0","3":1}' data-sheets-value='{"1":3,"3":33}' style="border-bottom:1px solid #000000;overflow:hidden;padding:0px 3px 0px 3px;vertical-align:bottom;text-align:center;">33</td> <td data-sheets-value='{"1":3,"3":26}' style="border-right:1px solid #000000;border-bottom:1px solid #000000;overflow:hidden;padding:0px 3px 0px 3px;vertical-align:bottom;text-align:center;">26</td> </tr> <tr style="height:20px;"> <td data-sheets-value='{"1":2,"2":"Polycarbonate"}' style="border-left:1px solid #000000;overflow:hidden;padding:0px 3px 0px 3px;vertical-align:bottom;">Polycarbonate</td> <td data-sheets-value='{"1":2,"2":"EW"}' style="overflow:hidden;padding:0px 3px 0px 3px;vertical-align:bottom;">EW</td> <td data-sheets-value='{"1":2,"2":"Heatstop Opal (T)"}' style="overflow:hidden;padding:0px 3px 0px 3px;vertical-align:bottom;">Heatstop Opal (T)</td> <td data-sheets-numberformat='{"1":2,"2":"0.00","3":1}' data-sheets-value='{"1":3,"3":1.19}' style="overflow:hidden;padding:0px 3px 0px 3px;vertical-align:bottom;text-align:center;">1.19</td> <td data-sheets-numberformat='{"1":2,"2":"0","3":1}' data-sheets-value='{"1":3,"3":20.09}' style="overflow:hidden;padding:0px 3px 0px 3px;vertical-align:bottom;text-align:center;">20</td> <td data-sheets-numberformat='{"1":2,"2":"0","3":1}' data-sheets-value='{"1":3,"3":38.940000000000005}' style="overflow:hidden;padding:0px 3px 0px 3px;vertical-align:bottom;text-align:center;">39</td> <td data-sheets-value='{"1":3,"3":24}' style="border-right:1px solid #000000;overflow:hidden;padding:0px 3px 0px 3px;vertical-align:bottom;text-align:center;">24</td> </tr> <tr style="height:20px;"> <td data-sheets-value='{"1":2,"2":"Heatstop PC"}' style="border-left:1px solid #000000;overflow:hidden;padding:0px 3px 0px 3px;vertical-align:bottom;">Heatstop PC</td> <td data-sheets-value='{"1":2,"2":"DW"}' style="overflow:hidden;padding:0px 3px 0px 3px;vertical-align:bottom;">DW</td> <td data-sheets-value='{"1":2,"2":"Clear (T/H)"}' style="overflow:hidden;padding:0px 3px 0px 3px;vertical-align:bottom;">Clear (T/H)</td> <td data-sheets-numberformat='{"1":2,"2":"0.00","3":1}' data-sheets-value='{"1":3,"3":0.98}' style="overflow:hidden;padding:0px 3px 0px 3px;vertical-align:bottom;text-align:center;">0.98</td> <td data-sheets-numberformat='{"1":2,"2":"0","3":1}' data-sheets-value='{"1":3,"3":18.04}' style="overflow:hidden;padding:0px 3px 0px 3px;vertical-align:bottom;text-align:center;">18</td> <td data-sheets-numberformat='{"1":2,"2":"0","3":1}' data-sheets-value='{"1":3,"3":33.660000000000004}' style="overflow:hidden;padding:0px 3px 0px 3px;vertical-align:bottom;text-align:center;">34</td> <td data-sheets-value='{"1":3,"3":26}' style="border-right:1px solid #000000;overflow:hidden;padding:0px 3px 0px 3px;vertical-align:bottom;text-align:center;">26</td> </tr> <tr style="height:20px;"> <td style="border-bottom:1px solid #000000;border-left:1px solid #000000;overflow:hidden;padding:0px 3px 0px 3px;vertical-align:bottom;"></td> <td style="border-bottom:1px solid #000000;overflow:hidden;padding:0px 3px 0px 3px;vertical-align:bottom;"></td> <td data-sheets-value='{"1":2,"2":"Opal (T/O)"}' style="border-bottom:1px solid #000000;overflow:hidden;padding:0px 3px 0px 3px;vertical-align:bottom;">Opal (T/O)</td> <td data-sheets-numberformat='{"1":2,"2":"0.00","3":1}' data-sheets-value='{"1":3,"3":0.98}' style="border-bottom:1px solid #000000;overflow:hidden;padding:0px 3px 0px 3px;vertical-align:bottom;text-align:center;">0.98</td> <td data-sheets-numberformat='{"1":2,"2":"0","3":1}' data-sheets-value='{"1":3,"3":16.81}' style="border-bottom:1px solid #000000;overflow:hidden;padding:0px 3px 0px 3px;vertical-align:bottom;text-align:center;">17</td> <td data-sheets-numberformat='{"1":2,"2":"0","3":1}' data-sheets-value='{"1":3,"3":29.700000000000003}' style="border-bottom:1px solid #000000;overflow:hidden;padding:0px 3px 0px 3px;vertical-align:bottom;text-align:center;">30</td> <td data-sheets-value='{"1":3,"3":26}' style="border-right:1px solid #000000;border-bottom:1px solid #000000;overflow:hidden;padding:0px 3px 0px 3px;vertical-align:bottom;text-align:center;">26</td> </tr> </tbody></table> | skylux-160-ce-met-koepel-en-metaalopstand-met-lm-motor-en-pvc-raam-type-ep25-1000-x-1600-mm | 8585993781581 | 46872270733645
Smoke and heat exhaust (SHEV) | SHE system | Skylux | Skylux 160° CE with skylight and metal curb with LM-actuator and PVC frame type EP25 1000 x 1900 mm |  | 50884 | 5412970508847 | 4869.05 | Yes | 30-45 | 102.27 | 1000 x 1900 mm | 1900 | 1000 |  | metal curb M30 (30 cm high) | Rectangular | 1.19 W/m²K - 0.98 W/m²K | 57% - 30% | 37% - 17% | 24dB - 26dB | 160° CE (for industry) | PVC frame EP25 | without spoiler | E | Single actuator | Maximum double-walled skylight possible for this product | Ut-value LT-value g-value Rw-value EN 1873 : 2014 EN ISO 13468 EN 16153 EN 410 EN 410 EN ISO 140-3 Material Walls Shells (W/m²K) (%) (%) (dB) Acrylic EW Clear (H) 1.19 37 57 24 PMMA Opal (O) 1.19 34 50 24 DW Clear (H/H) 0.98 33 50 26 Opal (O/O) 0.98 28 38 26 Polycarbonate EW Clear (A) 1.19 36 55 24 PC Opal (D) 1.19 24 40 24 DW Clear (A/H) 0.98 32 48 26 Clear (A/A) 0.98 32 46 26 Opal (A/O) 0.98 30 42 26 Opal (A/D) 0.98 21 33 26 Polycarbonate EW Heatstop Opal (T) 1.19 20 39 24 Heatstop PC DW Clear (T/H) 0.98 18 34 26 Opal (T/O) 0.98 17 30 26 | https://skylux.eu/en/products/skylux-160-ce-met-koepel-en-metaalopstand-met-lm-motor-en-pvc-raam-type-ep25-1000-x-1900-mm | https://skylux.eu/cdn/shop/files/Skylux-160deg-CE-met-koepel-en-metaalopstand-met-LM-motor-en-pvc-raam-type-EP25-1000-x-1900-mm-RWA-systeem.jpg?v=1702976821&width=1600 | https://skylux.eu/cdn/shop/files/e5a82811-1bb0-48e4-a776-cacb59c7c092_62abb934-c6b3-4dea-99b1-2b51f13a5dfe.jpg?v=1688550222&width=1600 | //skylux.eu/cdn/shop/files/E_MH_Mounting_instructions_Skylux_160_CE_LM.pdf?v=12406716259046007223 | //skylux.eu/cdn/shop/files/E_TD_Technical_File_Skylux_Skylux_160_CE_Electric.pdf?v=3667116872303399239 | <style type="text/css" id="isPasted"><!--td {border: 1px solid #cccccc;}br {mso-data-placement:same-cell;}--></style><table border="1" cellpadding="0" cellspacing="0" dir="ltr" style="table-layout:fixed;font-size:10pt;font-family:Arial;border-collapse:collapse;border:none;"><tbody> <tr style="height:20px;"> <td style="overflow:hidden;padding:0px 3px 0px 3px;vertical-align:bottom;"></td> <td style="overflow:hidden;padding:0px 3px 0px 3px;vertical-align:bottom;"></td> <td style="overflow:hidden;padding:0px 3px 0px 3px;vertical-align:bottom;"></td> <td data-sheets-value='{"1":2,"2":"Ut-value"}' style="overflow:hidden;padding:0px 3px 0px 3px;vertical-align:bottom;font-weight:bold;text-align:center;">Ut-value</td> <td data-sheets-value='{"1":2,"2":"LT-value"}' style="overflow:hidden;padding:0px 3px 0px 3px;vertical-align:bottom;font-weight:bold;text-align:center;">LT-value</td> <td data-sheets-value='{"1":2,"2":"g-value"}' style="overflow:hidden;padding:0px 3px 0px 3px;vertical-align:bottom;font-weight:bold;text-align:center;">g-value</td> <td data-sheets-value='{"1":2,"2":"Rw-value "}' style="overflow:hidden;padding:0px 3px 0px 3px;vertical-align:bottom;font-weight:bold;text-align:center;">Rw-value </td> </tr> <tr style="height:20px;"> <td style="overflow:hidden;padding:0px 3px 0px 3px;vertical-align:bottom;"></td> <td style="overflow:hidden;padding:0px 3px 0px 3px;vertical-align:bottom;"></td> <td style="overflow:hidden;padding:0px 3px 0px 3px;vertical-align:bottom;"></td> <td data-sheets-numberformat='{"1":2,"2":"0.00","3":1}' data-sheets-value='{"1":2,"2":"EN 1873 : 2014"}' style="overflow:hidden;padding:0px 3px 0px 3px;vertical-align:bottom;text-align:center;">EN 1873 : 2014</td> <td data-sheets-numberformat='{"1":2,"2":"0","3":1}' data-sheets-value='{"1":2,"2":"EN ISO 13468 EN 16153 EN 410"}' style="overflow:hidden;padding:0px 3px 0px 3px;vertical-align:bottom;text-align:center;">EN ISO 13468 EN 16153 EN 410</td> <td data-sheets-numberformat='{"1":2,"2":"0","3":1}' data-sheets-value='{"1":2,"2":"EN 410"}' style="overflow:hidden;padding:0px 3px 0px 3px;vertical-align:bottom;text-align:center;">EN 410</td> <td data-sheets-value='{"1":2,"2":"EN ISO 140-3\t\t"}' style="overflow:hidden;padding:0px 3px 0px 3px;vertical-align:bottom;text-align:center;">EN ISO 140-3 </td> </tr> <tr style="height:20px;"> <td data-sheets-value='{"1":2,"2":"Material"}' style="border-bottom:1px solid #000000;overflow:hidden;padding:0px 3px 0px 3px;vertical-align:bottom;background-color:#000000;font-weight:bold;color:#ffffff;">Material</td> <td data-sheets-value='{"1":2,"2":"Walls"}' style="border-bottom:1px solid #000000;overflow:hidden;padding:0px 3px 0px 3px;vertical-align:bottom;background-color:#000000;font-weight:bold;color:#ffffff;">Walls</td> <td data-sheets-value='{"1":2,"2":"Shells"}' style="border-bottom:1px solid #000000;overflow:hidden;padding:0px 3px 0px 3px;vertical-align:bottom;background-color:#000000;font-weight:bold;color:#ffffff;">Shells</td> <td data-sheets-numberformat='{"1":2,"2":"0.00","3":1}' data-sheets-value='{"1":2,"2":"(W/m²K)\t"}' style="border-bottom:1px solid #000000;overflow:hidden;padding:0px 3px 0px 3px;vertical-align:bottom;background-color:#000000;font-weight:bold;color:#ffffff;text-align:center;">(W/m²K) </td> <td data-sheets-numberformat='{"1":2,"2":"0","3":1}' data-sheets-value='{"1":2,"2":"(%)"}' style="border-bottom:1px solid #000000;overflow:hidden;padding:0px 3px 0px 3px;vertical-align:bottom;background-color:#000000;font-weight:bold;color:#ffffff;text-align:center;">(%)</td> <td data-sheets-numberformat='{"1":2,"2":"0","3":1}' data-sheets-value='{"1":2,"2":"(%)"}' style="border-bottom:1px solid #000000;overflow:hidden;padding:0px 3px 0px 3px;vertical-align:bottom;background-color:#000000;font-weight:bold;color:#ffffff;text-align:center;">(%)</td> <td data-sheets-value='{"1":2,"2":"(dB)"}' style="border-bottom:1px solid #000000;overflow:hidden;padding:0px 3px 0px 3px;vertical-align:bottom;background-color:#000000;font-weight:bold;color:#ffffff;text-align:center;">(dB)</td> </tr> <tr style="height:20px;"> <td data-sheets-value='{"1":2,"2":"Acrylic"}' style="border-left:1px solid #000000;overflow:hidden;padding:0px 3px 0px 3px;vertical-align:bottom;">Acrylic</td> <td data-sheets-value='{"1":2,"2":"EW"}' style="overflow:hidden;padding:0px 3px 0px 3px;vertical-align:bottom;">EW</td> <td data-sheets-value='{"1":2,"2":"Clear (H)"}' style="overflow:hidden;padding:0px 3px 0px 3px;vertical-align:bottom;">Clear (H)</td> <td data-sheets-numberformat='{"1":2,"2":"0.00","3":1}' data-sheets-value='{"1":3,"3":1.19}' style="overflow:hidden;padding:0px 3px 0px 3px;vertical-align:bottom;text-align:center;">1.19</td> <td data-sheets-numberformat='{"1":2,"2":"0","3":1}' data-sheets-value='{"1":3,"3":36.9}' style="overflow:hidden;padding:0px 3px 0px 3px;vertical-align:bottom;text-align:center;">37</td> <td data-sheets-numberformat='{"1":2,"2":"0","3":1}' data-sheets-value='{"1":3,"3":57.42}' style="overflow:hidden;padding:0px 3px 0px 3px;vertical-align:bottom;text-align:center;">57</td> <td data-sheets-value='{"1":3,"3":24}' style="border-right:1px solid #000000;overflow:hidden;padding:0px 3px 0px 3px;vertical-align:bottom;text-align:center;">24</td> </tr> <tr style="height:20px;"> <td data-sheets-value='{"1":2,"2":"PMMA"}' style="border-left:1px solid #000000;overflow:hidden;padding:0px 3px 0px 3px;vertical-align:bottom;">PMMA</td> <td style="overflow:hidden;padding:0px 3px 0px 3px;vertical-align:bottom;"></td> <td data-sheets-value='{"1":2,"2":"Opal (O)"}' style="overflow:hidden;padding:0px 3px 0px 3px;vertical-align:bottom;">Opal (O)</td> <td data-sheets-numberformat='{"1":2,"2":"0.00","3":1}' data-sheets-value='{"1":3,"3":1.19}' style="overflow:hidden;padding:0px 3px 0px 3px;vertical-align:bottom;text-align:center;">1.19</td> <td data-sheets-numberformat='{"1":2,"2":"0","3":1}' data-sheets-value='{"1":3,"3":34.03}' style="overflow:hidden;padding:0px 3px 0px 3px;vertical-align:bottom;text-align:center;">34</td> <td data-sheets-numberformat='{"1":2,"2":"0","3":1}' data-sheets-value='{"1":3,"3":50.160000000000004}' style="overflow:hidden;padding:0px 3px 0px 3px;vertical-align:bottom;text-align:center;">50</td> <td data-sheets-value='{"1":3,"3":24}' style="border-right:1px solid #000000;overflow:hidden;padding:0px 3px 0px 3px;vertical-align:bottom;text-align:center;">24</td> </tr> <tr style="height:20px;"> <td style="border-left:1px solid #000000;overflow:hidden;padding:0px 3px 0px 3px;vertical-align:bottom;"></td> <td data-sheets-value='{"1":2,"2":"DW"}' style="overflow:hidden;padding:0px 3px 0px 3px;vertical-align:bottom;">DW</td> <td data-sheets-value='{"1":2,"2":"Clear (H/H)"}' style="overflow:hidden;padding:0px 3px 0px 3px;vertical-align:bottom;">Clear (H/H)</td> <td data-sheets-numberformat='{"1":2,"2":"0.00","3":1}' data-sheets-value='{"1":3,"3":0.98}' style="overflow:hidden;padding:0px 3px 0px 3px;vertical-align:bottom;text-align:center;">0.98</td> <td data-sheets-numberformat='{"1":2,"2":"0","3":1}' data-sheets-value='{"1":3,"3":33.21}' style="overflow:hidden;padding:0px 3px 0px 3px;vertical-align:bottom;text-align:center;">33</td> <td data-sheets-numberformat='{"1":2,"2":"0","3":1}' data-sheets-value='{"1":3,"3":49.5}' style="overflow:hidden;padding:0px 3px 0px 3px;vertical-align:bottom;text-align:center;">50</td> <td data-sheets-value='{"1":3,"3":26}' style="border-right:1px solid #000000;overflow:hidden;padding:0px 3px 0px 3px;vertical-align:bottom;text-align:center;">26</td> </tr> <tr style="height:20px;"> <td style="border-bottom:1px solid #000000;border-left:1px solid #000000;overflow:hidden;padding:0px 3px 0px 3px;vertical-align:bottom;"></td> <td style="border-bottom:1px solid #000000;overflow:hidden;padding:0px 3px 0px 3px;vertical-align:bottom;"></td> <td data-sheets-value='{"1":2,"2":"Opal (O/O)"}' style="border-bottom:1px solid #000000;overflow:hidden;padding:0px 3px 0px 3px;vertical-align:bottom;">Opal (O/O)</td> <td data-sheets-numberformat='{"1":2,"2":"0.00","3":1}' data-sheets-value='{"1":3,"3":0.98}' style="border-bottom:1px solid #000000;overflow:hidden;padding:0px 3px 0px 3px;vertical-align:bottom;text-align:center;">0.98</td> <td data-sheets-numberformat='{"1":2,"2":"0","3":1}' data-sheets-value='{"1":3,"3":28.29}' style="border-bottom:1px solid #000000;overflow:hidden;padding:0px 3px 0px 3px;vertical-align:bottom;text-align:center;">28</td> <td data-sheets-numberformat='{"1":2,"2":"0","3":1}' data-sheets-value='{"1":3,"3":38.28}' style="border-bottom:1px solid #000000;overflow:hidden;padding:0px 3px 0px 3px;vertical-align:bottom;text-align:center;">38</td> <td data-sheets-value='{"1":3,"3":26}' style="border-right:1px solid #000000;border-bottom:1px solid #000000;overflow:hidden;padding:0px 3px 0px 3px;vertical-align:bottom;text-align:center;">26</td> </tr> <tr style="height:20px;"> <td data-sheets-value='{"1":2,"2":"Polycarbonate "}' style="border-left:1px solid #000000;overflow:hidden;padding:0px 3px 0px 3px;vertical-align:bottom;">Polycarbonate </td> <td data-sheets-value='{"1":2,"2":"EW"}' style="overflow:hidden;padding:0px 3px 0px 3px;vertical-align:bottom;">EW</td> <td data-sheets-value='{"1":2,"2":"Clear (A)"}' style="overflow:hidden;padding:0px 3px 0px 3px;vertical-align:bottom;">Clear (A)</td> <td data-sheets-numberformat='{"1":2,"2":"0.00","3":1}' data-sheets-value='{"1":3,"3":1.19}' style="overflow:hidden;padding:0px 3px 0px 3px;vertical-align:bottom;text-align:center;">1.19</td> <td data-sheets-numberformat='{"1":2,"2":"0","3":1}' data-sheets-value='{"1":3,"3":36.08}' style="overflow:hidden;padding:0px 3px 0px 3px;vertical-align:bottom;text-align:center;">36</td> <td data-sheets-numberformat='{"1":2,"2":"0","3":1}' data-sheets-value='{"1":3,"3":54.78}' style="overflow:hidden;padding:0px 3px 0px 3px;vertical-align:bottom;text-align:center;">55</td> <td data-sheets-value='{"1":3,"3":24}' style="border-right:1px solid #000000;overflow:hidden;padding:0px 3px 0px 3px;vertical-align:bottom;text-align:center;">24</td> </tr> <tr style="height:20px;"> <td data-sheets-value='{"1":2,"2":"PC"}' style="border-left:1px solid #000000;overflow:hidden;padding:0px 3px 0px 3px;vertical-align:bottom;">PC</td> <td style="overflow:hidden;padding:0px 3px 0px 3px;vertical-align:bottom;"></td> <td data-sheets-value='{"1":2,"2":"Opal (D)"}' style="overflow:hidden;padding:0px 3px 0px 3px;vertical-align:bottom;">Opal (D)</td> <td data-sheets-numberformat='{"1":2,"2":"0.00","3":1}' data-sheets-value='{"1":3,"3":1.19}' style="overflow:hidden;padding:0px 3px 0px 3px;vertical-align:bottom;text-align:center;">1.19</td> <td data-sheets-numberformat='{"1":2,"2":"0","3":1}' data-sheets-value='{"1":3,"3":23.779999999999998}' style="overflow:hidden;padding:0px 3px 0px 3px;vertical-align:bottom;text-align:center;">24</td> <td data-sheets-numberformat='{"1":2,"2":"0","3":1}' data-sheets-value='{"1":3,"3":39.6}' style="overflow:hidden;padding:0px 3px 0px 3px;vertical-align:bottom;text-align:center;">40</td> <td data-sheets-value='{"1":3,"3":24}' style="border-right:1px solid #000000;overflow:hidden;padding:0px 3px 0px 3px;vertical-align:bottom;text-align:center;">24</td> </tr> <tr style="height:20px;"> <td style="border-left:1px solid #000000;overflow:hidden;padding:0px 3px 0px 3px;vertical-align:bottom;"></td> <td data-sheets-value='{"1":2,"2":"DW"}' style="overflow:hidden;padding:0px 3px 0px 3px;vertical-align:bottom;">DW</td> <td data-sheets-value='{"1":2,"2":"Clear (A/H)"}' style="overflow:hidden;padding:0px 3px 0px 3px;vertical-align:bottom;">Clear (A/H)</td> <td data-sheets-numberformat='{"1":2,"2":"0.00","3":1}' data-sheets-value='{"1":3,"3":0.98}' style="overflow:hidden;padding:0px 3px 0px 3px;vertical-align:bottom;text-align:center;">0.98</td> <td data-sheets-numberformat='{"1":2,"2":"0","3":1}' data-sheets-value='{"1":3,"3":32.39}' style="overflow:hidden;padding:0px 3px 0px 3px;vertical-align:bottom;text-align:center;">32</td> <td data-sheets-numberformat='{"1":2,"2":"0","3":1}' data-sheets-value='{"1":3,"3":47.52}' style="overflow:hidden;padding:0px 3px 0px 3px;vertical-align:bottom;text-align:center;">48</td> <td data-sheets-value='{"1":3,"3":26}' style="border-right:1px solid #000000;overflow:hidden;padding:0px 3px 0px 3px;vertical-align:bottom;text-align:center;">26</td> </tr> <tr style="height:20px;"> <td style="border-left:1px solid #000000;overflow:hidden;padding:0px 3px 0px 3px;vertical-align:bottom;"></td> <td style="overflow:hidden;padding:0px 3px 0px 3px;vertical-align:bottom;"></td> <td data-sheets-value='{"1":2,"2":"Clear (A/A)"}' style="overflow:hidden;padding:0px 3px 0px 3px;vertical-align:bottom;">Clear (A/A)</td> <td data-sheets-numberformat='{"1":2,"2":"0.00","3":1}' data-sheets-value='{"1":3,"3":0.98}' style="overflow:hidden;padding:0px 3px 0px 3px;vertical-align:bottom;text-align:center;">0.98</td> <td data-sheets-numberformat='{"1":2,"2":"0","3":1}' data-sheets-value='{"1":3,"3":31.569999999999997}' style="overflow:hidden;padding:0px 3px 0px 3px;vertical-align:bottom;text-align:center;">32</td> <td data-sheets-numberformat='{"1":2,"2":"0","3":1}' data-sheets-value='{"1":3,"3":45.54}' style="overflow:hidden;padding:0px 3px 0px 3px;vertical-align:bottom;text-align:center;">46</td> <td data-sheets-value='{"1":3,"3":26}' style="border-right:1px solid #000000;overflow:hidden;padding:0px 3px 0px 3px;vertical-align:bottom;text-align:center;">26</td> </tr> <tr style="height:20px;"> <td style="border-left:1px solid #000000;overflow:hidden;padding:0px 3px 0px 3px;vertical-align:bottom;"></td> <td style="overflow:hidden;padding:0px 3px 0px 3px;vertical-align:bottom;"></td> <td data-sheets-value='{"1":2,"2":"Opal (A/O)"}' style="overflow:hidden;padding:0px 3px 0px 3px;vertical-align:bottom;">Opal (A/O)</td> <td data-sheets-numberformat='{"1":2,"2":"0.00","3":1}' data-sheets-value='{"1":3,"3":0.98}' style="overflow:hidden;padding:0px 3px 0px 3px;vertical-align:bottom;text-align:center;">0.98</td> <td data-sheets-numberformat='{"1":2,"2":"0","3":1}' data-sheets-value='{"1":3,"3":29.93}' style="overflow:hidden;padding:0px 3px 0px 3px;vertical-align:bottom;text-align:center;">30</td> <td data-sheets-numberformat='{"1":2,"2":"0","3":1}' data-sheets-value='{"1":3,"3":41.580000000000005}' style="overflow:hidden;padding:0px 3px 0px 3px;vertical-align:bottom;text-align:center;">42</td> <td data-sheets-value='{"1":3,"3":26}' style="border-right:1px solid #000000;overflow:hidden;padding:0px 3px 0px 3px;vertical-align:bottom;text-align:center;">26</td> </tr> <tr style="height:20px;"> <td style="border-bottom:1px solid #000000;border-left:1px solid #000000;overflow:hidden;padding:0px 3px 0px 3px;vertical-align:bottom;"></td> <td style="border-bottom:1px solid #000000;overflow:hidden;padding:0px 3px 0px 3px;vertical-align:bottom;"></td> <td data-sheets-value='{"1":2,"2":"Opal (A/D)"}' style="border-bottom:1px solid #000000;overflow:hidden;padding:0px 3px 0px 3px;vertical-align:bottom;">Opal (A/D)</td> <td data-sheets-numberformat='{"1":2,"2":"0.00","3":1}' data-sheets-value='{"1":3,"3":0.98}' style="border-bottom:1px solid #000000;overflow:hidden;padding:0px 3px 0px 3px;vertical-align:bottom;text-align:center;">0.98</td> <td data-sheets-numberformat='{"1":2,"2":"0","3":1}' data-sheets-value='{"1":3,"3":20.91}' style="border-bottom:1px solid #000000;overflow:hidden;padding:0px 3px 0px 3px;vertical-align:bottom;text-align:center;">21</td> <td data-sheets-numberformat='{"1":2,"2":"0","3":1}' data-sheets-value='{"1":3,"3":33}' style="border-bottom:1px solid #000000;overflow:hidden;padding:0px 3px 0px 3px;vertical-align:bottom;text-align:center;">33</td> <td data-sheets-value='{"1":3,"3":26}' style="border-right:1px solid #000000;border-bottom:1px solid #000000;overflow:hidden;padding:0px 3px 0px 3px;vertical-align:bottom;text-align:center;">26</td> </tr> <tr style="height:20px;"> <td data-sheets-value='{"1":2,"2":"Polycarbonate"}' style="border-left:1px solid #000000;overflow:hidden;padding:0px 3px 0px 3px;vertical-align:bottom;">Polycarbonate</td> <td data-sheets-value='{"1":2,"2":"EW"}' style="overflow:hidden;padding:0px 3px 0px 3px;vertical-align:bottom;">EW</td> <td data-sheets-value='{"1":2,"2":"Heatstop Opal (T)"}' style="overflow:hidden;padding:0px 3px 0px 3px;vertical-align:bottom;">Heatstop Opal (T)</td> <td data-sheets-numberformat='{"1":2,"2":"0.00","3":1}' data-sheets-value='{"1":3,"3":1.19}' style="overflow:hidden;padding:0px 3px 0px 3px;vertical-align:bottom;text-align:center;">1.19</td> <td data-sheets-numberformat='{"1":2,"2":"0","3":1}' data-sheets-value='{"1":3,"3":20.09}' style="overflow:hidden;padding:0px 3px 0px 3px;vertical-align:bottom;text-align:center;">20</td> <td data-sheets-numberformat='{"1":2,"2":"0","3":1}' data-sheets-value='{"1":3,"3":38.940000000000005}' style="overflow:hidden;padding:0px 3px 0px 3px;vertical-align:bottom;text-align:center;">39</td> <td data-sheets-value='{"1":3,"3":24}' style="border-right:1px solid #000000;overflow:hidden;padding:0px 3px 0px 3px;vertical-align:bottom;text-align:center;">24</td> </tr> <tr style="height:20px;"> <td data-sheets-value='{"1":2,"2":"Heatstop PC"}' style="border-left:1px solid #000000;overflow:hidden;padding:0px 3px 0px 3px;vertical-align:bottom;">Heatstop PC</td> <td data-sheets-value='{"1":2,"2":"DW"}' style="overflow:hidden;padding:0px 3px 0px 3px;vertical-align:bottom;">DW</td> <td data-sheets-value='{"1":2,"2":"Clear (T/H)"}' style="overflow:hidden;padding:0px 3px 0px 3px;vertical-align:bottom;">Clear (T/H)</td> <td data-sheets-numberformat='{"1":2,"2":"0.00","3":1}' data-sheets-value='{"1":3,"3":0.98}' style="overflow:hidden;padding:0px 3px 0px 3px;vertical-align:bottom;text-align:center;">0.98</td> <td data-sheets-numberformat='{"1":2,"2":"0","3":1}' data-sheets-value='{"1":3,"3":18.04}' style="overflow:hidden;padding:0px 3px 0px 3px;vertical-align:bottom;text-align:center;">18</td> <td data-sheets-numberformat='{"1":2,"2":"0","3":1}' data-sheets-value='{"1":3,"3":33.660000000000004}' style="overflow:hidden;padding:0px 3px 0px 3px;vertical-align:bottom;text-align:center;">34</td> <td data-sheets-value='{"1":3,"3":26}' style="border-right:1px solid #000000;overflow:hidden;padding:0px 3px 0px 3px;vertical-align:bottom;text-align:center;">26</td> </tr> <tr style="height:20px;"> <td style="border-bottom:1px solid #000000;border-left:1px solid #000000;overflow:hidden;padding:0px 3px 0px 3px;vertical-align:bottom;"></td> <td style="border-bottom:1px solid #000000;overflow:hidden;padding:0px 3px 0px 3px;vertical-align:bottom;"></td> <td data-sheets-value='{"1":2,"2":"Opal (T/O)"}' style="border-bottom:1px solid #000000;overflow:hidden;padding:0px 3px 0px 3px;vertical-align:bottom;">Opal (T/O)</td> <td data-sheets-numberformat='{"1":2,"2":"0.00","3":1}' data-sheets-value='{"1":3,"3":0.98}' style="border-bottom:1px solid #000000;overflow:hidden;padding:0px 3px 0px 3px;vertical-align:bottom;text-align:center;">0.98</td> <td data-sheets-numberformat='{"1":2,"2":"0","3":1}' data-sheets-value='{"1":3,"3":16.81}' style="border-bottom:1px solid #000000;overflow:hidden;padding:0px 3px 0px 3px;vertical-align:bottom;text-align:center;">17</td> <td data-sheets-numberformat='{"1":2,"2":"0","3":1}' data-sheets-value='{"1":3,"3":29.700000000000003}' style="border-bottom:1px solid #000000;overflow:hidden;padding:0px 3px 0px 3px;vertical-align:bottom;text-align:center;">30</td> <td data-sheets-value='{"1":3,"3":26}' style="border-right:1px solid #000000;border-bottom:1px solid #000000;overflow:hidden;padding:0px 3px 0px 3px;vertical-align:bottom;text-align:center;">26</td> </tr> </tbody></table> | skylux-160-ce-met-koepel-en-metaalopstand-met-lm-motor-en-pvc-raam-type-ep25-1000-x-1900-mm | 8585993879885 | 46872270864717
Smoke and heat exhaust (SHEV) | SHE system | Skylux | Skylux 160° CE with skylight and metal curb with LM-actuator and PVC frame type EP25 1000 x 2000 mm |  | 50885 | 5412970508854 | 4904.15 | Yes | 30-45 | 105.07 | 1000 x 2000 mm | 2000 | 1000 |  | metal curb M30 (30 cm high) | Rectangular | 1.19 W/m²K - 0.98 W/m²K | 57% - 30% | 37% - 17% | 24dB - 26dB | 160° CE (for industry) | PVC frame EP25 | without spoiler | E | Single actuator | Maximum double-walled skylight possible for this product | Ut-value LT-value g-value Rw-value EN 1873 : 2014 EN ISO 13468 EN 16153 EN 410 EN 410 EN ISO 140-3 Material Walls Shells (W/m²K) (%) (%) (dB) Acrylic EW Clear (H) 1.19 37 57 24 PMMA Opal (O) 1.19 34 50 24 DW Clear (H/H) 0.98 33 50 26 Opal (O/O) 0.98 28 38 26 Polycarbonate EW Clear (A) 1.19 36 55 24 PC Opal (D) 1.19 24 40 24 DW Clear (A/H) 0.98 32 48 26 Clear (A/A) 0.98 32 46 26 Opal (A/O) 0.98 30 42 26 Opal (A/D) 0.98 21 33 26 Polycarbonate EW Heatstop Opal (T) 1.19 20 39 24 Heatstop PC DW Clear (T/H) 0.98 18 34 26 Opal (T/O) 0.98 17 30 26 | https://skylux.eu/en/products/skylux-160-ce-met-koepel-en-metaalopstand-met-lm-motor-en-pvc-raam-type-ep25-1000-x-2000-mm | https://skylux.eu/cdn/shop/files/Skylux-160deg-CE-met-koepel-en-metaalopstand-met-LM-motor-en-pvc-raam-type-EP25-1000-x-2000-mm-RWA-systeem.jpg?v=1702976827&width=1600 | https://skylux.eu/cdn/shop/files/e5a82811-1bb0-48e4-a776-cacb59c7c092_ab83ad76-42b6-4f97-9513-e04a909193c5.jpg?v=1688550223&width=1600 | //skylux.eu/cdn/shop/files/E_MH_Mounting_instructions_Skylux_160_CE_LM.pdf?v=12406716259046007223 | //skylux.eu/cdn/shop/files/E_TD_Technical_File_Skylux_Skylux_160_CE_Electric.pdf?v=3667116872303399239 | <style type="text/css" id="isPasted"><!--td {border: 1px solid #cccccc;}br {mso-data-placement:same-cell;}--></style><table border="1" cellpadding="0" cellspacing="0" dir="ltr" style="table-layout:fixed;font-size:10pt;font-family:Arial;border-collapse:collapse;border:none;"><tbody> <tr style="height:20px;"> <td style="overflow:hidden;padding:0px 3px 0px 3px;vertical-align:bottom;"></td> <td style="overflow:hidden;padding:0px 3px 0px 3px;vertical-align:bottom;"></td> <td style="overflow:hidden;padding:0px 3px 0px 3px;vertical-align:bottom;"></td> <td data-sheets-value='{"1":2,"2":"Ut-value"}' style="overflow:hidden;padding:0px 3px 0px 3px;vertical-align:bottom;font-weight:bold;text-align:center;">Ut-value</td> <td data-sheets-value='{"1":2,"2":"LT-value"}' style="overflow:hidden;padding:0px 3px 0px 3px;vertical-align:bottom;font-weight:bold;text-align:center;">LT-value</td> <td data-sheets-value='{"1":2,"2":"g-value"}' style="overflow:hidden;padding:0px 3px 0px 3px;vertical-align:bottom;font-weight:bold;text-align:center;">g-value</td> <td data-sheets-value='{"1":2,"2":"Rw-value "}' style="overflow:hidden;padding:0px 3px 0px 3px;vertical-align:bottom;font-weight:bold;text-align:center;">Rw-value </td> </tr> <tr style="height:20px;"> <td style="overflow:hidden;padding:0px 3px 0px 3px;vertical-align:bottom;"></td> <td style="overflow:hidden;padding:0px 3px 0px 3px;vertical-align:bottom;"></td> <td style="overflow:hidden;padding:0px 3px 0px 3px;vertical-align:bottom;"></td> <td data-sheets-numberformat='{"1":2,"2":"0.00","3":1}' data-sheets-value='{"1":2,"2":"EN 1873 : 2014"}' style="overflow:hidden;padding:0px 3px 0px 3px;vertical-align:bottom;text-align:center;">EN 1873 : 2014</td> <td data-sheets-numberformat='{"1":2,"2":"0","3":1}' data-sheets-value='{"1":2,"2":"EN ISO 13468 EN 16153 EN 410"}' style="overflow:hidden;padding:0px 3px 0px 3px;vertical-align:bottom;text-align:center;">EN ISO 13468 EN 16153 EN 410</td> <td data-sheets-numberformat='{"1":2,"2":"0","3":1}' data-sheets-value='{"1":2,"2":"EN 410"}' style="overflow:hidden;padding:0px 3px 0px 3px;vertical-align:bottom;text-align:center;">EN 410</td> <td data-sheets-value='{"1":2,"2":"EN ISO 140-3\t\t"}' style="overflow:hidden;padding:0px 3px 0px 3px;vertical-align:bottom;text-align:center;">EN ISO 140-3 </td> </tr> <tr style="height:20px;"> <td data-sheets-value='{"1":2,"2":"Material"}' style="border-bottom:1px solid #000000;overflow:hidden;padding:0px 3px 0px 3px;vertical-align:bottom;background-color:#000000;font-weight:bold;color:#ffffff;">Material</td> <td data-sheets-value='{"1":2,"2":"Walls"}' style="border-bottom:1px solid #000000;overflow:hidden;padding:0px 3px 0px 3px;vertical-align:bottom;background-color:#000000;font-weight:bold;color:#ffffff;">Walls</td> <td data-sheets-value='{"1":2,"2":"Shells"}' style="border-bottom:1px solid #000000;overflow:hidden;padding:0px 3px 0px 3px;vertical-align:bottom;background-color:#000000;font-weight:bold;color:#ffffff;">Shells</td> <td data-sheets-numberformat='{"1":2,"2":"0.00","3":1}' data-sheets-value='{"1":2,"2":"(W/m²K)\t"}' style="border-bottom:1px solid #000000;overflow:hidden;padding:0px 3px 0px 3px;vertical-align:bottom;background-color:#000000;font-weight:bold;color:#ffffff;text-align:center;">(W/m²K) </td> <td data-sheets-numberformat='{"1":2,"2":"0","3":1}' data-sheets-value='{"1":2,"2":"(%)"}' style="border-bottom:1px solid #000000;overflow:hidden;padding:0px 3px 0px 3px;vertical-align:bottom;background-color:#000000;font-weight:bold;color:#ffffff;text-align:center;">(%)</td> <td data-sheets-numberformat='{"1":2,"2":"0","3":1}' data-sheets-value='{"1":2,"2":"(%)"}' style="border-bottom:1px solid #000000;overflow:hidden;padding:0px 3px 0px 3px;vertical-align:bottom;background-color:#000000;font-weight:bold;color:#ffffff;text-align:center;">(%)</td> <td data-sheets-value='{"1":2,"2":"(dB)"}' style="border-bottom:1px solid #000000;overflow:hidden;padding:0px 3px 0px 3px;vertical-align:bottom;background-color:#000000;font-weight:bold;color:#ffffff;text-align:center;">(dB)</td> </tr> <tr style="height:20px;"> <td data-sheets-value='{"1":2,"2":"Acrylic"}' style="border-left:1px solid #000000;overflow:hidden;padding:0px 3px 0px 3px;vertical-align:bottom;">Acrylic</td> <td data-sheets-value='{"1":2,"2":"EW"}' style="overflow:hidden;padding:0px 3px 0px 3px;vertical-align:bottom;">EW</td> <td data-sheets-value='{"1":2,"2":"Clear (H)"}' style="overflow:hidden;padding:0px 3px 0px 3px;vertical-align:bottom;">Clear (H)</td> <td data-sheets-numberformat='{"1":2,"2":"0.00","3":1}' data-sheets-value='{"1":3,"3":1.19}' style="overflow:hidden;padding:0px 3px 0px 3px;vertical-align:bottom;text-align:center;">1.19</td> <td data-sheets-numberformat='{"1":2,"2":"0","3":1}' data-sheets-value='{"1":3,"3":36.9}' style="overflow:hidden;padding:0px 3px 0px 3px;vertical-align:bottom;text-align:center;">37</td> <td data-sheets-numberformat='{"1":2,"2":"0","3":1}' data-sheets-value='{"1":3,"3":57.42}' style="overflow:hidden;padding:0px 3px 0px 3px;vertical-align:bottom;text-align:center;">57</td> <td data-sheets-value='{"1":3,"3":24}' style="border-right:1px solid #000000;overflow:hidden;padding:0px 3px 0px 3px;vertical-align:bottom;text-align:center;">24</td> </tr> <tr style="height:20px;"> <td data-sheets-value='{"1":2,"2":"PMMA"}' style="border-left:1px solid #000000;overflow:hidden;padding:0px 3px 0px 3px;vertical-align:bottom;">PMMA</td> <td style="overflow:hidden;padding:0px 3px 0px 3px;vertical-align:bottom;"></td> <td data-sheets-value='{"1":2,"2":"Opal (O)"}' style="overflow:hidden;padding:0px 3px 0px 3px;vertical-align:bottom;">Opal (O)</td> <td data-sheets-numberformat='{"1":2,"2":"0.00","3":1}' data-sheets-value='{"1":3,"3":1.19}' style="overflow:hidden;padding:0px 3px 0px 3px;vertical-align:bottom;text-align:center;">1.19</td> <td data-sheets-numberformat='{"1":2,"2":"0","3":1}' data-sheets-value='{"1":3,"3":34.03}' style="overflow:hidden;padding:0px 3px 0px 3px;vertical-align:bottom;text-align:center;">34</td> <td data-sheets-numberformat='{"1":2,"2":"0","3":1}' data-sheets-value='{"1":3,"3":50.160000000000004}' style="overflow:hidden;padding:0px 3px 0px 3px;vertical-align:bottom;text-align:center;">50</td> <td data-sheets-value='{"1":3,"3":24}' style="border-right:1px solid #000000;overflow:hidden;padding:0px 3px 0px 3px;vertical-align:bottom;text-align:center;">24</td> </tr> <tr style="height:20px;"> <td style="border-left:1px solid #000000;overflow:hidden;padding:0px 3px 0px 3px;vertical-align:bottom;"></td> <td data-sheets-value='{"1":2,"2":"DW"}' style="overflow:hidden;padding:0px 3px 0px 3px;vertical-align:bottom;">DW</td> <td data-sheets-value='{"1":2,"2":"Clear (H/H)"}' style="overflow:hidden;padding:0px 3px 0px 3px;vertical-align:bottom;">Clear (H/H)</td> <td data-sheets-numberformat='{"1":2,"2":"0.00","3":1}' data-sheets-value='{"1":3,"3":0.98}' style="overflow:hidden;padding:0px 3px 0px 3px;vertical-align:bottom;text-align:center;">0.98</td> <td data-sheets-numberformat='{"1":2,"2":"0","3":1}' data-sheets-value='{"1":3,"3":33.21}' style="overflow:hidden;padding:0px 3px 0px 3px;vertical-align:bottom;text-align:center;">33</td> <td data-sheets-numberformat='{"1":2,"2":"0","3":1}' data-sheets-value='{"1":3,"3":49.5}' style="overflow:hidden;padding:0px 3px 0px 3px;vertical-align:bottom;text-align:center;">50</td> <td data-sheets-value='{"1":3,"3":26}' style="border-right:1px solid #000000;overflow:hidden;padding:0px 3px 0px 3px;vertical-align:bottom;text-align:center;">26</td> </tr> <tr style="height:20px;"> <td style="border-bottom:1px solid #000000;border-left:1px solid #000000;overflow:hidden;padding:0px 3px 0px 3px;vertical-align:bottom;"></td> <td style="border-bottom:1px solid #000000;overflow:hidden;padding:0px 3px 0px 3px;vertical-align:bottom;"></td> <td data-sheets-value='{"1":2,"2":"Opal (O/O)"}' style="border-bottom:1px solid #000000;overflow:hidden;padding:0px 3px 0px 3px;vertical-align:bottom;">Opal (O/O)</td> <td data-sheets-numberformat='{"1":2,"2":"0.00","3":1}' data-sheets-value='{"1":3,"3":0.98}' style="border-bottom:1px solid #000000;overflow:hidden;padding:0px 3px 0px 3px;vertical-align:bottom;text-align:center;">0.98</td> <td data-sheets-numberformat='{"1":2,"2":"0","3":1}' data-sheets-value='{"1":3,"3":28.29}' style="border-bottom:1px solid #000000;overflow:hidden;padding:0px 3px 0px 3px;vertical-align:bottom;text-align:center;">28</td> <td data-sheets-numberformat='{"1":2,"2":"0","3":1}' data-sheets-value='{"1":3,"3":38.28}' style="border-bottom:1px solid #000000;overflow:hidden;padding:0px 3px 0px 3px;vertical-align:bottom;text-align:center;">38</td> <td data-sheets-value='{"1":3,"3":26}' style="border-right:1px solid #000000;border-bottom:1px solid #000000;overflow:hidden;padding:0px 3px 0px 3px;vertical-align:bottom;text-align:center;">26</td> </tr> <tr style="height:20px;"> <td data-sheets-value='{"1":2,"2":"Polycarbonate "}' style="border-left:1px solid #000000;overflow:hidden;padding:0px 3px 0px 3px;vertical-align:bottom;">Polycarbonate </td> <td data-sheets-value='{"1":2,"2":"EW"}' style="overflow:hidden;padding:0px 3px 0px 3px;vertical-align:bottom;">EW</td> <td data-sheets-value='{"1":2,"2":"Clear (A)"}' style="overflow:hidden;padding:0px 3px 0px 3px;vertical-align:bottom;">Clear (A)</td> <td data-sheets-numberformat='{"1":2,"2":"0.00","3":1}' data-sheets-value='{"1":3,"3":1.19}' style="overflow:hidden;padding:0px 3px 0px 3px;vertical-align:bottom;text-align:center;">1.19</td> <td data-sheets-numberformat='{"1":2,"2":"0","3":1}' data-sheets-value='{"1":3,"3":36.08}' style="overflow:hidden;padding:0px 3px 0px 3px;vertical-align:bottom;text-align:center;">36</td> <td data-sheets-numberformat='{"1":2,"2":"0","3":1}' data-sheets-value='{"1":3,"3":54.78}' style="overflow:hidden;padding:0px 3px 0px 3px;vertical-align:bottom;text-align:center;">55</td> <td data-sheets-value='{"1":3,"3":24}' style="border-right:1px solid #000000;overflow:hidden;padding:0px 3px 0px 3px;vertical-align:bottom;text-align:center;">24</td> </tr> <tr style="height:20px;"> <td data-sheets-value='{"1":2,"2":"PC"}' style="border-left:1px solid #000000;overflow:hidden;padding:0px 3px 0px 3px;vertical-align:bottom;">PC</td> <td style="overflow:hidden;padding:0px 3px 0px 3px;vertical-align:bottom;"></td> <td data-sheets-value='{"1":2,"2":"Opal (D)"}' style="overflow:hidden;padding:0px 3px 0px 3px;vertical-align:bottom;">Opal (D)</td> <td data-sheets-numberformat='{"1":2,"2":"0.00","3":1}' data-sheets-value='{"1":3,"3":1.19}' style="overflow:hidden;padding:0px 3px 0px 3px;vertical-align:bottom;text-align:center;">1.19</td> <td data-sheets-numberformat='{"1":2,"2":"0","3":1}' data-sheets-value='{"1":3,"3":23.779999999999998}' style="overflow:hidden;padding:0px 3px 0px 3px;vertical-align:bottom;text-align:center;">24</td> <td data-sheets-numberformat='{"1":2,"2":"0","3":1}' data-sheets-value='{"1":3,"3":39.6}' style="overflow:hidden;padding:0px 3px 0px 3px;vertical-align:bottom;text-align:center;">40</td> <td data-sheets-value='{"1":3,"3":24}' style="border-right:1px solid #000000;overflow:hidden;padding:0px 3px 0px 3px;vertical-align:bottom;text-align:center;">24</td> </tr> <tr style="height:20px;"> <td style="border-left:1px solid #000000;overflow:hidden;padding:0px 3px 0px 3px;vertical-align:bottom;"></td> <td data-sheets-value='{"1":2,"2":"DW"}' style="overflow:hidden;padding:0px 3px 0px 3px;vertical-align:bottom;">DW</td> <td data-sheets-value='{"1":2,"2":"Clear (A/H)"}' style="overflow:hidden;padding:0px 3px 0px 3px;vertical-align:bottom;">Clear (A/H)</td> <td data-sheets-numberformat='{"1":2,"2":"0.00","3":1}' data-sheets-value='{"1":3,"3":0.98}' style="overflow:hidden;padding:0px 3px 0px 3px;vertical-align:bottom;text-align:center;">0.98</td> <td data-sheets-numberformat='{"1":2,"2":"0","3":1}' data-sheets-value='{"1":3,"3":32.39}' style="overflow:hidden;padding:0px 3px 0px 3px;vertical-align:bottom;text-align:center;">32</td> <td data-sheets-numberformat='{"1":2,"2":"0","3":1}' data-sheets-value='{"1":3,"3":47.52}' style="overflow:hidden;padding:0px 3px 0px 3px;vertical-align:bottom;text-align:center;">48</td> <td data-sheets-value='{"1":3,"3":26}' style="border-right:1px solid #000000;overflow:hidden;padding:0px 3px 0px 3px;vertical-align:bottom;text-align:center;">26</td> </tr> <tr style="height:20px;"> <td style="border-left:1px solid #000000;overflow:hidden;padding:0px 3px 0px 3px;vertical-align:bottom;"></td> <td style="overflow:hidden;padding:0px 3px 0px 3px;vertical-align:bottom;"></td> <td data-sheets-value='{"1":2,"2":"Clear (A/A)"}' style="overflow:hidden;padding:0px 3px 0px 3px;vertical-align:bottom;">Clear (A/A)</td> <td data-sheets-numberformat='{"1":2,"2":"0.00","3":1}' data-sheets-value='{"1":3,"3":0.98}' style="overflow:hidden;padding:0px 3px 0px 3px;vertical-align:bottom;text-align:center;">0.98</td> <td data-sheets-numberformat='{"1":2,"2":"0","3":1}' data-sheets-value='{"1":3,"3":31.569999999999997}' style="overflow:hidden;padding:0px 3px 0px 3px;vertical-align:bottom;text-align:center;">32</td> <td data-sheets-numberformat='{"1":2,"2":"0","3":1}' data-sheets-value='{"1":3,"3":45.54}' style="overflow:hidden;padding:0px 3px 0px 3px;vertical-align:bottom;text-align:center;">46</td> <td data-sheets-value='{"1":3,"3":26}' style="border-right:1px solid #000000;overflow:hidden;padding:0px 3px 0px 3px;vertical-align:bottom;text-align:center;">26</td> </tr> <tr style="height:20px;"> <td style="border-left:1px solid #000000;overflow:hidden;padding:0px 3px 0px 3px;vertical-align:bottom;"></td> <td style="overflow:hidden;padding:0px 3px 0px 3px;vertical-align:bottom;"></td> <td data-sheets-value='{"1":2,"2":"Opal (A/O)"}' style="overflow:hidden;padding:0px 3px 0px 3px;vertical-align:bottom;">Opal (A/O)</td> <td data-sheets-numberformat='{"1":2,"2":"0.00","3":1}' data-sheets-value='{"1":3,"3":0.98}' style="overflow:hidden;padding:0px 3px 0px 3px;vertical-align:bottom;text-align:center;">0.98</td> <td data-sheets-numberformat='{"1":2,"2":"0","3":1}' data-sheets-value='{"1":3,"3":29.93}' style="overflow:hidden;padding:0px 3px 0px 3px;vertical-align:bottom;text-align:center;">30</td> <td data-sheets-numberformat='{"1":2,"2":"0","3":1}' data-sheets-value='{"1":3,"3":41.580000000000005}' style="overflow:hidden;padding:0px 3px 0px 3px;vertical-align:bottom;text-align:center;">42</td> <td data-sheets-value='{"1":3,"3":26}' style="border-right:1px solid #000000;overflow:hidden;padding:0px 3px 0px 3px;vertical-align:bottom;text-align:center;">26</td> </tr> <tr style="height:20px;"> <td style="border-bottom:1px solid #000000;border-left:1px solid #000000;overflow:hidden;padding:0px 3px 0px 3px;vertical-align:bottom;"></td> <td style="border-bottom:1px solid #000000;overflow:hidden;padding:0px 3px 0px 3px;vertical-align:bottom;"></td> <td data-sheets-value='{"1":2,"2":"Opal (A/D)"}' style="border-bottom:1px solid #000000;overflow:hidden;padding:0px 3px 0px 3px;vertical-align:bottom;">Opal (A/D)</td> <td data-sheets-numberformat='{"1":2,"2":"0.00","3":1}' data-sheets-value='{"1":3,"3":0.98}' style="border-bottom:1px solid #000000;overflow:hidden;padding:0px 3px 0px 3px;vertical-align:bottom;text-align:center;">0.98</td> <td data-sheets-numberformat='{"1":2,"2":"0","3":1}' data-sheets-value='{"1":3,"3":20.91}' style="border-bottom:1px solid #000000;overflow:hidden;padding:0px 3px 0px 3px;vertical-align:bottom;text-align:center;">21</td> <td data-sheets-numberformat='{"1":2,"2":"0","3":1}' data-sheets-value='{"1":3,"3":33}' style="border-bottom:1px solid #000000;overflow:hidden;padding:0px 3px 0px 3px;vertical-align:bottom;text-align:center;">33</td> <td data-sheets-value='{"1":3,"3":26}' style="border-right:1px solid #000000;border-bottom:1px solid #000000;overflow:hidden;padding:0px 3px 0px 3px;vertical-align:bottom;text-align:center;">26</td> </tr> <tr style="height:20px;"> <td data-sheets-value='{"1":2,"2":"Polycarbonate"}' style="border-left:1px solid #000000;overflow:hidden;padding:0px 3px 0px 3px;vertical-align:bottom;">Polycarbonate</td> <td data-sheets-value='{"1":2,"2":"EW"}' style="overflow:hidden;padding:0px 3px 0px 3px;vertical-align:bottom;">EW</td> <td data-sheets-value='{"1":2,"2":"Heatstop Opal (T)"}' style="overflow:hidden;padding:0px 3px 0px 3px;vertical-align:bottom;">Heatstop Opal (T)</td> <td data-sheets-numberformat='{"1":2,"2":"0.00","3":1}' data-sheets-value='{"1":3,"3":1.19}' style="overflow:hidden;padding:0px 3px 0px 3px;vertical-align:bottom;text-align:center;">1.19</td> <td data-sheets-numberformat='{"1":2,"2":"0","3":1}' data-sheets-value='{"1":3,"3":20.09}' style="overflow:hidden;padding:0px 3px 0px 3px;vertical-align:bottom;text-align:center;">20</td> <td data-sheets-numberformat='{"1":2,"2":"0","3":1}' data-sheets-value='{"1":3,"3":38.940000000000005}' style="overflow:hidden;padding:0px 3px 0px 3px;vertical-align:bottom;text-align:center;">39</td> <td data-sheets-value='{"1":3,"3":24}' style="border-right:1px solid #000000;overflow:hidden;padding:0px 3px 0px 3px;vertical-align:bottom;text-align:center;">24</td> </tr> <tr style="height:20px;"> <td data-sheets-value='{"1":2,"2":"Heatstop PC"}' style="border-left:1px solid #000000;overflow:hidden;padding:0px 3px 0px 3px;vertical-align:bottom;">Heatstop PC</td> <td data-sheets-value='{"1":2,"2":"DW"}' style="overflow:hidden;padding:0px 3px 0px 3px;vertical-align:bottom;">DW</td> <td data-sheets-value='{"1":2,"2":"Clear (T/H)"}' style="overflow:hidden;padding:0px 3px 0px 3px;vertical-align:bottom;">Clear (T/H)</td> <td data-sheets-numberformat='{"1":2,"2":"0.00","3":1}' data-sheets-value='{"1":3,"3":0.98}' style="overflow:hidden;padding:0px 3px 0px 3px;vertical-align:bottom;text-align:center;">0.98</td> <td data-sheets-numberformat='{"1":2,"2":"0","3":1}' data-sheets-value='{"1":3,"3":18.04}' style="overflow:hidden;padding:0px 3px 0px 3px;vertical-align:bottom;text-align:center;">18</td> <td data-sheets-numberformat='{"1":2,"2":"0","3":1}' data-sheets-value='{"1":3,"3":33.660000000000004}' style="overflow:hidden;padding:0px 3px 0px 3px;vertical-align:bottom;text-align:center;">34</td> <td data-sheets-value='{"1":3,"3":26}' style="border-right:1px solid #000000;overflow:hidden;padding:0px 3px 0px 3px;vertical-align:bottom;text-align:center;">26</td> </tr> <tr style="height:20px;"> <td style="border-bottom:1px solid #000000;border-left:1px solid #000000;overflow:hidden;padding:0px 3px 0px 3px;vertical-align:bottom;"></td> <td style="border-bottom:1px solid #000000;overflow:hidden;padding:0px 3px 0px 3px;vertical-align:bottom;"></td> <td data-sheets-value='{"1":2,"2":"Opal (T/O)"}' style="border-bottom:1px solid #000000;overflow:hidden;padding:0px 3px 0px 3px;vertical-align:bottom;">Opal (T/O)</td> <td data-sheets-numberformat='{"1":2,"2":"0.00","3":1}' data-sheets-value='{"1":3,"3":0.98}' style="border-bottom:1px solid #000000;overflow:hidden;padding:0px 3px 0px 3px;vertical-align:bottom;text-align:center;">0.98</td> <td data-sheets-numberformat='{"1":2,"2":"0","3":1}' data-sheets-value='{"1":3,"3":16.81}' style="border-bottom:1px solid #000000;overflow:hidden;padding:0px 3px 0px 3px;vertical-align:bottom;text-align:center;">17</td> <td data-sheets-numberformat='{"1":2,"2":"0","3":1}' data-sheets-value='{"1":3,"3":29.700000000000003}' style="border-bottom:1px solid #000000;overflow:hidden;padding:0px 3px 0px 3px;vertical-align:bottom;text-align:center;">30</td> <td data-sheets-value='{"1":3,"3":26}' style="border-right:1px solid #000000;border-bottom:1px solid #000000;overflow:hidden;padding:0px 3px 0px 3px;vertical-align:bottom;text-align:center;">26</td> </tr> </tbody></table> | skylux-160-ce-met-koepel-en-metaalopstand-met-lm-motor-en-pvc-raam-type-ep25-1000-x-2000-mm | 8585993978189 | 46872270963021
Smoke and heat exhaust (SHEV) | SHE system | Skylux | Skylux 160° CE with skylight and metal curb with LM-actuator and PVC frame type EP25 1000 x 2200 mm |  | 50886 | 5412970508861 | 5117.1 | Yes | 30-45 | 112.07 | 1000 x 2200 mm | 2200 | 1000 |  | metal curb M30 (30 cm high) | Rectangular | 1.19 W/m²K - 0.98 W/m²K | 57% - 30% | 37% - 17% | 24dB - 26dB | 160° CE (for industry) | PVC frame EP25 | without spoiler | E | Single actuator | Maximum double-walled skylight possible for this product | Ut-value LT-value g-value Rw-value EN 1873 : 2014 EN ISO 13468 EN 16153 EN 410 EN 410 EN ISO 140-3 Material Walls Shells (W/m²K) (%) (%) (dB) Acrylic EW Clear (H) 1.19 37 57 24 PMMA Opal (O) 1.19 34 50 24 DW Clear (H/H) 0.98 33 50 26 Opal (O/O) 0.98 28 38 26 Polycarbonate EW Clear (A) 1.19 36 55 24 PC Opal (D) 1.19 24 40 24 DW Clear (A/H) 0.98 32 48 26 Clear (A/A) 0.98 32 46 26 Opal (A/O) 0.98 30 42 26 Opal (A/D) 0.98 21 33 26 Polycarbonate EW Heatstop Opal (T) 1.19 20 39 24 Heatstop PC DW Clear (T/H) 0.98 18 34 26 Opal (T/O) 0.98 17 30 26 | https://skylux.eu/en/products/skylux-160-ce-met-koepel-en-metaalopstand-met-lm-motor-en-pvc-raam-type-ep25-1000-x-2200-mm | https://skylux.eu/cdn/shop/files/Skylux-160deg-CE-met-koepel-en-metaalopstand-met-LM-motor-en-pvc-raam-type-EP25-1000-x-2200-mm-RWA-systeem.jpg?v=1702976832&width=1600 | https://skylux.eu/cdn/shop/files/e5a82811-1bb0-48e4-a776-cacb59c7c092_3ebfd486-a79c-4350-bc23-46ec2a3c9fbd.jpg?v=1688550224&width=1600 | //skylux.eu/cdn/shop/files/E_MH_Mounting_instructions_Skylux_160_CE_LM.pdf?v=12406716259046007223 | //skylux.eu/cdn/shop/files/E_TD_Technical_File_Skylux_Skylux_160_CE_Electric.pdf?v=3667116872303399239 | <style type="text/css" id="isPasted"><!--td {border: 1px solid #cccccc;}br {mso-data-placement:same-cell;}--></style><table border="1" cellpadding="0" cellspacing="0" dir="ltr" style="table-layout:fixed;font-size:10pt;font-family:Arial;border-collapse:collapse;border:none;"><tbody> <tr style="height:20px;"> <td style="overflow:hidden;padding:0px 3px 0px 3px;vertical-align:bottom;"></td> <td style="overflow:hidden;padding:0px 3px 0px 3px;vertical-align:bottom;"></td> <td style="overflow:hidden;padding:0px 3px 0px 3px;vertical-align:bottom;"></td> <td data-sheets-value='{"1":2,"2":"Ut-value"}' style="overflow:hidden;padding:0px 3px 0px 3px;vertical-align:bottom;font-weight:bold;text-align:center;">Ut-value</td> <td data-sheets-value='{"1":2,"2":"LT-value"}' style="overflow:hidden;padding:0px 3px 0px 3px;vertical-align:bottom;font-weight:bold;text-align:center;">LT-value</td> <td data-sheets-value='{"1":2,"2":"g-value"}' style="overflow:hidden;padding:0px 3px 0px 3px;vertical-align:bottom;font-weight:bold;text-align:center;">g-value</td> <td data-sheets-value='{"1":2,"2":"Rw-value "}' style="overflow:hidden;padding:0px 3px 0px 3px;vertical-align:bottom;font-weight:bold;text-align:center;">Rw-value </td> </tr> <tr style="height:20px;"> <td style="overflow:hidden;padding:0px 3px 0px 3px;vertical-align:bottom;"></td> <td style="overflow:hidden;padding:0px 3px 0px 3px;vertical-align:bottom;"></td> <td style="overflow:hidden;padding:0px 3px 0px 3px;vertical-align:bottom;"></td> <td data-sheets-numberformat='{"1":2,"2":"0.00","3":1}' data-sheets-value='{"1":2,"2":"EN 1873 : 2014"}' style="overflow:hidden;padding:0px 3px 0px 3px;vertical-align:bottom;text-align:center;">EN 1873 : 2014</td> <td data-sheets-numberformat='{"1":2,"2":"0","3":1}' data-sheets-value='{"1":2,"2":"EN ISO 13468 EN 16153 EN 410"}' style="overflow:hidden;padding:0px 3px 0px 3px;vertical-align:bottom;text-align:center;">EN ISO 13468 EN 16153 EN 410</td> <td data-sheets-numberformat='{"1":2,"2":"0","3":1}' data-sheets-value='{"1":2,"2":"EN 410"}' style="overflow:hidden;padding:0px 3px 0px 3px;vertical-align:bottom;text-align:center;">EN 410</td> <td data-sheets-value='{"1":2,"2":"EN ISO 140-3\t\t"}' style="overflow:hidden;padding:0px 3px 0px 3px;vertical-align:bottom;text-align:center;">EN ISO 140-3 </td> </tr> <tr style="height:20px;"> <td data-sheets-value='{"1":2,"2":"Material"}' style="border-bottom:1px solid #000000;overflow:hidden;padding:0px 3px 0px 3px;vertical-align:bottom;background-color:#000000;font-weight:bold;color:#ffffff;">Material</td> <td data-sheets-value='{"1":2,"2":"Walls"}' style="border-bottom:1px solid #000000;overflow:hidden;padding:0px 3px 0px 3px;vertical-align:bottom;background-color:#000000;font-weight:bold;color:#ffffff;">Walls</td> <td data-sheets-value='{"1":2,"2":"Shells"}' style="border-bottom:1px solid #000000;overflow:hidden;padding:0px 3px 0px 3px;vertical-align:bottom;background-color:#000000;font-weight:bold;color:#ffffff;">Shells</td> <td data-sheets-numberformat='{"1":2,"2":"0.00","3":1}' data-sheets-value='{"1":2,"2":"(W/m²K)\t"}' style="border-bottom:1px solid #000000;overflow:hidden;padding:0px 3px 0px 3px;vertical-align:bottom;background-color:#000000;font-weight:bold;color:#ffffff;text-align:center;">(W/m²K) </td> <td data-sheets-numberformat='{"1":2,"2":"0","3":1}' data-sheets-value='{"1":2,"2":"(%)"}' style="border-bottom:1px solid #000000;overflow:hidden;padding:0px 3px 0px 3px;vertical-align:bottom;background-color:#000000;font-weight:bold;color:#ffffff;text-align:center;">(%)</td> <td data-sheets-numberformat='{"1":2,"2":"0","3":1}' data-sheets-value='{"1":2,"2":"(%)"}' style="border-bottom:1px solid #000000;overflow:hidden;padding:0px 3px 0px 3px;vertical-align:bottom;background-color:#000000;font-weight:bold;color:#ffffff;text-align:center;">(%)</td> <td data-sheets-value='{"1":2,"2":"(dB)"}' style="border-bottom:1px solid #000000;overflow:hidden;padding:0px 3px 0px 3px;vertical-align:bottom;background-color:#000000;font-weight:bold;color:#ffffff;text-align:center;">(dB)</td> </tr> <tr style="height:20px;"> <td data-sheets-value='{"1":2,"2":"Acrylic"}' style="border-left:1px solid #000000;overflow:hidden;padding:0px 3px 0px 3px;vertical-align:bottom;">Acrylic</td> <td data-sheets-value='{"1":2,"2":"EW"}' style="overflow:hidden;padding:0px 3px 0px 3px;vertical-align:bottom;">EW</td> <td data-sheets-value='{"1":2,"2":"Clear (H)"}' style="overflow:hidden;padding:0px 3px 0px 3px;vertical-align:bottom;">Clear (H)</td> <td data-sheets-numberformat='{"1":2,"2":"0.00","3":1}' data-sheets-value='{"1":3,"3":1.19}' style="overflow:hidden;padding:0px 3px 0px 3px;vertical-align:bottom;text-align:center;">1.19</td> <td data-sheets-numberformat='{"1":2,"2":"0","3":1}' data-sheets-value='{"1":3,"3":36.9}' style="overflow:hidden;padding:0px 3px 0px 3px;vertical-align:bottom;text-align:center;">37</td> <td data-sheets-numberformat='{"1":2,"2":"0","3":1}' data-sheets-value='{"1":3,"3":57.42}' style="overflow:hidden;padding:0px 3px 0px 3px;vertical-align:bottom;text-align:center;">57</td> <td data-sheets-value='{"1":3,"3":24}' style="border-right:1px solid #000000;overflow:hidden;padding:0px 3px 0px 3px;vertical-align:bottom;text-align:center;">24</td> </tr> <tr style="height:20px;"> <td data-sheets-value='{"1":2,"2":"PMMA"}' style="border-left:1px solid #000000;overflow:hidden;padding:0px 3px 0px 3px;vertical-align:bottom;">PMMA</td> <td style="overflow:hidden;padding:0px 3px 0px 3px;vertical-align:bottom;"></td> <td data-sheets-value='{"1":2,"2":"Opal (O)"}' style="overflow:hidden;padding:0px 3px 0px 3px;vertical-align:bottom;">Opal (O)</td> <td data-sheets-numberformat='{"1":2,"2":"0.00","3":1}' data-sheets-value='{"1":3,"3":1.19}' style="overflow:hidden;padding:0px 3px 0px 3px;vertical-align:bottom;text-align:center;">1.19</td> <td data-sheets-numberformat='{"1":2,"2":"0","3":1}' data-sheets-value='{"1":3,"3":34.03}' style="overflow:hidden;padding:0px 3px 0px 3px;vertical-align:bottom;text-align:center;">34</td> <td data-sheets-numberformat='{"1":2,"2":"0","3":1}' data-sheets-value='{"1":3,"3":50.160000000000004}' style="overflow:hidden;padding:0px 3px 0px 3px;vertical-align:bottom;text-align:center;">50</td> <td data-sheets-value='{"1":3,"3":24}' style="border-right:1px solid #000000;overflow:hidden;padding:0px 3px 0px 3px;vertical-align:bottom;text-align:center;">24</td> </tr> <tr style="height:20px;"> <td style="border-left:1px solid #000000;overflow:hidden;padding:0px 3px 0px 3px;vertical-align:bottom;"></td> <td data-sheets-value='{"1":2,"2":"DW"}' style="overflow:hidden;padding:0px 3px 0px 3px;vertical-align:bottom;">DW</td> <td data-sheets-value='{"1":2,"2":"Clear (H/H)"}' style="overflow:hidden;padding:0px 3px 0px 3px;vertical-align:bottom;">Clear (H/H)</td> <td data-sheets-numberformat='{"1":2,"2":"0.00","3":1}' data-sheets-value='{"1":3,"3":0.98}' style="overflow:hidden;padding:0px 3px 0px 3px;vertical-align:bottom;text-align:center;">0.98</td> <td data-sheets-numberformat='{"1":2,"2":"0","3":1}' data-sheets-value='{"1":3,"3":33.21}' style="overflow:hidden;padding:0px 3px 0px 3px;vertical-align:bottom;text-align:center;">33</td> <td data-sheets-numberformat='{"1":2,"2":"0","3":1}' data-sheets-value='{"1":3,"3":49.5}' style="overflow:hidden;padding:0px 3px 0px 3px;vertical-align:bottom;text-align:center;">50</td> <td data-sheets-value='{"1":3,"3":26}' style="border-right:1px solid #000000;overflow:hidden;padding:0px 3px 0px 3px;vertical-align:bottom;text-align:center;">26</td> </tr> <tr style="height:20px;"> <td style="border-bottom:1px solid #000000;border-left:1px solid #000000;overflow:hidden;padding:0px 3px 0px 3px;vertical-align:bottom;"></td> <td style="border-bottom:1px solid #000000;overflow:hidden;padding:0px 3px 0px 3px;vertical-align:bottom;"></td> <td data-sheets-value='{"1":2,"2":"Opal (O/O)"}' style="border-bottom:1px solid #000000;overflow:hidden;padding:0px 3px 0px 3px;vertical-align:bottom;">Opal (O/O)</td> <td data-sheets-numberformat='{"1":2,"2":"0.00","3":1}' data-sheets-value='{"1":3,"3":0.98}' style="border-bottom:1px solid #000000;overflow:hidden;padding:0px 3px 0px 3px;vertical-align:bottom;text-align:center;">0.98</td> <td data-sheets-numberformat='{"1":2,"2":"0","3":1}' data-sheets-value='{"1":3,"3":28.29}' style="border-bottom:1px solid #000000;overflow:hidden;padding:0px 3px 0px 3px;vertical-align:bottom;text-align:center;">28</td> <td data-sheets-numberformat='{"1":2,"2":"0","3":1}' data-sheets-value='{"1":3,"3":38.28}' style="border-bottom:1px solid #000000;overflow:hidden;padding:0px 3px 0px 3px;vertical-align:bottom;text-align:center;">38</td> <td data-sheets-value='{"1":3,"3":26}' style="border-right:1px solid #000000;border-bottom:1px solid #000000;overflow:hidden;padding:0px 3px 0px 3px;vertical-align:bottom;text-align:center;">26</td> </tr> <tr style="height:20px;"> <td data-sheets-value='{"1":2,"2":"Polycarbonate "}' style="border-left:1px solid #000000;overflow:hidden;padding:0px 3px 0px 3px;vertical-align:bottom;">Polycarbonate </td> <td data-sheets-value='{"1":2,"2":"EW"}' style="overflow:hidden;padding:0px 3px 0px 3px;vertical-align:bottom;">EW</td> <td data-sheets-value='{"1":2,"2":"Clear (A)"}' style="overflow:hidden;padding:0px 3px 0px 3px;vertical-align:bottom;">Clear (A)</td> <td data-sheets-numberformat='{"1":2,"2":"0.00","3":1}' data-sheets-value='{"1":3,"3":1.19}' style="overflow:hidden;padding:0px 3px 0px 3px;vertical-align:bottom;text-align:center;">1.19</td> <td data-sheets-numberformat='{"1":2,"2":"0","3":1}' data-sheets-value='{"1":3,"3":36.08}' style="overflow:hidden;padding:0px 3px 0px 3px;vertical-align:bottom;text-align:center;">36</td> <td data-sheets-numberformat='{"1":2,"2":"0","3":1}' data-sheets-value='{"1":3,"3":54.78}' style="overflow:hidden;padding:0px 3px 0px 3px;vertical-align:bottom;text-align:center;">55</td> <td data-sheets-value='{"1":3,"3":24}' style="border-right:1px solid #000000;overflow:hidden;padding:0px 3px 0px 3px;vertical-align:bottom;text-align:center;">24</td> </tr> <tr style="height:20px;"> <td data-sheets-value='{"1":2,"2":"PC"}' style="border-left:1px solid #000000;overflow:hidden;padding:0px 3px 0px 3px;vertical-align:bottom;">PC</td> <td style="overflow:hidden;padding:0px 3px 0px 3px;vertical-align:bottom;"></td> <td data-sheets-value='{"1":2,"2":"Opal (D)"}' style="overflow:hidden;padding:0px 3px 0px 3px;vertical-align:bottom;">Opal (D)</td> <td data-sheets-numberformat='{"1":2,"2":"0.00","3":1}' data-sheets-value='{"1":3,"3":1.19}' style="overflow:hidden;padding:0px 3px 0px 3px;vertical-align:bottom;text-align:center;">1.19</td> <td data-sheets-numberformat='{"1":2,"2":"0","3":1}' data-sheets-value='{"1":3,"3":23.779999999999998}' style="overflow:hidden;padding:0px 3px 0px 3px;vertical-align:bottom;text-align:center;">24</td> <td data-sheets-numberformat='{"1":2,"2":"0","3":1}' data-sheets-value='{"1":3,"3":39.6}' style="overflow:hidden;padding:0px 3px 0px 3px;vertical-align:bottom;text-align:center;">40</td> <td data-sheets-value='{"1":3,"3":24}' style="border-right:1px solid #000000;overflow:hidden;padding:0px 3px 0px 3px;vertical-align:bottom;text-align:center;">24</td> </tr> <tr style="height:20px;"> <td style="border-left:1px solid #000000;overflow:hidden;padding:0px 3px 0px 3px;vertical-align:bottom;"></td> <td data-sheets-value='{"1":2,"2":"DW"}' style="overflow:hidden;padding:0px 3px 0px 3px;vertical-align:bottom;">DW</td> <td data-sheets-value='{"1":2,"2":"Clear (A/H)"}' style="overflow:hidden;padding:0px 3px 0px 3px;vertical-align:bottom;">Clear (A/H)</td> <td data-sheets-numberformat='{"1":2,"2":"0.00","3":1}' data-sheets-value='{"1":3,"3":0.98}' style="overflow:hidden;padding:0px 3px 0px 3px;vertical-align:bottom;text-align:center;">0.98</td> <td data-sheets-numberformat='{"1":2,"2":"0","3":1}' data-sheets-value='{"1":3,"3":32.39}' style="overflow:hidden;padding:0px 3px 0px 3px;vertical-align:bottom;text-align:center;">32</td> <td data-sheets-numberformat='{"1":2,"2":"0","3":1}' data-sheets-value='{"1":3,"3":47.52}' style="overflow:hidden;padding:0px 3px 0px 3px;vertical-align:bottom;text-align:center;">48</td> <td data-sheets-value='{"1":3,"3":26}' style="border-right:1px solid #000000;overflow:hidden;padding:0px 3px 0px 3px;vertical-align:bottom;text-align:center;">26</td> </tr> <tr style="height:20px;"> <td style="border-left:1px solid #000000;overflow:hidden;padding:0px 3px 0px 3px;vertical-align:bottom;"></td> <td style="overflow:hidden;padding:0px 3px 0px 3px;vertical-align:bottom;"></td> <td data-sheets-value='{"1":2,"2":"Clear (A/A)"}' style="overflow:hidden;padding:0px 3px 0px 3px;vertical-align:bottom;">Clear (A/A)</td> <td data-sheets-numberformat='{"1":2,"2":"0.00","3":1}' data-sheets-value='{"1":3,"3":0.98}' style="overflow:hidden;padding:0px 3px 0px 3px;vertical-align:bottom;text-align:center;">0.98</td> <td data-sheets-numberformat='{"1":2,"2":"0","3":1}' data-sheets-value='{"1":3,"3":31.569999999999997}' style="overflow:hidden;padding:0px 3px 0px 3px;vertical-align:bottom;text-align:center;">32</td> <td data-sheets-numberformat='{"1":2,"2":"0","3":1}' data-sheets-value='{"1":3,"3":45.54}' style="overflow:hidden;padding:0px 3px 0px 3px;vertical-align:bottom;text-align:center;">46</td> <td data-sheets-value='{"1":3,"3":26}' style="border-right:1px solid #000000;overflow:hidden;padding:0px 3px 0px 3px;vertical-align:bottom;text-align:center;">26</td> </tr> <tr style="height:20px;"> <td style="border-left:1px solid #000000;overflow:hidden;padding:0px 3px 0px 3px;vertical-align:bottom;"></td> <td style="overflow:hidden;padding:0px 3px 0px 3px;vertical-align:bottom;"></td> <td data-sheets-value='{"1":2,"2":"Opal (A/O)"}' style="overflow:hidden;padding:0px 3px 0px 3px;vertical-align:bottom;">Opal (A/O)</td> <td data-sheets-numberformat='{"1":2,"2":"0.00","3":1}' data-sheets-value='{"1":3,"3":0.98}' style="overflow:hidden;padding:0px 3px 0px 3px;vertical-align:bottom;text-align:center;">0.98</td> <td data-sheets-numberformat='{"1":2,"2":"0","3":1}' data-sheets-value='{"1":3,"3":29.93}' style="overflow:hidden;padding:0px 3px 0px 3px;vertical-align:bottom;text-align:center;">30</td> <td data-sheets-numberformat='{"1":2,"2":"0","3":1}' data-sheets-value='{"1":3,"3":41.580000000000005}' style="overflow:hidden;padding:0px 3px 0px 3px;vertical-align:bottom;text-align:center;">42</td> <td data-sheets-value='{"1":3,"3":26}' style="border-right:1px solid #000000;overflow:hidden;padding:0px 3px 0px 3px;vertical-align:bottom;text-align:center;">26</td> </tr> <tr style="height:20px;"> <td style="border-bottom:1px solid #000000;border-left:1px solid #000000;overflow:hidden;padding:0px 3px 0px 3px;vertical-align:bottom;"></td> <td style="border-bottom:1px solid #000000;overflow:hidden;padding:0px 3px 0px 3px;vertical-align:bottom;"></td> <td data-sheets-value='{"1":2,"2":"Opal (A/D)"}' style="border-bottom:1px solid #000000;overflow:hidden;padding:0px 3px 0px 3px;vertical-align:bottom;">Opal (A/D)</td> <td data-sheets-numberformat='{"1":2,"2":"0.00","3":1}' data-sheets-value='{"1":3,"3":0.98}' style="border-bottom:1px solid #000000;overflow:hidden;padding:0px 3px 0px 3px;vertical-align:bottom;text-align:center;">0.98</td> <td data-sheets-numberformat='{"1":2,"2":"0","3":1}' data-sheets-value='{"1":3,"3":20.91}' style="border-bottom:1px solid #000000;overflow:hidden;padding:0px 3px 0px 3px;vertical-align:bottom;text-align:center;">21</td> <td data-sheets-numberformat='{"1":2,"2":"0","3":1}' data-sheets-value='{"1":3,"3":33}' style="border-bottom:1px solid #000000;overflow:hidden;padding:0px 3px 0px 3px;vertical-align:bottom;text-align:center;">33</td> <td data-sheets-value='{"1":3,"3":26}' style="border-right:1px solid #000000;border-bottom:1px solid #000000;overflow:hidden;padding:0px 3px 0px 3px;vertical-align:bottom;text-align:center;">26</td> </tr> <tr style="height:20px;"> <td data-sheets-value='{"1":2,"2":"Polycarbonate"}' style="border-left:1px solid #000000;overflow:hidden;padding:0px 3px 0px 3px;vertical-align:bottom;">Polycarbonate</td> <td data-sheets-value='{"1":2,"2":"EW"}' style="overflow:hidden;padding:0px 3px 0px 3px;vertical-align:bottom;">EW</td> <td data-sheets-value='{"1":2,"2":"Heatstop Opal (T)"}' style="overflow:hidden;padding:0px 3px 0px 3px;vertical-align:bottom;">Heatstop Opal (T)</td> <td data-sheets-numberformat='{"1":2,"2":"0.00","3":1}' data-sheets-value='{"1":3,"3":1.19}' style="overflow:hidden;padding:0px 3px 0px 3px;vertical-align:bottom;text-align:center;">1.19</td> <td data-sheets-numberformat='{"1":2,"2":"0","3":1}' data-sheets-value='{"1":3,"3":20.09}' style="overflow:hidden;padding:0px 3px 0px 3px;vertical-align:bottom;text-align:center;">20</td> <td data-sheets-numberformat='{"1":2,"2":"0","3":1}' data-sheets-value='{"1":3,"3":38.940000000000005}' style="overflow:hidden;padding:0px 3px 0px 3px;vertical-align:bottom;text-align:center;">39</td> <td data-sheets-value='{"1":3,"3":24}' style="border-right:1px solid #000000;overflow:hidden;padding:0px 3px 0px 3px;vertical-align:bottom;text-align:center;">24</td> </tr> <tr style="height:20px;"> <td data-sheets-value='{"1":2,"2":"Heatstop PC"}' style="border-left:1px solid #000000;overflow:hidden;padding:0px 3px 0px 3px;vertical-align:bottom;">Heatstop PC</td> <td data-sheets-value='{"1":2,"2":"DW"}' style="overflow:hidden;padding:0px 3px 0px 3px;vertical-align:bottom;">DW</td> <td data-sheets-value='{"1":2,"2":"Clear (T/H)"}' style="overflow:hidden;padding:0px 3px 0px 3px;vertical-align:bottom;">Clear (T/H)</td> <td data-sheets-numberformat='{"1":2,"2":"0.00","3":1}' data-sheets-value='{"1":3,"3":0.98}' style="overflow:hidden;padding:0px 3px 0px 3px;vertical-align:bottom;text-align:center;">0.98</td> <td data-sheets-numberformat='{"1":2,"2":"0","3":1}' data-sheets-value='{"1":3,"3":18.04}' style="overflow:hidden;padding:0px 3px 0px 3px;vertical-align:bottom;text-align:center;">18</td> <td data-sheets-numberformat='{"1":2,"2":"0","3":1}' data-sheets-value='{"1":3,"3":33.660000000000004}' style="overflow:hidden;padding:0px 3px 0px 3px;vertical-align:bottom;text-align:center;">34</td> <td data-sheets-value='{"1":3,"3":26}' style="border-right:1px solid #000000;overflow:hidden;padding:0px 3px 0px 3px;vertical-align:bottom;text-align:center;">26</td> </tr> <tr style="height:20px;"> <td style="border-bottom:1px solid #000000;border-left:1px solid #000000;overflow:hidden;padding:0px 3px 0px 3px;vertical-align:bottom;"></td> <td style="border-bottom:1px solid #000000;overflow:hidden;padding:0px 3px 0px 3px;vertical-align:bottom;"></td> <td data-sheets-value='{"1":2,"2":"Opal (T/O)"}' style="border-bottom:1px solid #000000;overflow:hidden;padding:0px 3px 0px 3px;vertical-align:bottom;">Opal (T/O)</td> <td data-sheets-numberformat='{"1":2,"2":"0.00","3":1}' data-sheets-value='{"1":3,"3":0.98}' style="border-bottom:1px solid #000000;overflow:hidden;padding:0px 3px 0px 3px;vertical-align:bottom;text-align:center;">0.98</td> <td data-sheets-numberformat='{"1":2,"2":"0","3":1}' data-sheets-value='{"1":3,"3":16.81}' style="border-bottom:1px solid #000000;overflow:hidden;padding:0px 3px 0px 3px;vertical-align:bottom;text-align:center;">17</td> <td data-sheets-numberformat='{"1":2,"2":"0","3":1}' data-sheets-value='{"1":3,"3":29.700000000000003}' style="border-bottom:1px solid #000000;overflow:hidden;padding:0px 3px 0px 3px;vertical-align:bottom;text-align:center;">30</td> <td data-sheets-value='{"1":3,"3":26}' style="border-right:1px solid #000000;border-bottom:1px solid #000000;overflow:hidden;padding:0px 3px 0px 3px;vertical-align:bottom;text-align:center;">26</td> </tr> </tbody></table> | skylux-160-ce-met-koepel-en-metaalopstand-met-lm-motor-en-pvc-raam-type-ep25-1000-x-2200-mm | 8585994076493 | 46872271094093
Smoke and heat exhaust (SHEV) | SHE system | Skylux | Skylux 160° CE with skylight and metal curb with LM-actuator and PVC frame type EP25 1000 x 2300 mm |  | 50887 | 5412970508878 | 5340.95 | Yes | 30-45 | 115.98 | 1000 x 2300 mm | 2300 | 1000 |  | metal curb M30 (30 cm high) | Rectangular | 1.19 W/m²K - 0.98 W/m²K | 57% - 30% | 37% - 17% | 24dB - 26dB | 160° CE (for industry) | PVC frame EP25 | without spoiler | E | Single actuator | Maximum double-walled skylight possible for this product | Ut-value LT-value g-value Rw-value EN 1873 : 2014 EN ISO 13468 EN 16153 EN 410 EN 410 EN ISO 140-3 Material Walls Shells (W/m²K) (%) (%) (dB) Acrylic EW Clear (H) 1.19 37 57 24 PMMA Opal (O) 1.19 34 50 24 DW Clear (H/H) 0.98 33 50 26 Opal (O/O) 0.98 28 38 26 Polycarbonate EW Clear (A) 1.19 36 55 24 PC Opal (D) 1.19 24 40 24 DW Clear (A/H) 0.98 32 48 26 Clear (A/A) 0.98 32 46 26 Opal (A/O) 0.98 30 42 26 Opal (A/D) 0.98 21 33 26 Polycarbonate EW Heatstop Opal (T) 1.19 20 39 24 Heatstop PC DW Clear (T/H) 0.98 18 34 26 Opal (T/O) 0.98 17 30 26 | https://skylux.eu/en/products/skylux-160-ce-met-koepel-en-metaalopstand-met-lm-motor-en-pvc-raam-type-ep25-1000-x-2300-mm | https://skylux.eu/cdn/shop/files/Skylux-160deg-CE-met-koepel-en-metaalopstand-met-LM-motor-en-pvc-raam-type-EP25-1000-x-2300-mm-RWA-systeem.jpg?v=1702976839&width=1600 | https://skylux.eu/cdn/shop/files/e5a82811-1bb0-48e4-a776-cacb59c7c092_d1f608aa-2df1-4884-bc5c-66ac724d0b0e.jpg?v=1688550225&width=1600 | //skylux.eu/cdn/shop/files/E_MH_Mounting_instructions_Skylux_160_CE_LM.pdf?v=12406716259046007223 | //skylux.eu/cdn/shop/files/E_TD_Technical_File_Skylux_Skylux_160_CE_Electric.pdf?v=3667116872303399239 | <style type="text/css" id="isPasted"><!--td {border: 1px solid #cccccc;}br {mso-data-placement:same-cell;}--></style><table border="1" cellpadding="0" cellspacing="0" dir="ltr" style="table-layout:fixed;font-size:10pt;font-family:Arial;border-collapse:collapse;border:none;"><tbody> <tr style="height:20px;"> <td style="overflow:hidden;padding:0px 3px 0px 3px;vertical-align:bottom;"></td> <td style="overflow:hidden;padding:0px 3px 0px 3px;vertical-align:bottom;"></td> <td style="overflow:hidden;padding:0px 3px 0px 3px;vertical-align:bottom;"></td> <td data-sheets-value='{"1":2,"2":"Ut-value"}' style="overflow:hidden;padding:0px 3px 0px 3px;vertical-align:bottom;font-weight:bold;text-align:center;">Ut-value</td> <td data-sheets-value='{"1":2,"2":"LT-value"}' style="overflow:hidden;padding:0px 3px 0px 3px;vertical-align:bottom;font-weight:bold;text-align:center;">LT-value</td> <td data-sheets-value='{"1":2,"2":"g-value"}' style="overflow:hidden;padding:0px 3px 0px 3px;vertical-align:bottom;font-weight:bold;text-align:center;">g-value</td> <td data-sheets-value='{"1":2,"2":"Rw-value "}' style="overflow:hidden;padding:0px 3px 0px 3px;vertical-align:bottom;font-weight:bold;text-align:center;">Rw-value </td> </tr> <tr style="height:20px;"> <td style="overflow:hidden;padding:0px 3px 0px 3px;vertical-align:bottom;"></td> <td style="overflow:hidden;padding:0px 3px 0px 3px;vertical-align:bottom;"></td> <td style="overflow:hidden;padding:0px 3px 0px 3px;vertical-align:bottom;"></td> <td data-sheets-numberformat='{"1":2,"2":"0.00","3":1}' data-sheets-value='{"1":2,"2":"EN 1873 : 2014"}' style="overflow:hidden;padding:0px 3px 0px 3px;vertical-align:bottom;text-align:center;">EN 1873 : 2014</td> <td data-sheets-numberformat='{"1":2,"2":"0","3":1}' data-sheets-value='{"1":2,"2":"EN ISO 13468 EN 16153 EN 410"}' style="overflow:hidden;padding:0px 3px 0px 3px;vertical-align:bottom;text-align:center;">EN ISO 13468 EN 16153 EN 410</td> <td data-sheets-numberformat='{"1":2,"2":"0","3":1}' data-sheets-value='{"1":2,"2":"EN 410"}' style="overflow:hidden;padding:0px 3px 0px 3px;vertical-align:bottom;text-align:center;">EN 410</td> <td data-sheets-value='{"1":2,"2":"EN ISO 140-3\t\t"}' style="overflow:hidden;padding:0px 3px 0px 3px;vertical-align:bottom;text-align:center;">EN ISO 140-3 </td> </tr> <tr style="height:20px;"> <td data-sheets-value='{"1":2,"2":"Material"}' style="border-bottom:1px solid #000000;overflow:hidden;padding:0px 3px 0px 3px;vertical-align:bottom;background-color:#000000;font-weight:bold;color:#ffffff;">Material</td> <td data-sheets-value='{"1":2,"2":"Walls"}' style="border-bottom:1px solid #000000;overflow:hidden;padding:0px 3px 0px 3px;vertical-align:bottom;background-color:#000000;font-weight:bold;color:#ffffff;">Walls</td> <td data-sheets-value='{"1":2,"2":"Shells"}' style="border-bottom:1px solid #000000;overflow:hidden;padding:0px 3px 0px 3px;vertical-align:bottom;background-color:#000000;font-weight:bold;color:#ffffff;">Shells</td> <td data-sheets-numberformat='{"1":2,"2":"0.00","3":1}' data-sheets-value='{"1":2,"2":"(W/m²K)\t"}' style="border-bottom:1px solid #000000;overflow:hidden;padding:0px 3px 0px 3px;vertical-align:bottom;background-color:#000000;font-weight:bold;color:#ffffff;text-align:center;">(W/m²K) </td> <td data-sheets-numberformat='{"1":2,"2":"0","3":1}' data-sheets-value='{"1":2,"2":"(%)"}' style="border-bottom:1px solid #000000;overflow:hidden;padding:0px 3px 0px 3px;vertical-align:bottom;background-color:#000000;font-weight:bold;color:#ffffff;text-align:center;">(%)</td> <td data-sheets-numberformat='{"1":2,"2":"0","3":1}' data-sheets-value='{"1":2,"2":"(%)"}' style="border-bottom:1px solid #000000;overflow:hidden;padding:0px 3px 0px 3px;vertical-align:bottom;background-color:#000000;font-weight:bold;color:#ffffff;text-align:center;">(%)</td> <td data-sheets-value='{"1":2,"2":"(dB)"}' style="border-bottom:1px solid #000000;overflow:hidden;padding:0px 3px 0px 3px;vertical-align:bottom;background-color:#000000;font-weight:bold;color:#ffffff;text-align:center;">(dB)</td> </tr> <tr style="height:20px;"> <td data-sheets-value='{"1":2,"2":"Acrylic"}' style="border-left:1px solid #000000;overflow:hidden;padding:0px 3px 0px 3px;vertical-align:bottom;">Acrylic</td> <td data-sheets-value='{"1":2,"2":"EW"}' style="overflow:hidden;padding:0px 3px 0px 3px;vertical-align:bottom;">EW</td> <td data-sheets-value='{"1":2,"2":"Clear (H)"}' style="overflow:hidden;padding:0px 3px 0px 3px;vertical-align:bottom;">Clear (H)</td> <td data-sheets-numberformat='{"1":2,"2":"0.00","3":1}' data-sheets-value='{"1":3,"3":1.19}' style="overflow:hidden;padding:0px 3px 0px 3px;vertical-align:bottom;text-align:center;">1.19</td> <td data-sheets-numberformat='{"1":2,"2":"0","3":1}' data-sheets-value='{"1":3,"3":36.9}' style="overflow:hidden;padding:0px 3px 0px 3px;vertical-align:bottom;text-align:center;">37</td> <td data-sheets-numberformat='{"1":2,"2":"0","3":1}' data-sheets-value='{"1":3,"3":57.42}' style="overflow:hidden;padding:0px 3px 0px 3px;vertical-align:bottom;text-align:center;">57</td> <td data-sheets-value='{"1":3,"3":24}' style="border-right:1px solid #000000;overflow:hidden;padding:0px 3px 0px 3px;vertical-align:bottom;text-align:center;">24</td> </tr> <tr style="height:20px;"> <td data-sheets-value='{"1":2,"2":"PMMA"}' style="border-left:1px solid #000000;overflow:hidden;padding:0px 3px 0px 3px;vertical-align:bottom;">PMMA</td> <td style="overflow:hidden;padding:0px 3px 0px 3px;vertical-align:bottom;"></td> <td data-sheets-value='{"1":2,"2":"Opal (O)"}' style="overflow:hidden;padding:0px 3px 0px 3px;vertical-align:bottom;">Opal (O)</td> <td data-sheets-numberformat='{"1":2,"2":"0.00","3":1}' data-sheets-value='{"1":3,"3":1.19}' style="overflow:hidden;padding:0px 3px 0px 3px;vertical-align:bottom;text-align:center;">1.19</td> <td data-sheets-numberformat='{"1":2,"2":"0","3":1}' data-sheets-value='{"1":3,"3":34.03}' style="overflow:hidden;padding:0px 3px 0px 3px;vertical-align:bottom;text-align:center;">34</td> <td data-sheets-numberformat='{"1":2,"2":"0","3":1}' data-sheets-value='{"1":3,"3":50.160000000000004}' style="overflow:hidden;padding:0px 3px 0px 3px;vertical-align:bottom;text-align:center;">50</td> <td data-sheets-value='{"1":3,"3":24}' style="border-right:1px solid #000000;overflow:hidden;padding:0px 3px 0px 3px;vertical-align:bottom;text-align:center;">24</td> </tr> <tr style="height:20px;"> <td style="border-left:1px solid #000000;overflow:hidden;padding:0px 3px 0px 3px;vertical-align:bottom;"></td> <td data-sheets-value='{"1":2,"2":"DW"}' style="overflow:hidden;padding:0px 3px 0px 3px;vertical-align:bottom;">DW</td> <td data-sheets-value='{"1":2,"2":"Clear (H/H)"}' style="overflow:hidden;padding:0px 3px 0px 3px;vertical-align:bottom;">Clear (H/H)</td> <td data-sheets-numberformat='{"1":2,"2":"0.00","3":1}' data-sheets-value='{"1":3,"3":0.98}' style="overflow:hidden;padding:0px 3px 0px 3px;vertical-align:bottom;text-align:center;">0.98</td> <td data-sheets-numberformat='{"1":2,"2":"0","3":1}' data-sheets-value='{"1":3,"3":33.21}' style="overflow:hidden;padding:0px 3px 0px 3px;vertical-align:bottom;text-align:center;">33</td> <td data-sheets-numberformat='{"1":2,"2":"0","3":1}' data-sheets-value='{"1":3,"3":49.5}' style="overflow:hidden;padding:0px 3px 0px 3px;vertical-align:bottom;text-align:center;">50</td> <td data-sheets-value='{"1":3,"3":26}' style="border-right:1px solid #000000;overflow:hidden;padding:0px 3px 0px 3px;vertical-align:bottom;text-align:center;">26</td> </tr> <tr style="height:20px;"> <td style="border-bottom:1px solid #000000;border-left:1px solid #000000;overflow:hidden;padding:0px 3px 0px 3px;vertical-align:bottom;"></td> <td style="border-bottom:1px solid #000000;overflow:hidden;padding:0px 3px 0px 3px;vertical-align:bottom;"></td> <td data-sheets-value='{"1":2,"2":"Opal (O/O)"}' style="border-bottom:1px solid #000000;overflow:hidden;padding:0px 3px 0px 3px;vertical-align:bottom;">Opal (O/O)</td> <td data-sheets-numberformat='{"1":2,"2":"0.00","3":1}' data-sheets-value='{"1":3,"3":0.98}' style="border-bottom:1px solid #000000;overflow:hidden;padding:0px 3px 0px 3px;vertical-align:bottom;text-align:center;">0.98</td> <td data-sheets-numberformat='{"1":2,"2":"0","3":1}' data-sheets-value='{"1":3,"3":28.29}' style="border-bottom:1px solid #000000;overflow:hidden;padding:0px 3px 0px 3px;vertical-align:bottom;text-align:center;">28</td> <td data-sheets-numberformat='{"1":2,"2":"0","3":1}' data-sheets-value='{"1":3,"3":38.28}' style="border-bottom:1px solid #000000;overflow:hidden;padding:0px 3px 0px 3px;vertical-align:bottom;text-align:center;">38</td> <td data-sheets-value='{"1":3,"3":26}' style="border-right:1px solid #000000;border-bottom:1px solid #000000;overflow:hidden;padding:0px 3px 0px 3px;vertical-align:bottom;text-align:center;">26</td> </tr> <tr style="height:20px;"> <td data-sheets-value='{"1":2,"2":"Polycarbonate "}' style="border-left:1px solid #000000;overflow:hidden;padding:0px 3px 0px 3px;vertical-align:bottom;">Polycarbonate </td> <td data-sheets-value='{"1":2,"2":"EW"}' style="overflow:hidden;padding:0px 3px 0px 3px;vertical-align:bottom;">EW</td> <td data-sheets-value='{"1":2,"2":"Clear (A)"}' style="overflow:hidden;padding:0px 3px 0px 3px;vertical-align:bottom;">Clear (A)</td> <td data-sheets-numberformat='{"1":2,"2":"0.00","3":1}' data-sheets-value='{"1":3,"3":1.19}' style="overflow:hidden;padding:0px 3px 0px 3px;vertical-align:bottom;text-align:center;">1.19</td> <td data-sheets-numberformat='{"1":2,"2":"0","3":1}' data-sheets-value='{"1":3,"3":36.08}' style="overflow:hidden;padding:0px 3px 0px 3px;vertical-align:bottom;text-align:center;">36</td> <td data-sheets-numberformat='{"1":2,"2":"0","3":1}' data-sheets-value='{"1":3,"3":54.78}' style="overflow:hidden;padding:0px 3px 0px 3px;vertical-align:bottom;text-align:center;">55</td> <td data-sheets-value='{"1":3,"3":24}' style="border-right:1px solid #000000;overflow:hidden;padding:0px 3px 0px 3px;vertical-align:bottom;text-align:center;">24</td> </tr> <tr style="height:20px;"> <td data-sheets-value='{"1":2,"2":"PC"}' style="border-left:1px solid #000000;overflow:hidden;padding:0px 3px 0px 3px;vertical-align:bottom;">PC</td> <td style="overflow:hidden;padding:0px 3px 0px 3px;vertical-align:bottom;"></td> <td data-sheets-value='{"1":2,"2":"Opal (D)"}' style="overflow:hidden;padding:0px 3px 0px 3px;vertical-align:bottom;">Opal (D)</td> <td data-sheets-numberformat='{"1":2,"2":"0.00","3":1}' data-sheets-value='{"1":3,"3":1.19}' style="overflow:hidden;padding:0px 3px 0px 3px;vertical-align:bottom;text-align:center;">1.19</td> <td data-sheets-numberformat='{"1":2,"2":"0","3":1}' data-sheets-value='{"1":3,"3":23.779999999999998}' style="overflow:hidden;padding:0px 3px 0px 3px;vertical-align:bottom;text-align:center;">24</td> <td data-sheets-numberformat='{"1":2,"2":"0","3":1}' data-sheets-value='{"1":3,"3":39.6}' style="overflow:hidden;padding:0px 3px 0px 3px;vertical-align:bottom;text-align:center;">40</td> <td data-sheets-value='{"1":3,"3":24}' style="border-right:1px solid #000000;overflow:hidden;padding:0px 3px 0px 3px;vertical-align:bottom;text-align:center;">24</td> </tr> <tr style="height:20px;"> <td style="border-left:1px solid #000000;overflow:hidden;padding:0px 3px 0px 3px;vertical-align:bottom;"></td> <td data-sheets-value='{"1":2,"2":"DW"}' style="overflow:hidden;padding:0px 3px 0px 3px;vertical-align:bottom;">DW</td> <td data-sheets-value='{"1":2,"2":"Clear (A/H)"}' style="overflow:hidden;padding:0px 3px 0px 3px;vertical-align:bottom;">Clear (A/H)</td> <td data-sheets-numberformat='{"1":2,"2":"0.00","3":1}' data-sheets-value='{"1":3,"3":0.98}' style="overflow:hidden;padding:0px 3px 0px 3px;vertical-align:bottom;text-align:center;">0.98</td> <td data-sheets-numberformat='{"1":2,"2":"0","3":1}' data-sheets-value='{"1":3,"3":32.39}' style="overflow:hidden;padding:0px 3px 0px 3px;vertical-align:bottom;text-align:center;">32</td> <td data-sheets-numberformat='{"1":2,"2":"0","3":1}' data-sheets-value='{"1":3,"3":47.52}' style="overflow:hidden;padding:0px 3px 0px 3px;vertical-align:bottom;text-align:center;">48</td> <td data-sheets-value='{"1":3,"3":26}' style="border-right:1px solid #000000;overflow:hidden;padding:0px 3px 0px 3px;vertical-align:bottom;text-align:center;">26</td> </tr> <tr style="height:20px;"> <td style="border-left:1px solid #000000;overflow:hidden;padding:0px 3px 0px 3px;vertical-align:bottom;"></td> <td style="overflow:hidden;padding:0px 3px 0px 3px;vertical-align:bottom;"></td> <td data-sheets-value='{"1":2,"2":"Clear (A/A)"}' style="overflow:hidden;padding:0px 3px 0px 3px;vertical-align:bottom;">Clear (A/A)</td> <td data-sheets-numberformat='{"1":2,"2":"0.00","3":1}' data-sheets-value='{"1":3,"3":0.98}' style="overflow:hidden;padding:0px 3px 0px 3px;vertical-align:bottom;text-align:center;">0.98</td> <td data-sheets-numberformat='{"1":2,"2":"0","3":1}' data-sheets-value='{"1":3,"3":31.569999999999997}' style="overflow:hidden;padding:0px 3px 0px 3px;vertical-align:bottom;text-align:center;">32</td> <td data-sheets-numberformat='{"1":2,"2":"0","3":1}' data-sheets-value='{"1":3,"3":45.54}' style="overflow:hidden;padding:0px 3px 0px 3px;vertical-align:bottom;text-align:center;">46</td> <td data-sheets-value='{"1":3,"3":26}' style="border-right:1px solid #000000;overflow:hidden;padding:0px 3px 0px 3px;vertical-align:bottom;text-align:center;">26</td> </tr> <tr style="height:20px;"> <td style="border-left:1px solid #000000;overflow:hidden;padding:0px 3px 0px 3px;vertical-align:bottom;"></td> <td style="overflow:hidden;padding:0px 3px 0px 3px;vertical-align:bottom;"></td> <td data-sheets-value='{"1":2,"2":"Opal (A/O)"}' style="overflow:hidden;padding:0px 3px 0px 3px;vertical-align:bottom;">Opal (A/O)</td> <td data-sheets-numberformat='{"1":2,"2":"0.00","3":1}' data-sheets-value='{"1":3,"3":0.98}' style="overflow:hidden;padding:0px 3px 0px 3px;vertical-align:bottom;text-align:center;">0.98</td> <td data-sheets-numberformat='{"1":2,"2":"0","3":1}' data-sheets-value='{"1":3,"3":29.93}' style="overflow:hidden;padding:0px 3px 0px 3px;vertical-align:bottom;text-align:center;">30</td> <td data-sheets-numberformat='{"1":2,"2":"0","3":1}' data-sheets-value='{"1":3,"3":41.580000000000005}' style="overflow:hidden;padding:0px 3px 0px 3px;vertical-align:bottom;text-align:center;">42</td> <td data-sheets-value='{"1":3,"3":26}' style="border-right:1px solid #000000;overflow:hidden;padding:0px 3px 0px 3px;vertical-align:bottom;text-align:center;">26</td> </tr> <tr style="height:20px;"> <td style="border-bottom:1px solid #000000;border-left:1px solid #000000;overflow:hidden;padding:0px 3px 0px 3px;vertical-align:bottom;"></td> <td style="border-bottom:1px solid #000000;overflow:hidden;padding:0px 3px 0px 3px;vertical-align:bottom;"></td> <td data-sheets-value='{"1":2,"2":"Opal (A/D)"}' style="border-bottom:1px solid #000000;overflow:hidden;padding:0px 3px 0px 3px;vertical-align:bottom;">Opal (A/D)</td> <td data-sheets-numberformat='{"1":2,"2":"0.00","3":1}' data-sheets-value='{"1":3,"3":0.98}' style="border-bottom:1px solid #000000;overflow:hidden;padding:0px 3px 0px 3px;vertical-align:bottom;text-align:center;">0.98</td> <td data-sheets-numberformat='{"1":2,"2":"0","3":1}' data-sheets-value='{"1":3,"3":20.91}' style="border-bottom:1px solid #000000;overflow:hidden;padding:0px 3px 0px 3px;vertical-align:bottom;text-align:center;">21</td> <td data-sheets-numberformat='{"1":2,"2":"0","3":1}' data-sheets-value='{"1":3,"3":33}' style="border-bottom:1px solid #000000;overflow:hidden;padding:0px 3px 0px 3px;vertical-align:bottom;text-align:center;">33</td> <td data-sheets-value='{"1":3,"3":26}' style="border-right:1px solid #000000;border-bottom:1px solid #000000;overflow:hidden;padding:0px 3px 0px 3px;vertical-align:bottom;text-align:center;">26</td> </tr> <tr style="height:20px;"> <td data-sheets-value='{"1":2,"2":"Polycarbonate"}' style="border-left:1px solid #000000;overflow:hidden;padding:0px 3px 0px 3px;vertical-align:bottom;">Polycarbonate</td> <td data-sheets-value='{"1":2,"2":"EW"}' style="overflow:hidden;padding:0px 3px 0px 3px;vertical-align:bottom;">EW</td> <td data-sheets-value='{"1":2,"2":"Heatstop Opal (T)"}' style="overflow:hidden;padding:0px 3px 0px 3px;vertical-align:bottom;">Heatstop Opal (T)</td> <td data-sheets-numberformat='{"1":2,"2":"0.00","3":1}' data-sheets-value='{"1":3,"3":1.19}' style="overflow:hidden;padding:0px 3px 0px 3px;vertical-align:bottom;text-align:center;">1.19</td> <td data-sheets-numberformat='{"1":2,"2":"0","3":1}' data-sheets-value='{"1":3,"3":20.09}' style="overflow:hidden;padding:0px 3px 0px 3px;vertical-align:bottom;text-align:center;">20</td> <td data-sheets-numberformat='{"1":2,"2":"0","3":1}' data-sheets-value='{"1":3,"3":38.940000000000005}' style="overflow:hidden;padding:0px 3px 0px 3px;vertical-align:bottom;text-align:center;">39</td> <td data-sheets-value='{"1":3,"3":24}' style="border-right:1px solid #000000;overflow:hidden;padding:0px 3px 0px 3px;vertical-align:bottom;text-align:center;">24</td> </tr> <tr style="height:20px;"> <td data-sheets-value='{"1":2,"2":"Heatstop PC"}' style="border-left:1px solid #000000;overflow:hidden;padding:0px 3px 0px 3px;vertical-align:bottom;">Heatstop PC</td> <td data-sheets-value='{"1":2,"2":"DW"}' style="overflow:hidden;padding:0px 3px 0px 3px;vertical-align:bottom;">DW</td> <td data-sheets-value='{"1":2,"2":"Clear (T/H)"}' style="overflow:hidden;padding:0px 3px 0px 3px;vertical-align:bottom;">Clear (T/H)</td> <td data-sheets-numberformat='{"1":2,"2":"0.00","3":1}' data-sheets-value='{"1":3,"3":0.98}' style="overflow:hidden;padding:0px 3px 0px 3px;vertical-align:bottom;text-align:center;">0.98</td> <td data-sheets-numberformat='{"1":2,"2":"0","3":1}' data-sheets-value='{"1":3,"3":18.04}' style="overflow:hidden;padding:0px 3px 0px 3px;vertical-align:bottom;text-align:center;">18</td> <td data-sheets-numberformat='{"1":2,"2":"0","3":1}' data-sheets-value='{"1":3,"3":33.660000000000004}' style="overflow:hidden;padding:0px 3px 0px 3px;vertical-align:bottom;text-align:center;">34</td> <td data-sheets-value='{"1":3,"3":26}' style="border-right:1px solid #000000;overflow:hidden;padding:0px 3px 0px 3px;vertical-align:bottom;text-align:center;">26</td> </tr> <tr style="height:20px;"> <td style="border-bottom:1px solid #000000;border-left:1px solid #000000;overflow:hidden;padding:0px 3px 0px 3px;vertical-align:bottom;"></td> <td style="border-bottom:1px solid #000000;overflow:hidden;padding:0px 3px 0px 3px;vertical-align:bottom;"></td> <td data-sheets-value='{"1":2,"2":"Opal (T/O)"}' style="border-bottom:1px solid #000000;overflow:hidden;padding:0px 3px 0px 3px;vertical-align:bottom;">Opal (T/O)</td> <td data-sheets-numberformat='{"1":2,"2":"0.00","3":1}' data-sheets-value='{"1":3,"3":0.98}' style="border-bottom:1px solid #000000;overflow:hidden;padding:0px 3px 0px 3px;vertical-align:bottom;text-align:center;">0.98</td> <td data-sheets-numberformat='{"1":2,"2":"0","3":1}' data-sheets-value='{"1":3,"3":16.81}' style="border-bottom:1px solid #000000;overflow:hidden;padding:0px 3px 0px 3px;vertical-align:bottom;text-align:center;">17</td> <td data-sheets-numberformat='{"1":2,"2":"0","3":1}' data-sheets-value='{"1":3,"3":29.700000000000003}' style="border-bottom:1px solid #000000;overflow:hidden;padding:0px 3px 0px 3px;vertical-align:bottom;text-align:center;">30</td> <td data-sheets-value='{"1":3,"3":26}' style="border-right:1px solid #000000;border-bottom:1px solid #000000;overflow:hidden;padding:0px 3px 0px 3px;vertical-align:bottom;text-align:center;">26</td> </tr> </tbody></table> | skylux-160-ce-met-koepel-en-metaalopstand-met-lm-motor-en-pvc-raam-type-ep25-1000-x-2300-mm | 8585994174797 | 46872271225165
Smoke and heat exhaust (SHEV) | SHE system | Skylux | Skylux 160° CE with skylight and metal curb with LM-actuator and PVC frame type EP25 1050 x 1050 mm |  | 50890 | 5412970508908 | 4089.8 | Yes | 30-45 | 77.01 | 1050 x 1050 mm | 1050 | 1050 |  | metal curb M30 (30 cm high) | Square | 1.19 W/m²K - 0.98 W/m²K | 57% - 30% | 37% - 17% | 24dB - 26dB | 160° CE (for industry) | PVC frame EP25 | without spoiler | E | Single actuator | Maximum double-walled skylight possible for this product | Ut-value LT-value g-value Rw-value EN 1873 : 2014 EN ISO 13468 EN 16153 EN 410 EN 410 EN ISO 140-3 Material Walls Shells (W/m²K) (%) (%) (dB) Acrylic EW Clear (H) 1.19 37 57 24 PMMA Opal (O) 1.19 34 50 24 DW Clear (H/H) 0.98 33 50 26 Opal (O/O) 0.98 28 38 26 Polycarbonate EW Clear (A) 1.19 36 55 24 PC Opal (D) 1.19 24 40 24 DW Clear (A/H) 0.98 32 48 26 Clear (A/A) 0.98 32 46 26 Opal (A/O) 0.98 30 42 26 Opal (A/D) 0.98 21 33 26 Polycarbonate EW Heatstop Opal (T) 1.19 20 39 24 Heatstop PC DW Clear (T/H) 0.98 18 34 26 Opal (T/O) 0.98 17 30 26 | https://skylux.eu/en/products/skylux-160-ce-met-koepel-en-metaalopstand-met-lm-motor-en-pvc-raam-type-ep25-1050-x-1050-mm | https://skylux.eu/cdn/shop/files/Skylux-160deg-CE-met-koepel-en-metaalopstand-met-LM-motor-en-pvc-raam-type-EP25-1050-x-1050-mm-RWA-systeem.jpg?v=1702976854&width=1600 | https://skylux.eu/cdn/shop/files/e5a82811-1bb0-48e4-a776-cacb59c7c092_3a9e232a-7438-4ff8-8271-23ea2c89f9a8.jpg?v=1688550230&width=1600 | //skylux.eu/cdn/shop/files/E_MH_Mounting_instructions_Skylux_160_CE_LM.pdf?v=12406716259046007223 | //skylux.eu/cdn/shop/files/E_TD_Technical_File_Skylux_Skylux_160_CE_Electric.pdf?v=3667116872303399239 | <style type="text/css" id="isPasted"><!--td {border: 1px solid #cccccc;}br {mso-data-placement:same-cell;}--></style><table border="1" cellpadding="0" cellspacing="0" dir="ltr" style="table-layout:fixed;font-size:10pt;font-family:Arial;border-collapse:collapse;border:none;"><tbody> <tr style="height:20px;"> <td style="overflow:hidden;padding:0px 3px 0px 3px;vertical-align:bottom;"></td> <td style="overflow:hidden;padding:0px 3px 0px 3px;vertical-align:bottom;"></td> <td style="overflow:hidden;padding:0px 3px 0px 3px;vertical-align:bottom;"></td> <td data-sheets-value='{"1":2,"2":"Ut-value"}' style="overflow:hidden;padding:0px 3px 0px 3px;vertical-align:bottom;font-weight:bold;text-align:center;">Ut-value</td> <td data-sheets-value='{"1":2,"2":"LT-value"}' style="overflow:hidden;padding:0px 3px 0px 3px;vertical-align:bottom;font-weight:bold;text-align:center;">LT-value</td> <td data-sheets-value='{"1":2,"2":"g-value"}' style="overflow:hidden;padding:0px 3px 0px 3px;vertical-align:bottom;font-weight:bold;text-align:center;">g-value</td> <td data-sheets-value='{"1":2,"2":"Rw-value "}' style="overflow:hidden;padding:0px 3px 0px 3px;vertical-align:bottom;font-weight:bold;text-align:center;">Rw-value </td> </tr> <tr style="height:20px;"> <td style="overflow:hidden;padding:0px 3px 0px 3px;vertical-align:bottom;"></td> <td style="overflow:hidden;padding:0px 3px 0px 3px;vertical-align:bottom;"></td> <td style="overflow:hidden;padding:0px 3px 0px 3px;vertical-align:bottom;"></td> <td data-sheets-numberformat='{"1":2,"2":"0.00","3":1}' data-sheets-value='{"1":2,"2":"EN 1873 : 2014"}' style="overflow:hidden;padding:0px 3px 0px 3px;vertical-align:bottom;text-align:center;">EN 1873 : 2014</td> <td data-sheets-numberformat='{"1":2,"2":"0","3":1}' data-sheets-value='{"1":2,"2":"EN ISO 13468 EN 16153 EN 410"}' style="overflow:hidden;padding:0px 3px 0px 3px;vertical-align:bottom;text-align:center;">EN ISO 13468 EN 16153 EN 410</td> <td data-sheets-numberformat='{"1":2,"2":"0","3":1}' data-sheets-value='{"1":2,"2":"EN 410"}' style="overflow:hidden;padding:0px 3px 0px 3px;vertical-align:bottom;text-align:center;">EN 410</td> <td data-sheets-value='{"1":2,"2":"EN ISO 140-3\t\t"}' style="overflow:hidden;padding:0px 3px 0px 3px;vertical-align:bottom;text-align:center;">EN ISO 140-3 </td> </tr> <tr style="height:20px;"> <td data-sheets-value='{"1":2,"2":"Material"}' style="border-bottom:1px solid #000000;overflow:hidden;padding:0px 3px 0px 3px;vertical-align:bottom;background-color:#000000;font-weight:bold;color:#ffffff;">Material</td> <td data-sheets-value='{"1":2,"2":"Walls"}' style="border-bottom:1px solid #000000;overflow:hidden;padding:0px 3px 0px 3px;vertical-align:bottom;background-color:#000000;font-weight:bold;color:#ffffff;">Walls</td> <td data-sheets-value='{"1":2,"2":"Shells"}' style="border-bottom:1px solid #000000;overflow:hidden;padding:0px 3px 0px 3px;vertical-align:bottom;background-color:#000000;font-weight:bold;color:#ffffff;">Shells</td> <td data-sheets-numberformat='{"1":2,"2":"0.00","3":1}' data-sheets-value='{"1":2,"2":"(W/m²K)\t"}' style="border-bottom:1px solid #000000;overflow:hidden;padding:0px 3px 0px 3px;vertical-align:bottom;background-color:#000000;font-weight:bold;color:#ffffff;text-align:center;">(W/m²K) </td> <td data-sheets-numberformat='{"1":2,"2":"0","3":1}' data-sheets-value='{"1":2,"2":"(%)"}' style="border-bottom:1px solid #000000;overflow:hidden;padding:0px 3px 0px 3px;vertical-align:bottom;background-color:#000000;font-weight:bold;color:#ffffff;text-align:center;">(%)</td> <td data-sheets-numberformat='{"1":2,"2":"0","3":1}' data-sheets-value='{"1":2,"2":"(%)"}' style="border-bottom:1px solid #000000;overflow:hidden;padding:0px 3px 0px 3px;vertical-align:bottom;background-color:#000000;font-weight:bold;color:#ffffff;text-align:center;">(%)</td> <td data-sheets-value='{"1":2,"2":"(dB)"}' style="border-bottom:1px solid #000000;overflow:hidden;padding:0px 3px 0px 3px;vertical-align:bottom;background-color:#000000;font-weight:bold;color:#ffffff;text-align:center;">(dB)</td> </tr> <tr style="height:20px;"> <td data-sheets-value='{"1":2,"2":"Acrylic"}' style="border-left:1px solid #000000;overflow:hidden;padding:0px 3px 0px 3px;vertical-align:bottom;">Acrylic</td> <td data-sheets-value='{"1":2,"2":"EW"}' style="overflow:hidden;padding:0px 3px 0px 3px;vertical-align:bottom;">EW</td> <td data-sheets-value='{"1":2,"2":"Clear (H)"}' style="overflow:hidden;padding:0px 3px 0px 3px;vertical-align:bottom;">Clear (H)</td> <td data-sheets-numberformat='{"1":2,"2":"0.00","3":1}' data-sheets-value='{"1":3,"3":1.19}' style="overflow:hidden;padding:0px 3px 0px 3px;vertical-align:bottom;text-align:center;">1.19</td> <td data-sheets-numberformat='{"1":2,"2":"0","3":1}' data-sheets-value='{"1":3,"3":36.9}' style="overflow:hidden;padding:0px 3px 0px 3px;vertical-align:bottom;text-align:center;">37</td> <td data-sheets-numberformat='{"1":2,"2":"0","3":1}' data-sheets-value='{"1":3,"3":57.42}' style="overflow:hidden;padding:0px 3px 0px 3px;vertical-align:bottom;text-align:center;">57</td> <td data-sheets-value='{"1":3,"3":24}' style="border-right:1px solid #000000;overflow:hidden;padding:0px 3px 0px 3px;vertical-align:bottom;text-align:center;">24</td> </tr> <tr style="height:20px;"> <td data-sheets-value='{"1":2,"2":"PMMA"}' style="border-left:1px solid #000000;overflow:hidden;padding:0px 3px 0px 3px;vertical-align:bottom;">PMMA</td> <td style="overflow:hidden;padding:0px 3px 0px 3px;vertical-align:bottom;"></td> <td data-sheets-value='{"1":2,"2":"Opal (O)"}' style="overflow:hidden;padding:0px 3px 0px 3px;vertical-align:bottom;">Opal (O)</td> <td data-sheets-numberformat='{"1":2,"2":"0.00","3":1}' data-sheets-value='{"1":3,"3":1.19}' style="overflow:hidden;padding:0px 3px 0px 3px;vertical-align:bottom;text-align:center;">1.19</td> <td data-sheets-numberformat='{"1":2,"2":"0","3":1}' data-sheets-value='{"1":3,"3":34.03}' style="overflow:hidden;padding:0px 3px 0px 3px;vertical-align:bottom;text-align:center;">34</td> <td data-sheets-numberformat='{"1":2,"2":"0","3":1}' data-sheets-value='{"1":3,"3":50.160000000000004}' style="overflow:hidden;padding:0px 3px 0px 3px;vertical-align:bottom;text-align:center;">50</td> <td data-sheets-value='{"1":3,"3":24}' style="border-right:1px solid #000000;overflow:hidden;padding:0px 3px 0px 3px;vertical-align:bottom;text-align:center;">24</td> </tr> <tr style="height:20px;"> <td style="border-left:1px solid #000000;overflow:hidden;padding:0px 3px 0px 3px;vertical-align:bottom;"></td> <td data-sheets-value='{"1":2,"2":"DW"}' style="overflow:hidden;padding:0px 3px 0px 3px;vertical-align:bottom;">DW</td> <td data-sheets-value='{"1":2,"2":"Clear (H/H)"}' style="overflow:hidden;padding:0px 3px 0px 3px;vertical-align:bottom;">Clear (H/H)</td> <td data-sheets-numberformat='{"1":2,"2":"0.00","3":1}' data-sheets-value='{"1":3,"3":0.98}' style="overflow:hidden;padding:0px 3px 0px 3px;vertical-align:bottom;text-align:center;">0.98</td> <td data-sheets-numberformat='{"1":2,"2":"0","3":1}' data-sheets-value='{"1":3,"3":33.21}' style="overflow:hidden;padding:0px 3px 0px 3px;vertical-align:bottom;text-align:center;">33</td> <td data-sheets-numberformat='{"1":2,"2":"0","3":1}' data-sheets-value='{"1":3,"3":49.5}' style="overflow:hidden;padding:0px 3px 0px 3px;vertical-align:bottom;text-align:center;">50</td> <td data-sheets-value='{"1":3,"3":26}' style="border-right:1px solid #000000;overflow:hidden;padding:0px 3px 0px 3px;vertical-align:bottom;text-align:center;">26</td> </tr> <tr style="height:20px;"> <td style="border-bottom:1px solid #000000;border-left:1px solid #000000;overflow:hidden;padding:0px 3px 0px 3px;vertical-align:bottom;"></td> <td style="border-bottom:1px solid #000000;overflow:hidden;padding:0px 3px 0px 3px;vertical-align:bottom;"></td> <td data-sheets-value='{"1":2,"2":"Opal (O/O)"}' style="border-bottom:1px solid #000000;overflow:hidden;padding:0px 3px 0px 3px;vertical-align:bottom;">Opal (O/O)</td> <td data-sheets-numberformat='{"1":2,"2":"0.00","3":1}' data-sheets-value='{"1":3,"3":0.98}' style="border-bottom:1px solid #000000;overflow:hidden;padding:0px 3px 0px 3px;vertical-align:bottom;text-align:center;">0.98</td> <td data-sheets-numberformat='{"1":2,"2":"0","3":1}' data-sheets-value='{"1":3,"3":28.29}' style="border-bottom:1px solid #000000;overflow:hidden;padding:0px 3px 0px 3px;vertical-align:bottom;text-align:center;">28</td> <td data-sheets-numberformat='{"1":2,"2":"0","3":1}' data-sheets-value='{"1":3,"3":38.28}' style="border-bottom:1px solid #000000;overflow:hidden;padding:0px 3px 0px 3px;vertical-align:bottom;text-align:center;">38</td> <td data-sheets-value='{"1":3,"3":26}' style="border-right:1px solid #000000;border-bottom:1px solid #000000;overflow:hidden;padding:0px 3px 0px 3px;vertical-align:bottom;text-align:center;">26</td> </tr> <tr style="height:20px;"> <td data-sheets-value='{"1":2,"2":"Polycarbonate "}' style="border-left:1px solid #000000;overflow:hidden;padding:0px 3px 0px 3px;vertical-align:bottom;">Polycarbonate </td> <td data-sheets-value='{"1":2,"2":"EW"}' style="overflow:hidden;padding:0px 3px 0px 3px;vertical-align:bottom;">EW</td> <td data-sheets-value='{"1":2,"2":"Clear (A)"}' style="overflow:hidden;padding:0px 3px 0px 3px;vertical-align:bottom;">Clear (A)</td> <td data-sheets-numberformat='{"1":2,"2":"0.00","3":1}' data-sheets-value='{"1":3,"3":1.19}' style="overflow:hidden;padding:0px 3px 0px 3px;vertical-align:bottom;text-align:center;">1.19</td> <td data-sheets-numberformat='{"1":2,"2":"0","3":1}' data-sheets-value='{"1":3,"3":36.08}' style="overflow:hidden;padding:0px 3px 0px 3px;vertical-align:bottom;text-align:center;">36</td> <td data-sheets-numberformat='{"1":2,"2":"0","3":1}' data-sheets-value='{"1":3,"3":54.78}' style="overflow:hidden;padding:0px 3px 0px 3px;vertical-align:bottom;text-align:center;">55</td> <td data-sheets-value='{"1":3,"3":24}' style="border-right:1px solid #000000;overflow:hidden;padding:0px 3px 0px 3px;vertical-align:bottom;text-align:center;">24</td> </tr> <tr style="height:20px;"> <td data-sheets-value='{"1":2,"2":"PC"}' style="border-left:1px solid #000000;overflow:hidden;padding:0px 3px 0px 3px;vertical-align:bottom;">PC</td> <td style="overflow:hidden;padding:0px 3px 0px 3px;vertical-align:bottom;"></td> <td data-sheets-value='{"1":2,"2":"Opal (D)"}' style="overflow:hidden;padding:0px 3px 0px 3px;vertical-align:bottom;">Opal (D)</td> <td data-sheets-numberformat='{"1":2,"2":"0.00","3":1}' data-sheets-value='{"1":3,"3":1.19}' style="overflow:hidden;padding:0px 3px 0px 3px;vertical-align:bottom;text-align:center;">1.19</td> <td data-sheets-numberformat='{"1":2,"2":"0","3":1}' data-sheets-value='{"1":3,"3":23.779999999999998}' style="overflow:hidden;padding:0px 3px 0px 3px;vertical-align:bottom;text-align:center;">24</td> <td data-sheets-numberformat='{"1":2,"2":"0","3":1}' data-sheets-value='{"1":3,"3":39.6}' style="overflow:hidden;padding:0px 3px 0px 3px;vertical-align:bottom;text-align:center;">40</td> <td data-sheets-value='{"1":3,"3":24}' style="border-right:1px solid #000000;overflow:hidden;padding:0px 3px 0px 3px;vertical-align:bottom;text-align:center;">24</td> </tr> <tr style="height:20px;"> <td style="border-left:1px solid #000000;overflow:hidden;padding:0px 3px 0px 3px;vertical-align:bottom;"></td> <td data-sheets-value='{"1":2,"2":"DW"}' style="overflow:hidden;padding:0px 3px 0px 3px;vertical-align:bottom;">DW</td> <td data-sheets-value='{"1":2,"2":"Clear (A/H)"}' style="overflow:hidden;padding:0px 3px 0px 3px;vertical-align:bottom;">Clear (A/H)</td> <td data-sheets-numberformat='{"1":2,"2":"0.00","3":1}' data-sheets-value='{"1":3,"3":0.98}' style="overflow:hidden;padding:0px 3px 0px 3px;vertical-align:bottom;text-align:center;">0.98</td> <td data-sheets-numberformat='{"1":2,"2":"0","3":1}' data-sheets-value='{"1":3,"3":32.39}' style="overflow:hidden;padding:0px 3px 0px 3px;vertical-align:bottom;text-align:center;">32</td> <td data-sheets-numberformat='{"1":2,"2":"0","3":1}' data-sheets-value='{"1":3,"3":47.52}' style="overflow:hidden;padding:0px 3px 0px 3px;vertical-align:bottom;text-align:center;">48</td> <td data-sheets-value='{"1":3,"3":26}' style="border-right:1px solid #000000;overflow:hidden;padding:0px 3px 0px 3px;vertical-align:bottom;text-align:center;">26</td> </tr> <tr style="height:20px;"> <td style="border-left:1px solid #000000;overflow:hidden;padding:0px 3px 0px 3px;vertical-align:bottom;"></td> <td style="overflow:hidden;padding:0px 3px 0px 3px;vertical-align:bottom;"></td> <td data-sheets-value='{"1":2,"2":"Clear (A/A)"}' style="overflow:hidden;padding:0px 3px 0px 3px;vertical-align:bottom;">Clear (A/A)</td> <td data-sheets-numberformat='{"1":2,"2":"0.00","3":1}' data-sheets-value='{"1":3,"3":0.98}' style="overflow:hidden;padding:0px 3px 0px 3px;vertical-align:bottom;text-align:center;">0.98</td> <td data-sheets-numberformat='{"1":2,"2":"0","3":1}' data-sheets-value='{"1":3,"3":31.569999999999997}' style="overflow:hidden;padding:0px 3px 0px 3px;vertical-align:bottom;text-align:center;">32</td> <td data-sheets-numberformat='{"1":2,"2":"0","3":1}' data-sheets-value='{"1":3,"3":45.54}' style="overflow:hidden;padding:0px 3px 0px 3px;vertical-align:bottom;text-align:center;">46</td> <td data-sheets-value='{"1":3,"3":26}' style="border-right:1px solid #000000;overflow:hidden;padding:0px 3px 0px 3px;vertical-align:bottom;text-align:center;">26</td> </tr> <tr style="height:20px;"> <td style="border-left:1px solid #000000;overflow:hidden;padding:0px 3px 0px 3px;vertical-align:bottom;"></td> <td style="overflow:hidden;padding:0px 3px 0px 3px;vertical-align:bottom;"></td> <td data-sheets-value='{"1":2,"2":"Opal (A/O)"}' style="overflow:hidden;padding:0px 3px 0px 3px;vertical-align:bottom;">Opal (A/O)</td> <td data-sheets-numberformat='{"1":2,"2":"0.00","3":1}' data-sheets-value='{"1":3,"3":0.98}' style="overflow:hidden;padding:0px 3px 0px 3px;vertical-align:bottom;text-align:center;">0.98</td> <td data-sheets-numberformat='{"1":2,"2":"0","3":1}' data-sheets-value='{"1":3,"3":29.93}' style="overflow:hidden;padding:0px 3px 0px 3px;vertical-align:bottom;text-align:center;">30</td> <td data-sheets-numberformat='{"1":2,"2":"0","3":1}' data-sheets-value='{"1":3,"3":41.580000000000005}' style="overflow:hidden;padding:0px 3px 0px 3px;vertical-align:bottom;text-align:center;">42</td> <td data-sheets-value='{"1":3,"3":26}' style="border-right:1px solid #000000;overflow:hidden;padding:0px 3px 0px 3px;vertical-align:bottom;text-align:center;">26</td> </tr> <tr style="height:20px;"> <td style="border-bottom:1px solid #000000;border-left:1px solid #000000;overflow:hidden;padding:0px 3px 0px 3px;vertical-align:bottom;"></td> <td style="border-bottom:1px solid #000000;overflow:hidden;padding:0px 3px 0px 3px;vertical-align:bottom;"></td> <td data-sheets-value='{"1":2,"2":"Opal (A/D)"}' style="border-bottom:1px solid #000000;overflow:hidden;padding:0px 3px 0px 3px;vertical-align:bottom;">Opal (A/D)</td> <td data-sheets-numberformat='{"1":2,"2":"0.00","3":1}' data-sheets-value='{"1":3,"3":0.98}' style="border-bottom:1px solid #000000;overflow:hidden;padding:0px 3px 0px 3px;vertical-align:bottom;text-align:center;">0.98</td> <td data-sheets-numberformat='{"1":2,"2":"0","3":1}' data-sheets-value='{"1":3,"3":20.91}' style="border-bottom:1px solid #000000;overflow:hidden;padding:0px 3px 0px 3px;vertical-align:bottom;text-align:center;">21</td> <td data-sheets-numberformat='{"1":2,"2":"0","3":1}' data-sheets-value='{"1":3,"3":33}' style="border-bottom:1px solid #000000;overflow:hidden;padding:0px 3px 0px 3px;vertical-align:bottom;text-align:center;">33</td> <td data-sheets-value='{"1":3,"3":26}' style="border-right:1px solid #000000;border-bottom:1px solid #000000;overflow:hidden;padding:0px 3px 0px 3px;vertical-align:bottom;text-align:center;">26</td> </tr> <tr style="height:20px;"> <td data-sheets-value='{"1":2,"2":"Polycarbonate"}' style="border-left:1px solid #000000;overflow:hidden;padding:0px 3px 0px 3px;vertical-align:bottom;">Polycarbonate</td> <td data-sheets-value='{"1":2,"2":"EW"}' style="overflow:hidden;padding:0px 3px 0px 3px;vertical-align:bottom;">EW</td> <td data-sheets-value='{"1":2,"2":"Heatstop Opal (T)"}' style="overflow:hidden;padding:0px 3px 0px 3px;vertical-align:bottom;">Heatstop Opal (T)</td> <td data-sheets-numberformat='{"1":2,"2":"0.00","3":1}' data-sheets-value='{"1":3,"3":1.19}' style="overflow:hidden;padding:0px 3px 0px 3px;vertical-align:bottom;text-align:center;">1.19</td> <td data-sheets-numberformat='{"1":2,"2":"0","3":1}' data-sheets-value='{"1":3,"3":20.09}' style="overflow:hidden;padding:0px 3px 0px 3px;vertical-align:bottom;text-align:center;">20</td> <td data-sheets-numberformat='{"1":2,"2":"0","3":1}' data-sheets-value='{"1":3,"3":38.940000000000005}' style="overflow:hidden;padding:0px 3px 0px 3px;vertical-align:bottom;text-align:center;">39</td> <td data-sheets-value='{"1":3,"3":24}' style="border-right:1px solid #000000;overflow:hidden;padding:0px 3px 0px 3px;vertical-align:bottom;text-align:center;">24</td> </tr> <tr style="height:20px;"> <td data-sheets-value='{"1":2,"2":"Heatstop PC"}' style="border-left:1px solid #000000;overflow:hidden;padding:0px 3px 0px 3px;vertical-align:bottom;">Heatstop PC</td> <td data-sheets-value='{"1":2,"2":"DW"}' style="overflow:hidden;padding:0px 3px 0px 3px;vertical-align:bottom;">DW</td> <td data-sheets-value='{"1":2,"2":"Clear (T/H)"}' style="overflow:hidden;padding:0px 3px 0px 3px;vertical-align:bottom;">Clear (T/H)</td> <td data-sheets-numberformat='{"1":2,"2":"0.00","3":1}' data-sheets-value='{"1":3,"3":0.98}' style="overflow:hidden;padding:0px 3px 0px 3px;vertical-align:bottom;text-align:center;">0.98</td> <td data-sheets-numberformat='{"1":2,"2":"0","3":1}' data-sheets-value='{"1":3,"3":18.04}' style="overflow:hidden;padding:0px 3px 0px 3px;vertical-align:bottom;text-align:center;">18</td> <td data-sheets-numberformat='{"1":2,"2":"0","3":1}' data-sheets-value='{"1":3,"3":33.660000000000004}' style="overflow:hidden;padding:0px 3px 0px 3px;vertical-align:bottom;text-align:center;">34</td> <td data-sheets-value='{"1":3,"3":26}' style="border-right:1px solid #000000;overflow:hidden;padding:0px 3px 0px 3px;vertical-align:bottom;text-align:center;">26</td> </tr> <tr style="height:20px;"> <td style="border-bottom:1px solid #000000;border-left:1px solid #000000;overflow:hidden;padding:0px 3px 0px 3px;vertical-align:bottom;"></td> <td style="border-bottom:1px solid #000000;overflow:hidden;padding:0px 3px 0px 3px;vertical-align:bottom;"></td> <td data-sheets-value='{"1":2,"2":"Opal (T/O)"}' style="border-bottom:1px solid #000000;overflow:hidden;padding:0px 3px 0px 3px;vertical-align:bottom;">Opal (T/O)</td> <td data-sheets-numberformat='{"1":2,"2":"0.00","3":1}' data-sheets-value='{"1":3,"3":0.98}' style="border-bottom:1px solid #000000;overflow:hidden;padding:0px 3px 0px 3px;vertical-align:bottom;text-align:center;">0.98</td> <td data-sheets-numberformat='{"1":2,"2":"0","3":1}' data-sheets-value='{"1":3,"3":16.81}' style="border-bottom:1px solid #000000;overflow:hidden;padding:0px 3px 0px 3px;vertical-align:bottom;text-align:center;">17</td> <td data-sheets-numberformat='{"1":2,"2":"0","3":1}' data-sheets-value='{"1":3,"3":29.700000000000003}' style="border-bottom:1px solid #000000;overflow:hidden;padding:0px 3px 0px 3px;vertical-align:bottom;text-align:center;">30</td> <td data-sheets-value='{"1":3,"3":26}' style="border-right:1px solid #000000;border-bottom:1px solid #000000;overflow:hidden;padding:0px 3px 0px 3px;vertical-align:bottom;text-align:center;">26</td> </tr> </tbody></table> | skylux-160-ce-met-koepel-en-metaalopstand-met-lm-motor-en-pvc-raam-type-ep25-1050-x-1050-mm | 8585994436941 | 46872271520077
Smoke and heat exhaust (SHEV) | SHE system | Skylux | Skylux 160° CE with skylight and metal curb with LM-actuator and PVC frame type EP25 1050 x 1650 mm |  | 50891 | 5412970508915 | 4919.9 | Yes | 30-45 | 95.54 | 1050 x 1650 mm | 1650 | 1050 |  | metal curb M30 (30 cm high) | Rectangular | 1.19 W/m²K - 0.98 W/m²K | 57% - 30% | 37% - 17% | 24dB - 26dB | 160° CE (for industry) | PVC frame EP25 | without spoiler | E | Single actuator | Maximum double-walled skylight possible for this product | Ut-value LT-value g-value Rw-value EN 1873 : 2014 EN ISO 13468 EN 16153 EN 410 EN 410 EN ISO 140-3 Material Walls Shells (W/m²K) (%) (%) (dB) Acrylic EW Clear (H) 1.19 37 57 24 PMMA Opal (O) 1.19 34 50 24 DW Clear (H/H) 0.98 33 50 26 Opal (O/O) 0.98 28 38 26 Polycarbonate EW Clear (A) 1.19 36 55 24 PC Opal (D) 1.19 24 40 24 DW Clear (A/H) 0.98 32 48 26 Clear (A/A) 0.98 32 46 26 Opal (A/O) 0.98 30 42 26 Opal (A/D) 0.98 21 33 26 Polycarbonate EW Heatstop Opal (T) 1.19 20 39 24 Heatstop PC DW Clear (T/H) 0.98 18 34 26 Opal (T/O) 0.98 17 30 26 | https://skylux.eu/en/products/skylux-160-ce-met-koepel-en-metaalopstand-met-lm-motor-en-pvc-raam-type-ep25-1050-x-1650-mm | https://skylux.eu/cdn/shop/files/Skylux-160deg-CE-met-koepel-en-metaalopstand-met-LM-motor-en-pvc-raam-type-EP25-1050-x-1650-mm-RWA-systeem.jpg?v=1702976859&width=1600 | https://skylux.eu/cdn/shop/files/e5a82811-1bb0-48e4-a776-cacb59c7c092_3f592f6a-d4ca-477e-ac52-1e026b449f1f.jpg?v=1688550231&width=1600 | //skylux.eu/cdn/shop/files/E_MH_Mounting_instructions_Skylux_160_CE_LM.pdf?v=12406716259046007223 | //skylux.eu/cdn/shop/files/E_TD_Technical_File_Skylux_Skylux_160_CE_Electric.pdf?v=3667116872303399239 | <style type="text/css" id="isPasted"><!--td {border: 1px solid #cccccc;}br {mso-data-placement:same-cell;}--></style><table border="1" cellpadding="0" cellspacing="0" dir="ltr" style="table-layout:fixed;font-size:10pt;font-family:Arial;border-collapse:collapse;border:none;"><tbody> <tr style="height:20px;"> <td style="overflow:hidden;padding:0px 3px 0px 3px;vertical-align:bottom;"></td> <td style="overflow:hidden;padding:0px 3px 0px 3px;vertical-align:bottom;"></td> <td style="overflow:hidden;padding:0px 3px 0px 3px;vertical-align:bottom;"></td> <td data-sheets-value='{"1":2,"2":"Ut-value"}' style="overflow:hidden;padding:0px 3px 0px 3px;vertical-align:bottom;font-weight:bold;text-align:center;">Ut-value</td> <td data-sheets-value='{"1":2,"2":"LT-value"}' style="overflow:hidden;padding:0px 3px 0px 3px;vertical-align:bottom;font-weight:bold;text-align:center;">LT-value</td> <td data-sheets-value='{"1":2,"2":"g-value"}' style="overflow:hidden;padding:0px 3px 0px 3px;vertical-align:bottom;font-weight:bold;text-align:center;">g-value</td> <td data-sheets-value='{"1":2,"2":"Rw-value "}' style="overflow:hidden;padding:0px 3px 0px 3px;vertical-align:bottom;font-weight:bold;text-align:center;">Rw-value </td> </tr> <tr style="height:20px;"> <td style="overflow:hidden;padding:0px 3px 0px 3px;vertical-align:bottom;"></td> <td style="overflow:hidden;padding:0px 3px 0px 3px;vertical-align:bottom;"></td> <td style="overflow:hidden;padding:0px 3px 0px 3px;vertical-align:bottom;"></td> <td data-sheets-numberformat='{"1":2,"2":"0.00","3":1}' data-sheets-value='{"1":2,"2":"EN 1873 : 2014"}' style="overflow:hidden;padding:0px 3px 0px 3px;vertical-align:bottom;text-align:center;">EN 1873 : 2014</td> <td data-sheets-numberformat='{"1":2,"2":"0","3":1}' data-sheets-value='{"1":2,"2":"EN ISO 13468 EN 16153 EN 410"}' style="overflow:hidden;padding:0px 3px 0px 3px;vertical-align:bottom;text-align:center;">EN ISO 13468 EN 16153 EN 410</td> <td data-sheets-numberformat='{"1":2,"2":"0","3":1}' data-sheets-value='{"1":2,"2":"EN 410"}' style="overflow:hidden;padding:0px 3px 0px 3px;vertical-align:bottom;text-align:center;">EN 410</td> <td data-sheets-value='{"1":2,"2":"EN ISO 140-3\t\t"}' style="overflow:hidden;padding:0px 3px 0px 3px;vertical-align:bottom;text-align:center;">EN ISO 140-3 </td> </tr> <tr style="height:20px;"> <td data-sheets-value='{"1":2,"2":"Material"}' style="border-bottom:1px solid #000000;overflow:hidden;padding:0px 3px 0px 3px;vertical-align:bottom;background-color:#000000;font-weight:bold;color:#ffffff;">Material</td> <td data-sheets-value='{"1":2,"2":"Walls"}' style="border-bottom:1px solid #000000;overflow:hidden;padding:0px 3px 0px 3px;vertical-align:bottom;background-color:#000000;font-weight:bold;color:#ffffff;">Walls</td> <td data-sheets-value='{"1":2,"2":"Shells"}' style="border-bottom:1px solid #000000;overflow:hidden;padding:0px 3px 0px 3px;vertical-align:bottom;background-color:#000000;font-weight:bold;color:#ffffff;">Shells</td> <td data-sheets-numberformat='{"1":2,"2":"0.00","3":1}' data-sheets-value='{"1":2,"2":"(W/m²K)\t"}' style="border-bottom:1px solid #000000;overflow:hidden;padding:0px 3px 0px 3px;vertical-align:bottom;background-color:#000000;font-weight:bold;color:#ffffff;text-align:center;">(W/m²K) </td> <td data-sheets-numberformat='{"1":2,"2":"0","3":1}' data-sheets-value='{"1":2,"2":"(%)"}' style="border-bottom:1px solid #000000;overflow:hidden;padding:0px 3px 0px 3px;vertical-align:bottom;background-color:#000000;font-weight:bold;color:#ffffff;text-align:center;">(%)</td> <td data-sheets-numberformat='{"1":2,"2":"0","3":1}' data-sheets-value='{"1":2,"2":"(%)"}' style="border-bottom:1px solid #000000;overflow:hidden;padding:0px 3px 0px 3px;vertical-align:bottom;background-color:#000000;font-weight:bold;color:#ffffff;text-align:center;">(%)</td> <td data-sheets-value='{"1":2,"2":"(dB)"}' style="border-bottom:1px solid #000000;overflow:hidden;padding:0px 3px 0px 3px;vertical-align:bottom;background-color:#000000;font-weight:bold;color:#ffffff;text-align:center;">(dB)</td> </tr> <tr style="height:20px;"> <td data-sheets-value='{"1":2,"2":"Acrylic"}' style="border-left:1px solid #000000;overflow:hidden;padding:0px 3px 0px 3px;vertical-align:bottom;">Acrylic</td> <td data-sheets-value='{"1":2,"2":"EW"}' style="overflow:hidden;padding:0px 3px 0px 3px;vertical-align:bottom;">EW</td> <td data-sheets-value='{"1":2,"2":"Clear (H)"}' style="overflow:hidden;padding:0px 3px 0px 3px;vertical-align:bottom;">Clear (H)</td> <td data-sheets-numberformat='{"1":2,"2":"0.00","3":1}' data-sheets-value='{"1":3,"3":1.19}' style="overflow:hidden;padding:0px 3px 0px 3px;vertical-align:bottom;text-align:center;">1.19</td> <td data-sheets-numberformat='{"1":2,"2":"0","3":1}' data-sheets-value='{"1":3,"3":36.9}' style="overflow:hidden;padding:0px 3px 0px 3px;vertical-align:bottom;text-align:center;">37</td> <td data-sheets-numberformat='{"1":2,"2":"0","3":1}' data-sheets-value='{"1":3,"3":57.42}' style="overflow:hidden;padding:0px 3px 0px 3px;vertical-align:bottom;text-align:center;">57</td> <td data-sheets-value='{"1":3,"3":24}' style="border-right:1px solid #000000;overflow:hidden;padding:0px 3px 0px 3px;vertical-align:bottom;text-align:center;">24</td> </tr> <tr style="height:20px;"> <td data-sheets-value='{"1":2,"2":"PMMA"}' style="border-left:1px solid #000000;overflow:hidden;padding:0px 3px 0px 3px;vertical-align:bottom;">PMMA</td> <td style="overflow:hidden;padding:0px 3px 0px 3px;vertical-align:bottom;"></td> <td data-sheets-value='{"1":2,"2":"Opal (O)"}' style="overflow:hidden;padding:0px 3px 0px 3px;vertical-align:bottom;">Opal (O)</td> <td data-sheets-numberformat='{"1":2,"2":"0.00","3":1}' data-sheets-value='{"1":3,"3":1.19}' style="overflow:hidden;padding:0px 3px 0px 3px;vertical-align:bottom;text-align:center;">1.19</td> <td data-sheets-numberformat='{"1":2,"2":"0","3":1}' data-sheets-value='{"1":3,"3":34.03}' style="overflow:hidden;padding:0px 3px 0px 3px;vertical-align:bottom;text-align:center;">34</td> <td data-sheets-numberformat='{"1":2,"2":"0","3":1}' data-sheets-value='{"1":3,"3":50.160000000000004}' style="overflow:hidden;padding:0px 3px 0px 3px;vertical-align:bottom;text-align:center;">50</td> <td data-sheets-value='{"1":3,"3":24}' style="border-right:1px solid #000000;overflow:hidden;padding:0px 3px 0px 3px;vertical-align:bottom;text-align:center;">24</td> </tr> <tr style="height:20px;"> <td style="border-left:1px solid #000000;overflow:hidden;padding:0px 3px 0px 3px;vertical-align:bottom;"></td> <td data-sheets-value='{"1":2,"2":"DW"}' style="overflow:hidden;padding:0px 3px 0px 3px;vertical-align:bottom;">DW</td> <td data-sheets-value='{"1":2,"2":"Clear (H/H)"}' style="overflow:hidden;padding:0px 3px 0px 3px;vertical-align:bottom;">Clear (H/H)</td> <td data-sheets-numberformat='{"1":2,"2":"0.00","3":1}' data-sheets-value='{"1":3,"3":0.98}' style="overflow:hidden;padding:0px 3px 0px 3px;vertical-align:bottom;text-align:center;">0.98</td> <td data-sheets-numberformat='{"1":2,"2":"0","3":1}' data-sheets-value='{"1":3,"3":33.21}' style="overflow:hidden;padding:0px 3px 0px 3px;vertical-align:bottom;text-align:center;">33</td> <td data-sheets-numberformat='{"1":2,"2":"0","3":1}' data-sheets-value='{"1":3,"3":49.5}' style="overflow:hidden;padding:0px 3px 0px 3px;vertical-align:bottom;text-align:center;">50</td> <td data-sheets-value='{"1":3,"3":26}' style="border-right:1px solid #000000;overflow:hidden;padding:0px 3px 0px 3px;vertical-align:bottom;text-align:center;">26</td> </tr> <tr style="height:20px;"> <td style="border-bottom:1px solid #000000;border-left:1px solid #000000;overflow:hidden;padding:0px 3px 0px 3px;vertical-align:bottom;"></td> <td style="border-bottom:1px solid #000000;overflow:hidden;padding:0px 3px 0px 3px;vertical-align:bottom;"></td> <td data-sheets-value='{"1":2,"2":"Opal (O/O)"}' style="border-bottom:1px solid #000000;overflow:hidden;padding:0px 3px 0px 3px;vertical-align:bottom;">Opal (O/O)</td> <td data-sheets-numberformat='{"1":2,"2":"0.00","3":1}' data-sheets-value='{"1":3,"3":0.98}' style="border-bottom:1px solid #000000;overflow:hidden;padding:0px 3px 0px 3px;vertical-align:bottom;text-align:center;">0.98</td> <td data-sheets-numberformat='{"1":2,"2":"0","3":1}' data-sheets-value='{"1":3,"3":28.29}' style="border-bottom:1px solid #000000;overflow:hidden;padding:0px 3px 0px 3px;vertical-align:bottom;text-align:center;">28</td> <td data-sheets-numberformat='{"1":2,"2":"0","3":1}' data-sheets-value='{"1":3,"3":38.28}' style="border-bottom:1px solid #000000;overflow:hidden;padding:0px 3px 0px 3px;vertical-align:bottom;text-align:center;">38</td> <td data-sheets-value='{"1":3,"3":26}' style="border-right:1px solid #000000;border-bottom:1px solid #000000;overflow:hidden;padding:0px 3px 0px 3px;vertical-align:bottom;text-align:center;">26</td> </tr> <tr style="height:20px;"> <td data-sheets-value='{"1":2,"2":"Polycarbonate "}' style="border-left:1px solid #000000;overflow:hidden;padding:0px 3px 0px 3px;vertical-align:bottom;">Polycarbonate </td> <td data-sheets-value='{"1":2,"2":"EW"}' style="overflow:hidden;padding:0px 3px 0px 3px;vertical-align:bottom;">EW</td> <td data-sheets-value='{"1":2,"2":"Clear (A)"}' style="overflow:hidden;padding:0px 3px 0px 3px;vertical-align:bottom;">Clear (A)</td> <td data-sheets-numberformat='{"1":2,"2":"0.00","3":1}' data-sheets-value='{"1":3,"3":1.19}' style="overflow:hidden;padding:0px 3px 0px 3px;vertical-align:bottom;text-align:center;">1.19</td> <td data-sheets-numberformat='{"1":2,"2":"0","3":1}' data-sheets-value='{"1":3,"3":36.08}' style="overflow:hidden;padding:0px 3px 0px 3px;vertical-align:bottom;text-align:center;">36</td> <td data-sheets-numberformat='{"1":2,"2":"0","3":1}' data-sheets-value='{"1":3,"3":54.78}' style="overflow:hidden;padding:0px 3px 0px 3px;vertical-align:bottom;text-align:center;">55</td> <td data-sheets-value='{"1":3,"3":24}' style="border-right:1px solid #000000;overflow:hidden;padding:0px 3px 0px 3px;vertical-align:bottom;text-align:center;">24</td> </tr> <tr style="height:20px;"> <td data-sheets-value='{"1":2,"2":"PC"}' style="border-left:1px solid #000000;overflow:hidden;padding:0px 3px 0px 3px;vertical-align:bottom;">PC</td> <td style="overflow:hidden;padding:0px 3px 0px 3px;vertical-align:bottom;"></td> <td data-sheets-value='{"1":2,"2":"Opal (D)"}' style="overflow:hidden;padding:0px 3px 0px 3px;vertical-align:bottom;">Opal (D)</td> <td data-sheets-numberformat='{"1":2,"2":"0.00","3":1}' data-sheets-value='{"1":3,"3":1.19}' style="overflow:hidden;padding:0px 3px 0px 3px;vertical-align:bottom;text-align:center;">1.19</td> <td data-sheets-numberformat='{"1":2,"2":"0","3":1}' data-sheets-value='{"1":3,"3":23.779999999999998}' style="overflow:hidden;padding:0px 3px 0px 3px;vertical-align:bottom;text-align:center;">24</td> <td data-sheets-numberformat='{"1":2,"2":"0","3":1}' data-sheets-value='{"1":3,"3":39.6}' style="overflow:hidden;padding:0px 3px 0px 3px;vertical-align:bottom;text-align:center;">40</td> <td data-sheets-value='{"1":3,"3":24}' style="border-right:1px solid #000000;overflow:hidden;padding:0px 3px 0px 3px;vertical-align:bottom;text-align:center;">24</td> </tr> <tr style="height:20px;"> <td style="border-left:1px solid #000000;overflow:hidden;padding:0px 3px 0px 3px;vertical-align:bottom;"></td> <td data-sheets-value='{"1":2,"2":"DW"}' style="overflow:hidden;padding:0px 3px 0px 3px;vertical-align:bottom;">DW</td> <td data-sheets-value='{"1":2,"2":"Clear (A/H)"}' style="overflow:hidden;padding:0px 3px 0px 3px;vertical-align:bottom;">Clear (A/H)</td> <td data-sheets-numberformat='{"1":2,"2":"0.00","3":1}' data-sheets-value='{"1":3,"3":0.98}' style="overflow:hidden;padding:0px 3px 0px 3px;vertical-align:bottom;text-align:center;">0.98</td> <td data-sheets-numberformat='{"1":2,"2":"0","3":1}' data-sheets-value='{"1":3,"3":32.39}' style="overflow:hidden;padding:0px 3px 0px 3px;vertical-align:bottom;text-align:center;">32</td> <td data-sheets-numberformat='{"1":2,"2":"0","3":1}' data-sheets-value='{"1":3,"3":47.52}' style="overflow:hidden;padding:0px 3px 0px 3px;vertical-align:bottom;text-align:center;">48</td> <td data-sheets-value='{"1":3,"3":26}' style="border-right:1px solid #000000;overflow:hidden;padding:0px 3px 0px 3px;vertical-align:bottom;text-align:center;">26</td> </tr> <tr style="height:20px;"> <td style="border-left:1px solid #000000;overflow:hidden;padding:0px 3px 0px 3px;vertical-align:bottom;"></td> <td style="overflow:hidden;padding:0px 3px 0px 3px;vertical-align:bottom;"></td> <td data-sheets-value='{"1":2,"2":"Clear (A/A)"}' style="overflow:hidden;padding:0px 3px 0px 3px;vertical-align:bottom;">Clear (A/A)</td> <td data-sheets-numberformat='{"1":2,"2":"0.00","3":1}' data-sheets-value='{"1":3,"3":0.98}' style="overflow:hidden;padding:0px 3px 0px 3px;vertical-align:bottom;text-align:center;">0.98</td> <td data-sheets-numberformat='{"1":2,"2":"0","3":1}' data-sheets-value='{"1":3,"3":31.569999999999997}' style="overflow:hidden;padding:0px 3px 0px 3px;vertical-align:bottom;text-align:center;">32</td> <td data-sheets-numberformat='{"1":2,"2":"0","3":1}' data-sheets-value='{"1":3,"3":45.54}' style="overflow:hidden;padding:0px 3px 0px 3px;vertical-align:bottom;text-align:center;">46</td> <td data-sheets-value='{"1":3,"3":26}' style="border-right:1px solid #000000;overflow:hidden;padding:0px 3px 0px 3px;vertical-align:bottom;text-align:center;">26</td> </tr> <tr style="height:20px;"> <td style="border-left:1px solid #000000;overflow:hidden;padding:0px 3px 0px 3px;vertical-align:bottom;"></td> <td style="overflow:hidden;padding:0px 3px 0px 3px;vertical-align:bottom;"></td> <td data-sheets-value='{"1":2,"2":"Opal (A/O)"}' style="overflow:hidden;padding:0px 3px 0px 3px;vertical-align:bottom;">Opal (A/O)</td> <td data-sheets-numberformat='{"1":2,"2":"0.00","3":1}' data-sheets-value='{"1":3,"3":0.98}' style="overflow:hidden;padding:0px 3px 0px 3px;vertical-align:bottom;text-align:center;">0.98</td> <td data-sheets-numberformat='{"1":2,"2":"0","3":1}' data-sheets-value='{"1":3,"3":29.93}' style="overflow:hidden;padding:0px 3px 0px 3px;vertical-align:bottom;text-align:center;">30</td> <td data-sheets-numberformat='{"1":2,"2":"0","3":1}' data-sheets-value='{"1":3,"3":41.580000000000005}' style="overflow:hidden;padding:0px 3px 0px 3px;vertical-align:bottom;text-align:center;">42</td> <td data-sheets-value='{"1":3,"3":26}' style="border-right:1px solid #000000;overflow:hidden;padding:0px 3px 0px 3px;vertical-align:bottom;text-align:center;">26</td> </tr> <tr style="height:20px;"> <td style="border-bottom:1px solid #000000;border-left:1px solid #000000;overflow:hidden;padding:0px 3px 0px 3px;vertical-align:bottom;"></td> <td style="border-bottom:1px solid #000000;overflow:hidden;padding:0px 3px 0px 3px;vertical-align:bottom;"></td> <td data-sheets-value='{"1":2,"2":"Opal (A/D)"}' style="border-bottom:1px solid #000000;overflow:hidden;padding:0px 3px 0px 3px;vertical-align:bottom;">Opal (A/D)</td> <td data-sheets-numberformat='{"1":2,"2":"0.00","3":1}' data-sheets-value='{"1":3,"3":0.98}' style="border-bottom:1px solid #000000;overflow:hidden;padding:0px 3px 0px 3px;vertical-align:bottom;text-align:center;">0.98</td> <td data-sheets-numberformat='{"1":2,"2":"0","3":1}' data-sheets-value='{"1":3,"3":20.91}' style="border-bottom:1px solid #000000;overflow:hidden;padding:0px 3px 0px 3px;vertical-align:bottom;text-align:center;">21</td> <td data-sheets-numberformat='{"1":2,"2":"0","3":1}' data-sheets-value='{"1":3,"3":33}' style="border-bottom:1px solid #000000;overflow:hidden;padding:0px 3px 0px 3px;vertical-align:bottom;text-align:center;">33</td> <td data-sheets-value='{"1":3,"3":26}' style="border-right:1px solid #000000;border-bottom:1px solid #000000;overflow:hidden;padding:0px 3px 0px 3px;vertical-align:bottom;text-align:center;">26</td> </tr> <tr style="height:20px;"> <td data-sheets-value='{"1":2,"2":"Polycarbonate"}' style="border-left:1px solid #000000;overflow:hidden;padding:0px 3px 0px 3px;vertical-align:bottom;">Polycarbonate</td> <td data-sheets-value='{"1":2,"2":"EW"}' style="overflow:hidden;padding:0px 3px 0px 3px;vertical-align:bottom;">EW</td> <td data-sheets-value='{"1":2,"2":"Heatstop Opal (T)"}' style="overflow:hidden;padding:0px 3px 0px 3px;vertical-align:bottom;">Heatstop Opal (T)</td> <td data-sheets-numberformat='{"1":2,"2":"0.00","3":1}' data-sheets-value='{"1":3,"3":1.19}' style="overflow:hidden;padding:0px 3px 0px 3px;vertical-align:bottom;text-align:center;">1.19</td> <td data-sheets-numberformat='{"1":2,"2":"0","3":1}' data-sheets-value='{"1":3,"3":20.09}' style="overflow:hidden;padding:0px 3px 0px 3px;vertical-align:bottom;text-align:center;">20</td> <td data-sheets-numberformat='{"1":2,"2":"0","3":1}' data-sheets-value='{"1":3,"3":38.940000000000005}' style="overflow:hidden;padding:0px 3px 0px 3px;vertical-align:bottom;text-align:center;">39</td> <td data-sheets-value='{"1":3,"3":24}' style="border-right:1px solid #000000;overflow:hidden;padding:0px 3px 0px 3px;vertical-align:bottom;text-align:center;">24</td> </tr> <tr style="height:20px;"> <td data-sheets-value='{"1":2,"2":"Heatstop PC"}' style="border-left:1px solid #000000;overflow:hidden;padding:0px 3px 0px 3px;vertical-align:bottom;">Heatstop PC</td> <td data-sheets-value='{"1":2,"2":"DW"}' style="overflow:hidden;padding:0px 3px 0px 3px;vertical-align:bottom;">DW</td> <td data-sheets-value='{"1":2,"2":"Clear (T/H)"}' style="overflow:hidden;padding:0px 3px 0px 3px;vertical-align:bottom;">Clear (T/H)</td> <td data-sheets-numberformat='{"1":2,"2":"0.00","3":1}' data-sheets-value='{"1":3,"3":0.98}' style="overflow:hidden;padding:0px 3px 0px 3px;vertical-align:bottom;text-align:center;">0.98</td> <td data-sheets-numberformat='{"1":2,"2":"0","3":1}' data-sheets-value='{"1":3,"3":18.04}' style="overflow:hidden;padding:0px 3px 0px 3px;vertical-align:bottom;text-align:center;">18</td> <td data-sheets-numberformat='{"1":2,"2":"0","3":1}' data-sheets-value='{"1":3,"3":33.660000000000004}' style="overflow:hidden;padding:0px 3px 0px 3px;vertical-align:bottom;text-align:center;">34</td> <td data-sheets-value='{"1":3,"3":26}' style="border-right:1px solid #000000;overflow:hidden;padding:0px 3px 0px 3px;vertical-align:bottom;text-align:center;">26</td> </tr> <tr style="height:20px;"> <td style="border-bottom:1px solid #000000;border-left:1px solid #000000;overflow:hidden;padding:0px 3px 0px 3px;vertical-align:bottom;"></td> <td style="border-bottom:1px solid #000000;overflow:hidden;padding:0px 3px 0px 3px;vertical-align:bottom;"></td> <td data-sheets-value='{"1":2,"2":"Opal (T/O)"}' style="border-bottom:1px solid #000000;overflow:hidden;padding:0px 3px 0px 3px;vertical-align:bottom;">Opal (T/O)</td> <td data-sheets-numberformat='{"1":2,"2":"0.00","3":1}' data-sheets-value='{"1":3,"3":0.98}' style="border-bottom:1px solid #000000;overflow:hidden;padding:0px 3px 0px 3px;vertical-align:bottom;text-align:center;">0.98</td> <td data-sheets-numberformat='{"1":2,"2":"0","3":1}' data-sheets-value='{"1":3,"3":16.81}' style="border-bottom:1px solid #000000;overflow:hidden;padding:0px 3px 0px 3px;vertical-align:bottom;text-align:center;">17</td> <td data-sheets-numberformat='{"1":2,"2":"0","3":1}' data-sheets-value='{"1":3,"3":29.700000000000003}' style="border-bottom:1px solid #000000;overflow:hidden;padding:0px 3px 0px 3px;vertical-align:bottom;text-align:center;">30</td> <td data-sheets-value='{"1":3,"3":26}' style="border-right:1px solid #000000;border-bottom:1px solid #000000;overflow:hidden;padding:0px 3px 0px 3px;vertical-align:bottom;text-align:center;">26</td> </tr> </tbody></table> | skylux-160-ce-met-koepel-en-metaalopstand-met-lm-motor-en-pvc-raam-type-ep25-1050-x-1650-mm | 8585994568013 | 46872271683917
Smoke and heat exhaust (SHEV) | SHE system | Skylux | Skylux 160° CE with skylight and metal curb with LM-actuator and PVC frame type EP25 1050 x 2250 mm |  | 50892 | 5412970508922 | 5619.25 | Yes | 30-45 | 121.02 | 1050 x 2250 mm | 2250 | 1050 |  | metal curb M30 (30 cm high) | Rectangular | 1.19 W/m²K - 0.98 W/m²K | 57% - 30% | 37% - 17% | 24dB - 26dB | 160° CE (for industry) | PVC frame EP25 | without spoiler | E | Single actuator | Maximum double-walled skylight possible for this product | Ut-value LT-value g-value Rw-value EN 1873 : 2014 EN ISO 13468 EN 16153 EN 410 EN 410 EN ISO 140-3 Material Walls Shells (W/m²K) (%) (%) (dB) Acrylic EW Clear (H) 1.19 37 57 24 PMMA Opal (O) 1.19 34 50 24 DW Clear (H/H) 0.98 33 50 26 Opal (O/O) 0.98 28 38 26 Polycarbonate EW Clear (A) 1.19 36 55 24 PC Opal (D) 1.19 24 40 24 DW Clear (A/H) 0.98 32 48 26 Clear (A/A) 0.98 32 46 26 Opal (A/O) 0.98 30 42 26 Opal (A/D) 0.98 21 33 26 Polycarbonate EW Heatstop Opal (T) 1.19 20 39 24 Heatstop PC DW Clear (T/H) 0.98 18 34 26 Opal (T/O) 0.98 17 30 26 | https://skylux.eu/en/products/skylux-160-ce-met-koepel-en-metaalopstand-met-lm-motor-en-pvc-raam-type-ep25-1050-x-2250-mm | https://skylux.eu/cdn/shop/files/Skylux-160deg-CE-met-koepel-en-metaalopstand-met-LM-motor-en-pvc-raam-type-EP25-1050-x-2250-mm-RWA-systeem.jpg?v=1702976864&width=1600 | https://skylux.eu/cdn/shop/files/e5a82811-1bb0-48e4-a776-cacb59c7c092_e9945486-143c-401e-82ab-cd3d169aeb2b.jpg?v=1688550232&width=1600 | //skylux.eu/cdn/shop/files/E_MH_Mounting_instructions_Skylux_160_CE_LM.pdf?v=12406716259046007223 | //skylux.eu/cdn/shop/files/E_TD_Technical_File_Skylux_Skylux_160_CE_Electric.pdf?v=3667116872303399239 | <style type="text/css" id="isPasted"><!--td {border: 1px solid #cccccc;}br {mso-data-placement:same-cell;}--></style><table border="1" cellpadding="0" cellspacing="0" dir="ltr" style="table-layout:fixed;font-size:10pt;font-family:Arial;border-collapse:collapse;border:none;"><tbody> <tr style="height:20px;"> <td style="overflow:hidden;padding:0px 3px 0px 3px;vertical-align:bottom;"></td> <td style="overflow:hidden;padding:0px 3px 0px 3px;vertical-align:bottom;"></td> <td style="overflow:hidden;padding:0px 3px 0px 3px;vertical-align:bottom;"></td> <td data-sheets-value='{"1":2,"2":"Ut-value"}' style="overflow:hidden;padding:0px 3px 0px 3px;vertical-align:bottom;font-weight:bold;text-align:center;">Ut-value</td> <td data-sheets-value='{"1":2,"2":"LT-value"}' style="overflow:hidden;padding:0px 3px 0px 3px;vertical-align:bottom;font-weight:bold;text-align:center;">LT-value</td> <td data-sheets-value='{"1":2,"2":"g-value"}' style="overflow:hidden;padding:0px 3px 0px 3px;vertical-align:bottom;font-weight:bold;text-align:center;">g-value</td> <td data-sheets-value='{"1":2,"2":"Rw-value "}' style="overflow:hidden;padding:0px 3px 0px 3px;vertical-align:bottom;font-weight:bold;text-align:center;">Rw-value </td> </tr> <tr style="height:20px;"> <td style="overflow:hidden;padding:0px 3px 0px 3px;vertical-align:bottom;"></td> <td style="overflow:hidden;padding:0px 3px 0px 3px;vertical-align:bottom;"></td> <td style="overflow:hidden;padding:0px 3px 0px 3px;vertical-align:bottom;"></td> <td data-sheets-numberformat='{"1":2,"2":"0.00","3":1}' data-sheets-value='{"1":2,"2":"EN 1873 : 2014"}' style="overflow:hidden;padding:0px 3px 0px 3px;vertical-align:bottom;text-align:center;">EN 1873 : 2014</td> <td data-sheets-numberformat='{"1":2,"2":"0","3":1}' data-sheets-value='{"1":2,"2":"EN ISO 13468 EN 16153 EN 410"}' style="overflow:hidden;padding:0px 3px 0px 3px;vertical-align:bottom;text-align:center;">EN ISO 13468 EN 16153 EN 410</td> <td data-sheets-numberformat='{"1":2,"2":"0","3":1}' data-sheets-value='{"1":2,"2":"EN 410"}' style="overflow:hidden;padding:0px 3px 0px 3px;vertical-align:bottom;text-align:center;">EN 410</td> <td data-sheets-value='{"1":2,"2":"EN ISO 140-3\t\t"}' style="overflow:hidden;padding:0px 3px 0px 3px;vertical-align:bottom;text-align:center;">EN ISO 140-3 </td> </tr> <tr style="height:20px;"> <td data-sheets-value='{"1":2,"2":"Material"}' style="border-bottom:1px solid #000000;overflow:hidden;padding:0px 3px 0px 3px;vertical-align:bottom;background-color:#000000;font-weight:bold;color:#ffffff;">Material</td> <td data-sheets-value='{"1":2,"2":"Walls"}' style="border-bottom:1px solid #000000;overflow:hidden;padding:0px 3px 0px 3px;vertical-align:bottom;background-color:#000000;font-weight:bold;color:#ffffff;">Walls</td> <td data-sheets-value='{"1":2,"2":"Shells"}' style="border-bottom:1px solid #000000;overflow:hidden;padding:0px 3px 0px 3px;vertical-align:bottom;background-color:#000000;font-weight:bold;color:#ffffff;">Shells</td> <td data-sheets-numberformat='{"1":2,"2":"0.00","3":1}' data-sheets-value='{"1":2,"2":"(W/m²K)\t"}' style="border-bottom:1px solid #000000;overflow:hidden;padding:0px 3px 0px 3px;vertical-align:bottom;background-color:#000000;font-weight:bold;color:#ffffff;text-align:center;">(W/m²K) </td> <td data-sheets-numberformat='{"1":2,"2":"0","3":1}' data-sheets-value='{"1":2,"2":"(%)"}' style="border-bottom:1px solid #000000;overflow:hidden;padding:0px 3px 0px 3px;vertical-align:bottom;background-color:#000000;font-weight:bold;color:#ffffff;text-align:center;">(%)</td> <td data-sheets-numberformat='{"1":2,"2":"0","3":1}' data-sheets-value='{"1":2,"2":"(%)"}' style="border-bottom:1px solid #000000;overflow:hidden;padding:0px 3px 0px 3px;vertical-align:bottom;background-color:#000000;font-weight:bold;color:#ffffff;text-align:center;">(%)</td> <td data-sheets-value='{"1":2,"2":"(dB)"}' style="border-bottom:1px solid #000000;overflow:hidden;padding:0px 3px 0px 3px;vertical-align:bottom;background-color:#000000;font-weight:bold;color:#ffffff;text-align:center;">(dB)</td> </tr> <tr style="height:20px;"> <td data-sheets-value='{"1":2,"2":"Acrylic"}' style="border-left:1px solid #000000;overflow:hidden;padding:0px 3px 0px 3px;vertical-align:bottom;">Acrylic</td> <td data-sheets-value='{"1":2,"2":"EW"}' style="overflow:hidden;padding:0px 3px 0px 3px;vertical-align:bottom;">EW</td> <td data-sheets-value='{"1":2,"2":"Clear (H)"}' style="overflow:hidden;padding:0px 3px 0px 3px;vertical-align:bottom;">Clear (H)</td> <td data-sheets-numberformat='{"1":2,"2":"0.00","3":1}' data-sheets-value='{"1":3,"3":1.19}' style="overflow:hidden;padding:0px 3px 0px 3px;vertical-align:bottom;text-align:center;">1.19</td> <td data-sheets-numberformat='{"1":2,"2":"0","3":1}' data-sheets-value='{"1":3,"3":36.9}' style="overflow:hidden;padding:0px 3px 0px 3px;vertical-align:bottom;text-align:center;">37</td> <td data-sheets-numberformat='{"1":2,"2":"0","3":1}' data-sheets-value='{"1":3,"3":57.42}' style="overflow:hidden;padding:0px 3px 0px 3px;vertical-align:bottom;text-align:center;">57</td> <td data-sheets-value='{"1":3,"3":24}' style="border-right:1px solid #000000;overflow:hidden;padding:0px 3px 0px 3px;vertical-align:bottom;text-align:center;">24</td> </tr> <tr style="height:20px;"> <td data-sheets-value='{"1":2,"2":"PMMA"}' style="border-left:1px solid #000000;overflow:hidden;padding:0px 3px 0px 3px;vertical-align:bottom;">PMMA</td> <td style="overflow:hidden;padding:0px 3px 0px 3px;vertical-align:bottom;"></td> <td data-sheets-value='{"1":2,"2":"Opal (O)"}' style="overflow:hidden;padding:0px 3px 0px 3px;vertical-align:bottom;">Opal (O)</td> <td data-sheets-numberformat='{"1":2,"2":"0.00","3":1}' data-sheets-value='{"1":3,"3":1.19}' style="overflow:hidden;padding:0px 3px 0px 3px;vertical-align:bottom;text-align:center;">1.19</td> <td data-sheets-numberformat='{"1":2,"2":"0","3":1}' data-sheets-value='{"1":3,"3":34.03}' style="overflow:hidden;padding:0px 3px 0px 3px;vertical-align:bottom;text-align:center;">34</td> <td data-sheets-numberformat='{"1":2,"2":"0","3":1}' data-sheets-value='{"1":3,"3":50.160000000000004}' style="overflow:hidden;padding:0px 3px 0px 3px;vertical-align:bottom;text-align:center;">50</td> <td data-sheets-value='{"1":3,"3":24}' style="border-right:1px solid #000000;overflow:hidden;padding:0px 3px 0px 3px;vertical-align:bottom;text-align:center;">24</td> </tr> <tr style="height:20px;"> <td style="border-left:1px solid #000000;overflow:hidden;padding:0px 3px 0px 3px;vertical-align:bottom;"></td> <td data-sheets-value='{"1":2,"2":"DW"}' style="overflow:hidden;padding:0px 3px 0px 3px;vertical-align:bottom;">DW</td> <td data-sheets-value='{"1":2,"2":"Clear (H/H)"}' style="overflow:hidden;padding:0px 3px 0px 3px;vertical-align:bottom;">Clear (H/H)</td> <td data-sheets-numberformat='{"1":2,"2":"0.00","3":1}' data-sheets-value='{"1":3,"3":0.98}' style="overflow:hidden;padding:0px 3px 0px 3px;vertical-align:bottom;text-align:center;">0.98</td> <td data-sheets-numberformat='{"1":2,"2":"0","3":1}' data-sheets-value='{"1":3,"3":33.21}' style="overflow:hidden;padding:0px 3px 0px 3px;vertical-align:bottom;text-align:center;">33</td> <td data-sheets-numberformat='{"1":2,"2":"0","3":1}' data-sheets-value='{"1":3,"3":49.5}' style="overflow:hidden;padding:0px 3px 0px 3px;vertical-align:bottom;text-align:center;">50</td> <td data-sheets-value='{"1":3,"3":26}' style="border-right:1px solid #000000;overflow:hidden;padding:0px 3px 0px 3px;vertical-align:bottom;text-align:center;">26</td> </tr> <tr style="height:20px;"> <td style="border-bottom:1px solid #000000;border-left:1px solid #000000;overflow:hidden;padding:0px 3px 0px 3px;vertical-align:bottom;"></td> <td style="border-bottom:1px solid #000000;overflow:hidden;padding:0px 3px 0px 3px;vertical-align:bottom;"></td> <td data-sheets-value='{"1":2,"2":"Opal (O/O)"}' style="border-bottom:1px solid #000000;overflow:hidden;padding:0px 3px 0px 3px;vertical-align:bottom;">Opal (O/O)</td> <td data-sheets-numberformat='{"1":2,"2":"0.00","3":1}' data-sheets-value='{"1":3,"3":0.98}' style="border-bottom:1px solid #000000;overflow:hidden;padding:0px 3px 0px 3px;vertical-align:bottom;text-align:center;">0.98</td> <td data-sheets-numberformat='{"1":2,"2":"0","3":1}' data-sheets-value='{"1":3,"3":28.29}' style="border-bottom:1px solid #000000;overflow:hidden;padding:0px 3px 0px 3px;vertical-align:bottom;text-align:center;">28</td> <td data-sheets-numberformat='{"1":2,"2":"0","3":1}' data-sheets-value='{"1":3,"3":38.28}' style="border-bottom:1px solid #000000;overflow:hidden;padding:0px 3px 0px 3px;vertical-align:bottom;text-align:center;">38</td> <td data-sheets-value='{"1":3,"3":26}' style="border-right:1px solid #000000;border-bottom:1px solid #000000;overflow:hidden;padding:0px 3px 0px 3px;vertical-align:bottom;text-align:center;">26</td> </tr> <tr style="height:20px;"> <td data-sheets-value='{"1":2,"2":"Polycarbonate "}' style="border-left:1px solid #000000;overflow:hidden;padding:0px 3px 0px 3px;vertical-align:bottom;">Polycarbonate </td> <td data-sheets-value='{"1":2,"2":"EW"}' style="overflow:hidden;padding:0px 3px 0px 3px;vertical-align:bottom;">EW</td> <td data-sheets-value='{"1":2,"2":"Clear (A)"}' style="overflow:hidden;padding:0px 3px 0px 3px;vertical-align:bottom;">Clear (A)</td> <td data-sheets-numberformat='{"1":2,"2":"0.00","3":1}' data-sheets-value='{"1":3,"3":1.19}' style="overflow:hidden;padding:0px 3px 0px 3px;vertical-align:bottom;text-align:center;">1.19</td> <td data-sheets-numberformat='{"1":2,"2":"0","3":1}' data-sheets-value='{"1":3,"3":36.08}' style="overflow:hidden;padding:0px 3px 0px 3px;vertical-align:bottom;text-align:center;">36</td> <td data-sheets-numberformat='{"1":2,"2":"0","3":1}' data-sheets-value='{"1":3,"3":54.78}' style="overflow:hidden;padding:0px 3px 0px 3px;vertical-align:bottom;text-align:center;">55</td> <td data-sheets-value='{"1":3,"3":24}' style="border-right:1px solid #000000;overflow:hidden;padding:0px 3px 0px 3px;vertical-align:bottom;text-align:center;">24</td> </tr> <tr style="height:20px;"> <td data-sheets-value='{"1":2,"2":"PC"}' style="border-left:1px solid #000000;overflow:hidden;padding:0px 3px 0px 3px;vertical-align:bottom;">PC</td> <td style="overflow:hidden;padding:0px 3px 0px 3px;vertical-align:bottom;"></td> <td data-sheets-value='{"1":2,"2":"Opal (D)"}' style="overflow:hidden;padding:0px 3px 0px 3px;vertical-align:bottom;">Opal (D)</td> <td data-sheets-numberformat='{"1":2,"2":"0.00","3":1}' data-sheets-value='{"1":3,"3":1.19}' style="overflow:hidden;padding:0px 3px 0px 3px;vertical-align:bottom;text-align:center;">1.19</td> <td data-sheets-numberformat='{"1":2,"2":"0","3":1}' data-sheets-value='{"1":3,"3":23.779999999999998}' style="overflow:hidden;padding:0px 3px 0px 3px;vertical-align:bottom;text-align:center;">24</td> <td data-sheets-numberformat='{"1":2,"2":"0","3":1}' data-sheets-value='{"1":3,"3":39.6}' style="overflow:hidden;padding:0px 3px 0px 3px;vertical-align:bottom;text-align:center;">40</td> <td data-sheets-value='{"1":3,"3":24}' style="border-right:1px solid #000000;overflow:hidden;padding:0px 3px 0px 3px;vertical-align:bottom;text-align:center;">24</td> </tr> <tr style="height:20px;"> <td style="border-left:1px solid #000000;overflow:hidden;padding:0px 3px 0px 3px;vertical-align:bottom;"></td> <td data-sheets-value='{"1":2,"2":"DW"}' style="overflow:hidden;padding:0px 3px 0px 3px;vertical-align:bottom;">DW</td> <td data-sheets-value='{"1":2,"2":"Clear (A/H)"}' style="overflow:hidden;padding:0px 3px 0px 3px;vertical-align:bottom;">Clear (A/H)</td> <td data-sheets-numberformat='{"1":2,"2":"0.00","3":1}' data-sheets-value='{"1":3,"3":0.98}' style="overflow:hidden;padding:0px 3px 0px 3px;vertical-align:bottom;text-align:center;">0.98</td> <td data-sheets-numberformat='{"1":2,"2":"0","3":1}' data-sheets-value='{"1":3,"3":32.39}' style="overflow:hidden;padding:0px 3px 0px 3px;vertical-align:bottom;text-align:center;">32</td> <td data-sheets-numberformat='{"1":2,"2":"0","3":1}' data-sheets-value='{"1":3,"3":47.52}' style="overflow:hidden;padding:0px 3px 0px 3px;vertical-align:bottom;text-align:center;">48</td> <td data-sheets-value='{"1":3,"3":26}' style="border-right:1px solid #000000;overflow:hidden;padding:0px 3px 0px 3px;vertical-align:bottom;text-align:center;">26</td> </tr> <tr style="height:20px;"> <td style="border-left:1px solid #000000;overflow:hidden;padding:0px 3px 0px 3px;vertical-align:bottom;"></td> <td style="overflow:hidden;padding:0px 3px 0px 3px;vertical-align:bottom;"></td> <td data-sheets-value='{"1":2,"2":"Clear (A/A)"}' style="overflow:hidden;padding:0px 3px 0px 3px;vertical-align:bottom;">Clear (A/A)</td> <td data-sheets-numberformat='{"1":2,"2":"0.00","3":1}' data-sheets-value='{"1":3,"3":0.98}' style="overflow:hidden;padding:0px 3px 0px 3px;vertical-align:bottom;text-align:center;">0.98</td> <td data-sheets-numberformat='{"1":2,"2":"0","3":1}' data-sheets-value='{"1":3,"3":31.569999999999997}' style="overflow:hidden;padding:0px 3px 0px 3px;vertical-align:bottom;text-align:center;">32</td> <td data-sheets-numberformat='{"1":2,"2":"0","3":1}' data-sheets-value='{"1":3,"3":45.54}' style="overflow:hidden;padding:0px 3px 0px 3px;vertical-align:bottom;text-align:center;">46</td> <td data-sheets-value='{"1":3,"3":26}' style="border-right:1px solid #000000;overflow:hidden;padding:0px 3px 0px 3px;vertical-align:bottom;text-align:center;">26</td> </tr> <tr style="height:20px;"> <td style="border-left:1px solid #000000;overflow:hidden;padding:0px 3px 0px 3px;vertical-align:bottom;"></td> <td style="overflow:hidden;padding:0px 3px 0px 3px;vertical-align:bottom;"></td> <td data-sheets-value='{"1":2,"2":"Opal (A/O)"}' style="overflow:hidden;padding:0px 3px 0px 3px;vertical-align:bottom;">Opal (A/O)</td> <td data-sheets-numberformat='{"1":2,"2":"0.00","3":1}' data-sheets-value='{"1":3,"3":0.98}' style="overflow:hidden;padding:0px 3px 0px 3px;vertical-align:bottom;text-align:center;">0.98</td> <td data-sheets-numberformat='{"1":2,"2":"0","3":1}' data-sheets-value='{"1":3,"3":29.93}' style="overflow:hidden;padding:0px 3px 0px 3px;vertical-align:bottom;text-align:center;">30</td> <td data-sheets-numberformat='{"1":2,"2":"0","3":1}' data-sheets-value='{"1":3,"3":41.580000000000005}' style="overflow:hidden;padding:0px 3px 0px 3px;vertical-align:bottom;text-align:center;">42</td> <td data-sheets-value='{"1":3,"3":26}' style="border-right:1px solid #000000;overflow:hidden;padding:0px 3px 0px 3px;vertical-align:bottom;text-align:center;">26</td> </tr> <tr style="height:20px;"> <td style="border-bottom:1px solid #000000;border-left:1px solid #000000;overflow:hidden;padding:0px 3px 0px 3px;vertical-align:bottom;"></td> <td style="border-bottom:1px solid #000000;overflow:hidden;padding:0px 3px 0px 3px;vertical-align:bottom;"></td> <td data-sheets-value='{"1":2,"2":"Opal (A/D)"}' style="border-bottom:1px solid #000000;overflow:hidden;padding:0px 3px 0px 3px;vertical-align:bottom;">Opal (A/D)</td> <td data-sheets-numberformat='{"1":2,"2":"0.00","3":1}' data-sheets-value='{"1":3,"3":0.98}' style="border-bottom:1px solid #000000;overflow:hidden;padding:0px 3px 0px 3px;vertical-align:bottom;text-align:center;">0.98</td> <td data-sheets-numberformat='{"1":2,"2":"0","3":1}' data-sheets-value='{"1":3,"3":20.91}' style="border-bottom:1px solid #000000;overflow:hidden;padding:0px 3px 0px 3px;vertical-align:bottom;text-align:center;">21</td> <td data-sheets-numberformat='{"1":2,"2":"0","3":1}' data-sheets-value='{"1":3,"3":33}' style="border-bottom:1px solid #000000;overflow:hidden;padding:0px 3px 0px 3px;vertical-align:bottom;text-align:center;">33</td> <td data-sheets-value='{"1":3,"3":26}' style="border-right:1px solid #000000;border-bottom:1px solid #000000;overflow:hidden;padding:0px 3px 0px 3px;vertical-align:bottom;text-align:center;">26</td> </tr> <tr style="height:20px;"> <td data-sheets-value='{"1":2,"2":"Polycarbonate"}' style="border-left:1px solid #000000;overflow:hidden;padding:0px 3px 0px 3px;vertical-align:bottom;">Polycarbonate</td> <td data-sheets-value='{"1":2,"2":"EW"}' style="overflow:hidden;padding:0px 3px 0px 3px;vertical-align:bottom;">EW</td> <td data-sheets-value='{"1":2,"2":"Heatstop Opal (T)"}' style="overflow:hidden;padding:0px 3px 0px 3px;vertical-align:bottom;">Heatstop Opal (T)</td> <td data-sheets-numberformat='{"1":2,"2":"0.00","3":1}' data-sheets-value='{"1":3,"3":1.19}' style="overflow:hidden;padding:0px 3px 0px 3px;vertical-align:bottom;text-align:center;">1.19</td> <td data-sheets-numberformat='{"1":2,"2":"0","3":1}' data-sheets-value='{"1":3,"3":20.09}' style="overflow:hidden;padding:0px 3px 0px 3px;vertical-align:bottom;text-align:center;">20</td> <td data-sheets-numberformat='{"1":2,"2":"0","3":1}' data-sheets-value='{"1":3,"3":38.940000000000005}' style="overflow:hidden;padding:0px 3px 0px 3px;vertical-align:bottom;text-align:center;">39</td> <td data-sheets-value='{"1":3,"3":24}' style="border-right:1px solid #000000;overflow:hidden;padding:0px 3px 0px 3px;vertical-align:bottom;text-align:center;">24</td> </tr> <tr style="height:20px;"> <td data-sheets-value='{"1":2,"2":"Heatstop PC"}' style="border-left:1px solid #000000;overflow:hidden;padding:0px 3px 0px 3px;vertical-align:bottom;">Heatstop PC</td> <td data-sheets-value='{"1":2,"2":"DW"}' style="overflow:hidden;padding:0px 3px 0px 3px;vertical-align:bottom;">DW</td> <td data-sheets-value='{"1":2,"2":"Clear (T/H)"}' style="overflow:hidden;padding:0px 3px 0px 3px;vertical-align:bottom;">Clear (T/H)</td> <td data-sheets-numberformat='{"1":2,"2":"0.00","3":1}' data-sheets-value='{"1":3,"3":0.98}' style="overflow:hidden;padding:0px 3px 0px 3px;vertical-align:bottom;text-align:center;">0.98</td> <td data-sheets-numberformat='{"1":2,"2":"0","3":1}' data-sheets-value='{"1":3,"3":18.04}' style="overflow:hidden;padding:0px 3px 0px 3px;vertical-align:bottom;text-align:center;">18</td> <td data-sheets-numberformat='{"1":2,"2":"0","3":1}' data-sheets-value='{"1":3,"3":33.660000000000004}' style="overflow:hidden;padding:0px 3px 0px 3px;vertical-align:bottom;text-align:center;">34</td> <td data-sheets-value='{"1":3,"3":26}' style="border-right:1px solid #000000;overflow:hidden;padding:0px 3px 0px 3px;vertical-align:bottom;text-align:center;">26</td> </tr> <tr style="height:20px;"> <td style="border-bottom:1px solid #000000;border-left:1px solid #000000;overflow:hidden;padding:0px 3px 0px 3px;vertical-align:bottom;"></td> <td style="border-bottom:1px solid #000000;overflow:hidden;padding:0px 3px 0px 3px;vertical-align:bottom;"></td> <td data-sheets-value='{"1":2,"2":"Opal (T/O)"}' style="border-bottom:1px solid #000000;overflow:hidden;padding:0px 3px 0px 3px;vertical-align:bottom;">Opal (T/O)</td> <td data-sheets-numberformat='{"1":2,"2":"0.00","3":1}' data-sheets-value='{"1":3,"3":0.98}' style="border-bottom:1px solid #000000;overflow:hidden;padding:0px 3px 0px 3px;vertical-align:bottom;text-align:center;">0.98</td> <td data-sheets-numberformat='{"1":2,"2":"0","3":1}' data-sheets-value='{"1":3,"3":16.81}' style="border-bottom:1px solid #000000;overflow:hidden;padding:0px 3px 0px 3px;vertical-align:bottom;text-align:center;">17</td> <td data-sheets-numberformat='{"1":2,"2":"0","3":1}' data-sheets-value='{"1":3,"3":29.700000000000003}' style="border-bottom:1px solid #000000;overflow:hidden;padding:0px 3px 0px 3px;vertical-align:bottom;text-align:center;">30</td> <td data-sheets-value='{"1":3,"3":26}' style="border-right:1px solid #000000;border-bottom:1px solid #000000;overflow:hidden;padding:0px 3px 0px 3px;vertical-align:bottom;text-align:center;">26</td> </tr> </tbody></table> | skylux-160-ce-met-koepel-en-metaalopstand-met-lm-motor-en-pvc-raam-type-ep25-1050-x-2250-mm | 8585994633549 | 46872271782221
Smoke and heat exhaust (SHEV) | SHE system | Skylux | Skylux 160° CE with skylight and metal curb with LM-actuator and PVC frame type EP25 1100 x 1100 mm |  | 50893 | 5412970508939 | 4145.5 | Yes | 30-45 | 79.81 | 1100 x 1100 mm | 1100 | 1100 |  | metal curb M30 (30 cm high) | Square | 1.19 W/m²K - 0.98 W/m²K | 57% - 30% | 37% - 17% | 24dB - 26dB | 160° CE (for industry) | PVC frame EP25 | without spoiler | E | Single actuator | Maximum double-walled skylight possible for this product | Ut-value LT-value g-value Rw-value EN 1873 : 2014 EN ISO 13468 EN 16153 EN 410 EN 410 EN ISO 140-3 Material Walls Shells (W/m²K) (%) (%) (dB) Acrylic EW Clear (H) 1.19 37 57 24 PMMA Opal (O) 1.19 34 50 24 DW Clear (H/H) 0.98 33 50 26 Opal (O/O) 0.98 28 38 26 Polycarbonate EW Clear (A) 1.19 36 55 24 PC Opal (D) 1.19 24 40 24 DW Clear (A/H) 0.98 32 48 26 Clear (A/A) 0.98 32 46 26 Opal (A/O) 0.98 30 42 26 Opal (A/D) 0.98 21 33 26 Polycarbonate EW Heatstop Opal (T) 1.19 20 39 24 Heatstop PC DW Clear (T/H) 0.98 18 34 26 Opal (T/O) 0.98 17 30 26 | https://skylux.eu/en/products/skylux-160-ce-met-koepel-en-metaalopstand-met-lm-motor-en-pvc-raam-type-ep25-1100-x-1100-mm | https://skylux.eu/cdn/shop/files/Skylux-160deg-CE-met-koepel-en-metaalopstand-met-LM-motor-en-pvc-raam-type-EP25-1100-x-1100-mm-RWA-systeem.jpg?v=1702976869&width=1600 | https://skylux.eu/cdn/shop/files/e5a82811-1bb0-48e4-a776-cacb59c7c092_28cee12b-d15a-4bc4-ac63-4ce7258f7bf5.jpg?v=1688550233&width=1600 | //skylux.eu/cdn/shop/files/E_MH_Mounting_instructions_Skylux_160_CE_LM.pdf?v=12406716259046007223 | //skylux.eu/cdn/shop/files/E_TD_Technical_File_Skylux_Skylux_160_CE_Electric.pdf?v=3667116872303399239 | <style type="text/css" id="isPasted"><!--td {border: 1px solid #cccccc;}br {mso-data-placement:same-cell;}--></style><table border="1" cellpadding="0" cellspacing="0" dir="ltr" style="table-layout:fixed;font-size:10pt;font-family:Arial;border-collapse:collapse;border:none;"><tbody> <tr style="height:20px;"> <td style="overflow:hidden;padding:0px 3px 0px 3px;vertical-align:bottom;"></td> <td style="overflow:hidden;padding:0px 3px 0px 3px;vertical-align:bottom;"></td> <td style="overflow:hidden;padding:0px 3px 0px 3px;vertical-align:bottom;"></td> <td data-sheets-value='{"1":2,"2":"Ut-value"}' style="overflow:hidden;padding:0px 3px 0px 3px;vertical-align:bottom;font-weight:bold;text-align:center;">Ut-value</td> <td data-sheets-value='{"1":2,"2":"LT-value"}' style="overflow:hidden;padding:0px 3px 0px 3px;vertical-align:bottom;font-weight:bold;text-align:center;">LT-value</td> <td data-sheets-value='{"1":2,"2":"g-value"}' style="overflow:hidden;padding:0px 3px 0px 3px;vertical-align:bottom;font-weight:bold;text-align:center;">g-value</td> <td data-sheets-value='{"1":2,"2":"Rw-value "}' style="overflow:hidden;padding:0px 3px 0px 3px;vertical-align:bottom;font-weight:bold;text-align:center;">Rw-value </td> </tr> <tr style="height:20px;"> <td style="overflow:hidden;padding:0px 3px 0px 3px;vertical-align:bottom;"></td> <td style="overflow:hidden;padding:0px 3px 0px 3px;vertical-align:bottom;"></td> <td style="overflow:hidden;padding:0px 3px 0px 3px;vertical-align:bottom;"></td> <td data-sheets-numberformat='{"1":2,"2":"0.00","3":1}' data-sheets-value='{"1":2,"2":"EN 1873 : 2014"}' style="overflow:hidden;padding:0px 3px 0px 3px;vertical-align:bottom;text-align:center;">EN 1873 : 2014</td> <td data-sheets-numberformat='{"1":2,"2":"0","3":1}' data-sheets-value='{"1":2,"2":"EN ISO 13468 EN 16153 EN 410"}' style="overflow:hidden;padding:0px 3px 0px 3px;vertical-align:bottom;text-align:center;">EN ISO 13468 EN 16153 EN 410</td> <td data-sheets-numberformat='{"1":2,"2":"0","3":1}' data-sheets-value='{"1":2,"2":"EN 410"}' style="overflow:hidden;padding:0px 3px 0px 3px;vertical-align:bottom;text-align:center;">EN 410</td> <td data-sheets-value='{"1":2,"2":"EN ISO 140-3\t\t"}' style="overflow:hidden;padding:0px 3px 0px 3px;vertical-align:bottom;text-align:center;">EN ISO 140-3 </td> </tr> <tr style="height:20px;"> <td data-sheets-value='{"1":2,"2":"Material"}' style="border-bottom:1px solid #000000;overflow:hidden;padding:0px 3px 0px 3px;vertical-align:bottom;background-color:#000000;font-weight:bold;color:#ffffff;">Material</td> <td data-sheets-value='{"1":2,"2":"Walls"}' style="border-bottom:1px solid #000000;overflow:hidden;padding:0px 3px 0px 3px;vertical-align:bottom;background-color:#000000;font-weight:bold;color:#ffffff;">Walls</td> <td data-sheets-value='{"1":2,"2":"Shells"}' style="border-bottom:1px solid #000000;overflow:hidden;padding:0px 3px 0px 3px;vertical-align:bottom;background-color:#000000;font-weight:bold;color:#ffffff;">Shells</td> <td data-sheets-numberformat='{"1":2,"2":"0.00","3":1}' data-sheets-value='{"1":2,"2":"(W/m²K)\t"}' style="border-bottom:1px solid #000000;overflow:hidden;padding:0px 3px 0px 3px;vertical-align:bottom;background-color:#000000;font-weight:bold;color:#ffffff;text-align:center;">(W/m²K) </td> <td data-sheets-numberformat='{"1":2,"2":"0","3":1}' data-sheets-value='{"1":2,"2":"(%)"}' style="border-bottom:1px solid #000000;overflow:hidden;padding:0px 3px 0px 3px;vertical-align:bottom;background-color:#000000;font-weight:bold;color:#ffffff;text-align:center;">(%)</td> <td data-sheets-numberformat='{"1":2,"2":"0","3":1}' data-sheets-value='{"1":2,"2":"(%)"}' style="border-bottom:1px solid #000000;overflow:hidden;padding:0px 3px 0px 3px;vertical-align:bottom;background-color:#000000;font-weight:bold;color:#ffffff;text-align:center;">(%)</td> <td data-sheets-value='{"1":2,"2":"(dB)"}' style="border-bottom:1px solid #000000;overflow:hidden;padding:0px 3px 0px 3px;vertical-align:bottom;background-color:#000000;font-weight:bold;color:#ffffff;text-align:center;">(dB)</td> </tr> <tr style="height:20px;"> <td data-sheets-value='{"1":2,"2":"Acrylic"}' style="border-left:1px solid #000000;overflow:hidden;padding:0px 3px 0px 3px;vertical-align:bottom;">Acrylic</td> <td data-sheets-value='{"1":2,"2":"EW"}' style="overflow:hidden;padding:0px 3px 0px 3px;vertical-align:bottom;">EW</td> <td data-sheets-value='{"1":2,"2":"Clear (H)"}' style="overflow:hidden;padding:0px 3px 0px 3px;vertical-align:bottom;">Clear (H)</td> <td data-sheets-numberformat='{"1":2,"2":"0.00","3":1}' data-sheets-value='{"1":3,"3":1.19}' style="overflow:hidden;padding:0px 3px 0px 3px;vertical-align:bottom;text-align:center;">1.19</td> <td data-sheets-numberformat='{"1":2,"2":"0","3":1}' data-sheets-value='{"1":3,"3":36.9}' style="overflow:hidden;padding:0px 3px 0px 3px;vertical-align:bottom;text-align:center;">37</td> <td data-sheets-numberformat='{"1":2,"2":"0","3":1}' data-sheets-value='{"1":3,"3":57.42}' style="overflow:hidden;padding:0px 3px 0px 3px;vertical-align:bottom;text-align:center;">57</td> <td data-sheets-value='{"1":3,"3":24}' style="border-right:1px solid #000000;overflow:hidden;padding:0px 3px 0px 3px;vertical-align:bottom;text-align:center;">24</td> </tr> <tr style="height:20px;"> <td data-sheets-value='{"1":2,"2":"PMMA"}' style="border-left:1px solid #000000;overflow:hidden;padding:0px 3px 0px 3px;vertical-align:bottom;">PMMA</td> <td style="overflow:hidden;padding:0px 3px 0px 3px;vertical-align:bottom;"></td> <td data-sheets-value='{"1":2,"2":"Opal (O)"}' style="overflow:hidden;padding:0px 3px 0px 3px;vertical-align:bottom;">Opal (O)</td> <td data-sheets-numberformat='{"1":2,"2":"0.00","3":1}' data-sheets-value='{"1":3,"3":1.19}' style="overflow:hidden;padding:0px 3px 0px 3px;vertical-align:bottom;text-align:center;">1.19</td> <td data-sheets-numberformat='{"1":2,"2":"0","3":1}' data-sheets-value='{"1":3,"3":34.03}' style="overflow:hidden;padding:0px 3px 0px 3px;vertical-align:bottom;text-align:center;">34</td> <td data-sheets-numberformat='{"1":2,"2":"0","3":1}' data-sheets-value='{"1":3,"3":50.160000000000004}' style="overflow:hidden;padding:0px 3px 0px 3px;vertical-align:bottom;text-align:center;">50</td> <td data-sheets-value='{"1":3,"3":24}' style="border-right:1px solid #000000;overflow:hidden;padding:0px 3px 0px 3px;vertical-align:bottom;text-align:center;">24</td> </tr> <tr style="height:20px;"> <td style="border-left:1px solid #000000;overflow:hidden;padding:0px 3px 0px 3px;vertical-align:bottom;"></td> <td data-sheets-value='{"1":2,"2":"DW"}' style="overflow:hidden;padding:0px 3px 0px 3px;vertical-align:bottom;">DW</td> <td data-sheets-value='{"1":2,"2":"Clear (H/H)"}' style="overflow:hidden;padding:0px 3px 0px 3px;vertical-align:bottom;">Clear (H/H)</td> <td data-sheets-numberformat='{"1":2,"2":"0.00","3":1}' data-sheets-value='{"1":3,"3":0.98}' style="overflow:hidden;padding:0px 3px 0px 3px;vertical-align:bottom;text-align:center;">0.98</td> <td data-sheets-numberformat='{"1":2,"2":"0","3":1}' data-sheets-value='{"1":3,"3":33.21}' style="overflow:hidden;padding:0px 3px 0px 3px;vertical-align:bottom;text-align:center;">33</td> <td data-sheets-numberformat='{"1":2,"2":"0","3":1}' data-sheets-value='{"1":3,"3":49.5}' style="overflow:hidden;padding:0px 3px 0px 3px;vertical-align:bottom;text-align:center;">50</td> <td data-sheets-value='{"1":3,"3":26}' style="border-right:1px solid #000000;overflow:hidden;padding:0px 3px 0px 3px;vertical-align:bottom;text-align:center;">26</td> </tr> <tr style="height:20px;"> <td style="border-bottom:1px solid #000000;border-left:1px solid #000000;overflow:hidden;padding:0px 3px 0px 3px;vertical-align:bottom;"></td> <td style="border-bottom:1px solid #000000;overflow:hidden;padding:0px 3px 0px 3px;vertical-align:bottom;"></td> <td data-sheets-value='{"1":2,"2":"Opal (O/O)"}' style="border-bottom:1px solid #000000;overflow:hidden;padding:0px 3px 0px 3px;vertical-align:bottom;">Opal (O/O)</td> <td data-sheets-numberformat='{"1":2,"2":"0.00","3":1}' data-sheets-value='{"1":3,"3":0.98}' style="border-bottom:1px solid #000000;overflow:hidden;padding:0px 3px 0px 3px;vertical-align:bottom;text-align:center;">0.98</td> <td data-sheets-numberformat='{"1":2,"2":"0","3":1}' data-sheets-value='{"1":3,"3":28.29}' style="border-bottom:1px solid #000000;overflow:hidden;padding:0px 3px 0px 3px;vertical-align:bottom;text-align:center;">28</td> <td data-sheets-numberformat='{"1":2,"2":"0","3":1}' data-sheets-value='{"1":3,"3":38.28}' style="border-bottom:1px solid #000000;overflow:hidden;padding:0px 3px 0px 3px;vertical-align:bottom;text-align:center;">38</td> <td data-sheets-value='{"1":3,"3":26}' style="border-right:1px solid #000000;border-bottom:1px solid #000000;overflow:hidden;padding:0px 3px 0px 3px;vertical-align:bottom;text-align:center;">26</td> </tr> <tr style="height:20px;"> <td data-sheets-value='{"1":2,"2":"Polycarbonate "}' style="border-left:1px solid #000000;overflow:hidden;padding:0px 3px 0px 3px;vertical-align:bottom;">Polycarbonate </td> <td data-sheets-value='{"1":2,"2":"EW"}' style="overflow:hidden;padding:0px 3px 0px 3px;vertical-align:bottom;">EW</td> <td data-sheets-value='{"1":2,"2":"Clear (A)"}' style="overflow:hidden;padding:0px 3px 0px 3px;vertical-align:bottom;">Clear (A)</td> <td data-sheets-numberformat='{"1":2,"2":"0.00","3":1}' data-sheets-value='{"1":3,"3":1.19}' style="overflow:hidden;padding:0px 3px 0px 3px;vertical-align:bottom;text-align:center;">1.19</td> <td data-sheets-numberformat='{"1":2,"2":"0","3":1}' data-sheets-value='{"1":3,"3":36.08}' style="overflow:hidden;padding:0px 3px 0px 3px;vertical-align:bottom;text-align:center;">36</td> <td data-sheets-numberformat='{"1":2,"2":"0","3":1}' data-sheets-value='{"1":3,"3":54.78}' style="overflow:hidden;padding:0px 3px 0px 3px;vertical-align:bottom;text-align:center;">55</td> <td data-sheets-value='{"1":3,"3":24}' style="border-right:1px solid #000000;overflow:hidden;padding:0px 3px 0px 3px;vertical-align:bottom;text-align:center;">24</td> </tr> <tr style="height:20px;"> <td data-sheets-value='{"1":2,"2":"PC"}' style="border-left:1px solid #000000;overflow:hidden;padding:0px 3px 0px 3px;vertical-align:bottom;">PC</td> <td style="overflow:hidden;padding:0px 3px 0px 3px;vertical-align:bottom;"></td> <td data-sheets-value='{"1":2,"2":"Opal (D)"}' style="overflow:hidden;padding:0px 3px 0px 3px;vertical-align:bottom;">Opal (D)</td> <td data-sheets-numberformat='{"1":2,"2":"0.00","3":1}' data-sheets-value='{"1":3,"3":1.19}' style="overflow:hidden;padding:0px 3px 0px 3px;vertical-align:bottom;text-align:center;">1.19</td> <td data-sheets-numberformat='{"1":2,"2":"0","3":1}' data-sheets-value='{"1":3,"3":23.779999999999998}' style="overflow:hidden;padding:0px 3px 0px 3px;vertical-align:bottom;text-align:center;">24</td> <td data-sheets-numberformat='{"1":2,"2":"0","3":1}' data-sheets-value='{"1":3,"3":39.6}' style="overflow:hidden;padding:0px 3px 0px 3px;vertical-align:bottom;text-align:center;">40</td> <td data-sheets-value='{"1":3,"3":24}' style="border-right:1px solid #000000;overflow:hidden;padding:0px 3px 0px 3px;vertical-align:bottom;text-align:center;">24</td> </tr> <tr style="height:20px;"> <td style="border-left:1px solid #000000;overflow:hidden;padding:0px 3px 0px 3px;vertical-align:bottom;"></td> <td data-sheets-value='{"1":2,"2":"DW"}' style="overflow:hidden;padding:0px 3px 0px 3px;vertical-align:bottom;">DW</td> <td data-sheets-value='{"1":2,"2":"Clear (A/H)"}' style="overflow:hidden;padding:0px 3px 0px 3px;vertical-align:bottom;">Clear (A/H)</td> <td data-sheets-numberformat='{"1":2,"2":"0.00","3":1}' data-sheets-value='{"1":3,"3":0.98}' style="overflow:hidden;padding:0px 3px 0px 3px;vertical-align:bottom;text-align:center;">0.98</td> <td data-sheets-numberformat='{"1":2,"2":"0","3":1}' data-sheets-value='{"1":3,"3":32.39}' style="overflow:hidden;padding:0px 3px 0px 3px;vertical-align:bottom;text-align:center;">32</td> <td data-sheets-numberformat='{"1":2,"2":"0","3":1}' data-sheets-value='{"1":3,"3":47.52}' style="overflow:hidden;padding:0px 3px 0px 3px;vertical-align:bottom;text-align:center;">48</td> <td data-sheets-value='{"1":3,"3":26}' style="border-right:1px solid #000000;overflow:hidden;padding:0px 3px 0px 3px;vertical-align:bottom;text-align:center;">26</td> </tr> <tr style="height:20px;"> <td style="border-left:1px solid #000000;overflow:hidden;padding:0px 3px 0px 3px;vertical-align:bottom;"></td> <td style="overflow:hidden;padding:0px 3px 0px 3px;vertical-align:bottom;"></td> <td data-sheets-value='{"1":2,"2":"Clear (A/A)"}' style="overflow:hidden;padding:0px 3px 0px 3px;vertical-align:bottom;">Clear (A/A)</td> <td data-sheets-numberformat='{"1":2,"2":"0.00","3":1}' data-sheets-value='{"1":3,"3":0.98}' style="overflow:hidden;padding:0px 3px 0px 3px;vertical-align:bottom;text-align:center;">0.98</td> <td data-sheets-numberformat='{"1":2,"2":"0","3":1}' data-sheets-value='{"1":3,"3":31.569999999999997}' style="overflow:hidden;padding:0px 3px 0px 3px;vertical-align:bottom;text-align:center;">32</td> <td data-sheets-numberformat='{"1":2,"2":"0","3":1}' data-sheets-value='{"1":3,"3":45.54}' style="overflow:hidden;padding:0px 3px 0px 3px;vertical-align:bottom;text-align:center;">46</td> <td data-sheets-value='{"1":3,"3":26}' style="border-right:1px solid #000000;overflow:hidden;padding:0px 3px 0px 3px;vertical-align:bottom;text-align:center;">26</td> </tr> <tr style="height:20px;"> <td style="border-left:1px solid #000000;overflow:hidden;padding:0px 3px 0px 3px;vertical-align:bottom;"></td> <td style="overflow:hidden;padding:0px 3px 0px 3px;vertical-align:bottom;"></td> <td data-sheets-value='{"1":2,"2":"Opal (A/O)"}' style="overflow:hidden;padding:0px 3px 0px 3px;vertical-align:bottom;">Opal (A/O)</td> <td data-sheets-numberformat='{"1":2,"2":"0.00","3":1}' data-sheets-value='{"1":3,"3":0.98}' style="overflow:hidden;padding:0px 3px 0px 3px;vertical-align:bottom;text-align:center;">0.98</td> <td data-sheets-numberformat='{"1":2,"2":"0","3":1}' data-sheets-value='{"1":3,"3":29.93}' style="overflow:hidden;padding:0px 3px 0px 3px;vertical-align:bottom;text-align:center;">30</td> <td data-sheets-numberformat='{"1":2,"2":"0","3":1}' data-sheets-value='{"1":3,"3":41.580000000000005}' style="overflow:hidden;padding:0px 3px 0px 3px;vertical-align:bottom;text-align:center;">42</td> <td data-sheets-value='{"1":3,"3":26}' style="border-right:1px solid #000000;overflow:hidden;padding:0px 3px 0px 3px;vertical-align:bottom;text-align:center;">26</td> </tr> <tr style="height:20px;"> <td style="border-bottom:1px solid #000000;border-left:1px solid #000000;overflow:hidden;padding:0px 3px 0px 3px;vertical-align:bottom;"></td> <td style="border-bottom:1px solid #000000;overflow:hidden;padding:0px 3px 0px 3px;vertical-align:bottom;"></td> <td data-sheets-value='{"1":2,"2":"Opal (A/D)"}' style="border-bottom:1px solid #000000;overflow:hidden;padding:0px 3px 0px 3px;vertical-align:bottom;">Opal (A/D)</td> <td data-sheets-numberformat='{"1":2,"2":"0.00","3":1}' data-sheets-value='{"1":3,"3":0.98}' style="border-bottom:1px solid #000000;overflow:hidden;padding:0px 3px 0px 3px;vertical-align:bottom;text-align:center;">0.98</td> <td data-sheets-numberformat='{"1":2,"2":"0","3":1}' data-sheets-value='{"1":3,"3":20.91}' style="border-bottom:1px solid #000000;overflow:hidden;padding:0px 3px 0px 3px;vertical-align:bottom;text-align:center;">21</td> <td data-sheets-numberformat='{"1":2,"2":"0","3":1}' data-sheets-value='{"1":3,"3":33}' style="border-bottom:1px solid #000000;overflow:hidden;padding:0px 3px 0px 3px;vertical-align:bottom;text-align:center;">33</td> <td data-sheets-value='{"1":3,"3":26}' style="border-right:1px solid #000000;border-bottom:1px solid #000000;overflow:hidden;padding:0px 3px 0px 3px;vertical-align:bottom;text-align:center;">26</td> </tr> <tr style="height:20px;"> <td data-sheets-value='{"1":2,"2":"Polycarbonate"}' style="border-left:1px solid #000000;overflow:hidden;padding:0px 3px 0px 3px;vertical-align:bottom;">Polycarbonate</td> <td data-sheets-value='{"1":2,"2":"EW"}' style="overflow:hidden;padding:0px 3px 0px 3px;vertical-align:bottom;">EW</td> <td data-sheets-value='{"1":2,"2":"Heatstop Opal (T)"}' style="overflow:hidden;padding:0px 3px 0px 3px;vertical-align:bottom;">Heatstop Opal (T)</td> <td data-sheets-numberformat='{"1":2,"2":"0.00","3":1}' data-sheets-value='{"1":3,"3":1.19}' style="overflow:hidden;padding:0px 3px 0px 3px;vertical-align:bottom;text-align:center;">1.19</td> <td data-sheets-numberformat='{"1":2,"2":"0","3":1}' data-sheets-value='{"1":3,"3":20.09}' style="overflow:hidden;padding:0px 3px 0px 3px;vertical-align:bottom;text-align:center;">20</td> <td data-sheets-numberformat='{"1":2,"2":"0","3":1}' data-sheets-value='{"1":3,"3":38.940000000000005}' style="overflow:hidden;padding:0px 3px 0px 3px;vertical-align:bottom;text-align:center;">39</td> <td data-sheets-value='{"1":3,"3":24}' style="border-right:1px solid #000000;overflow:hidden;padding:0px 3px 0px 3px;vertical-align:bottom;text-align:center;">24</td> </tr> <tr style="height:20px;"> <td data-sheets-value='{"1":2,"2":"Heatstop PC"}' style="border-left:1px solid #000000;overflow:hidden;padding:0px 3px 0px 3px;vertical-align:bottom;">Heatstop PC</td> <td data-sheets-value='{"1":2,"2":"DW"}' style="overflow:hidden;padding:0px 3px 0px 3px;vertical-align:bottom;">DW</td> <td data-sheets-value='{"1":2,"2":"Clear (T/H)"}' style="overflow:hidden;padding:0px 3px 0px 3px;vertical-align:bottom;">Clear (T/H)</td> <td data-sheets-numberformat='{"1":2,"2":"0.00","3":1}' data-sheets-value='{"1":3,"3":0.98}' style="overflow:hidden;padding:0px 3px 0px 3px;vertical-align:bottom;text-align:center;">0.98</td> <td data-sheets-numberformat='{"1":2,"2":"0","3":1}' data-sheets-value='{"1":3,"3":18.04}' style="overflow:hidden;padding:0px 3px 0px 3px;vertical-align:bottom;text-align:center;">18</td> <td data-sheets-numberformat='{"1":2,"2":"0","3":1}' data-sheets-value='{"1":3,"3":33.660000000000004}' style="overflow:hidden;padding:0px 3px 0px 3px;vertical-align:bottom;text-align:center;">34</td> <td data-sheets-value='{"1":3,"3":26}' style="border-right:1px solid #000000;overflow:hidden;padding:0px 3px 0px 3px;vertical-align:bottom;text-align:center;">26</td> </tr> <tr style="height:20px;"> <td style="border-bottom:1px solid #000000;border-left:1px solid #000000;overflow:hidden;padding:0px 3px 0px 3px;vertical-align:bottom;"></td> <td style="border-bottom:1px solid #000000;overflow:hidden;padding:0px 3px 0px 3px;vertical-align:bottom;"></td> <td data-sheets-value='{"1":2,"2":"Opal (T/O)"}' style="border-bottom:1px solid #000000;overflow:hidden;padding:0px 3px 0px 3px;vertical-align:bottom;">Opal (T/O)</td> <td data-sheets-numberformat='{"1":2,"2":"0.00","3":1}' data-sheets-value='{"1":3,"3":0.98}' style="border-bottom:1px solid #000000;overflow:hidden;padding:0px 3px 0px 3px;vertical-align:bottom;text-align:center;">0.98</td> <td data-sheets-numberformat='{"1":2,"2":"0","3":1}' data-sheets-value='{"1":3,"3":16.81}' style="border-bottom:1px solid #000000;overflow:hidden;padding:0px 3px 0px 3px;vertical-align:bottom;text-align:center;">17</td> <td data-sheets-numberformat='{"1":2,"2":"0","3":1}' data-sheets-value='{"1":3,"3":29.700000000000003}' style="border-bottom:1px solid #000000;overflow:hidden;padding:0px 3px 0px 3px;vertical-align:bottom;text-align:center;">30</td> <td data-sheets-value='{"1":3,"3":26}' style="border-right:1px solid #000000;border-bottom:1px solid #000000;overflow:hidden;padding:0px 3px 0px 3px;vertical-align:bottom;text-align:center;">26</td> </tr> </tbody></table> | skylux-160-ce-met-koepel-en-metaalopstand-met-lm-motor-en-pvc-raam-type-ep25-1100-x-1100-mm | 8585994764621 | 46872271913293
Smoke and heat exhaust (SHEV) | SHE system | Skylux | Skylux 160° CE with skylight and metal curb with LM-actuator and PVC frame type EP25 1100 x 1400 mm |  | 50894 | 5412970508946 | 4595.6 | Yes | 30-45 | 88.74 | 1100 x 1400 mm | 1400 | 1100 |  | metal curb M30 (30 cm high) | Rectangular | 1.19 W/m²K - 0.98 W/m²K | 57% - 30% | 37% - 17% | 24dB - 26dB | 160° CE (for industry) | PVC frame EP25 | without spoiler | E | Single actuator | Maximum double-walled skylight possible for this product | Ut-value LT-value g-value Rw-value EN 1873 : 2014 EN ISO 13468 EN 16153 EN 410 EN 410 EN ISO 140-3 Material Walls Shells (W/m²K) (%) (%) (dB) Acrylic EW Clear (H) 1.19 37 57 24 PMMA Opal (O) 1.19 34 50 24 DW Clear (H/H) 0.98 33 50 26 Opal (O/O) 0.98 28 38 26 Polycarbonate EW Clear (A) 1.19 36 55 24 PC Opal (D) 1.19 24 40 24 DW Clear (A/H) 0.98 32 48 26 Clear (A/A) 0.98 32 46 26 Opal (A/O) 0.98 30 42 26 Opal (A/D) 0.98 21 33 26 Polycarbonate EW Heatstop Opal (T) 1.19 20 39 24 Heatstop PC DW Clear (T/H) 0.98 18 34 26 Opal (T/O) 0.98 17 30 26 | https://skylux.eu/en/products/skylux-160-ce-met-koepel-en-metaalopstand-met-lm-motor-en-pvc-raam-type-ep25-1100-x-1400-mm | https://skylux.eu/cdn/shop/files/Skylux-160deg-CE-met-koepel-en-metaalopstand-met-LM-motor-en-pvc-raam-type-EP25-1100-x-1400-mm-RWA-systeem.jpg?v=1702976875&width=1600 | https://skylux.eu/cdn/shop/files/e5a82811-1bb0-48e4-a776-cacb59c7c092_df2bf593-44cb-4861-a795-87e864e33b99.jpg?v=1688550234&width=1600 | //skylux.eu/cdn/shop/files/E_MH_Mounting_instructions_Skylux_160_CE_LM.pdf?v=12406716259046007223 | //skylux.eu/cdn/shop/files/E_TD_Technical_File_Skylux_Skylux_160_CE_Electric.pdf?v=3667116872303399239 | <style type="text/css" id="isPasted"><!--td {border: 1px solid #cccccc;}br {mso-data-placement:same-cell;}--></style><table border="1" cellpadding="0" cellspacing="0" dir="ltr" style="table-layout:fixed;font-size:10pt;font-family:Arial;border-collapse:collapse;border:none;"><tbody> <tr style="height:20px;"> <td style="overflow:hidden;padding:0px 3px 0px 3px;vertical-align:bottom;"></td> <td style="overflow:hidden;padding:0px 3px 0px 3px;vertical-align:bottom;"></td> <td style="overflow:hidden;padding:0px 3px 0px 3px;vertical-align:bottom;"></td> <td data-sheets-value='{"1":2,"2":"Ut-value"}' style="overflow:hidden;padding:0px 3px 0px 3px;vertical-align:bottom;font-weight:bold;text-align:center;">Ut-value</td> <td data-sheets-value='{"1":2,"2":"LT-value"}' style="overflow:hidden;padding:0px 3px 0px 3px;vertical-align:bottom;font-weight:bold;text-align:center;">LT-value</td> <td data-sheets-value='{"1":2,"2":"g-value"}' style="overflow:hidden;padding:0px 3px 0px 3px;vertical-align:bottom;font-weight:bold;text-align:center;">g-value</td> <td data-sheets-value='{"1":2,"2":"Rw-value "}' style="overflow:hidden;padding:0px 3px 0px 3px;vertical-align:bottom;font-weight:bold;text-align:center;">Rw-value </td> </tr> <tr style="height:20px;"> <td style="overflow:hidden;padding:0px 3px 0px 3px;vertical-align:bottom;"></td> <td style="overflow:hidden;padding:0px 3px 0px 3px;vertical-align:bottom;"></td> <td style="overflow:hidden;padding:0px 3px 0px 3px;vertical-align:bottom;"></td> <td data-sheets-numberformat='{"1":2,"2":"0.00","3":1}' data-sheets-value='{"1":2,"2":"EN 1873 : 2014"}' style="overflow:hidden;padding:0px 3px 0px 3px;vertical-align:bottom;text-align:center;">EN 1873 : 2014</td> <td data-sheets-numberformat='{"1":2,"2":"0","3":1}' data-sheets-value='{"1":2,"2":"EN ISO 13468 EN 16153 EN 410"}' style="overflow:hidden;padding:0px 3px 0px 3px;vertical-align:bottom;text-align:center;">EN ISO 13468 EN 16153 EN 410</td> <td data-sheets-numberformat='{"1":2,"2":"0","3":1}' data-sheets-value='{"1":2,"2":"EN 410"}' style="overflow:hidden;padding:0px 3px 0px 3px;vertical-align:bottom;text-align:center;">EN 410</td> <td data-sheets-value='{"1":2,"2":"EN ISO 140-3\t\t"}' style="overflow:hidden;padding:0px 3px 0px 3px;vertical-align:bottom;text-align:center;">EN ISO 140-3 </td> </tr> <tr style="height:20px;"> <td data-sheets-value='{"1":2,"2":"Material"}' style="border-bottom:1px solid #000000;overflow:hidden;padding:0px 3px 0px 3px;vertical-align:bottom;background-color:#000000;font-weight:bold;color:#ffffff;">Material</td> <td data-sheets-value='{"1":2,"2":"Walls"}' style="border-bottom:1px solid #000000;overflow:hidden;padding:0px 3px 0px 3px;vertical-align:bottom;background-color:#000000;font-weight:bold;color:#ffffff;">Walls</td> <td data-sheets-value='{"1":2,"2":"Shells"}' style="border-bottom:1px solid #000000;overflow:hidden;padding:0px 3px 0px 3px;vertical-align:bottom;background-color:#000000;font-weight:bold;color:#ffffff;">Shells</td> <td data-sheets-numberformat='{"1":2,"2":"0.00","3":1}' data-sheets-value='{"1":2,"2":"(W/m²K)\t"}' style="border-bottom:1px solid #000000;overflow:hidden;padding:0px 3px 0px 3px;vertical-align:bottom;background-color:#000000;font-weight:bold;color:#ffffff;text-align:center;">(W/m²K) </td> <td data-sheets-numberformat='{"1":2,"2":"0","3":1}' data-sheets-value='{"1":2,"2":"(%)"}' style="border-bottom:1px solid #000000;overflow:hidden;padding:0px 3px 0px 3px;vertical-align:bottom;background-color:#000000;font-weight:bold;color:#ffffff;text-align:center;">(%)</td> <td data-sheets-numberformat='{"1":2,"2":"0","3":1}' data-sheets-value='{"1":2,"2":"(%)"}' style="border-bottom:1px solid #000000;overflow:hidden;padding:0px 3px 0px 3px;vertical-align:bottom;background-color:#000000;font-weight:bold;color:#ffffff;text-align:center;">(%)</td> <td data-sheets-value='{"1":2,"2":"(dB)"}' style="border-bottom:1px solid #000000;overflow:hidden;padding:0px 3px 0px 3px;vertical-align:bottom;background-color:#000000;font-weight:bold;color:#ffffff;text-align:center;">(dB)</td> </tr> <tr style="height:20px;"> <td data-sheets-value='{"1":2,"2":"Acrylic"}' style="border-left:1px solid #000000;overflow:hidden;padding:0px 3px 0px 3px;vertical-align:bottom;">Acrylic</td> <td data-sheets-value='{"1":2,"2":"EW"}' style="overflow:hidden;padding:0px 3px 0px 3px;vertical-align:bottom;">EW</td> <td data-sheets-value='{"1":2,"2":"Clear (H)"}' style="overflow:hidden;padding:0px 3px 0px 3px;vertical-align:bottom;">Clear (H)</td> <td data-sheets-numberformat='{"1":2,"2":"0.00","3":1}' data-sheets-value='{"1":3,"3":1.19}' style="overflow:hidden;padding:0px 3px 0px 3px;vertical-align:bottom;text-align:center;">1.19</td> <td data-sheets-numberformat='{"1":2,"2":"0","3":1}' data-sheets-value='{"1":3,"3":36.9}' style="overflow:hidden;padding:0px 3px 0px 3px;vertical-align:bottom;text-align:center;">37</td> <td data-sheets-numberformat='{"1":2,"2":"0","3":1}' data-sheets-value='{"1":3,"3":57.42}' style="overflow:hidden;padding:0px 3px 0px 3px;vertical-align:bottom;text-align:center;">57</td> <td data-sheets-value='{"1":3,"3":24}' style="border-right:1px solid #000000;overflow:hidden;padding:0px 3px 0px 3px;vertical-align:bottom;text-align:center;">24</td> </tr> <tr style="height:20px;"> <td data-sheets-value='{"1":2,"2":"PMMA"}' style="border-left:1px solid #000000;overflow:hidden;padding:0px 3px 0px 3px;vertical-align:bottom;">PMMA</td> <td style="overflow:hidden;padding:0px 3px 0px 3px;vertical-align:bottom;"></td> <td data-sheets-value='{"1":2,"2":"Opal (O)"}' style="overflow:hidden;padding:0px 3px 0px 3px;vertical-align:bottom;">Opal (O)</td> <td data-sheets-numberformat='{"1":2,"2":"0.00","3":1}' data-sheets-value='{"1":3,"3":1.19}' style="overflow:hidden;padding:0px 3px 0px 3px;vertical-align:bottom;text-align:center;">1.19</td> <td data-sheets-numberformat='{"1":2,"2":"0","3":1}' data-sheets-value='{"1":3,"3":34.03}' style="overflow:hidden;padding:0px 3px 0px 3px;vertical-align:bottom;text-align:center;">34</td> <td data-sheets-numberformat='{"1":2,"2":"0","3":1}' data-sheets-value='{"1":3,"3":50.160000000000004}' style="overflow:hidden;padding:0px 3px 0px 3px;vertical-align:bottom;text-align:center;">50</td> <td data-sheets-value='{"1":3,"3":24}' style="border-right:1px solid #000000;overflow:hidden;padding:0px 3px 0px 3px;vertical-align:bottom;text-align:center;">24</td> </tr> <tr style="height:20px;"> <td style="border-left:1px solid #000000;overflow:hidden;padding:0px 3px 0px 3px;vertical-align:bottom;"></td> <td data-sheets-value='{"1":2,"2":"DW"}' style="overflow:hidden;padding:0px 3px 0px 3px;vertical-align:bottom;">DW</td> <td data-sheets-value='{"1":2,"2":"Clear (H/H)"}' style="overflow:hidden;padding:0px 3px 0px 3px;vertical-align:bottom;">Clear (H/H)</td> <td data-sheets-numberformat='{"1":2,"2":"0.00","3":1}' data-sheets-value='{"1":3,"3":0.98}' style="overflow:hidden;padding:0px 3px 0px 3px;vertical-align:bottom;text-align:center;">0.98</td> <td data-sheets-numberformat='{"1":2,"2":"0","3":1}' data-sheets-value='{"1":3,"3":33.21}' style="overflow:hidden;padding:0px 3px 0px 3px;vertical-align:bottom;text-align:center;">33</td> <td data-sheets-numberformat='{"1":2,"2":"0","3":1}' data-sheets-value='{"1":3,"3":49.5}' style="overflow:hidden;padding:0px 3px 0px 3px;vertical-align:bottom;text-align:center;">50</td> <td data-sheets-value='{"1":3,"3":26}' style="border-right:1px solid #000000;overflow:hidden;padding:0px 3px 0px 3px;vertical-align:bottom;text-align:center;">26</td> </tr> <tr style="height:20px;"> <td style="border-bottom:1px solid #000000;border-left:1px solid #000000;overflow:hidden;padding:0px 3px 0px 3px;vertical-align:bottom;"></td> <td style="border-bottom:1px solid #000000;overflow:hidden;padding:0px 3px 0px 3px;vertical-align:bottom;"></td> <td data-sheets-value='{"1":2,"2":"Opal (O/O)"}' style="border-bottom:1px solid #000000;overflow:hidden;padding:0px 3px 0px 3px;vertical-align:bottom;">Opal (O/O)</td> <td data-sheets-numberformat='{"1":2,"2":"0.00","3":1}' data-sheets-value='{"1":3,"3":0.98}' style="border-bottom:1px solid #000000;overflow:hidden;padding:0px 3px 0px 3px;vertical-align:bottom;text-align:center;">0.98</td> <td data-sheets-numberformat='{"1":2,"2":"0","3":1}' data-sheets-value='{"1":3,"3":28.29}' style="border-bottom:1px solid #000000;overflow:hidden;padding:0px 3px 0px 3px;vertical-align:bottom;text-align:center;">28</td> <td data-sheets-numberformat='{"1":2,"2":"0","3":1}' data-sheets-value='{"1":3,"3":38.28}' style="border-bottom:1px solid #000000;overflow:hidden;padding:0px 3px 0px 3px;vertical-align:bottom;text-align:center;">38</td> <td data-sheets-value='{"1":3,"3":26}' style="border-right:1px solid #000000;border-bottom:1px solid #000000;overflow:hidden;padding:0px 3px 0px 3px;vertical-align:bottom;text-align:center;">26</td> </tr> <tr style="height:20px;"> <td data-sheets-value='{"1":2,"2":"Polycarbonate "}' style="border-left:1px solid #000000;overflow:hidden;padding:0px 3px 0px 3px;vertical-align:bottom;">Polycarbonate </td> <td data-sheets-value='{"1":2,"2":"EW"}' style="overflow:hidden;padding:0px 3px 0px 3px;vertical-align:bottom;">EW</td> <td data-sheets-value='{"1":2,"2":"Clear (A)"}' style="overflow:hidden;padding:0px 3px 0px 3px;vertical-align:bottom;">Clear (A)</td> <td data-sheets-numberformat='{"1":2,"2":"0.00","3":1}' data-sheets-value='{"1":3,"3":1.19}' style="overflow:hidden;padding:0px 3px 0px 3px;vertical-align:bottom;text-align:center;">1.19</td> <td data-sheets-numberformat='{"1":2,"2":"0","3":1}' data-sheets-value='{"1":3,"3":36.08}' style="overflow:hidden;padding:0px 3px 0px 3px;vertical-align:bottom;text-align:center;">36</td> <td data-sheets-numberformat='{"1":2,"2":"0","3":1}' data-sheets-value='{"1":3,"3":54.78}' style="overflow:hidden;padding:0px 3px 0px 3px;vertical-align:bottom;text-align:center;">55</td> <td data-sheets-value='{"1":3,"3":24}' style="border-right:1px solid #000000;overflow:hidden;padding:0px 3px 0px 3px;vertical-align:bottom;text-align:center;">24</td> </tr> <tr style="height:20px;"> <td data-sheets-value='{"1":2,"2":"PC"}' style="border-left:1px solid #000000;overflow:hidden;padding:0px 3px 0px 3px;vertical-align:bottom;">PC</td> <td style="overflow:hidden;padding:0px 3px 0px 3px;vertical-align:bottom;"></td> <td data-sheets-value='{"1":2,"2":"Opal (D)"}' style="overflow:hidden;padding:0px 3px 0px 3px;vertical-align:bottom;">Opal (D)</td> <td data-sheets-numberformat='{"1":2,"2":"0.00","3":1}' data-sheets-value='{"1":3,"3":1.19}' style="overflow:hidden;padding:0px 3px 0px 3px;vertical-align:bottom;text-align:center;">1.19</td> <td data-sheets-numberformat='{"1":2,"2":"0","3":1}' data-sheets-value='{"1":3,"3":23.779999999999998}' style="overflow:hidden;padding:0px 3px 0px 3px;vertical-align:bottom;text-align:center;">24</td> <td data-sheets-numberformat='{"1":2,"2":"0","3":1}' data-sheets-value='{"1":3,"3":39.6}' style="overflow:hidden;padding:0px 3px 0px 3px;vertical-align:bottom;text-align:center;">40</td> <td data-sheets-value='{"1":3,"3":24}' style="border-right:1px solid #000000;overflow:hidden;padding:0px 3px 0px 3px;vertical-align:bottom;text-align:center;">24</td> </tr> <tr style="height:20px;"> <td style="border-left:1px solid #000000;overflow:hidden;padding:0px 3px 0px 3px;vertical-align:bottom;"></td> <td data-sheets-value='{"1":2,"2":"DW"}' style="overflow:hidden;padding:0px 3px 0px 3px;vertical-align:bottom;">DW</td> <td data-sheets-value='{"1":2,"2":"Clear (A/H)"}' style="overflow:hidden;padding:0px 3px 0px 3px;vertical-align:bottom;">Clear (A/H)</td> <td data-sheets-numberformat='{"1":2,"2":"0.00","3":1}' data-sheets-value='{"1":3,"3":0.98}' style="overflow:hidden;padding:0px 3px 0px 3px;vertical-align:bottom;text-align:center;">0.98</td> <td data-sheets-numberformat='{"1":2,"2":"0","3":1}' data-sheets-value='{"1":3,"3":32.39}' style="overflow:hidden;padding:0px 3px 0px 3px;vertical-align:bottom;text-align:center;">32</td> <td data-sheets-numberformat='{"1":2,"2":"0","3":1}' data-sheets-value='{"1":3,"3":47.52}' style="overflow:hidden;padding:0px 3px 0px 3px;vertical-align:bottom;text-align:center;">48</td> <td data-sheets-value='{"1":3,"3":26}' style="border-right:1px solid #000000;overflow:hidden;padding:0px 3px 0px 3px;vertical-align:bottom;text-align:center;">26</td> </tr> <tr style="height:20px;"> <td style="border-left:1px solid #000000;overflow:hidden;padding:0px 3px 0px 3px;vertical-align:bottom;"></td> <td style="overflow:hidden;padding:0px 3px 0px 3px;vertical-align:bottom;"></td> <td data-sheets-value='{"1":2,"2":"Clear (A/A)"}' style="overflow:hidden;padding:0px 3px 0px 3px;vertical-align:bottom;">Clear (A/A)</td> <td data-sheets-numberformat='{"1":2,"2":"0.00","3":1}' data-sheets-value='{"1":3,"3":0.98}' style="overflow:hidden;padding:0px 3px 0px 3px;vertical-align:bottom;text-align:center;">0.98</td> <td data-sheets-numberformat='{"1":2,"2":"0","3":1}' data-sheets-value='{"1":3,"3":31.569999999999997}' style="overflow:hidden;padding:0px 3px 0px 3px;vertical-align:bottom;text-align:center;">32</td> <td data-sheets-numberformat='{"1":2,"2":"0","3":1}' data-sheets-value='{"1":3,"3":45.54}' style="overflow:hidden;padding:0px 3px 0px 3px;vertical-align:bottom;text-align:center;">46</td> <td data-sheets-value='{"1":3,"3":26}' style="border-right:1px solid #000000;overflow:hidden;padding:0px 3px 0px 3px;vertical-align:bottom;text-align:center;">26</td> </tr> <tr style="height:20px;"> <td style="border-left:1px solid #000000;overflow:hidden;padding:0px 3px 0px 3px;vertical-align:bottom;"></td> <td style="overflow:hidden;padding:0px 3px 0px 3px;vertical-align:bottom;"></td> <td data-sheets-value='{"1":2,"2":"Opal (A/O)"}' style="overflow:hidden;padding:0px 3px 0px 3px;vertical-align:bottom;">Opal (A/O)</td> <td data-sheets-numberformat='{"1":2,"2":"0.00","3":1}' data-sheets-value='{"1":3,"3":0.98}' style="overflow:hidden;padding:0px 3px 0px 3px;vertical-align:bottom;text-align:center;">0.98</td> <td data-sheets-numberformat='{"1":2,"2":"0","3":1}' data-sheets-value='{"1":3,"3":29.93}' style="overflow:hidden;padding:0px 3px 0px 3px;vertical-align:bottom;text-align:center;">30</td> <td data-sheets-numberformat='{"1":2,"2":"0","3":1}' data-sheets-value='{"1":3,"3":41.580000000000005}' style="overflow:hidden;padding:0px 3px 0px 3px;vertical-align:bottom;text-align:center;">42</td> <td data-sheets-value='{"1":3,"3":26}' style="border-right:1px solid #000000;overflow:hidden;padding:0px 3px 0px 3px;vertical-align:bottom;text-align:center;">26</td> </tr> <tr style="height:20px;"> <td style="border-bottom:1px solid #000000;border-left:1px solid #000000;overflow:hidden;padding:0px 3px 0px 3px;vertical-align:bottom;"></td> <td style="border-bottom:1px solid #000000;overflow:hidden;padding:0px 3px 0px 3px;vertical-align:bottom;"></td> <td data-sheets-value='{"1":2,"2":"Opal (A/D)"}' style="border-bottom:1px solid #000000;overflow:hidden;padding:0px 3px 0px 3px;vertical-align:bottom;">Opal (A/D)</td> <td data-sheets-numberformat='{"1":2,"2":"0.00","3":1}' data-sheets-value='{"1":3,"3":0.98}' style="border-bottom:1px solid #000000;overflow:hidden;padding:0px 3px 0px 3px;vertical-align:bottom;text-align:center;">0.98</td> <td data-sheets-numberformat='{"1":2,"2":"0","3":1}' data-sheets-value='{"1":3,"3":20.91}' style="border-bottom:1px solid #000000;overflow:hidden;padding:0px 3px 0px 3px;vertical-align:bottom;text-align:center;">21</td> <td data-sheets-numberformat='{"1":2,"2":"0","3":1}' data-sheets-value='{"1":3,"3":33}' style="border-bottom:1px solid #000000;overflow:hidden;padding:0px 3px 0px 3px;vertical-align:bottom;text-align:center;">33</td> <td data-sheets-value='{"1":3,"3":26}' style="border-right:1px solid #000000;border-bottom:1px solid #000000;overflow:hidden;padding:0px 3px 0px 3px;vertical-align:bottom;text-align:center;">26</td> </tr> <tr style="height:20px;"> <td data-sheets-value='{"1":2,"2":"Polycarbonate"}' style="border-left:1px solid #000000;overflow:hidden;padding:0px 3px 0px 3px;vertical-align:bottom;">Polycarbonate</td> <td data-sheets-value='{"1":2,"2":"EW"}' style="overflow:hidden;padding:0px 3px 0px 3px;vertical-align:bottom;">EW</td> <td data-sheets-value='{"1":2,"2":"Heatstop Opal (T)"}' style="overflow:hidden;padding:0px 3px 0px 3px;vertical-align:bottom;">Heatstop Opal (T)</td> <td data-sheets-numberformat='{"1":2,"2":"0.00","3":1}' data-sheets-value='{"1":3,"3":1.19}' style="overflow:hidden;padding:0px 3px 0px 3px;vertical-align:bottom;text-align:center;">1.19</td> <td data-sheets-numberformat='{"1":2,"2":"0","3":1}' data-sheets-value='{"1":3,"3":20.09}' style="overflow:hidden;padding:0px 3px 0px 3px;vertical-align:bottom;text-align:center;">20</td> <td data-sheets-numberformat='{"1":2,"2":"0","3":1}' data-sheets-value='{"1":3,"3":38.940000000000005}' style="overflow:hidden;padding:0px 3px 0px 3px;vertical-align:bottom;text-align:center;">39</td> <td data-sheets-value='{"1":3,"3":24}' style="border-right:1px solid #000000;overflow:hidden;padding:0px 3px 0px 3px;vertical-align:bottom;text-align:center;">24</td> </tr> <tr style="height:20px;"> <td data-sheets-value='{"1":2,"2":"Heatstop PC"}' style="border-left:1px solid #000000;overflow:hidden;padding:0px 3px 0px 3px;vertical-align:bottom;">Heatstop PC</td> <td data-sheets-value='{"1":2,"2":"DW"}' style="overflow:hidden;padding:0px 3px 0px 3px;vertical-align:bottom;">DW</td> <td data-sheets-value='{"1":2,"2":"Clear (T/H)"}' style="overflow:hidden;padding:0px 3px 0px 3px;vertical-align:bottom;">Clear (T/H)</td> <td data-sheets-numberformat='{"1":2,"2":"0.00","3":1}' data-sheets-value='{"1":3,"3":0.98}' style="overflow:hidden;padding:0px 3px 0px 3px;vertical-align:bottom;text-align:center;">0.98</td> <td data-sheets-numberformat='{"1":2,"2":"0","3":1}' data-sheets-value='{"1":3,"3":18.04}' style="overflow:hidden;padding:0px 3px 0px 3px;vertical-align:bottom;text-align:center;">18</td> <td data-sheets-numberformat='{"1":2,"2":"0","3":1}' data-sheets-value='{"1":3,"3":33.660000000000004}' style="overflow:hidden;padding:0px 3px 0px 3px;vertical-align:bottom;text-align:center;">34</td> <td data-sheets-value='{"1":3,"3":26}' style="border-right:1px solid #000000;overflow:hidden;padding:0px 3px 0px 3px;vertical-align:bottom;text-align:center;">26</td> </tr> <tr style="height:20px;"> <td style="border-bottom:1px solid #000000;border-left:1px solid #000000;overflow:hidden;padding:0px 3px 0px 3px;vertical-align:bottom;"></td> <td style="border-bottom:1px solid #000000;overflow:hidden;padding:0px 3px 0px 3px;vertical-align:bottom;"></td> <td data-sheets-value='{"1":2,"2":"Opal (T/O)"}' style="border-bottom:1px solid #000000;overflow:hidden;padding:0px 3px 0px 3px;vertical-align:bottom;">Opal (T/O)</td> <td data-sheets-numberformat='{"1":2,"2":"0.00","3":1}' data-sheets-value='{"1":3,"3":0.98}' style="border-bottom:1px solid #000000;overflow:hidden;padding:0px 3px 0px 3px;vertical-align:bottom;text-align:center;">0.98</td> <td data-sheets-numberformat='{"1":2,"2":"0","3":1}' data-sheets-value='{"1":3,"3":16.81}' style="border-bottom:1px solid #000000;overflow:hidden;padding:0px 3px 0px 3px;vertical-align:bottom;text-align:center;">17</td> <td data-sheets-numberformat='{"1":2,"2":"0","3":1}' data-sheets-value='{"1":3,"3":29.700000000000003}' style="border-bottom:1px solid #000000;overflow:hidden;padding:0px 3px 0px 3px;vertical-align:bottom;text-align:center;">30</td> <td data-sheets-value='{"1":3,"3":26}' style="border-right:1px solid #000000;border-bottom:1px solid #000000;overflow:hidden;padding:0px 3px 0px 3px;vertical-align:bottom;text-align:center;">26</td> </tr> </tbody></table> | skylux-160-ce-met-koepel-en-metaalopstand-met-lm-motor-en-pvc-raam-type-ep25-1100-x-1400-mm | 8585994830157 | 46872272011597
Smoke and heat exhaust (SHEV) | SHE system | Skylux | Skylux 160° CE with skylight and metal curb with LM-actuator and PVC frame type EP25 1100 x 1700 mm |  | 50895 | 5412970508953 | 4859.4 | Yes | 30-45 | 98.12 | 1100 x 1700 mm | 1700 | 1100 |  | metal curb M30 (30 cm high) | Rectangular | 1.19 W/m²K - 0.98 W/m²K | 57% - 30% | 37% - 17% | 24dB - 26dB | 160° CE (for industry) | PVC frame EP25 | without spoiler | E | Single actuator | Maximum double-walled skylight possible for this product | Ut-value LT-value g-value Rw-value EN 1873 : 2014 EN ISO 13468 EN 16153 EN 410 EN 410 EN ISO 140-3 Material Walls Shells (W/m²K) (%) (%) (dB) Acrylic EW Clear (H) 1.19 37 57 24 PMMA Opal (O) 1.19 34 50 24 DW Clear (H/H) 0.98 33 50 26 Opal (O/O) 0.98 28 38 26 Polycarbonate EW Clear (A) 1.19 36 55 24 PC Opal (D) 1.19 24 40 24 DW Clear (A/H) 0.98 32 48 26 Clear (A/A) 0.98 32 46 26 Opal (A/O) 0.98 30 42 26 Opal (A/D) 0.98 21 33 26 Polycarbonate EW Heatstop Opal (T) 1.19 20 39 24 Heatstop PC DW Clear (T/H) 0.98 18 34 26 Opal (T/O) 0.98 17 30 26 | https://skylux.eu/en/products/skylux-160-ce-met-koepel-en-metaalopstand-met-lm-motor-en-pvc-raam-type-ep25-1100-x-1700-mm | https://skylux.eu/cdn/shop/files/Skylux-160deg-CE-met-koepel-en-metaalopstand-met-LM-motor-en-pvc-raam-type-EP25-1100-x-1700-mm-RWA-systeem.jpg?v=1702976880&width=1600 | https://skylux.eu/cdn/shop/files/e5a82811-1bb0-48e4-a776-cacb59c7c092_d7be2c53-91f7-492a-8c1c-e017f6589c4a.jpg?v=1688550235&width=1600 | //skylux.eu/cdn/shop/files/E_MH_Mounting_instructions_Skylux_160_CE_LM.pdf?v=12406716259046007223 | //skylux.eu/cdn/shop/files/E_TD_Technical_File_Skylux_Skylux_160_CE_Electric.pdf?v=3667116872303399239 | <style type="text/css" id="isPasted"><!--td {border: 1px solid #cccccc;}br {mso-data-placement:same-cell;}--></style><table border="1" cellpadding="0" cellspacing="0" dir="ltr" style="table-layout:fixed;font-size:10pt;font-family:Arial;border-collapse:collapse;border:none;"><tbody> <tr style="height:20px;"> <td style="overflow:hidden;padding:0px 3px 0px 3px;vertical-align:bottom;"></td> <td style="overflow:hidden;padding:0px 3px 0px 3px;vertical-align:bottom;"></td> <td style="overflow:hidden;padding:0px 3px 0px 3px;vertical-align:bottom;"></td> <td data-sheets-value='{"1":2,"2":"Ut-value"}' style="overflow:hidden;padding:0px 3px 0px 3px;vertical-align:bottom;font-weight:bold;text-align:center;">Ut-value</td> <td data-sheets-value='{"1":2,"2":"LT-value"}' style="overflow:hidden;padding:0px 3px 0px 3px;vertical-align:bottom;font-weight:bold;text-align:center;">LT-value</td> <td data-sheets-value='{"1":2,"2":"g-value"}' style="overflow:hidden;padding:0px 3px 0px 3px;vertical-align:bottom;font-weight:bold;text-align:center;">g-value</td> <td data-sheets-value='{"1":2,"2":"Rw-value "}' style="overflow:hidden;padding:0px 3px 0px 3px;vertical-align:bottom;font-weight:bold;text-align:center;">Rw-value </td> </tr> <tr style="height:20px;"> <td style="overflow:hidden;padding:0px 3px 0px 3px;vertical-align:bottom;"></td> <td style="overflow:hidden;padding:0px 3px 0px 3px;vertical-align:bottom;"></td> <td style="overflow:hidden;padding:0px 3px 0px 3px;vertical-align:bottom;"></td> <td data-sheets-numberformat='{"1":2,"2":"0.00","3":1}' data-sheets-value='{"1":2,"2":"EN 1873 : 2014"}' style="overflow:hidden;padding:0px 3px 0px 3px;vertical-align:bottom;text-align:center;">EN 1873 : 2014</td> <td data-sheets-numberformat='{"1":2,"2":"0","3":1}' data-sheets-value='{"1":2,"2":"EN ISO 13468 EN 16153 EN 410"}' style="overflow:hidden;padding:0px 3px 0px 3px;vertical-align:bottom;text-align:center;">EN ISO 13468 EN 16153 EN 410</td> <td data-sheets-numberformat='{"1":2,"2":"0","3":1}' data-sheets-value='{"1":2,"2":"EN 410"}' style="overflow:hidden;padding:0px 3px 0px 3px;vertical-align:bottom;text-align:center;">EN 410</td> <td data-sheets-value='{"1":2,"2":"EN ISO 140-3\t\t"}' style="overflow:hidden;padding:0px 3px 0px 3px;vertical-align:bottom;text-align:center;">EN ISO 140-3 </td> </tr> <tr style="height:20px;"> <td data-sheets-value='{"1":2,"2":"Material"}' style="border-bottom:1px solid #000000;overflow:hidden;padding:0px 3px 0px 3px;vertical-align:bottom;background-color:#000000;font-weight:bold;color:#ffffff;">Material</td> <td data-sheets-value='{"1":2,"2":"Walls"}' style="border-bottom:1px solid #000000;overflow:hidden;padding:0px 3px 0px 3px;vertical-align:bottom;background-color:#000000;font-weight:bold;color:#ffffff;">Walls</td> <td data-sheets-value='{"1":2,"2":"Shells"}' style="border-bottom:1px solid #000000;overflow:hidden;padding:0px 3px 0px 3px;vertical-align:bottom;background-color:#000000;font-weight:bold;color:#ffffff;">Shells</td> <td data-sheets-numberformat='{"1":2,"2":"0.00","3":1}' data-sheets-value='{"1":2,"2":"(W/m²K)\t"}' style="border-bottom:1px solid #000000;overflow:hidden;padding:0px 3px 0px 3px;vertical-align:bottom;background-color:#000000;font-weight:bold;color:#ffffff;text-align:center;">(W/m²K) </td> <td data-sheets-numberformat='{"1":2,"2":"0","3":1}' data-sheets-value='{"1":2,"2":"(%)"}' style="border-bottom:1px solid #000000;overflow:hidden;padding:0px 3px 0px 3px;vertical-align:bottom;background-color:#000000;font-weight:bold;color:#ffffff;text-align:center;">(%)</td> <td data-sheets-numberformat='{"1":2,"2":"0","3":1}' data-sheets-value='{"1":2,"2":"(%)"}' style="border-bottom:1px solid #000000;overflow:hidden;padding:0px 3px 0px 3px;vertical-align:bottom;background-color:#000000;font-weight:bold;color:#ffffff;text-align:center;">(%)</td> <td data-sheets-value='{"1":2,"2":"(dB)"}' style="border-bottom:1px solid #000000;overflow:hidden;padding:0px 3px 0px 3px;vertical-align:bottom;background-color:#000000;font-weight:bold;color:#ffffff;text-align:center;">(dB)</td> </tr> <tr style="height:20px;"> <td data-sheets-value='{"1":2,"2":"Acrylic"}' style="border-left:1px solid #000000;overflow:hidden;padding:0px 3px 0px 3px;vertical-align:bottom;">Acrylic</td> <td data-sheets-value='{"1":2,"2":"EW"}' style="overflow:hidden;padding:0px 3px 0px 3px;vertical-align:bottom;">EW</td> <td data-sheets-value='{"1":2,"2":"Clear (H)"}' style="overflow:hidden;padding:0px 3px 0px 3px;vertical-align:bottom;">Clear (H)</td> <td data-sheets-numberformat='{"1":2,"2":"0.00","3":1}' data-sheets-value='{"1":3,"3":1.19}' style="overflow:hidden;padding:0px 3px 0px 3px;vertical-align:bottom;text-align:center;">1.19</td> <td data-sheets-numberformat='{"1":2,"2":"0","3":1}' data-sheets-value='{"1":3,"3":36.9}' style="overflow:hidden;padding:0px 3px 0px 3px;vertical-align:bottom;text-align:center;">37</td> <td data-sheets-numberformat='{"1":2,"2":"0","3":1}' data-sheets-value='{"1":3,"3":57.42}' style="overflow:hidden;padding:0px 3px 0px 3px;vertical-align:bottom;text-align:center;">57</td> <td data-sheets-value='{"1":3,"3":24}' style="border-right:1px solid #000000;overflow:hidden;padding:0px 3px 0px 3px;vertical-align:bottom;text-align:center;">24</td> </tr> <tr style="height:20px;"> <td data-sheets-value='{"1":2,"2":"PMMA"}' style="border-left:1px solid #000000;overflow:hidden;padding:0px 3px 0px 3px;vertical-align:bottom;">PMMA</td> <td style="overflow:hidden;padding:0px 3px 0px 3px;vertical-align:bottom;"></td> <td data-sheets-value='{"1":2,"2":"Opal (O)"}' style="overflow:hidden;padding:0px 3px 0px 3px;vertical-align:bottom;">Opal (O)</td> <td data-sheets-numberformat='{"1":2,"2":"0.00","3":1}' data-sheets-value='{"1":3,"3":1.19}' style="overflow:hidden;padding:0px 3px 0px 3px;vertical-align:bottom;text-align:center;">1.19</td> <td data-sheets-numberformat='{"1":2,"2":"0","3":1}' data-sheets-value='{"1":3,"3":34.03}' style="overflow:hidden;padding:0px 3px 0px 3px;vertical-align:bottom;text-align:center;">34</td> <td data-sheets-numberformat='{"1":2,"2":"0","3":1}' data-sheets-value='{"1":3,"3":50.160000000000004}' style="overflow:hidden;padding:0px 3px 0px 3px;vertical-align:bottom;text-align:center;">50</td> <td data-sheets-value='{"1":3,"3":24}' style="border-right:1px solid #000000;overflow:hidden;padding:0px 3px 0px 3px;vertical-align:bottom;text-align:center;">24</td> </tr> <tr style="height:20px;"> <td style="border-left:1px solid #000000;overflow:hidden;padding:0px 3px 0px 3px;vertical-align:bottom;"></td> <td data-sheets-value='{"1":2,"2":"DW"}' style="overflow:hidden;padding:0px 3px 0px 3px;vertical-align:bottom;">DW</td> <td data-sheets-value='{"1":2,"2":"Clear (H/H)"}' style="overflow:hidden;padding:0px 3px 0px 3px;vertical-align:bottom;">Clear (H/H)</td> <td data-sheets-numberformat='{"1":2,"2":"0.00","3":1}' data-sheets-value='{"1":3,"3":0.98}' style="overflow:hidden;padding:0px 3px 0px 3px;vertical-align:bottom;text-align:center;">0.98</td> <td data-sheets-numberformat='{"1":2,"2":"0","3":1}' data-sheets-value='{"1":3,"3":33.21}' style="overflow:hidden;padding:0px 3px 0px 3px;vertical-align:bottom;text-align:center;">33</td> <td data-sheets-numberformat='{"1":2,"2":"0","3":1}' data-sheets-value='{"1":3,"3":49.5}' style="overflow:hidden;padding:0px 3px 0px 3px;vertical-align:bottom;text-align:center;">50</td> <td data-sheets-value='{"1":3,"3":26}' style="border-right:1px solid #000000;overflow:hidden;padding:0px 3px 0px 3px;vertical-align:bottom;text-align:center;">26</td> </tr> <tr style="height:20px;"> <td style="border-bottom:1px solid #000000;border-left:1px solid #000000;overflow:hidden;padding:0px 3px 0px 3px;vertical-align:bottom;"></td> <td style="border-bottom:1px solid #000000;overflow:hidden;padding:0px 3px 0px 3px;vertical-align:bottom;"></td> <td data-sheets-value='{"1":2,"2":"Opal (O/O)"}' style="border-bottom:1px solid #000000;overflow:hidden;padding:0px 3px 0px 3px;vertical-align:bottom;">Opal (O/O)</td> <td data-sheets-numberformat='{"1":2,"2":"0.00","3":1}' data-sheets-value='{"1":3,"3":0.98}' style="border-bottom:1px solid #000000;overflow:hidden;padding:0px 3px 0px 3px;vertical-align:bottom;text-align:center;">0.98</td> <td data-sheets-numberformat='{"1":2,"2":"0","3":1}' data-sheets-value='{"1":3,"3":28.29}' style="border-bottom:1px solid #000000;overflow:hidden;padding:0px 3px 0px 3px;vertical-align:bottom;text-align:center;">28</td> <td data-sheets-numberformat='{"1":2,"2":"0","3":1}' data-sheets-value='{"1":3,"3":38.28}' style="border-bottom:1px solid #000000;overflow:hidden;padding:0px 3px 0px 3px;vertical-align:bottom;text-align:center;">38</td> <td data-sheets-value='{"1":3,"3":26}' style="border-right:1px solid #000000;border-bottom:1px solid #000000;overflow:hidden;padding:0px 3px 0px 3px;vertical-align:bottom;text-align:center;">26</td> </tr> <tr style="height:20px;"> <td data-sheets-value='{"1":2,"2":"Polycarbonate "}' style="border-left:1px solid #000000;overflow:hidden;padding:0px 3px 0px 3px;vertical-align:bottom;">Polycarbonate </td> <td data-sheets-value='{"1":2,"2":"EW"}' style="overflow:hidden;padding:0px 3px 0px 3px;vertical-align:bottom;">EW</td> <td data-sheets-value='{"1":2,"2":"Clear (A)"}' style="overflow:hidden;padding:0px 3px 0px 3px;vertical-align:bottom;">Clear (A)</td> <td data-sheets-numberformat='{"1":2,"2":"0.00","3":1}' data-sheets-value='{"1":3,"3":1.19}' style="overflow:hidden;padding:0px 3px 0px 3px;vertical-align:bottom;text-align:center;">1.19</td> <td data-sheets-numberformat='{"1":2,"2":"0","3":1}' data-sheets-value='{"1":3,"3":36.08}' style="overflow:hidden;padding:0px 3px 0px 3px;vertical-align:bottom;text-align:center;">36</td> <td data-sheets-numberformat='{"1":2,"2":"0","3":1}' data-sheets-value='{"1":3,"3":54.78}' style="overflow:hidden;padding:0px 3px 0px 3px;vertical-align:bottom;text-align:center;">55</td> <td data-sheets-value='{"1":3,"3":24}' style="border-right:1px solid #000000;overflow:hidden;padding:0px 3px 0px 3px;vertical-align:bottom;text-align:center;">24</td> </tr> <tr style="height:20px;"> <td data-sheets-value='{"1":2,"2":"PC"}' style="border-left:1px solid #000000;overflow:hidden;padding:0px 3px 0px 3px;vertical-align:bottom;">PC</td> <td style="overflow:hidden;padding:0px 3px 0px 3px;vertical-align:bottom;"></td> <td data-sheets-value='{"1":2,"2":"Opal (D)"}' style="overflow:hidden;padding:0px 3px 0px 3px;vertical-align:bottom;">Opal (D)</td> <td data-sheets-numberformat='{"1":2,"2":"0.00","3":1}' data-sheets-value='{"1":3,"3":1.19}' style="overflow:hidden;padding:0px 3px 0px 3px;vertical-align:bottom;text-align:center;">1.19</td> <td data-sheets-numberformat='{"1":2,"2":"0","3":1}' data-sheets-value='{"1":3,"3":23.779999999999998}' style="overflow:hidden;padding:0px 3px 0px 3px;vertical-align:bottom;text-align:center;">24</td> <td data-sheets-numberformat='{"1":2,"2":"0","3":1}' data-sheets-value='{"1":3,"3":39.6}' style="overflow:hidden;padding:0px 3px 0px 3px;vertical-align:bottom;text-align:center;">40</td> <td data-sheets-value='{"1":3,"3":24}' style="border-right:1px solid #000000;overflow:hidden;padding:0px 3px 0px 3px;vertical-align:bottom;text-align:center;">24</td> </tr> <tr style="height:20px;"> <td style="border-left:1px solid #000000;overflow:hidden;padding:0px 3px 0px 3px;vertical-align:bottom;"></td> <td data-sheets-value='{"1":2,"2":"DW"}' style="overflow:hidden;padding:0px 3px 0px 3px;vertical-align:bottom;">DW</td> <td data-sheets-value='{"1":2,"2":"Clear (A/H)"}' style="overflow:hidden;padding:0px 3px 0px 3px;vertical-align:bottom;">Clear (A/H)</td> <td data-sheets-numberformat='{"1":2,"2":"0.00","3":1}' data-sheets-value='{"1":3,"3":0.98}' style="overflow:hidden;padding:0px 3px 0px 3px;vertical-align:bottom;text-align:center;">0.98</td> <td data-sheets-numberformat='{"1":2,"2":"0","3":1}' data-sheets-value='{"1":3,"3":32.39}' style="overflow:hidden;padding:0px 3px 0px 3px;vertical-align:bottom;text-align:center;">32</td> <td data-sheets-numberformat='{"1":2,"2":"0","3":1}' data-sheets-value='{"1":3,"3":47.52}' style="overflow:hidden;padding:0px 3px 0px 3px;vertical-align:bottom;text-align:center;">48</td> <td data-sheets-value='{"1":3,"3":26}' style="border-right:1px solid #000000;overflow:hidden;padding:0px 3px 0px 3px;vertical-align:bottom;text-align:center;">26</td> </tr> <tr style="height:20px;"> <td style="border-left:1px solid #000000;overflow:hidden;padding:0px 3px 0px 3px;vertical-align:bottom;"></td> <td style="overflow:hidden;padding:0px 3px 0px 3px;vertical-align:bottom;"></td> <td data-sheets-value='{"1":2,"2":"Clear (A/A)"}' style="overflow:hidden;padding:0px 3px 0px 3px;vertical-align:bottom;">Clear (A/A)</td> <td data-sheets-numberformat='{"1":2,"2":"0.00","3":1}' data-sheets-value='{"1":3,"3":0.98}' style="overflow:hidden;padding:0px 3px 0px 3px;vertical-align:bottom;text-align:center;">0.98</td> <td data-sheets-numberformat='{"1":2,"2":"0","3":1}' data-sheets-value='{"1":3,"3":31.569999999999997}' style="overflow:hidden;padding:0px 3px 0px 3px;vertical-align:bottom;text-align:center;">32</td> <td data-sheets-numberformat='{"1":2,"2":"0","3":1}' data-sheets-value='{"1":3,"3":45.54}' style="overflow:hidden;padding:0px 3px 0px 3px;vertical-align:bottom;text-align:center;">46</td> <td data-sheets-value='{"1":3,"3":26}' style="border-right:1px solid #000000;overflow:hidden;padding:0px 3px 0px 3px;vertical-align:bottom;text-align:center;">26</td> </tr> <tr style="height:20px;"> <td style="border-left:1px solid #000000;overflow:hidden;padding:0px 3px 0px 3px;vertical-align:bottom;"></td> <td style="overflow:hidden;padding:0px 3px 0px 3px;vertical-align:bottom;"></td> <td data-sheets-value='{"1":2,"2":"Opal (A/O)"}' style="overflow:hidden;padding:0px 3px 0px 3px;vertical-align:bottom;">Opal (A/O)</td> <td data-sheets-numberformat='{"1":2,"2":"0.00","3":1}' data-sheets-value='{"1":3,"3":0.98}' style="overflow:hidden;padding:0px 3px 0px 3px;vertical-align:bottom;text-align:center;">0.98</td> <td data-sheets-numberformat='{"1":2,"2":"0","3":1}' data-sheets-value='{"1":3,"3":29.93}' style="overflow:hidden;padding:0px 3px 0px 3px;vertical-align:bottom;text-align:center;">30</td> <td data-sheets-numberformat='{"1":2,"2":"0","3":1}' data-sheets-value='{"1":3,"3":41.580000000000005}' style="overflow:hidden;padding:0px 3px 0px 3px;vertical-align:bottom;text-align:center;">42</td> <td data-sheets-value='{"1":3,"3":26}' style="border-right:1px solid #000000;overflow:hidden;padding:0px 3px 0px 3px;vertical-align:bottom;text-align:center;">26</td> </tr> <tr style="height:20px;"> <td style="border-bottom:1px solid #000000;border-left:1px solid #000000;overflow:hidden;padding:0px 3px 0px 3px;vertical-align:bottom;"></td> <td style="border-bottom:1px solid #000000;overflow:hidden;padding:0px 3px 0px 3px;vertical-align:bottom;"></td> <td data-sheets-value='{"1":2,"2":"Opal (A/D)"}' style="border-bottom:1px solid #000000;overflow:hidden;padding:0px 3px 0px 3px;vertical-align:bottom;">Opal (A/D)</td> <td data-sheets-numberformat='{"1":2,"2":"0.00","3":1}' data-sheets-value='{"1":3,"3":0.98}' style="border-bottom:1px solid #000000;overflow:hidden;padding:0px 3px 0px 3px;vertical-align:bottom;text-align:center;">0.98</td> <td data-sheets-numberformat='{"1":2,"2":"0","3":1}' data-sheets-value='{"1":3,"3":20.91}' style="border-bottom:1px solid #000000;overflow:hidden;padding:0px 3px 0px 3px;vertical-align:bottom;text-align:center;">21</td> <td data-sheets-numberformat='{"1":2,"2":"0","3":1}' data-sheets-value='{"1":3,"3":33}' style="border-bottom:1px solid #000000;overflow:hidden;padding:0px 3px 0px 3px;vertical-align:bottom;text-align:center;">33</td> <td data-sheets-value='{"1":3,"3":26}' style="border-right:1px solid #000000;border-bottom:1px solid #000000;overflow:hidden;padding:0px 3px 0px 3px;vertical-align:bottom;text-align:center;">26</td> </tr> <tr style="height:20px;"> <td data-sheets-value='{"1":2,"2":"Polycarbonate"}' style="border-left:1px solid #000000;overflow:hidden;padding:0px 3px 0px 3px;vertical-align:bottom;">Polycarbonate</td> <td data-sheets-value='{"1":2,"2":"EW"}' style="overflow:hidden;padding:0px 3px 0px 3px;vertical-align:bottom;">EW</td> <td data-sheets-value='{"1":2,"2":"Heatstop Opal (T)"}' style="overflow:hidden;padding:0px 3px 0px 3px;vertical-align:bottom;">Heatstop Opal (T)</td> <td data-sheets-numberformat='{"1":2,"2":"0.00","3":1}' data-sheets-value='{"1":3,"3":1.19}' style="overflow:hidden;padding:0px 3px 0px 3px;vertical-align:bottom;text-align:center;">1.19</td> <td data-sheets-numberformat='{"1":2,"2":"0","3":1}' data-sheets-value='{"1":3,"3":20.09}' style="overflow:hidden;padding:0px 3px 0px 3px;vertical-align:bottom;text-align:center;">20</td> <td data-sheets-numberformat='{"1":2,"2":"0","3":1}' data-sheets-value='{"1":3,"3":38.940000000000005}' style="overflow:hidden;padding:0px 3px 0px 3px;vertical-align:bottom;text-align:center;">39</td> <td data-sheets-value='{"1":3,"3":24}' style="border-right:1px solid #000000;overflow:hidden;padding:0px 3px 0px 3px;vertical-align:bottom;text-align:center;">24</td> </tr> <tr style="height:20px;"> <td data-sheets-value='{"1":2,"2":"Heatstop PC"}' style="border-left:1px solid #000000;overflow:hidden;padding:0px 3px 0px 3px;vertical-align:bottom;">Heatstop PC</td> <td data-sheets-value='{"1":2,"2":"DW"}' style="overflow:hidden;padding:0px 3px 0px 3px;vertical-align:bottom;">DW</td> <td data-sheets-value='{"1":2,"2":"Clear (T/H)"}' style="overflow:hidden;padding:0px 3px 0px 3px;vertical-align:bottom;">Clear (T/H)</td> <td data-sheets-numberformat='{"1":2,"2":"0.00","3":1}' data-sheets-value='{"1":3,"3":0.98}' style="overflow:hidden;padding:0px 3px 0px 3px;vertical-align:bottom;text-align:center;">0.98</td> <td data-sheets-numberformat='{"1":2,"2":"0","3":1}' data-sheets-value='{"1":3,"3":18.04}' style="overflow:hidden;padding:0px 3px 0px 3px;vertical-align:bottom;text-align:center;">18</td> <td data-sheets-numberformat='{"1":2,"2":"0","3":1}' data-sheets-value='{"1":3,"3":33.660000000000004}' style="overflow:hidden;padding:0px 3px 0px 3px;vertical-align:bottom;text-align:center;">34</td> <td data-sheets-value='{"1":3,"3":26}' style="border-right:1px solid #000000;overflow:hidden;padding:0px 3px 0px 3px;vertical-align:bottom;text-align:center;">26</td> </tr> <tr style="height:20px;"> <td style="border-bottom:1px solid #000000;border-left:1px solid #000000;overflow:hidden;padding:0px 3px 0px 3px;vertical-align:bottom;"></td> <td style="border-bottom:1px solid #000000;overflow:hidden;padding:0px 3px 0px 3px;vertical-align:bottom;"></td> <td data-sheets-value='{"1":2,"2":"Opal (T/O)"}' style="border-bottom:1px solid #000000;overflow:hidden;padding:0px 3px 0px 3px;vertical-align:bottom;">Opal (T/O)</td> <td data-sheets-numberformat='{"1":2,"2":"0.00","3":1}' data-sheets-value='{"1":3,"3":0.98}' style="border-bottom:1px solid #000000;overflow:hidden;padding:0px 3px 0px 3px;vertical-align:bottom;text-align:center;">0.98</td> <td data-sheets-numberformat='{"1":2,"2":"0","3":1}' data-sheets-value='{"1":3,"3":16.81}' style="border-bottom:1px solid #000000;overflow:hidden;padding:0px 3px 0px 3px;vertical-align:bottom;text-align:center;">17</td> <td data-sheets-numberformat='{"1":2,"2":"0","3":1}' data-sheets-value='{"1":3,"3":29.700000000000003}' style="border-bottom:1px solid #000000;overflow:hidden;padding:0px 3px 0px 3px;vertical-align:bottom;text-align:center;">30</td> <td data-sheets-value='{"1":3,"3":26}' style="border-right:1px solid #000000;border-bottom:1px solid #000000;overflow:hidden;padding:0px 3px 0px 3px;vertical-align:bottom;text-align:center;">26</td> </tr> </tbody></table> | skylux-160-ce-met-koepel-en-metaalopstand-met-lm-motor-en-pvc-raam-type-ep25-1100-x-1700-mm | 8585994961229 | 46872272175437
Smoke and heat exhaust (SHEV) | SHE system | Skylux | Skylux 160° CE with skylight and metal curb with LM-actuator and PVC frame type EP25 1100 x 2300 mm |  | 50896 | 5412970508960 | 5643.45 | Yes | 30-45 | 123.62 | 1100 x 2300 mm | 2300 | 1100 |  | metal curb M30 (30 cm high) | Rectangular | 1.19 W/m²K - 0.98 W/m²K | 57% - 30% | 37% - 17% | 24dB - 26dB | 160° CE (for industry) | PVC frame EP25 | without spoiler | E | Single actuator | Maximum double-walled skylight possible for this product | Ut-value LT-value g-value Rw-value EN 1873 : 2014 EN ISO 13468 EN 16153 EN 410 EN 410 EN ISO 140-3 Material Walls Shells (W/m²K) (%) (%) (dB) Acrylic EW Clear (H) 1.19 37 57 24 PMMA Opal (O) 1.19 34 50 24 DW Clear (H/H) 0.98 33 50 26 Opal (O/O) 0.98 28 38 26 Polycarbonate EW Clear (A) 1.19 36 55 24 PC Opal (D) 1.19 24 40 24 DW Clear (A/H) 0.98 32 48 26 Clear (A/A) 0.98 32 46 26 Opal (A/O) 0.98 30 42 26 Opal (A/D) 0.98 21 33 26 Polycarbonate EW Heatstop Opal (T) 1.19 20 39 24 Heatstop PC DW Clear (T/H) 0.98 18 34 26 Opal (T/O) 0.98 17 30 26 | https://skylux.eu/en/products/skylux-160-ce-met-koepel-en-metaalopstand-met-lm-motor-en-pvc-raam-type-ep25-1100-x-2300-mm | https://skylux.eu/cdn/shop/files/Skylux-160deg-CE-met-koepel-en-metaalopstand-met-LM-motor-en-pvc-raam-type-EP25-1100-x-2300-mm-RWA-systeem.jpg?v=1702976885&width=1600 | https://skylux.eu/cdn/shop/files/e5a82811-1bb0-48e4-a776-cacb59c7c092_f4010a38-7c60-4003-b84d-fa5cd0487621.jpg?v=1688550236&width=1600 | //skylux.eu/cdn/shop/files/E_MH_Mounting_instructions_Skylux_160_CE_LM.pdf?v=12406716259046007223 | //skylux.eu/cdn/shop/files/E_TD_Technical_File_Skylux_Skylux_160_CE_Electric.pdf?v=3667116872303399239 | <style type="text/css" id="isPasted"><!--td {border: 1px solid #cccccc;}br {mso-data-placement:same-cell;}--></style><table border="1" cellpadding="0" cellspacing="0" dir="ltr" style="table-layout:fixed;font-size:10pt;font-family:Arial;border-collapse:collapse;border:none;"><tbody> <tr style="height:20px;"> <td style="overflow:hidden;padding:0px 3px 0px 3px;vertical-align:bottom;"></td> <td style="overflow:hidden;padding:0px 3px 0px 3px;vertical-align:bottom;"></td> <td style="overflow:hidden;padding:0px 3px 0px 3px;vertical-align:bottom;"></td> <td data-sheets-value='{"1":2,"2":"Ut-value"}' style="overflow:hidden;padding:0px 3px 0px 3px;vertical-align:bottom;font-weight:bold;text-align:center;">Ut-value</td> <td data-sheets-value='{"1":2,"2":"LT-value"}' style="overflow:hidden;padding:0px 3px 0px 3px;vertical-align:bottom;font-weight:bold;text-align:center;">LT-value</td> <td data-sheets-value='{"1":2,"2":"g-value"}' style="overflow:hidden;padding:0px 3px 0px 3px;vertical-align:bottom;font-weight:bold;text-align:center;">g-value</td> <td data-sheets-value='{"1":2,"2":"Rw-value "}' style="overflow:hidden;padding:0px 3px 0px 3px;vertical-align:bottom;font-weight:bold;text-align:center;">Rw-value </td> </tr> <tr style="height:20px;"> <td style="overflow:hidden;padding:0px 3px 0px 3px;vertical-align:bottom;"></td> <td style="overflow:hidden;padding:0px 3px 0px 3px;vertical-align:bottom;"></td> <td style="overflow:hidden;padding:0px 3px 0px 3px;vertical-align:bottom;"></td> <td data-sheets-numberformat='{"1":2,"2":"0.00","3":1}' data-sheets-value='{"1":2,"2":"EN 1873 : 2014"}' style="overflow:hidden;padding:0px 3px 0px 3px;vertical-align:bottom;text-align:center;">EN 1873 : 2014</td> <td data-sheets-numberformat='{"1":2,"2":"0","3":1}' data-sheets-value='{"1":2,"2":"EN ISO 13468 EN 16153 EN 410"}' style="overflow:hidden;padding:0px 3px 0px 3px;vertical-align:bottom;text-align:center;">EN ISO 13468 EN 16153 EN 410</td> <td data-sheets-numberformat='{"1":2,"2":"0","3":1}' data-sheets-value='{"1":2,"2":"EN 410"}' style="overflow:hidden;padding:0px 3px 0px 3px;vertical-align:bottom;text-align:center;">EN 410</td> <td data-sheets-value='{"1":2,"2":"EN ISO 140-3\t\t"}' style="overflow:hidden;padding:0px 3px 0px 3px;vertical-align:bottom;text-align:center;">EN ISO 140-3 </td> </tr> <tr style="height:20px;"> <td data-sheets-value='{"1":2,"2":"Material"}' style="border-bottom:1px solid #000000;overflow:hidden;padding:0px 3px 0px 3px;vertical-align:bottom;background-color:#000000;font-weight:bold;color:#ffffff;">Material</td> <td data-sheets-value='{"1":2,"2":"Walls"}' style="border-bottom:1px solid #000000;overflow:hidden;padding:0px 3px 0px 3px;vertical-align:bottom;background-color:#000000;font-weight:bold;color:#ffffff;">Walls</td> <td data-sheets-value='{"1":2,"2":"Shells"}' style="border-bottom:1px solid #000000;overflow:hidden;padding:0px 3px 0px 3px;vertical-align:bottom;background-color:#000000;font-weight:bold;color:#ffffff;">Shells</td> <td data-sheets-numberformat='{"1":2,"2":"0.00","3":1}' data-sheets-value='{"1":2,"2":"(W/m²K)\t"}' style="border-bottom:1px solid #000000;overflow:hidden;padding:0px 3px 0px 3px;vertical-align:bottom;background-color:#000000;font-weight:bold;color:#ffffff;text-align:center;">(W/m²K) </td> <td data-sheets-numberformat='{"1":2,"2":"0","3":1}' data-sheets-value='{"1":2,"2":"(%)"}' style="border-bottom:1px solid #000000;overflow:hidden;padding:0px 3px 0px 3px;vertical-align:bottom;background-color:#000000;font-weight:bold;color:#ffffff;text-align:center;">(%)</td> <td data-sheets-numberformat='{"1":2,"2":"0","3":1}' data-sheets-value='{"1":2,"2":"(%)"}' style="border-bottom:1px solid #000000;overflow:hidden;padding:0px 3px 0px 3px;vertical-align:bottom;background-color:#000000;font-weight:bold;color:#ffffff;text-align:center;">(%)</td> <td data-sheets-value='{"1":2,"2":"(dB)"}' style="border-bottom:1px solid #000000;overflow:hidden;padding:0px 3px 0px 3px;vertical-align:bottom;background-color:#000000;font-weight:bold;color:#ffffff;text-align:center;">(dB)</td> </tr> <tr style="height:20px;"> <td data-sheets-value='{"1":2,"2":"Acrylic"}' style="border-left:1px solid #000000;overflow:hidden;padding:0px 3px 0px 3px;vertical-align:bottom;">Acrylic</td> <td data-sheets-value='{"1":2,"2":"EW"}' style="overflow:hidden;padding:0px 3px 0px 3px;vertical-align:bottom;">EW</td> <td data-sheets-value='{"1":2,"2":"Clear (H)"}' style="overflow:hidden;padding:0px 3px 0px 3px;vertical-align:bottom;">Clear (H)</td> <td data-sheets-numberformat='{"1":2,"2":"0.00","3":1}' data-sheets-value='{"1":3,"3":1.19}' style="overflow:hidden;padding:0px 3px 0px 3px;vertical-align:bottom;text-align:center;">1.19</td> <td data-sheets-numberformat='{"1":2,"2":"0","3":1}' data-sheets-value='{"1":3,"3":36.9}' style="overflow:hidden;padding:0px 3px 0px 3px;vertical-align:bottom;text-align:center;">37</td> <td data-sheets-numberformat='{"1":2,"2":"0","3":1}' data-sheets-value='{"1":3,"3":57.42}' style="overflow:hidden;padding:0px 3px 0px 3px;vertical-align:bottom;text-align:center;">57</td> <td data-sheets-value='{"1":3,"3":24}' style="border-right:1px solid #000000;overflow:hidden;padding:0px 3px 0px 3px;vertical-align:bottom;text-align:center;">24</td> </tr> <tr style="height:20px;"> <td data-sheets-value='{"1":2,"2":"PMMA"}' style="border-left:1px solid #000000;overflow:hidden;padding:0px 3px 0px 3px;vertical-align:bottom;">PMMA</td> <td style="overflow:hidden;padding:0px 3px 0px 3px;vertical-align:bottom;"></td> <td data-sheets-value='{"1":2,"2":"Opal (O)"}' style="overflow:hidden;padding:0px 3px 0px 3px;vertical-align:bottom;">Opal (O)</td> <td data-sheets-numberformat='{"1":2,"2":"0.00","3":1}' data-sheets-value='{"1":3,"3":1.19}' style="overflow:hidden;padding:0px 3px 0px 3px;vertical-align:bottom;text-align:center;">1.19</td> <td data-sheets-numberformat='{"1":2,"2":"0","3":1}' data-sheets-value='{"1":3,"3":34.03}' style="overflow:hidden;padding:0px 3px 0px 3px;vertical-align:bottom;text-align:center;">34</td> <td data-sheets-numberformat='{"1":2,"2":"0","3":1}' data-sheets-value='{"1":3,"3":50.160000000000004}' style="overflow:hidden;padding:0px 3px 0px 3px;vertical-align:bottom;text-align:center;">50</td> <td data-sheets-value='{"1":3,"3":24}' style="border-right:1px solid #000000;overflow:hidden;padding:0px 3px 0px 3px;vertical-align:bottom;text-align:center;">24</td> </tr> <tr style="height:20px;"> <td style="border-left:1px solid #000000;overflow:hidden;padding:0px 3px 0px 3px;vertical-align:bottom;"></td> <td data-sheets-value='{"1":2,"2":"DW"}' style="overflow:hidden;padding:0px 3px 0px 3px;vertical-align:bottom;">DW</td> <td data-sheets-value='{"1":2,"2":"Clear (H/H)"}' style="overflow:hidden;padding:0px 3px 0px 3px;vertical-align:bottom;">Clear (H/H)</td> <td data-sheets-numberformat='{"1":2,"2":"0.00","3":1}' data-sheets-value='{"1":3,"3":0.98}' style="overflow:hidden;padding:0px 3px 0px 3px;vertical-align:bottom;text-align:center;">0.98</td> <td data-sheets-numberformat='{"1":2,"2":"0","3":1}' data-sheets-value='{"1":3,"3":33.21}' style="overflow:hidden;padding:0px 3px 0px 3px;vertical-align:bottom;text-align:center;">33</td> <td data-sheets-numberformat='{"1":2,"2":"0","3":1}' data-sheets-value='{"1":3,"3":49.5}' style="overflow:hidden;padding:0px 3px 0px 3px;vertical-align:bottom;text-align:center;">50</td> <td data-sheets-value='{"1":3,"3":26}' style="border-right:1px solid #000000;overflow:hidden;padding:0px 3px 0px 3px;vertical-align:bottom;text-align:center;">26</td> </tr> <tr style="height:20px;"> <td style="border-bottom:1px solid #000000;border-left:1px solid #000000;overflow:hidden;padding:0px 3px 0px 3px;vertical-align:bottom;"></td> <td style="border-bottom:1px solid #000000;overflow:hidden;padding:0px 3px 0px 3px;vertical-align:bottom;"></td> <td data-sheets-value='{"1":2,"2":"Opal (O/O)"}' style="border-bottom:1px solid #000000;overflow:hidden;padding:0px 3px 0px 3px;vertical-align:bottom;">Opal (O/O)</td> <td data-sheets-numberformat='{"1":2,"2":"0.00","3":1}' data-sheets-value='{"1":3,"3":0.98}' style="border-bottom:1px solid #000000;overflow:hidden;padding:0px 3px 0px 3px;vertical-align:bottom;text-align:center;">0.98</td> <td data-sheets-numberformat='{"1":2,"2":"0","3":1}' data-sheets-value='{"1":3,"3":28.29}' style="border-bottom:1px solid #000000;overflow:hidden;padding:0px 3px 0px 3px;vertical-align:bottom;text-align:center;">28</td> <td data-sheets-numberformat='{"1":2,"2":"0","3":1}' data-sheets-value='{"1":3,"3":38.28}' style="border-bottom:1px solid #000000;overflow:hidden;padding:0px 3px 0px 3px;vertical-align:bottom;text-align:center;">38</td> <td data-sheets-value='{"1":3,"3":26}' style="border-right:1px solid #000000;border-bottom:1px solid #000000;overflow:hidden;padding:0px 3px 0px 3px;vertical-align:bottom;text-align:center;">26</td> </tr> <tr style="height:20px;"> <td data-sheets-value='{"1":2,"2":"Polycarbonate "}' style="border-left:1px solid #000000;overflow:hidden;padding:0px 3px 0px 3px;vertical-align:bottom;">Polycarbonate </td> <td data-sheets-value='{"1":2,"2":"EW"}' style="overflow:hidden;padding:0px 3px 0px 3px;vertical-align:bottom;">EW</td> <td data-sheets-value='{"1":2,"2":"Clear (A)"}' style="overflow:hidden;padding:0px 3px 0px 3px;vertical-align:bottom;">Clear (A)</td> <td data-sheets-numberformat='{"1":2,"2":"0.00","3":1}' data-sheets-value='{"1":3,"3":1.19}' style="overflow:hidden;padding:0px 3px 0px 3px;vertical-align:bottom;text-align:center;">1.19</td> <td data-sheets-numberformat='{"1":2,"2":"0","3":1}' data-sheets-value='{"1":3,"3":36.08}' style="overflow:hidden;padding:0px 3px 0px 3px;vertical-align:bottom;text-align:center;">36</td> <td data-sheets-numberformat='{"1":2,"2":"0","3":1}' data-sheets-value='{"1":3,"3":54.78}' style="overflow:hidden;padding:0px 3px 0px 3px;vertical-align:bottom;text-align:center;">55</td> <td data-sheets-value='{"1":3,"3":24}' style="border-right:1px solid #000000;overflow:hidden;padding:0px 3px 0px 3px;vertical-align:bottom;text-align:center;">24</td> </tr> <tr style="height:20px;"> <td data-sheets-value='{"1":2,"2":"PC"}' style="border-left:1px solid #000000;overflow:hidden;padding:0px 3px 0px 3px;vertical-align:bottom;">PC</td> <td style="overflow:hidden;padding:0px 3px 0px 3px;vertical-align:bottom;"></td> <td data-sheets-value='{"1":2,"2":"Opal (D)"}' style="overflow:hidden;padding:0px 3px 0px 3px;vertical-align:bottom;">Opal (D)</td> <td data-sheets-numberformat='{"1":2,"2":"0.00","3":1}' data-sheets-value='{"1":3,"3":1.19}' style="overflow:hidden;padding:0px 3px 0px 3px;vertical-align:bottom;text-align:center;">1.19</td> <td data-sheets-numberformat='{"1":2,"2":"0","3":1}' data-sheets-value='{"1":3,"3":23.779999999999998}' style="overflow:hidden;padding:0px 3px 0px 3px;vertical-align:bottom;text-align:center;">24</td> <td data-sheets-numberformat='{"1":2,"2":"0","3":1}' data-sheets-value='{"1":3,"3":39.6}' style="overflow:hidden;padding:0px 3px 0px 3px;vertical-align:bottom;text-align:center;">40</td> <td data-sheets-value='{"1":3,"3":24}' style="border-right:1px solid #000000;overflow:hidden;padding:0px 3px 0px 3px;vertical-align:bottom;text-align:center;">24</td> </tr> <tr style="height:20px;"> <td style="border-left:1px solid #000000;overflow:hidden;padding:0px 3px 0px 3px;vertical-align:bottom;"></td> <td data-sheets-value='{"1":2,"2":"DW"}' style="overflow:hidden;padding:0px 3px 0px 3px;vertical-align:bottom;">DW</td> <td data-sheets-value='{"1":2,"2":"Clear (A/H)"}' style="overflow:hidden;padding:0px 3px 0px 3px;vertical-align:bottom;">Clear (A/H)</td> <td data-sheets-numberformat='{"1":2,"2":"0.00","3":1}' data-sheets-value='{"1":3,"3":0.98}' style="overflow:hidden;padding:0px 3px 0px 3px;vertical-align:bottom;text-align:center;">0.98</td> <td data-sheets-numberformat='{"1":2,"2":"0","3":1}' data-sheets-value='{"1":3,"3":32.39}' style="overflow:hidden;padding:0px 3px 0px 3px;vertical-align:bottom;text-align:center;">32</td> <td data-sheets-numberformat='{"1":2,"2":"0","3":1}' data-sheets-value='{"1":3,"3":47.52}' style="overflow:hidden;padding:0px 3px 0px 3px;vertical-align:bottom;text-align:center;">48</td> <td data-sheets-value='{"1":3,"3":26}' style="border-right:1px solid #000000;overflow:hidden;padding:0px 3px 0px 3px;vertical-align:bottom;text-align:center;">26</td> </tr> <tr style="height:20px;"> <td style="border-left:1px solid #000000;overflow:hidden;padding:0px 3px 0px 3px;vertical-align:bottom;"></td> <td style="overflow:hidden;padding:0px 3px 0px 3px;vertical-align:bottom;"></td> <td data-sheets-value='{"1":2,"2":"Clear (A/A)"}' style="overflow:hidden;padding:0px 3px 0px 3px;vertical-align:bottom;">Clear (A/A)</td> <td data-sheets-numberformat='{"1":2,"2":"0.00","3":1}' data-sheets-value='{"1":3,"3":0.98}' style="overflow:hidden;padding:0px 3px 0px 3px;vertical-align:bottom;text-align:center;">0.98</td> <td data-sheets-numberformat='{"1":2,"2":"0","3":1}' data-sheets-value='{"1":3,"3":31.569999999999997}' style="overflow:hidden;padding:0px 3px 0px 3px;vertical-align:bottom;text-align:center;">32</td> <td data-sheets-numberformat='{"1":2,"2":"0","3":1}' data-sheets-value='{"1":3,"3":45.54}' style="overflow:hidden;padding:0px 3px 0px 3px;vertical-align:bottom;text-align:center;">46</td> <td data-sheets-value='{"1":3,"3":26}' style="border-right:1px solid #000000;overflow:hidden;padding:0px 3px 0px 3px;vertical-align:bottom;text-align:center;">26</td> </tr> <tr style="height:20px;"> <td style="border-left:1px solid #000000;overflow:hidden;padding:0px 3px 0px 3px;vertical-align:bottom;"></td> <td style="overflow:hidden;padding:0px 3px 0px 3px;vertical-align:bottom;"></td> <td data-sheets-value='{"1":2,"2":"Opal (A/O)"}' style="overflow:hidden;padding:0px 3px 0px 3px;vertical-align:bottom;">Opal (A/O)</td> <td data-sheets-numberformat='{"1":2,"2":"0.00","3":1}' data-sheets-value='{"1":3,"3":0.98}' style="overflow:hidden;padding:0px 3px 0px 3px;vertical-align:bottom;text-align:center;">0.98</td> <td data-sheets-numberformat='{"1":2,"2":"0","3":1}' data-sheets-value='{"1":3,"3":29.93}' style="overflow:hidden;padding:0px 3px 0px 3px;vertical-align:bottom;text-align:center;">30</td> <td data-sheets-numberformat='{"1":2,"2":"0","3":1}' data-sheets-value='{"1":3,"3":41.580000000000005}' style="overflow:hidden;padding:0px 3px 0px 3px;vertical-align:bottom;text-align:center;">42</td> <td data-sheets-value='{"1":3,"3":26}' style="border-right:1px solid #000000;overflow:hidden;padding:0px 3px 0px 3px;vertical-align:bottom;text-align:center;">26</td> </tr> <tr style="height:20px;"> <td style="border-bottom:1px solid #000000;border-left:1px solid #000000;overflow:hidden;padding:0px 3px 0px 3px;vertical-align:bottom;"></td> <td style="border-bottom:1px solid #000000;overflow:hidden;padding:0px 3px 0px 3px;vertical-align:bottom;"></td> <td data-sheets-value='{"1":2,"2":"Opal (A/D)"}' style="border-bottom:1px solid #000000;overflow:hidden;padding:0px 3px 0px 3px;vertical-align:bottom;">Opal (A/D)</td> <td data-sheets-numberformat='{"1":2,"2":"0.00","3":1}' data-sheets-value='{"1":3,"3":0.98}' style="border-bottom:1px solid #000000;overflow:hidden;padding:0px 3px 0px 3px;vertical-align:bottom;text-align:center;">0.98</td> <td data-sheets-numberformat='{"1":2,"2":"0","3":1}' data-sheets-value='{"1":3,"3":20.91}' style="border-bottom:1px solid #000000;overflow:hidden;padding:0px 3px 0px 3px;vertical-align:bottom;text-align:center;">21</td> <td data-sheets-numberformat='{"1":2,"2":"0","3":1}' data-sheets-value='{"1":3,"3":33}' style="border-bottom:1px solid #000000;overflow:hidden;padding:0px 3px 0px 3px;vertical-align:bottom;text-align:center;">33</td> <td data-sheets-value='{"1":3,"3":26}' style="border-right:1px solid #000000;border-bottom:1px solid #000000;overflow:hidden;padding:0px 3px 0px 3px;vertical-align:bottom;text-align:center;">26</td> </tr> <tr style="height:20px;"> <td data-sheets-value='{"1":2,"2":"Polycarbonate"}' style="border-left:1px solid #000000;overflow:hidden;padding:0px 3px 0px 3px;vertical-align:bottom;">Polycarbonate</td> <td data-sheets-value='{"1":2,"2":"EW"}' style="overflow:hidden;padding:0px 3px 0px 3px;vertical-align:bottom;">EW</td> <td data-sheets-value='{"1":2,"2":"Heatstop Opal (T)"}' style="overflow:hidden;padding:0px 3px 0px 3px;vertical-align:bottom;">Heatstop Opal (T)</td> <td data-sheets-numberformat='{"1":2,"2":"0.00","3":1}' data-sheets-value='{"1":3,"3":1.19}' style="overflow:hidden;padding:0px 3px 0px 3px;vertical-align:bottom;text-align:center;">1.19</td> <td data-sheets-numberformat='{"1":2,"2":"0","3":1}' data-sheets-value='{"1":3,"3":20.09}' style="overflow:hidden;padding:0px 3px 0px 3px;vertical-align:bottom;text-align:center;">20</td> <td data-sheets-numberformat='{"1":2,"2":"0","3":1}' data-sheets-value='{"1":3,"3":38.940000000000005}' style="overflow:hidden;padding:0px 3px 0px 3px;vertical-align:bottom;text-align:center;">39</td> <td data-sheets-value='{"1":3,"3":24}' style="border-right:1px solid #000000;overflow:hidden;padding:0px 3px 0px 3px;vertical-align:bottom;text-align:center;">24</td> </tr> <tr style="height:20px;"> <td data-sheets-value='{"1":2,"2":"Heatstop PC"}' style="border-left:1px solid #000000;overflow:hidden;padding:0px 3px 0px 3px;vertical-align:bottom;">Heatstop PC</td> <td data-sheets-value='{"1":2,"2":"DW"}' style="overflow:hidden;padding:0px 3px 0px 3px;vertical-align:bottom;">DW</td> <td data-sheets-value='{"1":2,"2":"Clear (T/H)"}' style="overflow:hidden;padding:0px 3px 0px 3px;vertical-align:bottom;">Clear (T/H)</td> <td data-sheets-numberformat='{"1":2,"2":"0.00","3":1}' data-sheets-value='{"1":3,"3":0.98}' style="overflow:hidden;padding:0px 3px 0px 3px;vertical-align:bottom;text-align:center;">0.98</td> <td data-sheets-numberformat='{"1":2,"2":"0","3":1}' data-sheets-value='{"1":3,"3":18.04}' style="overflow:hidden;padding:0px 3px 0px 3px;vertical-align:bottom;text-align:center;">18</td> <td data-sheets-numberformat='{"1":2,"2":"0","3":1}' data-sheets-value='{"1":3,"3":33.660000000000004}' style="overflow:hidden;padding:0px 3px 0px 3px;vertical-align:bottom;text-align:center;">34</td> <td data-sheets-value='{"1":3,"3":26}' style="border-right:1px solid #000000;overflow:hidden;padding:0px 3px 0px 3px;vertical-align:bottom;text-align:center;">26</td> </tr> <tr style="height:20px;"> <td style="border-bottom:1px solid #000000;border-left:1px solid #000000;overflow:hidden;padding:0px 3px 0px 3px;vertical-align:bottom;"></td> <td style="border-bottom:1px solid #000000;overflow:hidden;padding:0px 3px 0px 3px;vertical-align:bottom;"></td> <td data-sheets-value='{"1":2,"2":"Opal (T/O)"}' style="border-bottom:1px solid #000000;overflow:hidden;padding:0px 3px 0px 3px;vertical-align:bottom;">Opal (T/O)</td> <td data-sheets-numberformat='{"1":2,"2":"0.00","3":1}' data-sheets-value='{"1":3,"3":0.98}' style="border-bottom:1px solid #000000;overflow:hidden;padding:0px 3px 0px 3px;vertical-align:bottom;text-align:center;">0.98</td> <td data-sheets-numberformat='{"1":2,"2":"0","3":1}' data-sheets-value='{"1":3,"3":16.81}' style="border-bottom:1px solid #000000;overflow:hidden;padding:0px 3px 0px 3px;vertical-align:bottom;text-align:center;">17</td> <td data-sheets-numberformat='{"1":2,"2":"0","3":1}' data-sheets-value='{"1":3,"3":29.700000000000003}' style="border-bottom:1px solid #000000;overflow:hidden;padding:0px 3px 0px 3px;vertical-align:bottom;text-align:center;">30</td> <td data-sheets-value='{"1":3,"3":26}' style="border-right:1px solid #000000;border-bottom:1px solid #000000;overflow:hidden;padding:0px 3px 0px 3px;vertical-align:bottom;text-align:center;">26</td> </tr> </tbody></table> | skylux-160-ce-met-koepel-en-metaalopstand-met-lm-motor-en-pvc-raam-type-ep25-1100-x-2300-mm | 8585995059533 | 46872272798029
Smoke and heat exhaust (SHEV) | SHE system | Skylux | Skylux 160° CE with skylight and metal curb with LM-actuator and PVC frame type EP25 1200 x 1200 mm |  | 50897 | 5412970508977 | 4325.75 | Yes | 30-45 | 88.73 | 1200 x 1200 mm | 1200 | 1200 |  | metal curb M30 (30 cm high) | Square | 1.19 W/m²K - 0.98 W/m²K | 57% - 30% | 37% - 17% | 24dB - 26dB | 160° CE (for industry) | PVC frame EP25 | without spoiler | E | Single actuator | Maximum double-walled skylight possible for this product | Ut-value LT-value g-value Rw-value EN 1873 : 2014 EN ISO 13468 EN 16153 EN 410 EN 410 EN ISO 140-3 Material Walls Shells (W/m²K) (%) (%) (dB) Acrylic EW Clear (H) 1.19 37 57 24 PMMA Opal (O) 1.19 34 50 24 DW Clear (H/H) 0.98 33 50 26 Opal (O/O) 0.98 28 38 26 Polycarbonate EW Clear (A) 1.19 36 55 24 PC Opal (D) 1.19 24 40 24 DW Clear (A/H) 0.98 32 48 26 Clear (A/A) 0.98 32 46 26 Opal (A/O) 0.98 30 42 26 Opal (A/D) 0.98 21 33 26 Polycarbonate EW Heatstop Opal (T) 1.19 20 39 24 Heatstop PC DW Clear (T/H) 0.98 18 34 26 Opal (T/O) 0.98 17 30 26 | https://skylux.eu/en/products/skylux-160-ce-met-koepel-en-metaalopstand-met-lm-motor-en-pvc-raam-type-ep25-1200-x-1200-mm | https://skylux.eu/cdn/shop/files/Skylux-160deg-CE-met-koepel-en-metaalopstand-met-LM-motor-en-pvc-raam-type-EP25-1200-x-1200-mm-RWA-systeem.jpg?v=1702976891&width=1600 | https://skylux.eu/cdn/shop/files/e5a82811-1bb0-48e4-a776-cacb59c7c092_41f0c07c-2068-47ca-90de-b3cf6e44b7d4.jpg?v=1688550237&width=1600 | //skylux.eu/cdn/shop/files/E_MH_Mounting_instructions_Skylux_160_CE_LM.pdf?v=12406716259046007223 | //skylux.eu/cdn/shop/files/E_TD_Technical_File_Skylux_Skylux_160_CE_Electric.pdf?v=3667116872303399239 | <style type="text/css" id="isPasted"><!--td {border: 1px solid #cccccc;}br {mso-data-placement:same-cell;}--></style><table border="1" cellpadding="0" cellspacing="0" dir="ltr" style="table-layout:fixed;font-size:10pt;font-family:Arial;border-collapse:collapse;border:none;"><tbody> <tr style="height:20px;"> <td style="overflow:hidden;padding:0px 3px 0px 3px;vertical-align:bottom;"></td> <td style="overflow:hidden;padding:0px 3px 0px 3px;vertical-align:bottom;"></td> <td style="overflow:hidden;padding:0px 3px 0px 3px;vertical-align:bottom;"></td> <td data-sheets-value='{"1":2,"2":"Ut-value"}' style="overflow:hidden;padding:0px 3px 0px 3px;vertical-align:bottom;font-weight:bold;text-align:center;">Ut-value</td> <td data-sheets-value='{"1":2,"2":"LT-value"}' style="overflow:hidden;padding:0px 3px 0px 3px;vertical-align:bottom;font-weight:bold;text-align:center;">LT-value</td> <td data-sheets-value='{"1":2,"2":"g-value"}' style="overflow:hidden;padding:0px 3px 0px 3px;vertical-align:bottom;font-weight:bold;text-align:center;">g-value</td> <td data-sheets-value='{"1":2,"2":"Rw-value "}' style="overflow:hidden;padding:0px 3px 0px 3px;vertical-align:bottom;font-weight:bold;text-align:center;">Rw-value </td> </tr> <tr style="height:20px;"> <td style="overflow:hidden;padding:0px 3px 0px 3px;vertical-align:bottom;"></td> <td style="overflow:hidden;padding:0px 3px 0px 3px;vertical-align:bottom;"></td> <td style="overflow:hidden;padding:0px 3px 0px 3px;vertical-align:bottom;"></td> <td data-sheets-numberformat='{"1":2,"2":"0.00","3":1}' data-sheets-value='{"1":2,"2":"EN 1873 : 2014"}' style="overflow:hidden;padding:0px 3px 0px 3px;vertical-align:bottom;text-align:center;">EN 1873 : 2014</td> <td data-sheets-numberformat='{"1":2,"2":"0","3":1}' data-sheets-value='{"1":2,"2":"EN ISO 13468 EN 16153 EN 410"}' style="overflow:hidden;padding:0px 3px 0px 3px;vertical-align:bottom;text-align:center;">EN ISO 13468 EN 16153 EN 410</td> <td data-sheets-numberformat='{"1":2,"2":"0","3":1}' data-sheets-value='{"1":2,"2":"EN 410"}' style="overflow:hidden;padding:0px 3px 0px 3px;vertical-align:bottom;text-align:center;">EN 410</td> <td data-sheets-value='{"1":2,"2":"EN ISO 140-3\t\t"}' style="overflow:hidden;padding:0px 3px 0px 3px;vertical-align:bottom;text-align:center;">EN ISO 140-3 </td> </tr> <tr style="height:20px;"> <td data-sheets-value='{"1":2,"2":"Material"}' style="border-bottom:1px solid #000000;overflow:hidden;padding:0px 3px 0px 3px;vertical-align:bottom;background-color:#000000;font-weight:bold;color:#ffffff;">Material</td> <td data-sheets-value='{"1":2,"2":"Walls"}' style="border-bottom:1px solid #000000;overflow:hidden;padding:0px 3px 0px 3px;vertical-align:bottom;background-color:#000000;font-weight:bold;color:#ffffff;">Walls</td> <td data-sheets-value='{"1":2,"2":"Shells"}' style="border-bottom:1px solid #000000;overflow:hidden;padding:0px 3px 0px 3px;vertical-align:bottom;background-color:#000000;font-weight:bold;color:#ffffff;">Shells</td> <td data-sheets-numberformat='{"1":2,"2":"0.00","3":1}' data-sheets-value='{"1":2,"2":"(W/m²K)\t"}' style="border-bottom:1px solid #000000;overflow:hidden;padding:0px 3px 0px 3px;vertical-align:bottom;background-color:#000000;font-weight:bold;color:#ffffff;text-align:center;">(W/m²K) </td> <td data-sheets-numberformat='{"1":2,"2":"0","3":1}' data-sheets-value='{"1":2,"2":"(%)"}' style="border-bottom:1px solid #000000;overflow:hidden;padding:0px 3px 0px 3px;vertical-align:bottom;background-color:#000000;font-weight:bold;color:#ffffff;text-align:center;">(%)</td> <td data-sheets-numberformat='{"1":2,"2":"0","3":1}' data-sheets-value='{"1":2,"2":"(%)"}' style="border-bottom:1px solid #000000;overflow:hidden;padding:0px 3px 0px 3px;vertical-align:bottom;background-color:#000000;font-weight:bold;color:#ffffff;text-align:center;">(%)</td> <td data-sheets-value='{"1":2,"2":"(dB)"}' style="border-bottom:1px solid #000000;overflow:hidden;padding:0px 3px 0px 3px;vertical-align:bottom;background-color:#000000;font-weight:bold;color:#ffffff;text-align:center;">(dB)</td> </tr> <tr style="height:20px;"> <td data-sheets-value='{"1":2,"2":"Acrylic"}' style="border-left:1px solid #000000;overflow:hidden;padding:0px 3px 0px 3px;vertical-align:bottom;">Acrylic</td> <td data-sheets-value='{"1":2,"2":"EW"}' style="overflow:hidden;padding:0px 3px 0px 3px;vertical-align:bottom;">EW</td> <td data-sheets-value='{"1":2,"2":"Clear (H)"}' style="overflow:hidden;padding:0px 3px 0px 3px;vertical-align:bottom;">Clear (H)</td> <td data-sheets-numberformat='{"1":2,"2":"0.00","3":1}' data-sheets-value='{"1":3,"3":1.19}' style="overflow:hidden;padding:0px 3px 0px 3px;vertical-align:bottom;text-align:center;">1.19</td> <td data-sheets-numberformat='{"1":2,"2":"0","3":1}' data-sheets-value='{"1":3,"3":36.9}' style="overflow:hidden;padding:0px 3px 0px 3px;vertical-align:bottom;text-align:center;">37</td> <td data-sheets-numberformat='{"1":2,"2":"0","3":1}' data-sheets-value='{"1":3,"3":57.42}' style="overflow:hidden;padding:0px 3px 0px 3px;vertical-align:bottom;text-align:center;">57</td> <td data-sheets-value='{"1":3,"3":24}' style="border-right:1px solid #000000;overflow:hidden;padding:0px 3px 0px 3px;vertical-align:bottom;text-align:center;">24</td> </tr> <tr style="height:20px;"> <td data-sheets-value='{"1":2,"2":"PMMA"}' style="border-left:1px solid #000000;overflow:hidden;padding:0px 3px 0px 3px;vertical-align:bottom;">PMMA</td> <td style="overflow:hidden;padding:0px 3px 0px 3px;vertical-align:bottom;"></td> <td data-sheets-value='{"1":2,"2":"Opal (O)"}' style="overflow:hidden;padding:0px 3px 0px 3px;vertical-align:bottom;">Opal (O)</td> <td data-sheets-numberformat='{"1":2,"2":"0.00","3":1}' data-sheets-value='{"1":3,"3":1.19}' style="overflow:hidden;padding:0px 3px 0px 3px;vertical-align:bottom;text-align:center;">1.19</td> <td data-sheets-numberformat='{"1":2,"2":"0","3":1}' data-sheets-value='{"1":3,"3":34.03}' style="overflow:hidden;padding:0px 3px 0px 3px;vertical-align:bottom;text-align:center;">34</td> <td data-sheets-numberformat='{"1":2,"2":"0","3":1}' data-sheets-value='{"1":3,"3":50.160000000000004}' style="overflow:hidden;padding:0px 3px 0px 3px;vertical-align:bottom;text-align:center;">50</td> <td data-sheets-value='{"1":3,"3":24}' style="border-right:1px solid #000000;overflow:hidden;padding:0px 3px 0px 3px;vertical-align:bottom;text-align:center;">24</td> </tr> <tr style="height:20px;"> <td style="border-left:1px solid #000000;overflow:hidden;padding:0px 3px 0px 3px;vertical-align:bottom;"></td> <td data-sheets-value='{"1":2,"2":"DW"}' style="overflow:hidden;padding:0px 3px 0px 3px;vertical-align:bottom;">DW</td> <td data-sheets-value='{"1":2,"2":"Clear (H/H)"}' style="overflow:hidden;padding:0px 3px 0px 3px;vertical-align:bottom;">Clear (H/H)</td> <td data-sheets-numberformat='{"1":2,"2":"0.00","3":1}' data-sheets-value='{"1":3,"3":0.98}' style="overflow:hidden;padding:0px 3px 0px 3px;vertical-align:bottom;text-align:center;">0.98</td> <td data-sheets-numberformat='{"1":2,"2":"0","3":1}' data-sheets-value='{"1":3,"3":33.21}' style="overflow:hidden;padding:0px 3px 0px 3px;vertical-align:bottom;text-align:center;">33</td> <td data-sheets-numberformat='{"1":2,"2":"0","3":1}' data-sheets-value='{"1":3,"3":49.5}' style="overflow:hidden;padding:0px 3px 0px 3px;vertical-align:bottom;text-align:center;">50</td> <td data-sheets-value='{"1":3,"3":26}' style="border-right:1px solid #000000;overflow:hidden;padding:0px 3px 0px 3px;vertical-align:bottom;text-align:center;">26</td> </tr> <tr style="height:20px;"> <td style="border-bottom:1px solid #000000;border-left:1px solid #000000;overflow:hidden;padding:0px 3px 0px 3px;vertical-align:bottom;"></td> <td style="border-bottom:1px solid #000000;overflow:hidden;padding:0px 3px 0px 3px;vertical-align:bottom;"></td> <td data-sheets-value='{"1":2,"2":"Opal (O/O)"}' style="border-bottom:1px solid #000000;overflow:hidden;padding:0px 3px 0px 3px;vertical-align:bottom;">Opal (O/O)</td> <td data-sheets-numberformat='{"1":2,"2":"0.00","3":1}' data-sheets-value='{"1":3,"3":0.98}' style="border-bottom:1px solid #000000;overflow:hidden;padding:0px 3px 0px 3px;vertical-align:bottom;text-align:center;">0.98</td> <td data-sheets-numberformat='{"1":2,"2":"0","3":1}' data-sheets-value='{"1":3,"3":28.29}' style="border-bottom:1px solid #000000;overflow:hidden;padding:0px 3px 0px 3px;vertical-align:bottom;text-align:center;">28</td> <td data-sheets-numberformat='{"1":2,"2":"0","3":1}' data-sheets-value='{"1":3,"3":38.28}' style="border-bottom:1px solid #000000;overflow:hidden;padding:0px 3px 0px 3px;vertical-align:bottom;text-align:center;">38</td> <td data-sheets-value='{"1":3,"3":26}' style="border-right:1px solid #000000;border-bottom:1px solid #000000;overflow:hidden;padding:0px 3px 0px 3px;vertical-align:bottom;text-align:center;">26</td> </tr> <tr style="height:20px;"> <td data-sheets-value='{"1":2,"2":"Polycarbonate "}' style="border-left:1px solid #000000;overflow:hidden;padding:0px 3px 0px 3px;vertical-align:bottom;">Polycarbonate </td> <td data-sheets-value='{"1":2,"2":"EW"}' style="overflow:hidden;padding:0px 3px 0px 3px;vertical-align:bottom;">EW</td> <td data-sheets-value='{"1":2,"2":"Clear (A)"}' style="overflow:hidden;padding:0px 3px 0px 3px;vertical-align:bottom;">Clear (A)</td> <td data-sheets-numberformat='{"1":2,"2":"0.00","3":1}' data-sheets-value='{"1":3,"3":1.19}' style="overflow:hidden;padding:0px 3px 0px 3px;vertical-align:bottom;text-align:center;">1.19</td> <td data-sheets-numberformat='{"1":2,"2":"0","3":1}' data-sheets-value='{"1":3,"3":36.08}' style="overflow:hidden;padding:0px 3px 0px 3px;vertical-align:bottom;text-align:center;">36</td> <td data-sheets-numberformat='{"1":2,"2":"0","3":1}' data-sheets-value='{"1":3,"3":54.78}' style="overflow:hidden;padding:0px 3px 0px 3px;vertical-align:bottom;text-align:center;">55</td> <td data-sheets-value='{"1":3,"3":24}' style="border-right:1px solid #000000;overflow:hidden;padding:0px 3px 0px 3px;vertical-align:bottom;text-align:center;">24</td> </tr> <tr style="height:20px;"> <td data-sheets-value='{"1":2,"2":"PC"}' style="border-left:1px solid #000000;overflow:hidden;padding:0px 3px 0px 3px;vertical-align:bottom;">PC</td> <td style="overflow:hidden;padding:0px 3px 0px 3px;vertical-align:bottom;"></td> <td data-sheets-value='{"1":2,"2":"Opal (D)"}' style="overflow:hidden;padding:0px 3px 0px 3px;vertical-align:bottom;">Opal (D)</td> <td data-sheets-numberformat='{"1":2,"2":"0.00","3":1}' data-sheets-value='{"1":3,"3":1.19}' style="overflow:hidden;padding:0px 3px 0px 3px;vertical-align:bottom;text-align:center;">1.19</td> <td data-sheets-numberformat='{"1":2,"2":"0","3":1}' data-sheets-value='{"1":3,"3":23.779999999999998}' style="overflow:hidden;padding:0px 3px 0px 3px;vertical-align:bottom;text-align:center;">24</td> <td data-sheets-numberformat='{"1":2,"2":"0","3":1}' data-sheets-value='{"1":3,"3":39.6}' style="overflow:hidden;padding:0px 3px 0px 3px;vertical-align:bottom;text-align:center;">40</td> <td data-sheets-value='{"1":3,"3":24}' style="border-right:1px solid #000000;overflow:hidden;padding:0px 3px 0px 3px;vertical-align:bottom;text-align:center;">24</td> </tr> <tr style="height:20px;"> <td style="border-left:1px solid #000000;overflow:hidden;padding:0px 3px 0px 3px;vertical-align:bottom;"></td> <td data-sheets-value='{"1":2,"2":"DW"}' style="overflow:hidden;padding:0px 3px 0px 3px;vertical-align:bottom;">DW</td> <td data-sheets-value='{"1":2,"2":"Clear (A/H)"}' style="overflow:hidden;padding:0px 3px 0px 3px;vertical-align:bottom;">Clear (A/H)</td> <td data-sheets-numberformat='{"1":2,"2":"0.00","3":1}' data-sheets-value='{"1":3,"3":0.98}' style="overflow:hidden;padding:0px 3px 0px 3px;vertical-align:bottom;text-align:center;">0.98</td> <td data-sheets-numberformat='{"1":2,"2":"0","3":1}' data-sheets-value='{"1":3,"3":32.39}' style="overflow:hidden;padding:0px 3px 0px 3px;vertical-align:bottom;text-align:center;">32</td> <td data-sheets-numberformat='{"1":2,"2":"0","3":1}' data-sheets-value='{"1":3,"3":47.52}' style="overflow:hidden;padding:0px 3px 0px 3px;vertical-align:bottom;text-align:center;">48</td> <td data-sheets-value='{"1":3,"3":26}' style="border-right:1px solid #000000;overflow:hidden;padding:0px 3px 0px 3px;vertical-align:bottom;text-align:center;">26</td> </tr> <tr style="height:20px;"> <td style="border-left:1px solid #000000;overflow:hidden;padding:0px 3px 0px 3px;vertical-align:bottom;"></td> <td style="overflow:hidden;padding:0px 3px 0px 3px;vertical-align:bottom;"></td> <td data-sheets-value='{"1":2,"2":"Clear (A/A)"}' style="overflow:hidden;padding:0px 3px 0px 3px;vertical-align:bottom;">Clear (A/A)</td> <td data-sheets-numberformat='{"1":2,"2":"0.00","3":1}' data-sheets-value='{"1":3,"3":0.98}' style="overflow:hidden;padding:0px 3px 0px 3px;vertical-align:bottom;text-align:center;">0.98</td> <td data-sheets-numberformat='{"1":2,"2":"0","3":1}' data-sheets-value='{"1":3,"3":31.569999999999997}' style="overflow:hidden;padding:0px 3px 0px 3px;vertical-align:bottom;text-align:center;">32</td> <td data-sheets-numberformat='{"1":2,"2":"0","3":1}' data-sheets-value='{"1":3,"3":45.54}' style="overflow:hidden;padding:0px 3px 0px 3px;vertical-align:bottom;text-align:center;">46</td> <td data-sheets-value='{"1":3,"3":26}' style="border-right:1px solid #000000;overflow:hidden;padding:0px 3px 0px 3px;vertical-align:bottom;text-align:center;">26</td> </tr> <tr style="height:20px;"> <td style="border-left:1px solid #000000;overflow:hidden;padding:0px 3px 0px 3px;vertical-align:bottom;"></td> <td style="overflow:hidden;padding:0px 3px 0px 3px;vertical-align:bottom;"></td> <td data-sheets-value='{"1":2,"2":"Opal (A/O)"}' style="overflow:hidden;padding:0px 3px 0px 3px;vertical-align:bottom;">Opal (A/O)</td> <td data-sheets-numberformat='{"1":2,"2":"0.00","3":1}' data-sheets-value='{"1":3,"3":0.98}' style="overflow:hidden;padding:0px 3px 0px 3px;vertical-align:bottom;text-align:center;">0.98</td> <td data-sheets-numberformat='{"1":2,"2":"0","3":1}' data-sheets-value='{"1":3,"3":29.93}' style="overflow:hidden;padding:0px 3px 0px 3px;vertical-align:bottom;text-align:center;">30</td> <td data-sheets-numberformat='{"1":2,"2":"0","3":1}' data-sheets-value='{"1":3,"3":41.580000000000005}' style="overflow:hidden;padding:0px 3px 0px 3px;vertical-align:bottom;text-align:center;">42</td> <td data-sheets-value='{"1":3,"3":26}' style="border-right:1px solid #000000;overflow:hidden;padding:0px 3px 0px 3px;vertical-align:bottom;text-align:center;">26</td> </tr> <tr style="height:20px;"> <td style="border-bottom:1px solid #000000;border-left:1px solid #000000;overflow:hidden;padding:0px 3px 0px 3px;vertical-align:bottom;"></td> <td style="border-bottom:1px solid #000000;overflow:hidden;padding:0px 3px 0px 3px;vertical-align:bottom;"></td> <td data-sheets-value='{"1":2,"2":"Opal (A/D)"}' style="border-bottom:1px solid #000000;overflow:hidden;padding:0px 3px 0px 3px;vertical-align:bottom;">Opal (A/D)</td> <td data-sheets-numberformat='{"1":2,"2":"0.00","3":1}' data-sheets-value='{"1":3,"3":0.98}' style="border-bottom:1px solid #000000;overflow:hidden;padding:0px 3px 0px 3px;vertical-align:bottom;text-align:center;">0.98</td> <td data-sheets-numberformat='{"1":2,"2":"0","3":1}' data-sheets-value='{"1":3,"3":20.91}' style="border-bottom:1px solid #000000;overflow:hidden;padding:0px 3px 0px 3px;vertical-align:bottom;text-align:center;">21</td> <td data-sheets-numberformat='{"1":2,"2":"0","3":1}' data-sheets-value='{"1":3,"3":33}' style="border-bottom:1px solid #000000;overflow:hidden;padding:0px 3px 0px 3px;vertical-align:bottom;text-align:center;">33</td> <td data-sheets-value='{"1":3,"3":26}' style="border-right:1px solid #000000;border-bottom:1px solid #000000;overflow:hidden;padding:0px 3px 0px 3px;vertical-align:bottom;text-align:center;">26</td> </tr> <tr style="height:20px;"> <td data-sheets-value='{"1":2,"2":"Polycarbonate"}' style="border-left:1px solid #000000;overflow:hidden;padding:0px 3px 0px 3px;vertical-align:bottom;">Polycarbonate</td> <td data-sheets-value='{"1":2,"2":"EW"}' style="overflow:hidden;padding:0px 3px 0px 3px;vertical-align:bottom;">EW</td> <td data-sheets-value='{"1":2,"2":"Heatstop Opal (T)"}' style="overflow:hidden;padding:0px 3px 0px 3px;vertical-align:bottom;">Heatstop Opal (T)</td> <td data-sheets-numberformat='{"1":2,"2":"0.00","3":1}' data-sheets-value='{"1":3,"3":1.19}' style="overflow:hidden;padding:0px 3px 0px 3px;vertical-align:bottom;text-align:center;">1.19</td> <td data-sheets-numberformat='{"1":2,"2":"0","3":1}' data-sheets-value='{"1":3,"3":20.09}' style="overflow:hidden;padding:0px 3px 0px 3px;vertical-align:bottom;text-align:center;">20</td> <td data-sheets-numberformat='{"1":2,"2":"0","3":1}' data-sheets-value='{"1":3,"3":38.940000000000005}' style="overflow:hidden;padding:0px 3px 0px 3px;vertical-align:bottom;text-align:center;">39</td> <td data-sheets-value='{"1":3,"3":24}' style="border-right:1px solid #000000;overflow:hidden;padding:0px 3px 0px 3px;vertical-align:bottom;text-align:center;">24</td> </tr> <tr style="height:20px;"> <td data-sheets-value='{"1":2,"2":"Heatstop PC"}' style="border-left:1px solid #000000;overflow:hidden;padding:0px 3px 0px 3px;vertical-align:bottom;">Heatstop PC</td> <td data-sheets-value='{"1":2,"2":"DW"}' style="overflow:hidden;padding:0px 3px 0px 3px;vertical-align:bottom;">DW</td> <td data-sheets-value='{"1":2,"2":"Clear (T/H)"}' style="overflow:hidden;padding:0px 3px 0px 3px;vertical-align:bottom;">Clear (T/H)</td> <td data-sheets-numberformat='{"1":2,"2":"0.00","3":1}' data-sheets-value='{"1":3,"3":0.98}' style="overflow:hidden;padding:0px 3px 0px 3px;vertical-align:bottom;text-align:center;">0.98</td> <td data-sheets-numberformat='{"1":2,"2":"0","3":1}' data-sheets-value='{"1":3,"3":18.04}' style="overflow:hidden;padding:0px 3px 0px 3px;vertical-align:bottom;text-align:center;">18</td> <td data-sheets-numberformat='{"1":2,"2":"0","3":1}' data-sheets-value='{"1":3,"3":33.660000000000004}' style="overflow:hidden;padding:0px 3px 0px 3px;vertical-align:bottom;text-align:center;">34</td> <td data-sheets-value='{"1":3,"3":26}' style="border-right:1px solid #000000;overflow:hidden;padding:0px 3px 0px 3px;vertical-align:bottom;text-align:center;">26</td> </tr> <tr style="height:20px;"> <td style="border-bottom:1px solid #000000;border-left:1px solid #000000;overflow:hidden;padding:0px 3px 0px 3px;vertical-align:bottom;"></td> <td style="border-bottom:1px solid #000000;overflow:hidden;padding:0px 3px 0px 3px;vertical-align:bottom;"></td> <td data-sheets-value='{"1":2,"2":"Opal (T/O)"}' style="border-bottom:1px solid #000000;overflow:hidden;padding:0px 3px 0px 3px;vertical-align:bottom;">Opal (T/O)</td> <td data-sheets-numberformat='{"1":2,"2":"0.00","3":1}' data-sheets-value='{"1":3,"3":0.98}' style="border-bottom:1px solid #000000;overflow:hidden;padding:0px 3px 0px 3px;vertical-align:bottom;text-align:center;">0.98</td> <td data-sheets-numberformat='{"1":2,"2":"0","3":1}' data-sheets-value='{"1":3,"3":16.81}' style="border-bottom:1px solid #000000;overflow:hidden;padding:0px 3px 0px 3px;vertical-align:bottom;text-align:center;">17</td> <td data-sheets-numberformat='{"1":2,"2":"0","3":1}' data-sheets-value='{"1":3,"3":29.700000000000003}' style="border-bottom:1px solid #000000;overflow:hidden;padding:0px 3px 0px 3px;vertical-align:bottom;text-align:center;">30</td> <td data-sheets-value='{"1":3,"3":26}' style="border-right:1px solid #000000;border-bottom:1px solid #000000;overflow:hidden;padding:0px 3px 0px 3px;vertical-align:bottom;text-align:center;">26</td> </tr> </tbody></table> | skylux-160-ce-met-koepel-en-metaalopstand-met-lm-motor-en-pvc-raam-type-ep25-1200-x-1200-mm | 8585995157837 | 46872272929101
Smoke and heat exhaust (SHEV) | SHE system | Skylux | Skylux 160° CE with skylight and metal curb with LM-actuator and PVC frame type EP25 1200 x 1400 mm |  | 50898 | 5412970508984 | 4699.65 | Yes | 30-45 | 95.38 | 1200 x 1400 mm | 1400 | 1200 |  | metal curb M30 (30 cm high) | Rectangular | 1.19 W/m²K - 0.98 W/m²K | 57% - 30% | 37% - 17% | 24dB - 26dB | 160° CE (for industry) | PVC frame EP25 | without spoiler | E | Single actuator | Maximum double-walled skylight possible for this product | Ut-value LT-value g-value Rw-value EN 1873 : 2014 EN ISO 13468 EN 16153 EN 410 EN 410 EN ISO 140-3 Material Walls Shells (W/m²K) (%) (%) (dB) Acrylic EW Clear (H) 1.19 37 57 24 PMMA Opal (O) 1.19 34 50 24 DW Clear (H/H) 0.98 33 50 26 Opal (O/O) 0.98 28 38 26 Polycarbonate EW Clear (A) 1.19 36 55 24 PC Opal (D) 1.19 24 40 24 DW Clear (A/H) 0.98 32 48 26 Clear (A/A) 0.98 32 46 26 Opal (A/O) 0.98 30 42 26 Opal (A/D) 0.98 21 33 26 Polycarbonate EW Heatstop Opal (T) 1.19 20 39 24 Heatstop PC DW Clear (T/H) 0.98 18 34 26 Opal (T/O) 0.98 17 30 26 | https://skylux.eu/en/products/skylux-160-ce-met-koepel-en-metaalopstand-met-lm-motor-en-pvc-raam-type-ep25-1200-x-1400-mm | https://skylux.eu/cdn/shop/files/Skylux-160deg-CE-met-koepel-en-metaalopstand-met-LM-motor-en-pvc-raam-type-EP25-1200-x-1400-mm-RWA-systeem.jpg?v=1702976896&width=1600 | https://skylux.eu/cdn/shop/files/e5a82811-1bb0-48e4-a776-cacb59c7c092_aceefc2b-1760-4794-91e7-b174c4ebe978.jpg?v=1688550238&width=1600 | //skylux.eu/cdn/shop/files/E_MH_Mounting_instructions_Skylux_160_CE_LM.pdf?v=12406716259046007223 | //skylux.eu/cdn/shop/files/E_TD_Technical_File_Skylux_Skylux_160_CE_Electric.pdf?v=3667116872303399239 | <style type="text/css" id="isPasted"><!--td {border: 1px solid #cccccc;}br {mso-data-placement:same-cell;}--></style><table border="1" cellpadding="0" cellspacing="0" dir="ltr" style="table-layout:fixed;font-size:10pt;font-family:Arial;border-collapse:collapse;border:none;"><tbody> <tr style="height:20px;"> <td style="overflow:hidden;padding:0px 3px 0px 3px;vertical-align:bottom;"></td> <td style="overflow:hidden;padding:0px 3px 0px 3px;vertical-align:bottom;"></td> <td style="overflow:hidden;padding:0px 3px 0px 3px;vertical-align:bottom;"></td> <td data-sheets-value='{"1":2,"2":"Ut-value"}' style="overflow:hidden;padding:0px 3px 0px 3px;vertical-align:bottom;font-weight:bold;text-align:center;">Ut-value</td> <td data-sheets-value='{"1":2,"2":"LT-value"}' style="overflow:hidden;padding:0px 3px 0px 3px;vertical-align:bottom;font-weight:bold;text-align:center;">LT-value</td> <td data-sheets-value='{"1":2,"2":"g-value"}' style="overflow:hidden;padding:0px 3px 0px 3px;vertical-align:bottom;font-weight:bold;text-align:center;">g-value</td> <td data-sheets-value='{"1":2,"2":"Rw-value "}' style="overflow:hidden;padding:0px 3px 0px 3px;vertical-align:bottom;font-weight:bold;text-align:center;">Rw-value </td> </tr> <tr style="height:20px;"> <td style="overflow:hidden;padding:0px 3px 0px 3px;vertical-align:bottom;"></td> <td style="overflow:hidden;padding:0px 3px 0px 3px;vertical-align:bottom;"></td> <td style="overflow:hidden;padding:0px 3px 0px 3px;vertical-align:bottom;"></td> <td data-sheets-numberformat='{"1":2,"2":"0.00","3":1}' data-sheets-value='{"1":2,"2":"EN 1873 : 2014"}' style="overflow:hidden;padding:0px 3px 0px 3px;vertical-align:bottom;text-align:center;">EN 1873 : 2014</td> <td data-sheets-numberformat='{"1":2,"2":"0","3":1}' data-sheets-value='{"1":2,"2":"EN ISO 13468 EN 16153 EN 410"}' style="overflow:hidden;padding:0px 3px 0px 3px;vertical-align:bottom;text-align:center;">EN ISO 13468 EN 16153 EN 410</td> <td data-sheets-numberformat='{"1":2,"2":"0","3":1}' data-sheets-value='{"1":2,"2":"EN 410"}' style="overflow:hidden;padding:0px 3px 0px 3px;vertical-align:bottom;text-align:center;">EN 410</td> <td data-sheets-value='{"1":2,"2":"EN ISO 140-3\t\t"}' style="overflow:hidden;padding:0px 3px 0px 3px;vertical-align:bottom;text-align:center;">EN ISO 140-3 </td> </tr> <tr style="height:20px;"> <td data-sheets-value='{"1":2,"2":"Material"}' style="border-bottom:1px solid #000000;overflow:hidden;padding:0px 3px 0px 3px;vertical-align:bottom;background-color:#000000;font-weight:bold;color:#ffffff;">Material</td> <td data-sheets-value='{"1":2,"2":"Walls"}' style="border-bottom:1px solid #000000;overflow:hidden;padding:0px 3px 0px 3px;vertical-align:bottom;background-color:#000000;font-weight:bold;color:#ffffff;">Walls</td> <td data-sheets-value='{"1":2,"2":"Shells"}' style="border-bottom:1px solid #000000;overflow:hidden;padding:0px 3px 0px 3px;vertical-align:bottom;background-color:#000000;font-weight:bold;color:#ffffff;">Shells</td> <td data-sheets-numberformat='{"1":2,"2":"0.00","3":1}' data-sheets-value='{"1":2,"2":"(W/m²K)\t"}' style="border-bottom:1px solid #000000;overflow:hidden;padding:0px 3px 0px 3px;vertical-align:bottom;background-color:#000000;font-weight:bold;color:#ffffff;text-align:center;">(W/m²K) </td> <td data-sheets-numberformat='{"1":2,"2":"0","3":1}' data-sheets-value='{"1":2,"2":"(%)"}' style="border-bottom:1px solid #000000;overflow:hidden;padding:0px 3px 0px 3px;vertical-align:bottom;background-color:#000000;font-weight:bold;color:#ffffff;text-align:center;">(%)</td> <td data-sheets-numberformat='{"1":2,"2":"0","3":1}' data-sheets-value='{"1":2,"2":"(%)"}' style="border-bottom:1px solid #000000;overflow:hidden;padding:0px 3px 0px 3px;vertical-align:bottom;background-color:#000000;font-weight:bold;color:#ffffff;text-align:center;">(%)</td> <td data-sheets-value='{"1":2,"2":"(dB)"}' style="border-bottom:1px solid #000000;overflow:hidden;padding:0px 3px 0px 3px;vertical-align:bottom;background-color:#000000;font-weight:bold;color:#ffffff;text-align:center;">(dB)</td> </tr> <tr style="height:20px;"> <td data-sheets-value='{"1":2,"2":"Acrylic"}' style="border-left:1px solid #000000;overflow:hidden;padding:0px 3px 0px 3px;vertical-align:bottom;">Acrylic</td> <td data-sheets-value='{"1":2,"2":"EW"}' style="overflow:hidden;padding:0px 3px 0px 3px;vertical-align:bottom;">EW</td> <td data-sheets-value='{"1":2,"2":"Clear (H)"}' style="overflow:hidden;padding:0px 3px 0px 3px;vertical-align:bottom;">Clear (H)</td> <td data-sheets-numberformat='{"1":2,"2":"0.00","3":1}' data-sheets-value='{"1":3,"3":1.19}' style="overflow:hidden;padding:0px 3px 0px 3px;vertical-align:bottom;text-align:center;">1.19</td> <td data-sheets-numberformat='{"1":2,"2":"0","3":1}' data-sheets-value='{"1":3,"3":36.9}' style="overflow:hidden;padding:0px 3px 0px 3px;vertical-align:bottom;text-align:center;">37</td> <td data-sheets-numberformat='{"1":2,"2":"0","3":1}' data-sheets-value='{"1":3,"3":57.42}' style="overflow:hidden;padding:0px 3px 0px 3px;vertical-align:bottom;text-align:center;">57</td> <td data-sheets-value='{"1":3,"3":24}' style="border-right:1px solid #000000;overflow:hidden;padding:0px 3px 0px 3px;vertical-align:bottom;text-align:center;">24</td> </tr> <tr style="height:20px;"> <td data-sheets-value='{"1":2,"2":"PMMA"}' style="border-left:1px solid #000000;overflow:hidden;padding:0px 3px 0px 3px;vertical-align:bottom;">PMMA</td> <td style="overflow:hidden;padding:0px 3px 0px 3px;vertical-align:bottom;"></td> <td data-sheets-value='{"1":2,"2":"Opal (O)"}' style="overflow:hidden;padding:0px 3px 0px 3px;vertical-align:bottom;">Opal (O)</td> <td data-sheets-numberformat='{"1":2,"2":"0.00","3":1}' data-sheets-value='{"1":3,"3":1.19}' style="overflow:hidden;padding:0px 3px 0px 3px;vertical-align:bottom;text-align:center;">1.19</td> <td data-sheets-numberformat='{"1":2,"2":"0","3":1}' data-sheets-value='{"1":3,"3":34.03}' style="overflow:hidden;padding:0px 3px 0px 3px;vertical-align:bottom;text-align:center;">34</td> <td data-sheets-numberformat='{"1":2,"2":"0","3":1}' data-sheets-value='{"1":3,"3":50.160000000000004}' style="overflow:hidden;padding:0px 3px 0px 3px;vertical-align:bottom;text-align:center;">50</td> <td data-sheets-value='{"1":3,"3":24}' style="border-right:1px solid #000000;overflow:hidden;padding:0px 3px 0px 3px;vertical-align:bottom;text-align:center;">24</td> </tr> <tr style="height:20px;"> <td style="border-left:1px solid #000000;overflow:hidden;padding:0px 3px 0px 3px;vertical-align:bottom;"></td> <td data-sheets-value='{"1":2,"2":"DW"}' style="overflow:hidden;padding:0px 3px 0px 3px;vertical-align:bottom;">DW</td> <td data-sheets-value='{"1":2,"2":"Clear (H/H)"}' style="overflow:hidden;padding:0px 3px 0px 3px;vertical-align:bottom;">Clear (H/H)</td> <td data-sheets-numberformat='{"1":2,"2":"0.00","3":1}' data-sheets-value='{"1":3,"3":0.98}' style="overflow:hidden;padding:0px 3px 0px 3px;vertical-align:bottom;text-align:center;">0.98</td> <td data-sheets-numberformat='{"1":2,"2":"0","3":1}' data-sheets-value='{"1":3,"3":33.21}' style="overflow:hidden;padding:0px 3px 0px 3px;vertical-align:bottom;text-align:center;">33</td> <td data-sheets-numberformat='{"1":2,"2":"0","3":1}' data-sheets-value='{"1":3,"3":49.5}' style="overflow:hidden;padding:0px 3px 0px 3px;vertical-align:bottom;text-align:center;">50</td> <td data-sheets-value='{"1":3,"3":26}' style="border-right:1px solid #000000;overflow:hidden;padding:0px 3px 0px 3px;vertical-align:bottom;text-align:center;">26</td> </tr> <tr style="height:20px;"> <td style="border-bottom:1px solid #000000;border-left:1px solid #000000;overflow:hidden;padding:0px 3px 0px 3px;vertical-align:bottom;"></td> <td style="border-bottom:1px solid #000000;overflow:hidden;padding:0px 3px 0px 3px;vertical-align:bottom;"></td> <td data-sheets-value='{"1":2,"2":"Opal (O/O)"}' style="border-bottom:1px solid #000000;overflow:hidden;padding:0px 3px 0px 3px;vertical-align:bottom;">Opal (O/O)</td> <td data-sheets-numberformat='{"1":2,"2":"0.00","3":1}' data-sheets-value='{"1":3,"3":0.98}' style="border-bottom:1px solid #000000;overflow:hidden;padding:0px 3px 0px 3px;vertical-align:bottom;text-align:center;">0.98</td> <td data-sheets-numberformat='{"1":2,"2":"0","3":1}' data-sheets-value='{"1":3,"3":28.29}' style="border-bottom:1px solid #000000;overflow:hidden;padding:0px 3px 0px 3px;vertical-align:bottom;text-align:center;">28</td> <td data-sheets-numberformat='{"1":2,"2":"0","3":1}' data-sheets-value='{"1":3,"3":38.28}' style="border-bottom:1px solid #000000;overflow:hidden;padding:0px 3px 0px 3px;vertical-align:bottom;text-align:center;">38</td> <td data-sheets-value='{"1":3,"3":26}' style="border-right:1px solid #000000;border-bottom:1px solid #000000;overflow:hidden;padding:0px 3px 0px 3px;vertical-align:bottom;text-align:center;">26</td> </tr> <tr style="height:20px;"> <td data-sheets-value='{"1":2,"2":"Polycarbonate "}' style="border-left:1px solid #000000;overflow:hidden;padding:0px 3px 0px 3px;vertical-align:bottom;">Polycarbonate </td> <td data-sheets-value='{"1":2,"2":"EW"}' style="overflow:hidden;padding:0px 3px 0px 3px;vertical-align:bottom;">EW</td> <td data-sheets-value='{"1":2,"2":"Clear (A)"}' style="overflow:hidden;padding:0px 3px 0px 3px;vertical-align:bottom;">Clear (A)</td> <td data-sheets-numberformat='{"1":2,"2":"0.00","3":1}' data-sheets-value='{"1":3,"3":1.19}' style="overflow:hidden;padding:0px 3px 0px 3px;vertical-align:bottom;text-align:center;">1.19</td> <td data-sheets-numberformat='{"1":2,"2":"0","3":1}' data-sheets-value='{"1":3,"3":36.08}' style="overflow:hidden;padding:0px 3px 0px 3px;vertical-align:bottom;text-align:center;">36</td> <td data-sheets-numberformat='{"1":2,"2":"0","3":1}' data-sheets-value='{"1":3,"3":54.78}' style="overflow:hidden;padding:0px 3px 0px 3px;vertical-align:bottom;text-align:center;">55</td> <td data-sheets-value='{"1":3,"3":24}' style="border-right:1px solid #000000;overflow:hidden;padding:0px 3px 0px 3px;vertical-align:bottom;text-align:center;">24</td> </tr> <tr style="height:20px;"> <td data-sheets-value='{"1":2,"2":"PC"}' style="border-left:1px solid #000000;overflow:hidden;padding:0px 3px 0px 3px;vertical-align:bottom;">PC</td> <td style="overflow:hidden;padding:0px 3px 0px 3px;vertical-align:bottom;"></td> <td data-sheets-value='{"1":2,"2":"Opal (D)"}' style="overflow:hidden;padding:0px 3px 0px 3px;vertical-align:bottom;">Opal (D)</td> <td data-sheets-numberformat='{"1":2,"2":"0.00","3":1}' data-sheets-value='{"1":3,"3":1.19}' style="overflow:hidden;padding:0px 3px 0px 3px;vertical-align:bottom;text-align:center;">1.19</td> <td data-sheets-numberformat='{"1":2,"2":"0","3":1}' data-sheets-value='{"1":3,"3":23.779999999999998}' style="overflow:hidden;padding:0px 3px 0px 3px;vertical-align:bottom;text-align:center;">24</td> <td data-sheets-numberformat='{"1":2,"2":"0","3":1}' data-sheets-value='{"1":3,"3":39.6}' style="overflow:hidden;padding:0px 3px 0px 3px;vertical-align:bottom;text-align:center;">40</td> <td data-sheets-value='{"1":3,"3":24}' style="border-right:1px solid #000000;overflow:hidden;padding:0px 3px 0px 3px;vertical-align:bottom;text-align:center;">24</td> </tr> <tr style="height:20px;"> <td style="border-left:1px solid #000000;overflow:hidden;padding:0px 3px 0px 3px;vertical-align:bottom;"></td> <td data-sheets-value='{"1":2,"2":"DW"}' style="overflow:hidden;padding:0px 3px 0px 3px;vertical-align:bottom;">DW</td> <td data-sheets-value='{"1":2,"2":"Clear (A/H)"}' style="overflow:hidden;padding:0px 3px 0px 3px;vertical-align:bottom;">Clear (A/H)</td> <td data-sheets-numberformat='{"1":2,"2":"0.00","3":1}' data-sheets-value='{"1":3,"3":0.98}' style="overflow:hidden;padding:0px 3px 0px 3px;vertical-align:bottom;text-align:center;">0.98</td> <td data-sheets-numberformat='{"1":2,"2":"0","3":1}' data-sheets-value='{"1":3,"3":32.39}' style="overflow:hidden;padding:0px 3px 0px 3px;vertical-align:bottom;text-align:center;">32</td> <td data-sheets-numberformat='{"1":2,"2":"0","3":1}' data-sheets-value='{"1":3,"3":47.52}' style="overflow:hidden;padding:0px 3px 0px 3px;vertical-align:bottom;text-align:center;">48</td> <td data-sheets-value='{"1":3,"3":26}' style="border-right:1px solid #000000;overflow:hidden;padding:0px 3px 0px 3px;vertical-align:bottom;text-align:center;">26</td> </tr> <tr style="height:20px;"> <td style="border-left:1px solid #000000;overflow:hidden;padding:0px 3px 0px 3px;vertical-align:bottom;"></td> <td style="overflow:hidden;padding:0px 3px 0px 3px;vertical-align:bottom;"></td> <td data-sheets-value='{"1":2,"2":"Clear (A/A)"}' style="overflow:hidden;padding:0px 3px 0px 3px;vertical-align:bottom;">Clear (A/A)</td> <td data-sheets-numberformat='{"1":2,"2":"0.00","3":1}' data-sheets-value='{"1":3,"3":0.98}' style="overflow:hidden;padding:0px 3px 0px 3px;vertical-align:bottom;text-align:center;">0.98</td> <td data-sheets-numberformat='{"1":2,"2":"0","3":1}' data-sheets-value='{"1":3,"3":31.569999999999997}' style="overflow:hidden;padding:0px 3px 0px 3px;vertical-align:bottom;text-align:center;">32</td> <td data-sheets-numberformat='{"1":2,"2":"0","3":1}' data-sheets-value='{"1":3,"3":45.54}' style="overflow:hidden;padding:0px 3px 0px 3px;vertical-align:bottom;text-align:center;">46</td> <td data-sheets-value='{"1":3,"3":26}' style="border-right:1px solid #000000;overflow:hidden;padding:0px 3px 0px 3px;vertical-align:bottom;text-align:center;">26</td> </tr> <tr style="height:20px;"> <td style="border-left:1px solid #000000;overflow:hidden;padding:0px 3px 0px 3px;vertical-align:bottom;"></td> <td style="overflow:hidden;padding:0px 3px 0px 3px;vertical-align:bottom;"></td> <td data-sheets-value='{"1":2,"2":"Opal (A/O)"}' style="overflow:hidden;padding:0px 3px 0px 3px;vertical-align:bottom;">Opal (A/O)</td> <td data-sheets-numberformat='{"1":2,"2":"0.00","3":1}' data-sheets-value='{"1":3,"3":0.98}' style="overflow:hidden;padding:0px 3px 0px 3px;vertical-align:bottom;text-align:center;">0.98</td> <td data-sheets-numberformat='{"1":2,"2":"0","3":1}' data-sheets-value='{"1":3,"3":29.93}' style="overflow:hidden;padding:0px 3px 0px 3px;vertical-align:bottom;text-align:center;">30</td> <td data-sheets-numberformat='{"1":2,"2":"0","3":1}' data-sheets-value='{"1":3,"3":41.580000000000005}' style="overflow:hidden;padding:0px 3px 0px 3px;vertical-align:bottom;text-align:center;">42</td> <td data-sheets-value='{"1":3,"3":26}' style="border-right:1px solid #000000;overflow:hidden;padding:0px 3px 0px 3px;vertical-align:bottom;text-align:center;">26</td> </tr> <tr style="height:20px;"> <td style="border-bottom:1px solid #000000;border-left:1px solid #000000;overflow:hidden;padding:0px 3px 0px 3px;vertical-align:bottom;"></td> <td style="border-bottom:1px solid #000000;overflow:hidden;padding:0px 3px 0px 3px;vertical-align:bottom;"></td> <td data-sheets-value='{"1":2,"2":"Opal (A/D)"}' style="border-bottom:1px solid #000000;overflow:hidden;padding:0px 3px 0px 3px;vertical-align:bottom;">Opal (A/D)</td> <td data-sheets-numberformat='{"1":2,"2":"0.00","3":1}' data-sheets-value='{"1":3,"3":0.98}' style="border-bottom:1px solid #000000;overflow:hidden;padding:0px 3px 0px 3px;vertical-align:bottom;text-align:center;">0.98</td> <td data-sheets-numberformat='{"1":2,"2":"0","3":1}' data-sheets-value='{"1":3,"3":20.91}' style="border-bottom:1px solid #000000;overflow:hidden;padding:0px 3px 0px 3px;vertical-align:bottom;text-align:center;">21</td> <td data-sheets-numberformat='{"1":2,"2":"0","3":1}' data-sheets-value='{"1":3,"3":33}' style="border-bottom:1px solid #000000;overflow:hidden;padding:0px 3px 0px 3px;vertical-align:bottom;text-align:center;">33</td> <td data-sheets-value='{"1":3,"3":26}' style="border-right:1px solid #000000;border-bottom:1px solid #000000;overflow:hidden;padding:0px 3px 0px 3px;vertical-align:bottom;text-align:center;">26</td> </tr> <tr style="height:20px;"> <td data-sheets-value='{"1":2,"2":"Polycarbonate"}' style="border-left:1px solid #000000;overflow:hidden;padding:0px 3px 0px 3px;vertical-align:bottom;">Polycarbonate</td> <td data-sheets-value='{"1":2,"2":"EW"}' style="overflow:hidden;padding:0px 3px 0px 3px;vertical-align:bottom;">EW</td> <td data-sheets-value='{"1":2,"2":"Heatstop Opal (T)"}' style="overflow:hidden;padding:0px 3px 0px 3px;vertical-align:bottom;">Heatstop Opal (T)</td> <td data-sheets-numberformat='{"1":2,"2":"0.00","3":1}' data-sheets-value='{"1":3,"3":1.19}' style="overflow:hidden;padding:0px 3px 0px 3px;vertical-align:bottom;text-align:center;">1.19</td> <td data-sheets-numberformat='{"1":2,"2":"0","3":1}' data-sheets-value='{"1":3,"3":20.09}' style="overflow:hidden;padding:0px 3px 0px 3px;vertical-align:bottom;text-align:center;">20</td> <td data-sheets-numberformat='{"1":2,"2":"0","3":1}' data-sheets-value='{"1":3,"3":38.940000000000005}' style="overflow:hidden;padding:0px 3px 0px 3px;vertical-align:bottom;text-align:center;">39</td> <td data-sheets-value='{"1":3,"3":24}' style="border-right:1px solid #000000;overflow:hidden;padding:0px 3px 0px 3px;vertical-align:bottom;text-align:center;">24</td> </tr> <tr style="height:20px;"> <td data-sheets-value='{"1":2,"2":"Heatstop PC"}' style="border-left:1px solid #000000;overflow:hidden;padding:0px 3px 0px 3px;vertical-align:bottom;">Heatstop PC</td> <td data-sheets-value='{"1":2,"2":"DW"}' style="overflow:hidden;padding:0px 3px 0px 3px;vertical-align:bottom;">DW</td> <td data-sheets-value='{"1":2,"2":"Clear (T/H)"}' style="overflow:hidden;padding:0px 3px 0px 3px;vertical-align:bottom;">Clear (T/H)</td> <td data-sheets-numberformat='{"1":2,"2":"0.00","3":1}' data-sheets-value='{"1":3,"3":0.98}' style="overflow:hidden;padding:0px 3px 0px 3px;vertical-align:bottom;text-align:center;">0.98</td> <td data-sheets-numberformat='{"1":2,"2":"0","3":1}' data-sheets-value='{"1":3,"3":18.04}' style="overflow:hidden;padding:0px 3px 0px 3px;vertical-align:bottom;text-align:center;">18</td> <td data-sheets-numberformat='{"1":2,"2":"0","3":1}' data-sheets-value='{"1":3,"3":33.660000000000004}' style="overflow:hidden;padding:0px 3px 0px 3px;vertical-align:bottom;text-align:center;">34</td> <td data-sheets-value='{"1":3,"3":26}' style="border-right:1px solid #000000;overflow:hidden;padding:0px 3px 0px 3px;vertical-align:bottom;text-align:center;">26</td> </tr> <tr style="height:20px;"> <td style="border-bottom:1px solid #000000;border-left:1px solid #000000;overflow:hidden;padding:0px 3px 0px 3px;vertical-align:bottom;"></td> <td style="border-bottom:1px solid #000000;overflow:hidden;padding:0px 3px 0px 3px;vertical-align:bottom;"></td> <td data-sheets-value='{"1":2,"2":"Opal (T/O)"}' style="border-bottom:1px solid #000000;overflow:hidden;padding:0px 3px 0px 3px;vertical-align:bottom;">Opal (T/O)</td> <td data-sheets-numberformat='{"1":2,"2":"0.00","3":1}' data-sheets-value='{"1":3,"3":0.98}' style="border-bottom:1px solid #000000;overflow:hidden;padding:0px 3px 0px 3px;vertical-align:bottom;text-align:center;">0.98</td> <td data-sheets-numberformat='{"1":2,"2":"0","3":1}' data-sheets-value='{"1":3,"3":16.81}' style="border-bottom:1px solid #000000;overflow:hidden;padding:0px 3px 0px 3px;vertical-align:bottom;text-align:center;">17</td> <td data-sheets-numberformat='{"1":2,"2":"0","3":1}' data-sheets-value='{"1":3,"3":29.700000000000003}' style="border-bottom:1px solid #000000;overflow:hidden;padding:0px 3px 0px 3px;vertical-align:bottom;text-align:center;">30</td> <td data-sheets-value='{"1":3,"3":26}' style="border-right:1px solid #000000;border-bottom:1px solid #000000;overflow:hidden;padding:0px 3px 0px 3px;vertical-align:bottom;text-align:center;">26</td> </tr> </tbody></table> | skylux-160-ce-met-koepel-en-metaalopstand-met-lm-motor-en-pvc-raam-type-ep25-1200-x-1400-mm | 8585995256141 | 46872273060173
Smoke and heat exhaust (SHEV) | SHE system | Skylux | Skylux 160° CE with skylight and metal curb with LM-actuator and PVC frame type EP25 1200 x 1500 mm |  | 50899 | 5412970508991 | 4944.1 | Yes | 30-45 | 96.79 | 1200 x 1500 mm | 1500 | 1200 |  | metal curb M30 (30 cm high) | Rectangular | 1.19 W/m²K - 0.98 W/m²K | 57% - 30% | 37% - 17% | 24dB - 26dB | 160° CE (for industry) | PVC frame EP25 | without spoiler | E | Single actuator | Maximum double-walled skylight possible for this product | Ut-value LT-value g-value Rw-value EN 1873 : 2014 EN ISO 13468 EN 16153 EN 410 EN 410 EN ISO 140-3 Material Walls Shells (W/m²K) (%) (%) (dB) Acrylic EW Clear (H) 1.19 37 57 24 PMMA Opal (O) 1.19 34 50 24 DW Clear (H/H) 0.98 33 50 26 Opal (O/O) 0.98 28 38 26 Polycarbonate EW Clear (A) 1.19 36 55 24 PC Opal (D) 1.19 24 40 24 DW Clear (A/H) 0.98 32 48 26 Clear (A/A) 0.98 32 46 26 Opal (A/O) 0.98 30 42 26 Opal (A/D) 0.98 21 33 26 Polycarbonate EW Heatstop Opal (T) 1.19 20 39 24 Heatstop PC DW Clear (T/H) 0.98 18 34 26 Opal (T/O) 0.98 17 30 26 | https://skylux.eu/en/products/skylux-160-ce-met-koepel-en-metaalopstand-met-lm-motor-en-pvc-raam-type-ep25-1200-x-1500-mm | https://skylux.eu/cdn/shop/files/Skylux-160deg-CE-met-koepel-en-metaalopstand-met-LM-motor-en-pvc-raam-type-EP25-1200-x-1500-mm-RWA-systeem.jpg?v=1702976901&width=1600 | https://skylux.eu/cdn/shop/files/e5a82811-1bb0-48e4-a776-cacb59c7c092_46babdf3-648d-4691-bed8-492b02b45db3.jpg?v=1688550239&width=1600 | //skylux.eu/cdn/shop/files/E_MH_Mounting_instructions_Skylux_160_CE_LM.pdf?v=12406716259046007223 | //skylux.eu/cdn/shop/files/E_TD_Technical_File_Skylux_Skylux_160_CE_Electric.pdf?v=3667116872303399239 | <style type="text/css" id="isPasted"><!--td {border: 1px solid #cccccc;}br {mso-data-placement:same-cell;}--></style><table border="1" cellpadding="0" cellspacing="0" dir="ltr" style="table-layout:fixed;font-size:10pt;font-family:Arial;border-collapse:collapse;border:none;"><tbody> <tr style="height:20px;"> <td style="overflow:hidden;padding:0px 3px 0px 3px;vertical-align:bottom;"></td> <td style="overflow:hidden;padding:0px 3px 0px 3px;vertical-align:bottom;"></td> <td style="overflow:hidden;padding:0px 3px 0px 3px;vertical-align:bottom;"></td> <td data-sheets-value='{"1":2,"2":"Ut-value"}' style="overflow:hidden;padding:0px 3px 0px 3px;vertical-align:bottom;font-weight:bold;text-align:center;">Ut-value</td> <td data-sheets-value='{"1":2,"2":"LT-value"}' style="overflow:hidden;padding:0px 3px 0px 3px;vertical-align:bottom;font-weight:bold;text-align:center;">LT-value</td> <td data-sheets-value='{"1":2,"2":"g-value"}' style="overflow:hidden;padding:0px 3px 0px 3px;vertical-align:bottom;font-weight:bold;text-align:center;">g-value</td> <td data-sheets-value='{"1":2,"2":"Rw-value "}' style="overflow:hidden;padding:0px 3px 0px 3px;vertical-align:bottom;font-weight:bold;text-align:center;">Rw-value </td> </tr> <tr style="height:20px;"> <td style="overflow:hidden;padding:0px 3px 0px 3px;vertical-align:bottom;"></td> <td style="overflow:hidden;padding:0px 3px 0px 3px;vertical-align:bottom;"></td> <td style="overflow:hidden;padding:0px 3px 0px 3px;vertical-align:bottom;"></td> <td data-sheets-numberformat='{"1":2,"2":"0.00","3":1}' data-sheets-value='{"1":2,"2":"EN 1873 : 2014"}' style="overflow:hidden;padding:0px 3px 0px 3px;vertical-align:bottom;text-align:center;">EN 1873 : 2014</td> <td data-sheets-numberformat='{"1":2,"2":"0","3":1}' data-sheets-value='{"1":2,"2":"EN ISO 13468 EN 16153 EN 410"}' style="overflow:hidden;padding:0px 3px 0px 3px;vertical-align:bottom;text-align:center;">EN ISO 13468 EN 16153 EN 410</td> <td data-sheets-numberformat='{"1":2,"2":"0","3":1}' data-sheets-value='{"1":2,"2":"EN 410"}' style="overflow:hidden;padding:0px 3px 0px 3px;vertical-align:bottom;text-align:center;">EN 410</td> <td data-sheets-value='{"1":2,"2":"EN ISO 140-3\t\t"}' style="overflow:hidden;padding:0px 3px 0px 3px;vertical-align:bottom;text-align:center;">EN ISO 140-3 </td> </tr> <tr style="height:20px;"> <td data-sheets-value='{"1":2,"2":"Material"}' style="border-bottom:1px solid #000000;overflow:hidden;padding:0px 3px 0px 3px;vertical-align:bottom;background-color:#000000;font-weight:bold;color:#ffffff;">Material</td> <td data-sheets-value='{"1":2,"2":"Walls"}' style="border-bottom:1px solid #000000;overflow:hidden;padding:0px 3px 0px 3px;vertical-align:bottom;background-color:#000000;font-weight:bold;color:#ffffff;">Walls</td> <td data-sheets-value='{"1":2,"2":"Shells"}' style="border-bottom:1px solid #000000;overflow:hidden;padding:0px 3px 0px 3px;vertical-align:bottom;background-color:#000000;font-weight:bold;color:#ffffff;">Shells</td> <td data-sheets-numberformat='{"1":2,"2":"0.00","3":1}' data-sheets-value='{"1":2,"2":"(W/m²K)\t"}' style="border-bottom:1px solid #000000;overflow:hidden;padding:0px 3px 0px 3px;vertical-align:bottom;background-color:#000000;font-weight:bold;color:#ffffff;text-align:center;">(W/m²K) </td> <td data-sheets-numberformat='{"1":2,"2":"0","3":1}' data-sheets-value='{"1":2,"2":"(%)"}' style="border-bottom:1px solid #000000;overflow:hidden;padding:0px 3px 0px 3px;vertical-align:bottom;background-color:#000000;font-weight:bold;color:#ffffff;text-align:center;">(%)</td> <td data-sheets-numberformat='{"1":2,"2":"0","3":1}' data-sheets-value='{"1":2,"2":"(%)"}' style="border-bottom:1px solid #000000;overflow:hidden;padding:0px 3px 0px 3px;vertical-align:bottom;background-color:#000000;font-weight:bold;color:#ffffff;text-align:center;">(%)</td> <td data-sheets-value='{"1":2,"2":"(dB)"}' style="border-bottom:1px solid #000000;overflow:hidden;padding:0px 3px 0px 3px;vertical-align:bottom;background-color:#000000;font-weight:bold;color:#ffffff;text-align:center;">(dB)</td> </tr> <tr style="height:20px;"> <td data-sheets-value='{"1":2,"2":"Acrylic"}' style="border-left:1px solid #000000;overflow:hidden;padding:0px 3px 0px 3px;vertical-align:bottom;">Acrylic</td> <td data-sheets-value='{"1":2,"2":"EW"}' style="overflow:hidden;padding:0px 3px 0px 3px;vertical-align:bottom;">EW</td> <td data-sheets-value='{"1":2,"2":"Clear (H)"}' style="overflow:hidden;padding:0px 3px 0px 3px;vertical-align:bottom;">Clear (H)</td> <td data-sheets-numberformat='{"1":2,"2":"0.00","3":1}' data-sheets-value='{"1":3,"3":1.19}' style="overflow:hidden;padding:0px 3px 0px 3px;vertical-align:bottom;text-align:center;">1.19</td> <td data-sheets-numberformat='{"1":2,"2":"0","3":1}' data-sheets-value='{"1":3,"3":36.9}' style="overflow:hidden;padding:0px 3px 0px 3px;vertical-align:bottom;text-align:center;">37</td> <td data-sheets-numberformat='{"1":2,"2":"0","3":1}' data-sheets-value='{"1":3,"3":57.42}' style="overflow:hidden;padding:0px 3px 0px 3px;vertical-align:bottom;text-align:center;">57</td> <td data-sheets-value='{"1":3,"3":24}' style="border-right:1px solid #000000;overflow:hidden;padding:0px 3px 0px 3px;vertical-align:bottom;text-align:center;">24</td> </tr> <tr style="height:20px;"> <td data-sheets-value='{"1":2,"2":"PMMA"}' style="border-left:1px solid #000000;overflow:hidden;padding:0px 3px 0px 3px;vertical-align:bottom;">PMMA</td> <td style="overflow:hidden;padding:0px 3px 0px 3px;vertical-align:bottom;"></td> <td data-sheets-value='{"1":2,"2":"Opal (O)"}' style="overflow:hidden;padding:0px 3px 0px 3px;vertical-align:bottom;">Opal (O)</td> <td data-sheets-numberformat='{"1":2,"2":"0.00","3":1}' data-sheets-value='{"1":3,"3":1.19}' style="overflow:hidden;padding:0px 3px 0px 3px;vertical-align:bottom;text-align:center;">1.19</td> <td data-sheets-numberformat='{"1":2,"2":"0","3":1}' data-sheets-value='{"1":3,"3":34.03}' style="overflow:hidden;padding:0px 3px 0px 3px;vertical-align:bottom;text-align:center;">34</td> <td data-sheets-numberformat='{"1":2,"2":"0","3":1}' data-sheets-value='{"1":3,"3":50.160000000000004}' style="overflow:hidden;padding:0px 3px 0px 3px;vertical-align:bottom;text-align:center;">50</td> <td data-sheets-value='{"1":3,"3":24}' style="border-right:1px solid #000000;overflow:hidden;padding:0px 3px 0px 3px;vertical-align:bottom;text-align:center;">24</td> </tr> <tr style="height:20px;"> <td style="border-left:1px solid #000000;overflow:hidden;padding:0px 3px 0px 3px;vertical-align:bottom;"></td> <td data-sheets-value='{"1":2,"2":"DW"}' style="overflow:hidden;padding:0px 3px 0px 3px;vertical-align:bottom;">DW</td> <td data-sheets-value='{"1":2,"2":"Clear (H/H)"}' style="overflow:hidden;padding:0px 3px 0px 3px;vertical-align:bottom;">Clear (H/H)</td> <td data-sheets-numberformat='{"1":2,"2":"0.00","3":1}' data-sheets-value='{"1":3,"3":0.98}' style="overflow:hidden;padding:0px 3px 0px 3px;vertical-align:bottom;text-align:center;">0.98</td> <td data-sheets-numberformat='{"1":2,"2":"0","3":1}' data-sheets-value='{"1":3,"3":33.21}' style="overflow:hidden;padding:0px 3px 0px 3px;vertical-align:bottom;text-align:center;">33</td> <td data-sheets-numberformat='{"1":2,"2":"0","3":1}' data-sheets-value='{"1":3,"3":49.5}' style="overflow:hidden;padding:0px 3px 0px 3px;vertical-align:bottom;text-align:center;">50</td> <td data-sheets-value='{"1":3,"3":26}' style="border-right:1px solid #000000;overflow:hidden;padding:0px 3px 0px 3px;vertical-align:bottom;text-align:center;">26</td> </tr> <tr style="height:20px;"> <td style="border-bottom:1px solid #000000;border-left:1px solid #000000;overflow:hidden;padding:0px 3px 0px 3px;vertical-align:bottom;"></td> <td style="border-bottom:1px solid #000000;overflow:hidden;padding:0px 3px 0px 3px;vertical-align:bottom;"></td> <td data-sheets-value='{"1":2,"2":"Opal (O/O)"}' style="border-bottom:1px solid #000000;overflow:hidden;padding:0px 3px 0px 3px;vertical-align:bottom;">Opal (O/O)</td> <td data-sheets-numberformat='{"1":2,"2":"0.00","3":1}' data-sheets-value='{"1":3,"3":0.98}' style="border-bottom:1px solid #000000;overflow:hidden;padding:0px 3px 0px 3px;vertical-align:bottom;text-align:center;">0.98</td> <td data-sheets-numberformat='{"1":2,"2":"0","3":1}' data-sheets-value='{"1":3,"3":28.29}' style="border-bottom:1px solid #000000;overflow:hidden;padding:0px 3px 0px 3px;vertical-align:bottom;text-align:center;">28</td> <td data-sheets-numberformat='{"1":2,"2":"0","3":1}' data-sheets-value='{"1":3,"3":38.28}' style="border-bottom:1px solid #000000;overflow:hidden;padding:0px 3px 0px 3px;vertical-align:bottom;text-align:center;">38</td> <td data-sheets-value='{"1":3,"3":26}' style="border-right:1px solid #000000;border-bottom:1px solid #000000;overflow:hidden;padding:0px 3px 0px 3px;vertical-align:bottom;text-align:center;">26</td> </tr> <tr style="height:20px;"> <td data-sheets-value='{"1":2,"2":"Polycarbonate "}' style="border-left:1px solid #000000;overflow:hidden;padding:0px 3px 0px 3px;vertical-align:bottom;">Polycarbonate </td> <td data-sheets-value='{"1":2,"2":"EW"}' style="overflow:hidden;padding:0px 3px 0px 3px;vertical-align:bottom;">EW</td> <td data-sheets-value='{"1":2,"2":"Clear (A)"}' style="overflow:hidden;padding:0px 3px 0px 3px;vertical-align:bottom;">Clear (A)</td> <td data-sheets-numberformat='{"1":2,"2":"0.00","3":1}' data-sheets-value='{"1":3,"3":1.19}' style="overflow:hidden;padding:0px 3px 0px 3px;vertical-align:bottom;text-align:center;">1.19</td> <td data-sheets-numberformat='{"1":2,"2":"0","3":1}' data-sheets-value='{"1":3,"3":36.08}' style="overflow:hidden;padding:0px 3px 0px 3px;vertical-align:bottom;text-align:center;">36</td> <td data-sheets-numberformat='{"1":2,"2":"0","3":1}' data-sheets-value='{"1":3,"3":54.78}' style="overflow:hidden;padding:0px 3px 0px 3px;vertical-align:bottom;text-align:center;">55</td> <td data-sheets-value='{"1":3,"3":24}' style="border-right:1px solid #000000;overflow:hidden;padding:0px 3px 0px 3px;vertical-align:bottom;text-align:center;">24</td> </tr> <tr style="height:20px;"> <td data-sheets-value='{"1":2,"2":"PC"}' style="border-left:1px solid #000000;overflow:hidden;padding:0px 3px 0px 3px;vertical-align:bottom;">PC</td> <td style="overflow:hidden;padding:0px 3px 0px 3px;vertical-align:bottom;"></td> <td data-sheets-value='{"1":2,"2":"Opal (D)"}' style="overflow:hidden;padding:0px 3px 0px 3px;vertical-align:bottom;">Opal (D)</td> <td data-sheets-numberformat='{"1":2,"2":"0.00","3":1}' data-sheets-value='{"1":3,"3":1.19}' style="overflow:hidden;padding:0px 3px 0px 3px;vertical-align:bottom;text-align:center;">1.19</td> <td data-sheets-numberformat='{"1":2,"2":"0","3":1}' data-sheets-value='{"1":3,"3":23.779999999999998}' style="overflow:hidden;padding:0px 3px 0px 3px;vertical-align:bottom;text-align:center;">24</td> <td data-sheets-numberformat='{"1":2,"2":"0","3":1}' data-sheets-value='{"1":3,"3":39.6}' style="overflow:hidden;padding:0px 3px 0px 3px;vertical-align:bottom;text-align:center;">40</td> <td data-sheets-value='{"1":3,"3":24}' style="border-right:1px solid #000000;overflow:hidden;padding:0px 3px 0px 3px;vertical-align:bottom;text-align:center;">24</td> </tr> <tr style="height:20px;"> <td style="border-left:1px solid #000000;overflow:hidden;padding:0px 3px 0px 3px;vertical-align:bottom;"></td> <td data-sheets-value='{"1":2,"2":"DW"}' style="overflow:hidden;padding:0px 3px 0px 3px;vertical-align:bottom;">DW</td> <td data-sheets-value='{"1":2,"2":"Clear (A/H)"}' style="overflow:hidden;padding:0px 3px 0px 3px;vertical-align:bottom;">Clear (A/H)</td> <td data-sheets-numberformat='{"1":2,"2":"0.00","3":1}' data-sheets-value='{"1":3,"3":0.98}' style="overflow:hidden;padding:0px 3px 0px 3px;vertical-align:bottom;text-align:center;">0.98</td> <td data-sheets-numberformat='{"1":2,"2":"0","3":1}' data-sheets-value='{"1":3,"3":32.39}' style="overflow:hidden;padding:0px 3px 0px 3px;vertical-align:bottom;text-align:center;">32</td> <td data-sheets-numberformat='{"1":2,"2":"0","3":1}' data-sheets-value='{"1":3,"3":47.52}' style="overflow:hidden;padding:0px 3px 0px 3px;vertical-align:bottom;text-align:center;">48</td> <td data-sheets-value='{"1":3,"3":26}' style="border-right:1px solid #000000;overflow:hidden;padding:0px 3px 0px 3px;vertical-align:bottom;text-align:center;">26</td> </tr> <tr style="height:20px;"> <td style="border-left:1px solid #000000;overflow:hidden;padding:0px 3px 0px 3px;vertical-align:bottom;"></td> <td style="overflow:hidden;padding:0px 3px 0px 3px;vertical-align:bottom;"></td> <td data-sheets-value='{"1":2,"2":"Clear (A/A)"}' style="overflow:hidden;padding:0px 3px 0px 3px;vertical-align:bottom;">Clear (A/A)</td> <td data-sheets-numberformat='{"1":2,"2":"0.00","3":1}' data-sheets-value='{"1":3,"3":0.98}' style="overflow:hidden;padding:0px 3px 0px 3px;vertical-align:bottom;text-align:center;">0.98</td> <td data-sheets-numberformat='{"1":2,"2":"0","3":1}' data-sheets-value='{"1":3,"3":31.569999999999997}' style="overflow:hidden;padding:0px 3px 0px 3px;vertical-align:bottom;text-align:center;">32</td> <td data-sheets-numberformat='{"1":2,"2":"0","3":1}' data-sheets-value='{"1":3,"3":45.54}' style="overflow:hidden;padding:0px 3px 0px 3px;vertical-align:bottom;text-align:center;">46</td> <td data-sheets-value='{"1":3,"3":26}' style="border-right:1px solid #000000;overflow:hidden;padding:0px 3px 0px 3px;vertical-align:bottom;text-align:center;">26</td> </tr> <tr style="height:20px;"> <td style="border-left:1px solid #000000;overflow:hidden;padding:0px 3px 0px 3px;vertical-align:bottom;"></td> <td style="overflow:hidden;padding:0px 3px 0px 3px;vertical-align:bottom;"></td> <td data-sheets-value='{"1":2,"2":"Opal (A/O)"}' style="overflow:hidden;padding:0px 3px 0px 3px;vertical-align:bottom;">Opal (A/O)</td> <td data-sheets-numberformat='{"1":2,"2":"0.00","3":1}' data-sheets-value='{"1":3,"3":0.98}' style="overflow:hidden;padding:0px 3px 0px 3px;vertical-align:bottom;text-align:center;">0.98</td> <td data-sheets-numberformat='{"1":2,"2":"0","3":1}' data-sheets-value='{"1":3,"3":29.93}' style="overflow:hidden;padding:0px 3px 0px 3px;vertical-align:bottom;text-align:center;">30</td> <td data-sheets-numberformat='{"1":2,"2":"0","3":1}' data-sheets-value='{"1":3,"3":41.580000000000005}' style="overflow:hidden;padding:0px 3px 0px 3px;vertical-align:bottom;text-align:center;">42</td> <td data-sheets-value='{"1":3,"3":26}' style="border-right:1px solid #000000;overflow:hidden;padding:0px 3px 0px 3px;vertical-align:bottom;text-align:center;">26</td> </tr> <tr style="height:20px;"> <td style="border-bottom:1px solid #000000;border-left:1px solid #000000;overflow:hidden;padding:0px 3px 0px 3px;vertical-align:bottom;"></td> <td style="border-bottom:1px solid #000000;overflow:hidden;padding:0px 3px 0px 3px;vertical-align:bottom;"></td> <td data-sheets-value='{"1":2,"2":"Opal (A/D)"}' style="border-bottom:1px solid #000000;overflow:hidden;padding:0px 3px 0px 3px;vertical-align:bottom;">Opal (A/D)</td> <td data-sheets-numberformat='{"1":2,"2":"0.00","3":1}' data-sheets-value='{"1":3,"3":0.98}' style="border-bottom:1px solid #000000;overflow:hidden;padding:0px 3px 0px 3px;vertical-align:bottom;text-align:center;">0.98</td> <td data-sheets-numberformat='{"1":2,"2":"0","3":1}' data-sheets-value='{"1":3,"3":20.91}' style="border-bottom:1px solid #000000;overflow:hidden;padding:0px 3px 0px 3px;vertical-align:bottom;text-align:center;">21</td> <td data-sheets-numberformat='{"1":2,"2":"0","3":1}' data-sheets-value='{"1":3,"3":33}' style="border-bottom:1px solid #000000;overflow:hidden;padding:0px 3px 0px 3px;vertical-align:bottom;text-align:center;">33</td> <td data-sheets-value='{"1":3,"3":26}' style="border-right:1px solid #000000;border-bottom:1px solid #000000;overflow:hidden;padding:0px 3px 0px 3px;vertical-align:bottom;text-align:center;">26</td> </tr> <tr style="height:20px;"> <td data-sheets-value='{"1":2,"2":"Polycarbonate"}' style="border-left:1px solid #000000;overflow:hidden;padding:0px 3px 0px 3px;vertical-align:bottom;">Polycarbonate</td> <td data-sheets-value='{"1":2,"2":"EW"}' style="overflow:hidden;padding:0px 3px 0px 3px;vertical-align:bottom;">EW</td> <td data-sheets-value='{"1":2,"2":"Heatstop Opal (T)"}' style="overflow:hidden;padding:0px 3px 0px 3px;vertical-align:bottom;">Heatstop Opal (T)</td> <td data-sheets-numberformat='{"1":2,"2":"0.00","3":1}' data-sheets-value='{"1":3,"3":1.19}' style="overflow:hidden;padding:0px 3px 0px 3px;vertical-align:bottom;text-align:center;">1.19</td> <td data-sheets-numberformat='{"1":2,"2":"0","3":1}' data-sheets-value='{"1":3,"3":20.09}' style="overflow:hidden;padding:0px 3px 0px 3px;vertical-align:bottom;text-align:center;">20</td> <td data-sheets-numberformat='{"1":2,"2":"0","3":1}' data-sheets-value='{"1":3,"3":38.940000000000005}' style="overflow:hidden;padding:0px 3px 0px 3px;vertical-align:bottom;text-align:center;">39</td> <td data-sheets-value='{"1":3,"3":24}' style="border-right:1px solid #000000;overflow:hidden;padding:0px 3px 0px 3px;vertical-align:bottom;text-align:center;">24</td> </tr> <tr style="height:20px;"> <td data-sheets-value='{"1":2,"2":"Heatstop PC"}' style="border-left:1px solid #000000;overflow:hidden;padding:0px 3px 0px 3px;vertical-align:bottom;">Heatstop PC</td> <td data-sheets-value='{"1":2,"2":"DW"}' style="overflow:hidden;padding:0px 3px 0px 3px;vertical-align:bottom;">DW</td> <td data-sheets-value='{"1":2,"2":"Clear (T/H)"}' style="overflow:hidden;padding:0px 3px 0px 3px;vertical-align:bottom;">Clear (T/H)</td> <td data-sheets-numberformat='{"1":2,"2":"0.00","3":1}' data-sheets-value='{"1":3,"3":0.98}' style="overflow:hidden;padding:0px 3px 0px 3px;vertical-align:bottom;text-align:center;">0.98</td> <td data-sheets-numberformat='{"1":2,"2":"0","3":1}' data-sheets-value='{"1":3,"3":18.04}' style="overflow:hidden;padding:0px 3px 0px 3px;vertical-align:bottom;text-align:center;">18</td> <td data-sheets-numberformat='{"1":2,"2":"0","3":1}' data-sheets-value='{"1":3,"3":33.660000000000004}' style="overflow:hidden;padding:0px 3px 0px 3px;vertical-align:bottom;text-align:center;">34</td> <td data-sheets-value='{"1":3,"3":26}' style="border-right:1px solid #000000;overflow:hidden;padding:0px 3px 0px 3px;vertical-align:bottom;text-align:center;">26</td> </tr> <tr style="height:20px;"> <td style="border-bottom:1px solid #000000;border-left:1px solid #000000;overflow:hidden;padding:0px 3px 0px 3px;vertical-align:bottom;"></td> <td style="border-bottom:1px solid #000000;overflow:hidden;padding:0px 3px 0px 3px;vertical-align:bottom;"></td> <td data-sheets-value='{"1":2,"2":"Opal (T/O)"}' style="border-bottom:1px solid #000000;overflow:hidden;padding:0px 3px 0px 3px;vertical-align:bottom;">Opal (T/O)</td> <td data-sheets-numberformat='{"1":2,"2":"0.00","3":1}' data-sheets-value='{"1":3,"3":0.98}' style="border-bottom:1px solid #000000;overflow:hidden;padding:0px 3px 0px 3px;vertical-align:bottom;text-align:center;">0.98</td> <td data-sheets-numberformat='{"1":2,"2":"0","3":1}' data-sheets-value='{"1":3,"3":16.81}' style="border-bottom:1px solid #000000;overflow:hidden;padding:0px 3px 0px 3px;vertical-align:bottom;text-align:center;">17</td> <td data-sheets-numberformat='{"1":2,"2":"0","3":1}' data-sheets-value='{"1":3,"3":29.700000000000003}' style="border-bottom:1px solid #000000;overflow:hidden;padding:0px 3px 0px 3px;vertical-align:bottom;text-align:center;">30</td> <td data-sheets-value='{"1":3,"3":26}' style="border-right:1px solid #000000;border-bottom:1px solid #000000;overflow:hidden;padding:0px 3px 0px 3px;vertical-align:bottom;text-align:center;">26</td> </tr> </tbody></table> | skylux-160-ce-met-koepel-en-metaalopstand-met-lm-motor-en-pvc-raam-type-ep25-1200-x-1500-mm | 8585995354445 | 46872273158477
Smoke and heat exhaust (SHEV) | SHE system | Skylux | Skylux 160° CE with skylight and metal curb with LM-actuator and PVC frame type EP25 1200 x 1800 mm |  | 50900 | 5412970509004 | 5379.7 | Yes | 30-45 | 113.44 | 1200 x 1800 mm | 1800 | 1200 |  | metal curb M30 (30 cm high) | Rectangular | 1.19 W/m²K - 0.98 W/m²K | 57% - 30% | 37% - 17% | 24dB - 26dB | 160° CE (for industry) | PVC frame EP25 | without spoiler | E | Single actuator | Maximum double-walled skylight possible for this product | Ut-value LT-value g-value Rw-value EN 1873 : 2014 EN ISO 13468 EN 16153 EN 410 EN 410 EN ISO 140-3 Material Walls Shells (W/m²K) (%) (%) (dB) Acrylic EW Clear (H) 1.19 37 57 24 PMMA Opal (O) 1.19 34 50 24 DW Clear (H/H) 0.98 33 50 26 Opal (O/O) 0.98 28 38 26 Polycarbonate EW Clear (A) 1.19 36 55 24 PC Opal (D) 1.19 24 40 24 DW Clear (A/H) 0.98 32 48 26 Clear (A/A) 0.98 32 46 26 Opal (A/O) 0.98 30 42 26 Opal (A/D) 0.98 21 33 26 Polycarbonate EW Heatstop Opal (T) 1.19 20 39 24 Heatstop PC DW Clear (T/H) 0.98 18 34 26 Opal (T/O) 0.98 17 30 26 | https://skylux.eu/en/products/skylux-160-ce-met-koepel-en-metaalopstand-met-lm-motor-en-pvc-raam-type-ep25-1200-x-1800-mm | https://skylux.eu/cdn/shop/files/Skylux-160deg-CE-met-koepel-en-metaalopstand-met-LM-motor-en-pvc-raam-type-EP25-1200-x-1800-mm-RWA-systeem.jpg?v=1702976907&width=1600 | https://skylux.eu/cdn/shop/files/e5a82811-1bb0-48e4-a776-cacb59c7c092_5922d00d-31a0-4c37-8688-e69871943e6e.jpg?v=1688550240&width=1600 | //skylux.eu/cdn/shop/files/E_MH_Mounting_instructions_Skylux_160_CE_LM.pdf?v=12406716259046007223 | //skylux.eu/cdn/shop/files/E_TD_Technical_File_Skylux_Skylux_160_CE_Electric.pdf?v=3667116872303399239 | <style type="text/css" id="isPasted"><!--td {border: 1px solid #cccccc;}br {mso-data-placement:same-cell;}--></style><table border="1" cellpadding="0" cellspacing="0" dir="ltr" style="table-layout:fixed;font-size:10pt;font-family:Arial;border-collapse:collapse;border:none;"><tbody> <tr style="height:20px;"> <td style="overflow:hidden;padding:0px 3px 0px 3px;vertical-align:bottom;"></td> <td style="overflow:hidden;padding:0px 3px 0px 3px;vertical-align:bottom;"></td> <td style="overflow:hidden;padding:0px 3px 0px 3px;vertical-align:bottom;"></td> <td data-sheets-value='{"1":2,"2":"Ut-value"}' style="overflow:hidden;padding:0px 3px 0px 3px;vertical-align:bottom;font-weight:bold;text-align:center;">Ut-value</td> <td data-sheets-value='{"1":2,"2":"LT-value"}' style="overflow:hidden;padding:0px 3px 0px 3px;vertical-align:bottom;font-weight:bold;text-align:center;">LT-value</td> <td data-sheets-value='{"1":2,"2":"g-value"}' style="overflow:hidden;padding:0px 3px 0px 3px;vertical-align:bottom;font-weight:bold;text-align:center;">g-value</td> <td data-sheets-value='{"1":2,"2":"Rw-value "}' style="overflow:hidden;padding:0px 3px 0px 3px;vertical-align:bottom;font-weight:bold;text-align:center;">Rw-value </td> </tr> <tr style="height:20px;"> <td style="overflow:hidden;padding:0px 3px 0px 3px;vertical-align:bottom;"></td> <td style="overflow:hidden;padding:0px 3px 0px 3px;vertical-align:bottom;"></td> <td style="overflow:hidden;padding:0px 3px 0px 3px;vertical-align:bottom;"></td> <td data-sheets-numberformat='{"1":2,"2":"0.00","3":1}' data-sheets-value='{"1":2,"2":"EN 1873 : 2014"}' style="overflow:hidden;padding:0px 3px 0px 3px;vertical-align:bottom;text-align:center;">EN 1873 : 2014</td> <td data-sheets-numberformat='{"1":2,"2":"0","3":1}' data-sheets-value='{"1":2,"2":"EN ISO 13468 EN 16153 EN 410"}' style="overflow:hidden;padding:0px 3px 0px 3px;vertical-align:bottom;text-align:center;">EN ISO 13468 EN 16153 EN 410</td> <td data-sheets-numberformat='{"1":2,"2":"0","3":1}' data-sheets-value='{"1":2,"2":"EN 410"}' style="overflow:hidden;padding:0px 3px 0px 3px;vertical-align:bottom;text-align:center;">EN 410</td> <td data-sheets-value='{"1":2,"2":"EN ISO 140-3\t\t"}' style="overflow:hidden;padding:0px 3px 0px 3px;vertical-align:bottom;text-align:center;">EN ISO 140-3 </td> </tr> <tr style="height:20px;"> <td data-sheets-value='{"1":2,"2":"Material"}' style="border-bottom:1px solid #000000;overflow:hidden;padding:0px 3px 0px 3px;vertical-align:bottom;background-color:#000000;font-weight:bold;color:#ffffff;">Material</td> <td data-sheets-value='{"1":2,"2":"Walls"}' style="border-bottom:1px solid #000000;overflow:hidden;padding:0px 3px 0px 3px;vertical-align:bottom;background-color:#000000;font-weight:bold;color:#ffffff;">Walls</td> <td data-sheets-value='{"1":2,"2":"Shells"}' style="border-bottom:1px solid #000000;overflow:hidden;padding:0px 3px 0px 3px;vertical-align:bottom;background-color:#000000;font-weight:bold;color:#ffffff;">Shells</td> <td data-sheets-numberformat='{"1":2,"2":"0.00","3":1}' data-sheets-value='{"1":2,"2":"(W/m²K)\t"}' style="border-bottom:1px solid #000000;overflow:hidden;padding:0px 3px 0px 3px;vertical-align:bottom;background-color:#000000;font-weight:bold;color:#ffffff;text-align:center;">(W/m²K) </td> <td data-sheets-numberformat='{"1":2,"2":"0","3":1}' data-sheets-value='{"1":2,"2":"(%)"}' style="border-bottom:1px solid #000000;overflow:hidden;padding:0px 3px 0px 3px;vertical-align:bottom;background-color:#000000;font-weight:bold;color:#ffffff;text-align:center;">(%)</td> <td data-sheets-numberformat='{"1":2,"2":"0","3":1}' data-sheets-value='{"1":2,"2":"(%)"}' style="border-bottom:1px solid #000000;overflow:hidden;padding:0px 3px 0px 3px;vertical-align:bottom;background-color:#000000;font-weight:bold;color:#ffffff;text-align:center;">(%)</td> <td data-sheets-value='{"1":2,"2":"(dB)"}' style="border-bottom:1px solid #000000;overflow:hidden;padding:0px 3px 0px 3px;vertical-align:bottom;background-color:#000000;font-weight:bold;color:#ffffff;text-align:center;">(dB)</td> </tr> <tr style="height:20px;"> <td data-sheets-value='{"1":2,"2":"Acrylic"}' style="border-left:1px solid #000000;overflow:hidden;padding:0px 3px 0px 3px;vertical-align:bottom;">Acrylic</td> <td data-sheets-value='{"1":2,"2":"EW"}' style="overflow:hidden;padding:0px 3px 0px 3px;vertical-align:bottom;">EW</td> <td data-sheets-value='{"1":2,"2":"Clear (H)"}' style="overflow:hidden;padding:0px 3px 0px 3px;vertical-align:bottom;">Clear (H)</td> <td data-sheets-numberformat='{"1":2,"2":"0.00","3":1}' data-sheets-value='{"1":3,"3":1.19}' style="overflow:hidden;padding:0px 3px 0px 3px;vertical-align:bottom;text-align:center;">1.19</td> <td data-sheets-numberformat='{"1":2,"2":"0","3":1}' data-sheets-value='{"1":3,"3":36.9}' style="overflow:hidden;padding:0px 3px 0px 3px;vertical-align:bottom;text-align:center;">37</td> <td data-sheets-numberformat='{"1":2,"2":"0","3":1}' data-sheets-value='{"1":3,"3":57.42}' style="overflow:hidden;padding:0px 3px 0px 3px;vertical-align:bottom;text-align:center;">57</td> <td data-sheets-value='{"1":3,"3":24}' style="border-right:1px solid #000000;overflow:hidden;padding:0px 3px 0px 3px;vertical-align:bottom;text-align:center;">24</td> </tr> <tr style="height:20px;"> <td data-sheets-value='{"1":2,"2":"PMMA"}' style="border-left:1px solid #000000;overflow:hidden;padding:0px 3px 0px 3px;vertical-align:bottom;">PMMA</td> <td style="overflow:hidden;padding:0px 3px 0px 3px;vertical-align:bottom;"></td> <td data-sheets-value='{"1":2,"2":"Opal (O)"}' style="overflow:hidden;padding:0px 3px 0px 3px;vertical-align:bottom;">Opal (O)</td> <td data-sheets-numberformat='{"1":2,"2":"0.00","3":1}' data-sheets-value='{"1":3,"3":1.19}' style="overflow:hidden;padding:0px 3px 0px 3px;vertical-align:bottom;text-align:center;">1.19</td> <td data-sheets-numberformat='{"1":2,"2":"0","3":1}' data-sheets-value='{"1":3,"3":34.03}' style="overflow:hidden;padding:0px 3px 0px 3px;vertical-align:bottom;text-align:center;">34</td> <td data-sheets-numberformat='{"1":2,"2":"0","3":1}' data-sheets-value='{"1":3,"3":50.160000000000004}' style="overflow:hidden;padding:0px 3px 0px 3px;vertical-align:bottom;text-align:center;">50</td> <td data-sheets-value='{"1":3,"3":24}' style="border-right:1px solid #000000;overflow:hidden;padding:0px 3px 0px 3px;vertical-align:bottom;text-align:center;">24</td> </tr> <tr style="height:20px;"> <td style="border-left:1px solid #000000;overflow:hidden;padding:0px 3px 0px 3px;vertical-align:bottom;"></td> <td data-sheets-value='{"1":2,"2":"DW"}' style="overflow:hidden;padding:0px 3px 0px 3px;vertical-align:bottom;">DW</td> <td data-sheets-value='{"1":2,"2":"Clear (H/H)"}' style="overflow:hidden;padding:0px 3px 0px 3px;vertical-align:bottom;">Clear (H/H)</td> <td data-sheets-numberformat='{"1":2,"2":"0.00","3":1}' data-sheets-value='{"1":3,"3":0.98}' style="overflow:hidden;padding:0px 3px 0px 3px;vertical-align:bottom;text-align:center;">0.98</td> <td data-sheets-numberformat='{"1":2,"2":"0","3":1}' data-sheets-value='{"1":3,"3":33.21}' style="overflow:hidden;padding:0px 3px 0px 3px;vertical-align:bottom;text-align:center;">33</td> <td data-sheets-numberformat='{"1":2,"2":"0","3":1}' data-sheets-value='{"1":3,"3":49.5}' style="overflow:hidden;padding:0px 3px 0px 3px;vertical-align:bottom;text-align:center;">50</td> <td data-sheets-value='{"1":3,"3":26}' style="border-right:1px solid #000000;overflow:hidden;padding:0px 3px 0px 3px;vertical-align:bottom;text-align:center;">26</td> </tr> <tr style="height:20px;"> <td style="border-bottom:1px solid #000000;border-left:1px solid #000000;overflow:hidden;padding:0px 3px 0px 3px;vertical-align:bottom;"></td> <td style="border-bottom:1px solid #000000;overflow:hidden;padding:0px 3px 0px 3px;vertical-align:bottom;"></td> <td data-sheets-value='{"1":2,"2":"Opal (O/O)"}' style="border-bottom:1px solid #000000;overflow:hidden;padding:0px 3px 0px 3px;vertical-align:bottom;">Opal (O/O)</td> <td data-sheets-numberformat='{"1":2,"2":"0.00","3":1}' data-sheets-value='{"1":3,"3":0.98}' style="border-bottom:1px solid #000000;overflow:hidden;padding:0px 3px 0px 3px;vertical-align:bottom;text-align:center;">0.98</td> <td data-sheets-numberformat='{"1":2,"2":"0","3":1}' data-sheets-value='{"1":3,"3":28.29}' style="border-bottom:1px solid #000000;overflow:hidden;padding:0px 3px 0px 3px;vertical-align:bottom;text-align:center;">28</td> <td data-sheets-numberformat='{"1":2,"2":"0","3":1}' data-sheets-value='{"1":3,"3":38.28}' style="border-bottom:1px solid #000000;overflow:hidden;padding:0px 3px 0px 3px;vertical-align:bottom;text-align:center;">38</td> <td data-sheets-value='{"1":3,"3":26}' style="border-right:1px solid #000000;border-bottom:1px solid #000000;overflow:hidden;padding:0px 3px 0px 3px;vertical-align:bottom;text-align:center;">26</td> </tr> <tr style="height:20px;"> <td data-sheets-value='{"1":2,"2":"Polycarbonate "}' style="border-left:1px solid #000000;overflow:hidden;padding:0px 3px 0px 3px;vertical-align:bottom;">Polycarbonate </td> <td data-sheets-value='{"1":2,"2":"EW"}' style="overflow:hidden;padding:0px 3px 0px 3px;vertical-align:bottom;">EW</td> <td data-sheets-value='{"1":2,"2":"Clear (A)"}' style="overflow:hidden;padding:0px 3px 0px 3px;vertical-align:bottom;">Clear (A)</td> <td data-sheets-numberformat='{"1":2,"2":"0.00","3":1}' data-sheets-value='{"1":3,"3":1.19}' style="overflow:hidden;padding:0px 3px 0px 3px;vertical-align:bottom;text-align:center;">1.19</td> <td data-sheets-numberformat='{"1":2,"2":"0","3":1}' data-sheets-value='{"1":3,"3":36.08}' style="overflow:hidden;padding:0px 3px 0px 3px;vertical-align:bottom;text-align:center;">36</td> <td data-sheets-numberformat='{"1":2,"2":"0","3":1}' data-sheets-value='{"1":3,"3":54.78}' style="overflow:hidden;padding:0px 3px 0px 3px;vertical-align:bottom;text-align:center;">55</td> <td data-sheets-value='{"1":3,"3":24}' style="border-right:1px solid #000000;overflow:hidden;padding:0px 3px 0px 3px;vertical-align:bottom;text-align:center;">24</td> </tr> <tr style="height:20px;"> <td data-sheets-value='{"1":2,"2":"PC"}' style="border-left:1px solid #000000;overflow:hidden;padding:0px 3px 0px 3px;vertical-align:bottom;">PC</td> <td style="overflow:hidden;padding:0px 3px 0px 3px;vertical-align:bottom;"></td> <td data-sheets-value='{"1":2,"2":"Opal (D)"}' style="overflow:hidden;padding:0px 3px 0px 3px;vertical-align:bottom;">Opal (D)</td> <td data-sheets-numberformat='{"1":2,"2":"0.00","3":1}' data-sheets-value='{"1":3,"3":1.19}' style="overflow:hidden;padding:0px 3px 0px 3px;vertical-align:bottom;text-align:center;">1.19</td> <td data-sheets-numberformat='{"1":2,"2":"0","3":1}' data-sheets-value='{"1":3,"3":23.779999999999998}' style="overflow:hidden;padding:0px 3px 0px 3px;vertical-align:bottom;text-align:center;">24</td> <td data-sheets-numberformat='{"1":2,"2":"0","3":1}' data-sheets-value='{"1":3,"3":39.6}' style="overflow:hidden;padding:0px 3px 0px 3px;vertical-align:bottom;text-align:center;">40</td> <td data-sheets-value='{"1":3,"3":24}' style="border-right:1px solid #000000;overflow:hidden;padding:0px 3px 0px 3px;vertical-align:bottom;text-align:center;">24</td> </tr> <tr style="height:20px;"> <td style="border-left:1px solid #000000;overflow:hidden;padding:0px 3px 0px 3px;vertical-align:bottom;"></td> <td data-sheets-value='{"1":2,"2":"DW"}' style="overflow:hidden;padding:0px 3px 0px 3px;vertical-align:bottom;">DW</td> <td data-sheets-value='{"1":2,"2":"Clear (A/H)"}' style="overflow:hidden;padding:0px 3px 0px 3px;vertical-align:bottom;">Clear (A/H)</td> <td data-sheets-numberformat='{"1":2,"2":"0.00","3":1}' data-sheets-value='{"1":3,"3":0.98}' style="overflow:hidden;padding:0px 3px 0px 3px;vertical-align:bottom;text-align:center;">0.98</td> <td data-sheets-numberformat='{"1":2,"2":"0","3":1}' data-sheets-value='{"1":3,"3":32.39}' style="overflow:hidden;padding:0px 3px 0px 3px;vertical-align:bottom;text-align:center;">32</td> <td data-sheets-numberformat='{"1":2,"2":"0","3":1}' data-sheets-value='{"1":3,"3":47.52}' style="overflow:hidden;padding:0px 3px 0px 3px;vertical-align:bottom;text-align:center;">48</td> <td data-sheets-value='{"1":3,"3":26}' style="border-right:1px solid #000000;overflow:hidden;padding:0px 3px 0px 3px;vertical-align:bottom;text-align:center;">26</td> </tr> <tr style="height:20px;"> <td style="border-left:1px solid #000000;overflow:hidden;padding:0px 3px 0px 3px;vertical-align:bottom;"></td> <td style="overflow:hidden;padding:0px 3px 0px 3px;vertical-align:bottom;"></td> <td data-sheets-value='{"1":2,"2":"Clear (A/A)"}' style="overflow:hidden;padding:0px 3px 0px 3px;vertical-align:bottom;">Clear (A/A)</td> <td data-sheets-numberformat='{"1":2,"2":"0.00","3":1}' data-sheets-value='{"1":3,"3":0.98}' style="overflow:hidden;padding:0px 3px 0px 3px;vertical-align:bottom;text-align:center;">0.98</td> <td data-sheets-numberformat='{"1":2,"2":"0","3":1}' data-sheets-value='{"1":3,"3":31.569999999999997}' style="overflow:hidden;padding:0px 3px 0px 3px;vertical-align:bottom;text-align:center;">32</td> <td data-sheets-numberformat='{"1":2,"2":"0","3":1}' data-sheets-value='{"1":3,"3":45.54}' style="overflow:hidden;padding:0px 3px 0px 3px;vertical-align:bottom;text-align:center;">46</td> <td data-sheets-value='{"1":3,"3":26}' style="border-right:1px solid #000000;overflow:hidden;padding:0px 3px 0px 3px;vertical-align:bottom;text-align:center;">26</td> </tr> <tr style="height:20px;"> <td style="border-left:1px solid #000000;overflow:hidden;padding:0px 3px 0px 3px;vertical-align:bottom;"></td> <td style="overflow:hidden;padding:0px 3px 0px 3px;vertical-align:bottom;"></td> <td data-sheets-value='{"1":2,"2":"Opal (A/O)"}' style="overflow:hidden;padding:0px 3px 0px 3px;vertical-align:bottom;">Opal (A/O)</td> <td data-sheets-numberformat='{"1":2,"2":"0.00","3":1}' data-sheets-value='{"1":3,"3":0.98}' style="overflow:hidden;padding:0px 3px 0px 3px;vertical-align:bottom;text-align:center;">0.98</td> <td data-sheets-numberformat='{"1":2,"2":"0","3":1}' data-sheets-value='{"1":3,"3":29.93}' style="overflow:hidden;padding:0px 3px 0px 3px;vertical-align:bottom;text-align:center;">30</td> <td data-sheets-numberformat='{"1":2,"2":"0","3":1}' data-sheets-value='{"1":3,"3":41.580000000000005}' style="overflow:hidden;padding:0px 3px 0px 3px;vertical-align:bottom;text-align:center;">42</td> <td data-sheets-value='{"1":3,"3":26}' style="border-right:1px solid #000000;overflow:hidden;padding:0px 3px 0px 3px;vertical-align:bottom;text-align:center;">26</td> </tr> <tr style="height:20px;"> <td style="border-bottom:1px solid #000000;border-left:1px solid #000000;overflow:hidden;padding:0px 3px 0px 3px;vertical-align:bottom;"></td> <td style="border-bottom:1px solid #000000;overflow:hidden;padding:0px 3px 0px 3px;vertical-align:bottom;"></td> <td data-sheets-value='{"1":2,"2":"Opal (A/D)"}' style="border-bottom:1px solid #000000;overflow:hidden;padding:0px 3px 0px 3px;vertical-align:bottom;">Opal (A/D)</td> <td data-sheets-numberformat='{"1":2,"2":"0.00","3":1}' data-sheets-value='{"1":3,"3":0.98}' style="border-bottom:1px solid #000000;overflow:hidden;padding:0px 3px 0px 3px;vertical-align:bottom;text-align:center;">0.98</td> <td data-sheets-numberformat='{"1":2,"2":"0","3":1}' data-sheets-value='{"1":3,"3":20.91}' style="border-bottom:1px solid #000000;overflow:hidden;padding:0px 3px 0px 3px;vertical-align:bottom;text-align:center;">21</td> <td data-sheets-numberformat='{"1":2,"2":"0","3":1}' data-sheets-value='{"1":3,"3":33}' style="border-bottom:1px solid #000000;overflow:hidden;padding:0px 3px 0px 3px;vertical-align:bottom;text-align:center;">33</td> <td data-sheets-value='{"1":3,"3":26}' style="border-right:1px solid #000000;border-bottom:1px solid #000000;overflow:hidden;padding:0px 3px 0px 3px;vertical-align:bottom;text-align:center;">26</td> </tr> <tr style="height:20px;"> <td data-sheets-value='{"1":2,"2":"Polycarbonate"}' style="border-left:1px solid #000000;overflow:hidden;padding:0px 3px 0px 3px;vertical-align:bottom;">Polycarbonate</td> <td data-sheets-value='{"1":2,"2":"EW"}' style="overflow:hidden;padding:0px 3px 0px 3px;vertical-align:bottom;">EW</td> <td data-sheets-value='{"1":2,"2":"Heatstop Opal (T)"}' style="overflow:hidden;padding:0px 3px 0px 3px;vertical-align:bottom;">Heatstop Opal (T)</td> <td data-sheets-numberformat='{"1":2,"2":"0.00","3":1}' data-sheets-value='{"1":3,"3":1.19}' style="overflow:hidden;padding:0px 3px 0px 3px;vertical-align:bottom;text-align:center;">1.19</td> <td data-sheets-numberformat='{"1":2,"2":"0","3":1}' data-sheets-value='{"1":3,"3":20.09}' style="overflow:hidden;padding:0px 3px 0px 3px;vertical-align:bottom;text-align:center;">20</td> <td data-sheets-numberformat='{"1":2,"2":"0","3":1}' data-sheets-value='{"1":3,"3":38.940000000000005}' style="overflow:hidden;padding:0px 3px 0px 3px;vertical-align:bottom;text-align:center;">39</td> <td data-sheets-value='{"1":3,"3":24}' style="border-right:1px solid #000000;overflow:hidden;padding:0px 3px 0px 3px;vertical-align:bottom;text-align:center;">24</td> </tr> <tr style="height:20px;"> <td data-sheets-value='{"1":2,"2":"Heatstop PC"}' style="border-left:1px solid #000000;overflow:hidden;padding:0px 3px 0px 3px;vertical-align:bottom;">Heatstop PC</td> <td data-sheets-value='{"1":2,"2":"DW"}' style="overflow:hidden;padding:0px 3px 0px 3px;vertical-align:bottom;">DW</td> <td data-sheets-value='{"1":2,"2":"Clear (T/H)"}' style="overflow:hidden;padding:0px 3px 0px 3px;vertical-align:bottom;">Clear (T/H)</td> <td data-sheets-numberformat='{"1":2,"2":"0.00","3":1}' data-sheets-value='{"1":3,"3":0.98}' style="overflow:hidden;padding:0px 3px 0px 3px;vertical-align:bottom;text-align:center;">0.98</td> <td data-sheets-numberformat='{"1":2,"2":"0","3":1}' data-sheets-value='{"1":3,"3":18.04}' style="overflow:hidden;padding:0px 3px 0px 3px;vertical-align:bottom;text-align:center;">18</td> <td data-sheets-numberformat='{"1":2,"2":"0","3":1}' data-sheets-value='{"1":3,"3":33.660000000000004}' style="overflow:hidden;padding:0px 3px 0px 3px;vertical-align:bottom;text-align:center;">34</td> <td data-sheets-value='{"1":3,"3":26}' style="border-right:1px solid #000000;overflow:hidden;padding:0px 3px 0px 3px;vertical-align:bottom;text-align:center;">26</td> </tr> <tr style="height:20px;"> <td style="border-bottom:1px solid #000000;border-left:1px solid #000000;overflow:hidden;padding:0px 3px 0px 3px;vertical-align:bottom;"></td> <td style="border-bottom:1px solid #000000;overflow:hidden;padding:0px 3px 0px 3px;vertical-align:bottom;"></td> <td data-sheets-value='{"1":2,"2":"Opal (T/O)"}' style="border-bottom:1px solid #000000;overflow:hidden;padding:0px 3px 0px 3px;vertical-align:bottom;">Opal (T/O)</td> <td data-sheets-numberformat='{"1":2,"2":"0.00","3":1}' data-sheets-value='{"1":3,"3":0.98}' style="border-bottom:1px solid #000000;overflow:hidden;padding:0px 3px 0px 3px;vertical-align:bottom;text-align:center;">0.98</td> <td data-sheets-numberformat='{"1":2,"2":"0","3":1}' data-sheets-value='{"1":3,"3":16.81}' style="border-bottom:1px solid #000000;overflow:hidden;padding:0px 3px 0px 3px;vertical-align:bottom;text-align:center;">17</td> <td data-sheets-numberformat='{"1":2,"2":"0","3":1}' data-sheets-value='{"1":3,"3":29.700000000000003}' style="border-bottom:1px solid #000000;overflow:hidden;padding:0px 3px 0px 3px;vertical-align:bottom;text-align:center;">30</td> <td data-sheets-value='{"1":3,"3":26}' style="border-right:1px solid #000000;border-bottom:1px solid #000000;overflow:hidden;padding:0px 3px 0px 3px;vertical-align:bottom;text-align:center;">26</td> </tr> </tbody></table> | skylux-160-ce-met-koepel-en-metaalopstand-met-lm-motor-en-pvc-raam-type-ep25-1200-x-1800-mm | 8585995452749 | 46872273289549
Smoke and heat exhaust (SHEV) | SHE system | Skylux | Skylux 160° CE with skylight and metal curb with LM-actuator and PVC frame type EP25 1200 x 2100 mm |  | 50901 | 5412970509011 | 5870.95 | Yes | 30-45 | 118.5 | 1200 x 2100 mm | 2100 | 1200 |  | metal curb M30 (30 cm high) | Rectangular | 1.19 W/m²K - 0.98 W/m²K | 57% - 30% | 37% - 17% | 24dB - 26dB | 160° CE (for industry) | PVC frame EP25 | without spoiler | E | Single actuator | Maximum double-walled skylight possible for this product | Ut-value LT-value g-value Rw-value EN 1873 : 2014 EN ISO 13468 EN 16153 EN 410 EN 410 EN ISO 140-3 Material Walls Shells (W/m²K) (%) (%) (dB) Acrylic EW Clear (H) 1.19 37 57 24 PMMA Opal (O) 1.19 34 50 24 DW Clear (H/H) 0.98 33 50 26 Opal (O/O) 0.98 28 38 26 Polycarbonate EW Clear (A) 1.19 36 55 24 PC Opal (D) 1.19 24 40 24 DW Clear (A/H) 0.98 32 48 26 Clear (A/A) 0.98 32 46 26 Opal (A/O) 0.98 30 42 26 Opal (A/D) 0.98 21 33 26 Polycarbonate EW Heatstop Opal (T) 1.19 20 39 24 Heatstop PC DW Clear (T/H) 0.98 18 34 26 Opal (T/O) 0.98 17 30 26 | https://skylux.eu/en/products/skylux-160-ce-met-koepel-en-metaalopstand-met-lm-motor-en-pvc-raam-type-ep25-1200-x-2100-mm | https://skylux.eu/cdn/shop/files/Skylux-160deg-CE-met-koepel-en-metaalopstand-met-LM-motor-en-pvc-raam-type-EP25-1200-x-2100-mm-RWA-systeem.jpg?v=1702976912&width=1600 | https://skylux.eu/cdn/shop/files/e5a82811-1bb0-48e4-a776-cacb59c7c092_af2c52de-b4c7-47e3-bc3c-ba655ffdfffb.jpg?v=1688550241&width=1600 | //skylux.eu/cdn/shop/files/E_MH_Mounting_instructions_Skylux_160_CE_LM.pdf?v=12406716259046007223 | //skylux.eu/cdn/shop/files/E_TD_Technical_File_Skylux_Skylux_160_CE_Electric.pdf?v=3667116872303399239 | <style type="text/css" id="isPasted"><!--td {border: 1px solid #cccccc;}br {mso-data-placement:same-cell;}--></style><table border="1" cellpadding="0" cellspacing="0" dir="ltr" style="table-layout:fixed;font-size:10pt;font-family:Arial;border-collapse:collapse;border:none;"><tbody> <tr style="height:20px;"> <td style="overflow:hidden;padding:0px 3px 0px 3px;vertical-align:bottom;"></td> <td style="overflow:hidden;padding:0px 3px 0px 3px;vertical-align:bottom;"></td> <td style="overflow:hidden;padding:0px 3px 0px 3px;vertical-align:bottom;"></td> <td data-sheets-value='{"1":2,"2":"Ut-value"}' style="overflow:hidden;padding:0px 3px 0px 3px;vertical-align:bottom;font-weight:bold;text-align:center;">Ut-value</td> <td data-sheets-value='{"1":2,"2":"LT-value"}' style="overflow:hidden;padding:0px 3px 0px 3px;vertical-align:bottom;font-weight:bold;text-align:center;">LT-value</td> <td data-sheets-value='{"1":2,"2":"g-value"}' style="overflow:hidden;padding:0px 3px 0px 3px;vertical-align:bottom;font-weight:bold;text-align:center;">g-value</td> <td data-sheets-value='{"1":2,"2":"Rw-value "}' style="overflow:hidden;padding:0px 3px 0px 3px;vertical-align:bottom;font-weight:bold;text-align:center;">Rw-value </td> </tr> <tr style="height:20px;"> <td style="overflow:hidden;padding:0px 3px 0px 3px;vertical-align:bottom;"></td> <td style="overflow:hidden;padding:0px 3px 0px 3px;vertical-align:bottom;"></td> <td style="overflow:hidden;padding:0px 3px 0px 3px;vertical-align:bottom;"></td> <td data-sheets-numberformat='{"1":2,"2":"0.00","3":1}' data-sheets-value='{"1":2,"2":"EN 1873 : 2014"}' style="overflow:hidden;padding:0px 3px 0px 3px;vertical-align:bottom;text-align:center;">EN 1873 : 2014</td> <td data-sheets-numberformat='{"1":2,"2":"0","3":1}' data-sheets-value='{"1":2,"2":"EN ISO 13468 EN 16153 EN 410"}' style="overflow:hidden;padding:0px 3px 0px 3px;vertical-align:bottom;text-align:center;">EN ISO 13468 EN 16153 EN 410</td> <td data-sheets-numberformat='{"1":2,"2":"0","3":1}' data-sheets-value='{"1":2,"2":"EN 410"}' style="overflow:hidden;padding:0px 3px 0px 3px;vertical-align:bottom;text-align:center;">EN 410</td> <td data-sheets-value='{"1":2,"2":"EN ISO 140-3\t\t"}' style="overflow:hidden;padding:0px 3px 0px 3px;vertical-align:bottom;text-align:center;">EN ISO 140-3 </td> </tr> <tr style="height:20px;"> <td data-sheets-value='{"1":2,"2":"Material"}' style="border-bottom:1px solid #000000;overflow:hidden;padding:0px 3px 0px 3px;vertical-align:bottom;background-color:#000000;font-weight:bold;color:#ffffff;">Material</td> <td data-sheets-value='{"1":2,"2":"Walls"}' style="border-bottom:1px solid #000000;overflow:hidden;padding:0px 3px 0px 3px;vertical-align:bottom;background-color:#000000;font-weight:bold;color:#ffffff;">Walls</td> <td data-sheets-value='{"1":2,"2":"Shells"}' style="border-bottom:1px solid #000000;overflow:hidden;padding:0px 3px 0px 3px;vertical-align:bottom;background-color:#000000;font-weight:bold;color:#ffffff;">Shells</td> <td data-sheets-numberformat='{"1":2,"2":"0.00","3":1}' data-sheets-value='{"1":2,"2":"(W/m²K)\t"}' style="border-bottom:1px solid #000000;overflow:hidden;padding:0px 3px 0px 3px;vertical-align:bottom;background-color:#000000;font-weight:bold;color:#ffffff;text-align:center;">(W/m²K) </td> <td data-sheets-numberformat='{"1":2,"2":"0","3":1}' data-sheets-value='{"1":2,"2":"(%)"}' style="border-bottom:1px solid #000000;overflow:hidden;padding:0px 3px 0px 3px;vertical-align:bottom;background-color:#000000;font-weight:bold;color:#ffffff;text-align:center;">(%)</td> <td data-sheets-numberformat='{"1":2,"2":"0","3":1}' data-sheets-value='{"1":2,"2":"(%)"}' style="border-bottom:1px solid #000000;overflow:hidden;padding:0px 3px 0px 3px;vertical-align:bottom;background-color:#000000;font-weight:bold;color:#ffffff;text-align:center;">(%)</td> <td data-sheets-value='{"1":2,"2":"(dB)"}' style="border-bottom:1px solid #000000;overflow:hidden;padding:0px 3px 0px 3px;vertical-align:bottom;background-color:#000000;font-weight:bold;color:#ffffff;text-align:center;">(dB)</td> </tr> <tr style="height:20px;"> <td data-sheets-value='{"1":2,"2":"Acrylic"}' style="border-left:1px solid #000000;overflow:hidden;padding:0px 3px 0px 3px;vertical-align:bottom;">Acrylic</td> <td data-sheets-value='{"1":2,"2":"EW"}' style="overflow:hidden;padding:0px 3px 0px 3px;vertical-align:bottom;">EW</td> <td data-sheets-value='{"1":2,"2":"Clear (H)"}' style="overflow:hidden;padding:0px 3px 0px 3px;vertical-align:bottom;">Clear (H)</td> <td data-sheets-numberformat='{"1":2,"2":"0.00","3":1}' data-sheets-value='{"1":3,"3":1.19}' style="overflow:hidden;padding:0px 3px 0px 3px;vertical-align:bottom;text-align:center;">1.19</td> <td data-sheets-numberformat='{"1":2,"2":"0","3":1}' data-sheets-value='{"1":3,"3":36.9}' style="overflow:hidden;padding:0px 3px 0px 3px;vertical-align:bottom;text-align:center;">37</td> <td data-sheets-numberformat='{"1":2,"2":"0","3":1}' data-sheets-value='{"1":3,"3":57.42}' style="overflow:hidden;padding:0px 3px 0px 3px;vertical-align:bottom;text-align:center;">57</td> <td data-sheets-value='{"1":3,"3":24}' style="border-right:1px solid #000000;overflow:hidden;padding:0px 3px 0px 3px;vertical-align:bottom;text-align:center;">24</td> </tr> <tr style="height:20px;"> <td data-sheets-value='{"1":2,"2":"PMMA"}' style="border-left:1px solid #000000;overflow:hidden;padding:0px 3px 0px 3px;vertical-align:bottom;">PMMA</td> <td style="overflow:hidden;padding:0px 3px 0px 3px;vertical-align:bottom;"></td> <td data-sheets-value='{"1":2,"2":"Opal (O)"}' style="overflow:hidden;padding:0px 3px 0px 3px;vertical-align:bottom;">Opal (O)</td> <td data-sheets-numberformat='{"1":2,"2":"0.00","3":1}' data-sheets-value='{"1":3,"3":1.19}' style="overflow:hidden;padding:0px 3px 0px 3px;vertical-align:bottom;text-align:center;">1.19</td> <td data-sheets-numberformat='{"1":2,"2":"0","3":1}' data-sheets-value='{"1":3,"3":34.03}' style="overflow:hidden;padding:0px 3px 0px 3px;vertical-align:bottom;text-align:center;">34</td> <td data-sheets-numberformat='{"1":2,"2":"0","3":1}' data-sheets-value='{"1":3,"3":50.160000000000004}' style="overflow:hidden;padding:0px 3px 0px 3px;vertical-align:bottom;text-align:center;">50</td> <td data-sheets-value='{"1":3,"3":24}' style="border-right:1px solid #000000;overflow:hidden;padding:0px 3px 0px 3px;vertical-align:bottom;text-align:center;">24</td> </tr> <tr style="height:20px;"> <td style="border-left:1px solid #000000;overflow:hidden;padding:0px 3px 0px 3px;vertical-align:bottom;"></td> <td data-sheets-value='{"1":2,"2":"DW"}' style="overflow:hidden;padding:0px 3px 0px 3px;vertical-align:bottom;">DW</td> <td data-sheets-value='{"1":2,"2":"Clear (H/H)"}' style="overflow:hidden;padding:0px 3px 0px 3px;vertical-align:bottom;">Clear (H/H)</td> <td data-sheets-numberformat='{"1":2,"2":"0.00","3":1}' data-sheets-value='{"1":3,"3":0.98}' style="overflow:hidden;padding:0px 3px 0px 3px;vertical-align:bottom;text-align:center;">0.98</td> <td data-sheets-numberformat='{"1":2,"2":"0","3":1}' data-sheets-value='{"1":3,"3":33.21}' style="overflow:hidden;padding:0px 3px 0px 3px;vertical-align:bottom;text-align:center;">33</td> <td data-sheets-numberformat='{"1":2,"2":"0","3":1}' data-sheets-value='{"1":3,"3":49.5}' style="overflow:hidden;padding:0px 3px 0px 3px;vertical-align:bottom;text-align:center;">50</td> <td data-sheets-value='{"1":3,"3":26}' style="border-right:1px solid #000000;overflow:hidden;padding:0px 3px 0px 3px;vertical-align:bottom;text-align:center;">26</td> </tr> <tr style="height:20px;"> <td style="border-bottom:1px solid #000000;border-left:1px solid #000000;overflow:hidden;padding:0px 3px 0px 3px;vertical-align:bottom;"></td> <td style="border-bottom:1px solid #000000;overflow:hidden;padding:0px 3px 0px 3px;vertical-align:bottom;"></td> <td data-sheets-value='{"1":2,"2":"Opal (O/O)"}' style="border-bottom:1px solid #000000;overflow:hidden;padding:0px 3px 0px 3px;vertical-align:bottom;">Opal (O/O)</td> <td data-sheets-numberformat='{"1":2,"2":"0.00","3":1}' data-sheets-value='{"1":3,"3":0.98}' style="border-bottom:1px solid #000000;overflow:hidden;padding:0px 3px 0px 3px;vertical-align:bottom;text-align:center;">0.98</td> <td data-sheets-numberformat='{"1":2,"2":"0","3":1}' data-sheets-value='{"1":3,"3":28.29}' style="border-bottom:1px solid #000000;overflow:hidden;padding:0px 3px 0px 3px;vertical-align:bottom;text-align:center;">28</td> <td data-sheets-numberformat='{"1":2,"2":"0","3":1}' data-sheets-value='{"1":3,"3":38.28}' style="border-bottom:1px solid #000000;overflow:hidden;padding:0px 3px 0px 3px;vertical-align:bottom;text-align:center;">38</td> <td data-sheets-value='{"1":3,"3":26}' style="border-right:1px solid #000000;border-bottom:1px solid #000000;overflow:hidden;padding:0px 3px 0px 3px;vertical-align:bottom;text-align:center;">26</td> </tr> <tr style="height:20px;"> <td data-sheets-value='{"1":2,"2":"Polycarbonate "}' style="border-left:1px solid #000000;overflow:hidden;padding:0px 3px 0px 3px;vertical-align:bottom;">Polycarbonate </td> <td data-sheets-value='{"1":2,"2":"EW"}' style="overflow:hidden;padding:0px 3px 0px 3px;vertical-align:bottom;">EW</td> <td data-sheets-value='{"1":2,"2":"Clear (A)"}' style="overflow:hidden;padding:0px 3px 0px 3px;vertical-align:bottom;">Clear (A)</td> <td data-sheets-numberformat='{"1":2,"2":"0.00","3":1}' data-sheets-value='{"1":3,"3":1.19}' style="overflow:hidden;padding:0px 3px 0px 3px;vertical-align:bottom;text-align:center;">1.19</td> <td data-sheets-numberformat='{"1":2,"2":"0","3":1}' data-sheets-value='{"1":3,"3":36.08}' style="overflow:hidden;padding:0px 3px 0px 3px;vertical-align:bottom;text-align:center;">36</td> <td data-sheets-numberformat='{"1":2,"2":"0","3":1}' data-sheets-value='{"1":3,"3":54.78}' style="overflow:hidden;padding:0px 3px 0px 3px;vertical-align:bottom;text-align:center;">55</td> <td data-sheets-value='{"1":3,"3":24}' style="border-right:1px solid #000000;overflow:hidden;padding:0px 3px 0px 3px;vertical-align:bottom;text-align:center;">24</td> </tr> <tr style="height:20px;"> <td data-sheets-value='{"1":2,"2":"PC"}' style="border-left:1px solid #000000;overflow:hidden;padding:0px 3px 0px 3px;vertical-align:bottom;">PC</td> <td style="overflow:hidden;padding:0px 3px 0px 3px;vertical-align:bottom;"></td> <td data-sheets-value='{"1":2,"2":"Opal (D)"}' style="overflow:hidden;padding:0px 3px 0px 3px;vertical-align:bottom;">Opal (D)</td> <td data-sheets-numberformat='{"1":2,"2":"0.00","3":1}' data-sheets-value='{"1":3,"3":1.19}' style="overflow:hidden;padding:0px 3px 0px 3px;vertical-align:bottom;text-align:center;">1.19</td> <td data-sheets-numberformat='{"1":2,"2":"0","3":1}' data-sheets-value='{"1":3,"3":23.779999999999998}' style="overflow:hidden;padding:0px 3px 0px 3px;vertical-align:bottom;text-align:center;">24</td> <td data-sheets-numberformat='{"1":2,"2":"0","3":1}' data-sheets-value='{"1":3,"3":39.6}' style="overflow:hidden;padding:0px 3px 0px 3px;vertical-align:bottom;text-align:center;">40</td> <td data-sheets-value='{"1":3,"3":24}' style="border-right:1px solid #000000;overflow:hidden;padding:0px 3px 0px 3px;vertical-align:bottom;text-align:center;">24</td> </tr> <tr style="height:20px;"> <td style="border-left:1px solid #000000;overflow:hidden;padding:0px 3px 0px 3px;vertical-align:bottom;"></td> <td data-sheets-value='{"1":2,"2":"DW"}' style="overflow:hidden;padding:0px 3px 0px 3px;vertical-align:bottom;">DW</td> <td data-sheets-value='{"1":2,"2":"Clear (A/H)"}' style="overflow:hidden;padding:0px 3px 0px 3px;vertical-align:bottom;">Clear (A/H)</td> <td data-sheets-numberformat='{"1":2,"2":"0.00","3":1}' data-sheets-value='{"1":3,"3":0.98}' style="overflow:hidden;padding:0px 3px 0px 3px;vertical-align:bottom;text-align:center;">0.98</td> <td data-sheets-numberformat='{"1":2,"2":"0","3":1}' data-sheets-value='{"1":3,"3":32.39}' style="overflow:hidden;padding:0px 3px 0px 3px;vertical-align:bottom;text-align:center;">32</td> <td data-sheets-numberformat='{"1":2,"2":"0","3":1}' data-sheets-value='{"1":3,"3":47.52}' style="overflow:hidden;padding:0px 3px 0px 3px;vertical-align:bottom;text-align:center;">48</td> <td data-sheets-value='{"1":3,"3":26}' style="border-right:1px solid #000000;overflow:hidden;padding:0px 3px 0px 3px;vertical-align:bottom;text-align:center;">26</td> </tr> <tr style="height:20px;"> <td style="border-left:1px solid #000000;overflow:hidden;padding:0px 3px 0px 3px;vertical-align:bottom;"></td> <td style="overflow:hidden;padding:0px 3px 0px 3px;vertical-align:bottom;"></td> <td data-sheets-value='{"1":2,"2":"Clear (A/A)"}' style="overflow:hidden;padding:0px 3px 0px 3px;vertical-align:bottom;">Clear (A/A)</td> <td data-sheets-numberformat='{"1":2,"2":"0.00","3":1}' data-sheets-value='{"1":3,"3":0.98}' style="overflow:hidden;padding:0px 3px 0px 3px;vertical-align:bottom;text-align:center;">0.98</td> <td data-sheets-numberformat='{"1":2,"2":"0","3":1}' data-sheets-value='{"1":3,"3":31.569999999999997}' style="overflow:hidden;padding:0px 3px 0px 3px;vertical-align:bottom;text-align:center;">32</td> <td data-sheets-numberformat='{"1":2,"2":"0","3":1}' data-sheets-value='{"1":3,"3":45.54}' style="overflow:hidden;padding:0px 3px 0px 3px;vertical-align:bottom;text-align:center;">46</td> <td data-sheets-value='{"1":3,"3":26}' style="border-right:1px solid #000000;overflow:hidden;padding:0px 3px 0px 3px;vertical-align:bottom;text-align:center;">26</td> </tr> <tr style="height:20px;"> <td style="border-left:1px solid #000000;overflow:hidden;padding:0px 3px 0px 3px;vertical-align:bottom;"></td> <td style="overflow:hidden;padding:0px 3px 0px 3px;vertical-align:bottom;"></td> <td data-sheets-value='{"1":2,"2":"Opal (A/O)"}' style="overflow:hidden;padding:0px 3px 0px 3px;vertical-align:bottom;">Opal (A/O)</td> <td data-sheets-numberformat='{"1":2,"2":"0.00","3":1}' data-sheets-value='{"1":3,"3":0.98}' style="overflow:hidden;padding:0px 3px 0px 3px;vertical-align:bottom;text-align:center;">0.98</td> <td data-sheets-numberformat='{"1":2,"2":"0","3":1}' data-sheets-value='{"1":3,"3":29.93}' style="overflow:hidden;padding:0px 3px 0px 3px;vertical-align:bottom;text-align:center;">30</td> <td data-sheets-numberformat='{"1":2,"2":"0","3":1}' data-sheets-value='{"1":3,"3":41.580000000000005}' style="overflow:hidden;padding:0px 3px 0px 3px;vertical-align:bottom;text-align:center;">42</td> <td data-sheets-value='{"1":3,"3":26}' style="border-right:1px solid #000000;overflow:hidden;padding:0px 3px 0px 3px;vertical-align:bottom;text-align:center;">26</td> </tr> <tr style="height:20px;"> <td style="border-bottom:1px solid #000000;border-left:1px solid #000000;overflow:hidden;padding:0px 3px 0px 3px;vertical-align:bottom;"></td> <td style="border-bottom:1px solid #000000;overflow:hidden;padding:0px 3px 0px 3px;vertical-align:bottom;"></td> <td data-sheets-value='{"1":2,"2":"Opal (A/D)"}' style="border-bottom:1px solid #000000;overflow:hidden;padding:0px 3px 0px 3px;vertical-align:bottom;">Opal (A/D)</td> <td data-sheets-numberformat='{"1":2,"2":"0.00","3":1}' data-sheets-value='{"1":3,"3":0.98}' style="border-bottom:1px solid #000000;overflow:hidden;padding:0px 3px 0px 3px;vertical-align:bottom;text-align:center;">0.98</td> <td data-sheets-numberformat='{"1":2,"2":"0","3":1}' data-sheets-value='{"1":3,"3":20.91}' style="border-bottom:1px solid #000000;overflow:hidden;padding:0px 3px 0px 3px;vertical-align:bottom;text-align:center;">21</td> <td data-sheets-numberformat='{"1":2,"2":"0","3":1}' data-sheets-value='{"1":3,"3":33}' style="border-bottom:1px solid #000000;overflow:hidden;padding:0px 3px 0px 3px;vertical-align:bottom;text-align:center;">33</td> <td data-sheets-value='{"1":3,"3":26}' style="border-right:1px solid #000000;border-bottom:1px solid #000000;overflow:hidden;padding:0px 3px 0px 3px;vertical-align:bottom;text-align:center;">26</td> </tr> <tr style="height:20px;"> <td data-sheets-value='{"1":2,"2":"Polycarbonate"}' style="border-left:1px solid #000000;overflow:hidden;padding:0px 3px 0px 3px;vertical-align:bottom;">Polycarbonate</td> <td data-sheets-value='{"1":2,"2":"EW"}' style="overflow:hidden;padding:0px 3px 0px 3px;vertical-align:bottom;">EW</td> <td data-sheets-value='{"1":2,"2":"Heatstop Opal (T)"}' style="overflow:hidden;padding:0px 3px 0px 3px;vertical-align:bottom;">Heatstop Opal (T)</td> <td data-sheets-numberformat='{"1":2,"2":"0.00","3":1}' data-sheets-value='{"1":3,"3":1.19}' style="overflow:hidden;padding:0px 3px 0px 3px;vertical-align:bottom;text-align:center;">1.19</td> <td data-sheets-numberformat='{"1":2,"2":"0","3":1}' data-sheets-value='{"1":3,"3":20.09}' style="overflow:hidden;padding:0px 3px 0px 3px;vertical-align:bottom;text-align:center;">20</td> <td data-sheets-numberformat='{"1":2,"2":"0","3":1}' data-sheets-value='{"1":3,"3":38.940000000000005}' style="overflow:hidden;padding:0px 3px 0px 3px;vertical-align:bottom;text-align:center;">39</td> <td data-sheets-value='{"1":3,"3":24}' style="border-right:1px solid #000000;overflow:hidden;padding:0px 3px 0px 3px;vertical-align:bottom;text-align:center;">24</td> </tr> <tr style="height:20px;"> <td data-sheets-value='{"1":2,"2":"Heatstop PC"}' style="border-left:1px solid #000000;overflow:hidden;padding:0px 3px 0px 3px;vertical-align:bottom;">Heatstop PC</td> <td data-sheets-value='{"1":2,"2":"DW"}' style="overflow:hidden;padding:0px 3px 0px 3px;vertical-align:bottom;">DW</td> <td data-sheets-value='{"1":2,"2":"Clear (T/H)"}' style="overflow:hidden;padding:0px 3px 0px 3px;vertical-align:bottom;">Clear (T/H)</td> <td data-sheets-numberformat='{"1":2,"2":"0.00","3":1}' data-sheets-value='{"1":3,"3":0.98}' style="overflow:hidden;padding:0px 3px 0px 3px;vertical-align:bottom;text-align:center;">0.98</td> <td data-sheets-numberformat='{"1":2,"2":"0","3":1}' data-sheets-value='{"1":3,"3":18.04}' style="overflow:hidden;padding:0px 3px 0px 3px;vertical-align:bottom;text-align:center;">18</td> <td data-sheets-numberformat='{"1":2,"2":"0","3":1}' data-sheets-value='{"1":3,"3":33.660000000000004}' style="overflow:hidden;padding:0px 3px 0px 3px;vertical-align:bottom;text-align:center;">34</td> <td data-sheets-value='{"1":3,"3":26}' style="border-right:1px solid #000000;overflow:hidden;padding:0px 3px 0px 3px;vertical-align:bottom;text-align:center;">26</td> </tr> <tr style="height:20px;"> <td style="border-bottom:1px solid #000000;border-left:1px solid #000000;overflow:hidden;padding:0px 3px 0px 3px;vertical-align:bottom;"></td> <td style="border-bottom:1px solid #000000;overflow:hidden;padding:0px 3px 0px 3px;vertical-align:bottom;"></td> <td data-sheets-value='{"1":2,"2":"Opal (T/O)"}' style="border-bottom:1px solid #000000;overflow:hidden;padding:0px 3px 0px 3px;vertical-align:bottom;">Opal (T/O)</td> <td data-sheets-numberformat='{"1":2,"2":"0.00","3":1}' data-sheets-value='{"1":3,"3":0.98}' style="border-bottom:1px solid #000000;overflow:hidden;padding:0px 3px 0px 3px;vertical-align:bottom;text-align:center;">0.98</td> <td data-sheets-numberformat='{"1":2,"2":"0","3":1}' data-sheets-value='{"1":3,"3":16.81}' style="border-bottom:1px solid #000000;overflow:hidden;padding:0px 3px 0px 3px;vertical-align:bottom;text-align:center;">17</td> <td data-sheets-numberformat='{"1":2,"2":"0","3":1}' data-sheets-value='{"1":3,"3":29.700000000000003}' style="border-bottom:1px solid #000000;overflow:hidden;padding:0px 3px 0px 3px;vertical-align:bottom;text-align:center;">30</td> <td data-sheets-value='{"1":3,"3":26}' style="border-right:1px solid #000000;border-bottom:1px solid #000000;overflow:hidden;padding:0px 3px 0px 3px;vertical-align:bottom;text-align:center;">26</td> </tr> </tbody></table> | skylux-160-ce-met-koepel-en-metaalopstand-met-lm-motor-en-pvc-raam-type-ep25-1200-x-2100-mm | 8585995551053 | 46872273420621
Smoke and heat exhaust (SHEV) | SHE system | Skylux | Skylux 160° CE with skylight and metal curb with LM-actuator and PVC frame type EP25 1300 x 1300 mm |  | 50903 | 5412970509035 | 4485.5 | Yes | 30-45 | 95.02 | 1300 x 1300 mm | 1300 | 1300 |  | metal curb M30 (30 cm high) | Square | 1.19 W/m²K - 0.98 W/m²K | 57% - 30% | 37% - 17% | 24dB - 26dB | 160° CE (for industry) | PVC frame EP25 | without spoiler | E | Single actuator | Maximum double-walled skylight possible for this product | Ut-value LT-value g-value Rw-value EN 1873 : 2014 EN ISO 13468 EN 16153 EN 410 EN 410 EN ISO 140-3 Material Walls Shells (W/m²K) (%) (%) (dB) Acrylic EW Clear (H) 1.19 37 57 24 PMMA Opal (O) 1.19 34 50 24 DW Clear (H/H) 0.98 33 50 26 Opal (O/O) 0.98 28 38 26 Polycarbonate EW Clear (A) 1.19 36 55 24 PC Opal (D) 1.19 24 40 24 DW Clear (A/H) 0.98 32 48 26 Clear (A/A) 0.98 32 46 26 Opal (A/O) 0.98 30 42 26 Opal (A/D) 0.98 21 33 26 Polycarbonate EW Heatstop Opal (T) 1.19 20 39 24 Heatstop PC DW Clear (T/H) 0.98 18 34 26 Opal (T/O) 0.98 17 30 26 | https://skylux.eu/en/products/skylux-160-ce-met-koepel-en-metaalopstand-met-lm-motor-en-pvc-raam-type-ep25-1300-x-1300-mm | https://skylux.eu/cdn/shop/files/Skylux-160deg-CE-met-koepel-en-metaalopstand-met-LM-motor-en-pvc-raam-type-EP25-1300-x-1300-mm-RWA-systeem.jpg?v=1702976923&width=1600 | https://skylux.eu/cdn/shop/files/e5a82811-1bb0-48e4-a776-cacb59c7c092_db1aea34-c66e-43fe-9d3d-2d31a3571845.jpg?v=1688550244&width=1600 | //skylux.eu/cdn/shop/files/E_MH_Mounting_instructions_Skylux_160_CE_LM.pdf?v=12406716259046007223 | //skylux.eu/cdn/shop/files/E_TD_Technical_File_Skylux_Skylux_160_CE_Electric.pdf?v=3667116872303399239 | <style type="text/css" id="isPasted"><!--td {border: 1px solid #cccccc;}br {mso-data-placement:same-cell;}--></style><table border="1" cellpadding="0" cellspacing="0" dir="ltr" style="table-layout:fixed;font-size:10pt;font-family:Arial;border-collapse:collapse;border:none;"><tbody> <tr style="height:20px;"> <td style="overflow:hidden;padding:0px 3px 0px 3px;vertical-align:bottom;"></td> <td style="overflow:hidden;padding:0px 3px 0px 3px;vertical-align:bottom;"></td> <td style="overflow:hidden;padding:0px 3px 0px 3px;vertical-align:bottom;"></td> <td data-sheets-value='{"1":2,"2":"Ut-value"}' style="overflow:hidden;padding:0px 3px 0px 3px;vertical-align:bottom;font-weight:bold;text-align:center;">Ut-value</td> <td data-sheets-value='{"1":2,"2":"LT-value"}' style="overflow:hidden;padding:0px 3px 0px 3px;vertical-align:bottom;font-weight:bold;text-align:center;">LT-value</td> <td data-sheets-value='{"1":2,"2":"g-value"}' style="overflow:hidden;padding:0px 3px 0px 3px;vertical-align:bottom;font-weight:bold;text-align:center;">g-value</td> <td data-sheets-value='{"1":2,"2":"Rw-value "}' style="overflow:hidden;padding:0px 3px 0px 3px;vertical-align:bottom;font-weight:bold;text-align:center;">Rw-value </td> </tr> <tr style="height:20px;"> <td style="overflow:hidden;padding:0px 3px 0px 3px;vertical-align:bottom;"></td> <td style="overflow:hidden;padding:0px 3px 0px 3px;vertical-align:bottom;"></td> <td style="overflow:hidden;padding:0px 3px 0px 3px;vertical-align:bottom;"></td> <td data-sheets-numberformat='{"1":2,"2":"0.00","3":1}' data-sheets-value='{"1":2,"2":"EN 1873 : 2014"}' style="overflow:hidden;padding:0px 3px 0px 3px;vertical-align:bottom;text-align:center;">EN 1873 : 2014</td> <td data-sheets-numberformat='{"1":2,"2":"0","3":1}' data-sheets-value='{"1":2,"2":"EN ISO 13468 EN 16153 EN 410"}' style="overflow:hidden;padding:0px 3px 0px 3px;vertical-align:bottom;text-align:center;">EN ISO 13468 EN 16153 EN 410</td> <td data-sheets-numberformat='{"1":2,"2":"0","3":1}' data-sheets-value='{"1":2,"2":"EN 410"}' style="overflow:hidden;padding:0px 3px 0px 3px;vertical-align:bottom;text-align:center;">EN 410</td> <td data-sheets-value='{"1":2,"2":"EN ISO 140-3\t\t"}' style="overflow:hidden;padding:0px 3px 0px 3px;vertical-align:bottom;text-align:center;">EN ISO 140-3 </td> </tr> <tr style="height:20px;"> <td data-sheets-value='{"1":2,"2":"Material"}' style="border-bottom:1px solid #000000;overflow:hidden;padding:0px 3px 0px 3px;vertical-align:bottom;background-color:#000000;font-weight:bold;color:#ffffff;">Material</td> <td data-sheets-value='{"1":2,"2":"Walls"}' style="border-bottom:1px solid #000000;overflow:hidden;padding:0px 3px 0px 3px;vertical-align:bottom;background-color:#000000;font-weight:bold;color:#ffffff;">Walls</td> <td data-sheets-value='{"1":2,"2":"Shells"}' style="border-bottom:1px solid #000000;overflow:hidden;padding:0px 3px 0px 3px;vertical-align:bottom;background-color:#000000;font-weight:bold;color:#ffffff;">Shells</td> <td data-sheets-numberformat='{"1":2,"2":"0.00","3":1}' data-sheets-value='{"1":2,"2":"(W/m²K)\t"}' style="border-bottom:1px solid #000000;overflow:hidden;padding:0px 3px 0px 3px;vertical-align:bottom;background-color:#000000;font-weight:bold;color:#ffffff;text-align:center;">(W/m²K) </td> <td data-sheets-numberformat='{"1":2,"2":"0","3":1}' data-sheets-value='{"1":2,"2":"(%)"}' style="border-bottom:1px solid #000000;overflow:hidden;padding:0px 3px 0px 3px;vertical-align:bottom;background-color:#000000;font-weight:bold;color:#ffffff;text-align:center;">(%)</td> <td data-sheets-numberformat='{"1":2,"2":"0","3":1}' data-sheets-value='{"1":2,"2":"(%)"}' style="border-bottom:1px solid #000000;overflow:hidden;padding:0px 3px 0px 3px;vertical-align:bottom;background-color:#000000;font-weight:bold;color:#ffffff;text-align:center;">(%)</td> <td data-sheets-value='{"1":2,"2":"(dB)"}' style="border-bottom:1px solid #000000;overflow:hidden;padding:0px 3px 0px 3px;vertical-align:bottom;background-color:#000000;font-weight:bold;color:#ffffff;text-align:center;">(dB)</td> </tr> <tr style="height:20px;"> <td data-sheets-value='{"1":2,"2":"Acrylic"}' style="border-left:1px solid #000000;overflow:hidden;padding:0px 3px 0px 3px;vertical-align:bottom;">Acrylic</td> <td data-sheets-value='{"1":2,"2":"EW"}' style="overflow:hidden;padding:0px 3px 0px 3px;vertical-align:bottom;">EW</td> <td data-sheets-value='{"1":2,"2":"Clear (H)"}' style="overflow:hidden;padding:0px 3px 0px 3px;vertical-align:bottom;">Clear (H)</td> <td data-sheets-numberformat='{"1":2,"2":"0.00","3":1}' data-sheets-value='{"1":3,"3":1.19}' style="overflow:hidden;padding:0px 3px 0px 3px;vertical-align:bottom;text-align:center;">1.19</td> <td data-sheets-numberformat='{"1":2,"2":"0","3":1}' data-sheets-value='{"1":3,"3":36.9}' style="overflow:hidden;padding:0px 3px 0px 3px;vertical-align:bottom;text-align:center;">37</td> <td data-sheets-numberformat='{"1":2,"2":"0","3":1}' data-sheets-value='{"1":3,"3":57.42}' style="overflow:hidden;padding:0px 3px 0px 3px;vertical-align:bottom;text-align:center;">57</td> <td data-sheets-value='{"1":3,"3":24}' style="border-right:1px solid #000000;overflow:hidden;padding:0px 3px 0px 3px;vertical-align:bottom;text-align:center;">24</td> </tr> <tr style="height:20px;"> <td data-sheets-value='{"1":2,"2":"PMMA"}' style="border-left:1px solid #000000;overflow:hidden;padding:0px 3px 0px 3px;vertical-align:bottom;">PMMA</td> <td style="overflow:hidden;padding:0px 3px 0px 3px;vertical-align:bottom;"></td> <td data-sheets-value='{"1":2,"2":"Opal (O)"}' style="overflow:hidden;padding:0px 3px 0px 3px;vertical-align:bottom;">Opal (O)</td> <td data-sheets-numberformat='{"1":2,"2":"0.00","3":1}' data-sheets-value='{"1":3,"3":1.19}' style="overflow:hidden;padding:0px 3px 0px 3px;vertical-align:bottom;text-align:center;">1.19</td> <td data-sheets-numberformat='{"1":2,"2":"0","3":1}' data-sheets-value='{"1":3,"3":34.03}' style="overflow:hidden;padding:0px 3px 0px 3px;vertical-align:bottom;text-align:center;">34</td> <td data-sheets-numberformat='{"1":2,"2":"0","3":1}' data-sheets-value='{"1":3,"3":50.160000000000004}' style="overflow:hidden;padding:0px 3px 0px 3px;vertical-align:bottom;text-align:center;">50</td> <td data-sheets-value='{"1":3,"3":24}' style="border-right:1px solid #000000;overflow:hidden;padding:0px 3px 0px 3px;vertical-align:bottom;text-align:center;">24</td> </tr> <tr style="height:20px;"> <td style="border-left:1px solid #000000;overflow:hidden;padding:0px 3px 0px 3px;vertical-align:bottom;"></td> <td data-sheets-value='{"1":2,"2":"DW"}' style="overflow:hidden;padding:0px 3px 0px 3px;vertical-align:bottom;">DW</td> <td data-sheets-value='{"1":2,"2":"Clear (H/H)"}' style="overflow:hidden;padding:0px 3px 0px 3px;vertical-align:bottom;">Clear (H/H)</td> <td data-sheets-numberformat='{"1":2,"2":"0.00","3":1}' data-sheets-value='{"1":3,"3":0.98}' style="overflow:hidden;padding:0px 3px 0px 3px;vertical-align:bottom;text-align:center;">0.98</td> <td data-sheets-numberformat='{"1":2,"2":"0","3":1}' data-sheets-value='{"1":3,"3":33.21}' style="overflow:hidden;padding:0px 3px 0px 3px;vertical-align:bottom;text-align:center;">33</td> <td data-sheets-numberformat='{"1":2,"2":"0","3":1}' data-sheets-value='{"1":3,"3":49.5}' style="overflow:hidden;padding:0px 3px 0px 3px;vertical-align:bottom;text-align:center;">50</td> <td data-sheets-value='{"1":3,"3":26}' style="border-right:1px solid #000000;overflow:hidden;padding:0px 3px 0px 3px;vertical-align:bottom;text-align:center;">26</td> </tr> <tr style="height:20px;"> <td style="border-bottom:1px solid #000000;border-left:1px solid #000000;overflow:hidden;padding:0px 3px 0px 3px;vertical-align:bottom;"></td> <td style="border-bottom:1px solid #000000;overflow:hidden;padding:0px 3px 0px 3px;vertical-align:bottom;"></td> <td data-sheets-value='{"1":2,"2":"Opal (O/O)"}' style="border-bottom:1px solid #000000;overflow:hidden;padding:0px 3px 0px 3px;vertical-align:bottom;">Opal (O/O)</td> <td data-sheets-numberformat='{"1":2,"2":"0.00","3":1}' data-sheets-value='{"1":3,"3":0.98}' style="border-bottom:1px solid #000000;overflow:hidden;padding:0px 3px 0px 3px;vertical-align:bottom;text-align:center;">0.98</td> <td data-sheets-numberformat='{"1":2,"2":"0","3":1}' data-sheets-value='{"1":3,"3":28.29}' style="border-bottom:1px solid #000000;overflow:hidden;padding:0px 3px 0px 3px;vertical-align:bottom;text-align:center;">28</td> <td data-sheets-numberformat='{"1":2,"2":"0","3":1}' data-sheets-value='{"1":3,"3":38.28}' style="border-bottom:1px solid #000000;overflow:hidden;padding:0px 3px 0px 3px;vertical-align:bottom;text-align:center;">38</td> <td data-sheets-value='{"1":3,"3":26}' style="border-right:1px solid #000000;border-bottom:1px solid #000000;overflow:hidden;padding:0px 3px 0px 3px;vertical-align:bottom;text-align:center;">26</td> </tr> <tr style="height:20px;"> <td data-sheets-value='{"1":2,"2":"Polycarbonate "}' style="border-left:1px solid #000000;overflow:hidden;padding:0px 3px 0px 3px;vertical-align:bottom;">Polycarbonate </td> <td data-sheets-value='{"1":2,"2":"EW"}' style="overflow:hidden;padding:0px 3px 0px 3px;vertical-align:bottom;">EW</td> <td data-sheets-value='{"1":2,"2":"Clear (A)"}' style="overflow:hidden;padding:0px 3px 0px 3px;vertical-align:bottom;">Clear (A)</td> <td data-sheets-numberformat='{"1":2,"2":"0.00","3":1}' data-sheets-value='{"1":3,"3":1.19}' style="overflow:hidden;padding:0px 3px 0px 3px;vertical-align:bottom;text-align:center;">1.19</td> <td data-sheets-numberformat='{"1":2,"2":"0","3":1}' data-sheets-value='{"1":3,"3":36.08}' style="overflow:hidden;padding:0px 3px 0px 3px;vertical-align:bottom;text-align:center;">36</td> <td data-sheets-numberformat='{"1":2,"2":"0","3":1}' data-sheets-value='{"1":3,"3":54.78}' style="overflow:hidden;padding:0px 3px 0px 3px;vertical-align:bottom;text-align:center;">55</td> <td data-sheets-value='{"1":3,"3":24}' style="border-right:1px solid #000000;overflow:hidden;padding:0px 3px 0px 3px;vertical-align:bottom;text-align:center;">24</td> </tr> <tr style="height:20px;"> <td data-sheets-value='{"1":2,"2":"PC"}' style="border-left:1px solid #000000;overflow:hidden;padding:0px 3px 0px 3px;vertical-align:bottom;">PC</td> <td style="overflow:hidden;padding:0px 3px 0px 3px;vertical-align:bottom;"></td> <td data-sheets-value='{"1":2,"2":"Opal (D)"}' style="overflow:hidden;padding:0px 3px 0px 3px;vertical-align:bottom;">Opal (D)</td> <td data-sheets-numberformat='{"1":2,"2":"0.00","3":1}' data-sheets-value='{"1":3,"3":1.19}' style="overflow:hidden;padding:0px 3px 0px 3px;vertical-align:bottom;text-align:center;">1.19</td> <td data-sheets-numberformat='{"1":2,"2":"0","3":1}' data-sheets-value='{"1":3,"3":23.779999999999998}' style="overflow:hidden;padding:0px 3px 0px 3px;vertical-align:bottom;text-align:center;">24</td> <td data-sheets-numberformat='{"1":2,"2":"0","3":1}' data-sheets-value='{"1":3,"3":39.6}' style="overflow:hidden;padding:0px 3px 0px 3px;vertical-align:bottom;text-align:center;">40</td> <td data-sheets-value='{"1":3,"3":24}' style="border-right:1px solid #000000;overflow:hidden;padding:0px 3px 0px 3px;vertical-align:bottom;text-align:center;">24</td> </tr> <tr style="height:20px;"> <td style="border-left:1px solid #000000;overflow:hidden;padding:0px 3px 0px 3px;vertical-align:bottom;"></td> <td data-sheets-value='{"1":2,"2":"DW"}' style="overflow:hidden;padding:0px 3px 0px 3px;vertical-align:bottom;">DW</td> <td data-sheets-value='{"1":2,"2":"Clear (A/H)"}' style="overflow:hidden;padding:0px 3px 0px 3px;vertical-align:bottom;">Clear (A/H)</td> <td data-sheets-numberformat='{"1":2,"2":"0.00","3":1}' data-sheets-value='{"1":3,"3":0.98}' style="overflow:hidden;padding:0px 3px 0px 3px;vertical-align:bottom;text-align:center;">0.98</td> <td data-sheets-numberformat='{"1":2,"2":"0","3":1}' data-sheets-value='{"1":3,"3":32.39}' style="overflow:hidden;padding:0px 3px 0px 3px;vertical-align:bottom;text-align:center;">32</td> <td data-sheets-numberformat='{"1":2,"2":"0","3":1}' data-sheets-value='{"1":3,"3":47.52}' style="overflow:hidden;padding:0px 3px 0px 3px;vertical-align:bottom;text-align:center;">48</td> <td data-sheets-value='{"1":3,"3":26}' style="border-right:1px solid #000000;overflow:hidden;padding:0px 3px 0px 3px;vertical-align:bottom;text-align:center;">26</td> </tr> <tr style="height:20px;"> <td style="border-left:1px solid #000000;overflow:hidden;padding:0px 3px 0px 3px;vertical-align:bottom;"></td> <td style="overflow:hidden;padding:0px 3px 0px 3px;vertical-align:bottom;"></td> <td data-sheets-value='{"1":2,"2":"Clear (A/A)"}' style="overflow:hidden;padding:0px 3px 0px 3px;vertical-align:bottom;">Clear (A/A)</td> <td data-sheets-numberformat='{"1":2,"2":"0.00","3":1}' data-sheets-value='{"1":3,"3":0.98}' style="overflow:hidden;padding:0px 3px 0px 3px;vertical-align:bottom;text-align:center;">0.98</td> <td data-sheets-numberformat='{"1":2,"2":"0","3":1}' data-sheets-value='{"1":3,"3":31.569999999999997}' style="overflow:hidden;padding:0px 3px 0px 3px;vertical-align:bottom;text-align:center;">32</td> <td data-sheets-numberformat='{"1":2,"2":"0","3":1}' data-sheets-value='{"1":3,"3":45.54}' style="overflow:hidden;padding:0px 3px 0px 3px;vertical-align:bottom;text-align:center;">46</td> <td data-sheets-value='{"1":3,"3":26}' style="border-right:1px solid #000000;overflow:hidden;padding:0px 3px 0px 3px;vertical-align:bottom;text-align:center;">26</td> </tr> <tr style="height:20px;"> <td style="border-left:1px solid #000000;overflow:hidden;padding:0px 3px 0px 3px;vertical-align:bottom;"></td> <td style="overflow:hidden;padding:0px 3px 0px 3px;vertical-align:bottom;"></td> <td data-sheets-value='{"1":2,"2":"Opal (A/O)"}' style="overflow:hidden;padding:0px 3px 0px 3px;vertical-align:bottom;">Opal (A/O)</td> <td data-sheets-numberformat='{"1":2,"2":"0.00","3":1}' data-sheets-value='{"1":3,"3":0.98}' style="overflow:hidden;padding:0px 3px 0px 3px;vertical-align:bottom;text-align:center;">0.98</td> <td data-sheets-numberformat='{"1":2,"2":"0","3":1}' data-sheets-value='{"1":3,"3":29.93}' style="overflow:hidden;padding:0px 3px 0px 3px;vertical-align:bottom;text-align:center;">30</td> <td data-sheets-numberformat='{"1":2,"2":"0","3":1}' data-sheets-value='{"1":3,"3":41.580000000000005}' style="overflow:hidden;padding:0px 3px 0px 3px;vertical-align:bottom;text-align:center;">42</td> <td data-sheets-value='{"1":3,"3":26}' style="border-right:1px solid #000000;overflow:hidden;padding:0px 3px 0px 3px;vertical-align:bottom;text-align:center;">26</td> </tr> <tr style="height:20px;"> <td style="border-bottom:1px solid #000000;border-left:1px solid #000000;overflow:hidden;padding:0px 3px 0px 3px;vertical-align:bottom;"></td> <td style="border-bottom:1px solid #000000;overflow:hidden;padding:0px 3px 0px 3px;vertical-align:bottom;"></td> <td data-sheets-value='{"1":2,"2":"Opal (A/D)"}' style="border-bottom:1px solid #000000;overflow:hidden;padding:0px 3px 0px 3px;vertical-align:bottom;">Opal (A/D)</td> <td data-sheets-numberformat='{"1":2,"2":"0.00","3":1}' data-sheets-value='{"1":3,"3":0.98}' style="border-bottom:1px solid #000000;overflow:hidden;padding:0px 3px 0px 3px;vertical-align:bottom;text-align:center;">0.98</td> <td data-sheets-numberformat='{"1":2,"2":"0","3":1}' data-sheets-value='{"1":3,"3":20.91}' style="border-bottom:1px solid #000000;overflow:hidden;padding:0px 3px 0px 3px;vertical-align:bottom;text-align:center;">21</td> <td data-sheets-numberformat='{"1":2,"2":"0","3":1}' data-sheets-value='{"1":3,"3":33}' style="border-bottom:1px solid #000000;overflow:hidden;padding:0px 3px 0px 3px;vertical-align:bottom;text-align:center;">33</td> <td data-sheets-value='{"1":3,"3":26}' style="border-right:1px solid #000000;border-bottom:1px solid #000000;overflow:hidden;padding:0px 3px 0px 3px;vertical-align:bottom;text-align:center;">26</td> </tr> <tr style="height:20px;"> <td data-sheets-value='{"1":2,"2":"Polycarbonate"}' style="border-left:1px solid #000000;overflow:hidden;padding:0px 3px 0px 3px;vertical-align:bottom;">Polycarbonate</td> <td data-sheets-value='{"1":2,"2":"EW"}' style="overflow:hidden;padding:0px 3px 0px 3px;vertical-align:bottom;">EW</td> <td data-sheets-value='{"1":2,"2":"Heatstop Opal (T)"}' style="overflow:hidden;padding:0px 3px 0px 3px;vertical-align:bottom;">Heatstop Opal (T)</td> <td data-sheets-numberformat='{"1":2,"2":"0.00","3":1}' data-sheets-value='{"1":3,"3":1.19}' style="overflow:hidden;padding:0px 3px 0px 3px;vertical-align:bottom;text-align:center;">1.19</td> <td data-sheets-numberformat='{"1":2,"2":"0","3":1}' data-sheets-value='{"1":3,"3":20.09}' style="overflow:hidden;padding:0px 3px 0px 3px;vertical-align:bottom;text-align:center;">20</td> <td data-sheets-numberformat='{"1":2,"2":"0","3":1}' data-sheets-value='{"1":3,"3":38.940000000000005}' style="overflow:hidden;padding:0px 3px 0px 3px;vertical-align:bottom;text-align:center;">39</td> <td data-sheets-value='{"1":3,"3":24}' style="border-right:1px solid #000000;overflow:hidden;padding:0px 3px 0px 3px;vertical-align:bottom;text-align:center;">24</td> </tr> <tr style="height:20px;"> <td data-sheets-value='{"1":2,"2":"Heatstop PC"}' style="border-left:1px solid #000000;overflow:hidden;padding:0px 3px 0px 3px;vertical-align:bottom;">Heatstop PC</td> <td data-sheets-value='{"1":2,"2":"DW"}' style="overflow:hidden;padding:0px 3px 0px 3px;vertical-align:bottom;">DW</td> <td data-sheets-value='{"1":2,"2":"Clear (T/H)"}' style="overflow:hidden;padding:0px 3px 0px 3px;vertical-align:bottom;">Clear (T/H)</td> <td data-sheets-numberformat='{"1":2,"2":"0.00","3":1}' data-sheets-value='{"1":3,"3":0.98}' style="overflow:hidden;padding:0px 3px 0px 3px;vertical-align:bottom;text-align:center;">0.98</td> <td data-sheets-numberformat='{"1":2,"2":"0","3":1}' data-sheets-value='{"1":3,"3":18.04}' style="overflow:hidden;padding:0px 3px 0px 3px;vertical-align:bottom;text-align:center;">18</td> <td data-sheets-numberformat='{"1":2,"2":"0","3":1}' data-sheets-value='{"1":3,"3":33.660000000000004}' style="overflow:hidden;padding:0px 3px 0px 3px;vertical-align:bottom;text-align:center;">34</td> <td data-sheets-value='{"1":3,"3":26}' style="border-right:1px solid #000000;overflow:hidden;padding:0px 3px 0px 3px;vertical-align:bottom;text-align:center;">26</td> </tr> <tr style="height:20px;"> <td style="border-bottom:1px solid #000000;border-left:1px solid #000000;overflow:hidden;padding:0px 3px 0px 3px;vertical-align:bottom;"></td> <td style="border-bottom:1px solid #000000;overflow:hidden;padding:0px 3px 0px 3px;vertical-align:bottom;"></td> <td data-sheets-value='{"1":2,"2":"Opal (T/O)"}' style="border-bottom:1px solid #000000;overflow:hidden;padding:0px 3px 0px 3px;vertical-align:bottom;">Opal (T/O)</td> <td data-sheets-numberformat='{"1":2,"2":"0.00","3":1}' data-sheets-value='{"1":3,"3":0.98}' style="border-bottom:1px solid #000000;overflow:hidden;padding:0px 3px 0px 3px;vertical-align:bottom;text-align:center;">0.98</td> <td data-sheets-numberformat='{"1":2,"2":"0","3":1}' data-sheets-value='{"1":3,"3":16.81}' style="border-bottom:1px solid #000000;overflow:hidden;padding:0px 3px 0px 3px;vertical-align:bottom;text-align:center;">17</td> <td data-sheets-numberformat='{"1":2,"2":"0","3":1}' data-sheets-value='{"1":3,"3":29.700000000000003}' style="border-bottom:1px solid #000000;overflow:hidden;padding:0px 3px 0px 3px;vertical-align:bottom;text-align:center;">30</td> <td data-sheets-value='{"1":3,"3":26}' style="border-right:1px solid #000000;border-bottom:1px solid #000000;overflow:hidden;padding:0px 3px 0px 3px;vertical-align:bottom;text-align:center;">26</td> </tr> </tbody></table> | skylux-160-ce-met-koepel-en-metaalopstand-met-lm-motor-en-pvc-raam-type-ep25-1300-x-1300-mm | 8585995747661 | 46872273649997
Smoke and heat exhaust (SHEV) | SHE system | Skylux | Skylux 160° CE with skylight and metal curb with LM-actuator and PVC frame type EP25 1300 x 1600 mm |  | 50904 | 5412970509042 | 5274.4 | Yes | 30-45 | 102.13 | 1300 x 1600 mm | 1600 | 1300 |  | metal curb M30 (30 cm high) | Rectangular | 1.19 W/m²K - 0.98 W/m²K | 57% - 30% | 37% - 17% | 24dB - 26dB | 160° CE (for industry) | PVC frame EP25 | without spoiler | E | Single actuator | Maximum double-walled skylight possible for this product | Ut-value LT-value g-value Rw-value EN 1873 : 2014 EN ISO 13468 EN 16153 EN 410 EN 410 EN ISO 140-3 Material Walls Shells (W/m²K) (%) (%) (dB) Acrylic EW Clear (H) 1.19 37 57 24 PMMA Opal (O) 1.19 34 50 24 DW Clear (H/H) 0.98 33 50 26 Opal (O/O) 0.98 28 38 26 Polycarbonate EW Clear (A) 1.19 36 55 24 PC Opal (D) 1.19 24 40 24 DW Clear (A/H) 0.98 32 48 26 Clear (A/A) 0.98 32 46 26 Opal (A/O) 0.98 30 42 26 Opal (A/D) 0.98 21 33 26 Polycarbonate EW Heatstop Opal (T) 1.19 20 39 24 Heatstop PC DW Clear (T/H) 0.98 18 34 26 Opal (T/O) 0.98 17 30 26 | https://skylux.eu/en/products/skylux-160-ce-met-koepel-en-metaalopstand-met-lm-motor-en-pvc-raam-type-ep25-1300-x-1600-mm | https://skylux.eu/cdn/shop/files/Skylux-160deg-CE-met-koepel-en-metaalopstand-met-LM-motor-en-pvc-raam-type-EP25-1300-x-1600-mm-RWA-systeem.jpg?v=1702976928&width=1600 | https://skylux.eu/cdn/shop/files/e5a82811-1bb0-48e4-a776-cacb59c7c092_8fac5ff0-f65d-4714-8288-9cdabb593b7e.jpg?v=1688550245&width=1600 | //skylux.eu/cdn/shop/files/E_MH_Mounting_instructions_Skylux_160_CE_LM.pdf?v=12406716259046007223 | //skylux.eu/cdn/shop/files/E_TD_Technical_File_Skylux_Skylux_160_CE_Electric.pdf?v=3667116872303399239 | <style type="text/css" id="isPasted"><!--td {border: 1px solid #cccccc;}br {mso-data-placement:same-cell;}--></style><table border="1" cellpadding="0" cellspacing="0" dir="ltr" style="table-layout:fixed;font-size:10pt;font-family:Arial;border-collapse:collapse;border:none;"><tbody> <tr style="height:20px;"> <td style="overflow:hidden;padding:0px 3px 0px 3px;vertical-align:bottom;"></td> <td style="overflow:hidden;padding:0px 3px 0px 3px;vertical-align:bottom;"></td> <td style="overflow:hidden;padding:0px 3px 0px 3px;vertical-align:bottom;"></td> <td data-sheets-value='{"1":2,"2":"Ut-value"}' style="overflow:hidden;padding:0px 3px 0px 3px;vertical-align:bottom;font-weight:bold;text-align:center;">Ut-value</td> <td data-sheets-value='{"1":2,"2":"LT-value"}' style="overflow:hidden;padding:0px 3px 0px 3px;vertical-align:bottom;font-weight:bold;text-align:center;">LT-value</td> <td data-sheets-value='{"1":2,"2":"g-value"}' style="overflow:hidden;padding:0px 3px 0px 3px;vertical-align:bottom;font-weight:bold;text-align:center;">g-value</td> <td data-sheets-value='{"1":2,"2":"Rw-value "}' style="overflow:hidden;padding:0px 3px 0px 3px;vertical-align:bottom;font-weight:bold;text-align:center;">Rw-value </td> </tr> <tr style="height:20px;"> <td style="overflow:hidden;padding:0px 3px 0px 3px;vertical-align:bottom;"></td> <td style="overflow:hidden;padding:0px 3px 0px 3px;vertical-align:bottom;"></td> <td style="overflow:hidden;padding:0px 3px 0px 3px;vertical-align:bottom;"></td> <td data-sheets-numberformat='{"1":2,"2":"0.00","3":1}' data-sheets-value='{"1":2,"2":"EN 1873 : 2014"}' style="overflow:hidden;padding:0px 3px 0px 3px;vertical-align:bottom;text-align:center;">EN 1873 : 2014</td> <td data-sheets-numberformat='{"1":2,"2":"0","3":1}' data-sheets-value='{"1":2,"2":"EN ISO 13468 EN 16153 EN 410"}' style="overflow:hidden;padding:0px 3px 0px 3px;vertical-align:bottom;text-align:center;">EN ISO 13468 EN 16153 EN 410</td> <td data-sheets-numberformat='{"1":2,"2":"0","3":1}' data-sheets-value='{"1":2,"2":"EN 410"}' style="overflow:hidden;padding:0px 3px 0px 3px;vertical-align:bottom;text-align:center;">EN 410</td> <td data-sheets-value='{"1":2,"2":"EN ISO 140-3\t\t"}' style="overflow:hidden;padding:0px 3px 0px 3px;vertical-align:bottom;text-align:center;">EN ISO 140-3 </td> </tr> <tr style="height:20px;"> <td data-sheets-value='{"1":2,"2":"Material"}' style="border-bottom:1px solid #000000;overflow:hidden;padding:0px 3px 0px 3px;vertical-align:bottom;background-color:#000000;font-weight:bold;color:#ffffff;">Material</td> <td data-sheets-value='{"1":2,"2":"Walls"}' style="border-bottom:1px solid #000000;overflow:hidden;padding:0px 3px 0px 3px;vertical-align:bottom;background-color:#000000;font-weight:bold;color:#ffffff;">Walls</td> <td data-sheets-value='{"1":2,"2":"Shells"}' style="border-bottom:1px solid #000000;overflow:hidden;padding:0px 3px 0px 3px;vertical-align:bottom;background-color:#000000;font-weight:bold;color:#ffffff;">Shells</td> <td data-sheets-numberformat='{"1":2,"2":"0.00","3":1}' data-sheets-value='{"1":2,"2":"(W/m²K)\t"}' style="border-bottom:1px solid #000000;overflow:hidden;padding:0px 3px 0px 3px;vertical-align:bottom;background-color:#000000;font-weight:bold;color:#ffffff;text-align:center;">(W/m²K) </td> <td data-sheets-numberformat='{"1":2,"2":"0","3":1}' data-sheets-value='{"1":2,"2":"(%)"}' style="border-bottom:1px solid #000000;overflow:hidden;padding:0px 3px 0px 3px;vertical-align:bottom;background-color:#000000;font-weight:bold;color:#ffffff;text-align:center;">(%)</td> <td data-sheets-numberformat='{"1":2,"2":"0","3":1}' data-sheets-value='{"1":2,"2":"(%)"}' style="border-bottom:1px solid #000000;overflow:hidden;padding:0px 3px 0px 3px;vertical-align:bottom;background-color:#000000;font-weight:bold;color:#ffffff;text-align:center;">(%)</td> <td data-sheets-value='{"1":2,"2":"(dB)"}' style="border-bottom:1px solid #000000;overflow:hidden;padding:0px 3px 0px 3px;vertical-align:bottom;background-color:#000000;font-weight:bold;color:#ffffff;text-align:center;">(dB)</td> </tr> <tr style="height:20px;"> <td data-sheets-value='{"1":2,"2":"Acrylic"}' style="border-left:1px solid #000000;overflow:hidden;padding:0px 3px 0px 3px;vertical-align:bottom;">Acrylic</td> <td data-sheets-value='{"1":2,"2":"EW"}' style="overflow:hidden;padding:0px 3px 0px 3px;vertical-align:bottom;">EW</td> <td data-sheets-value='{"1":2,"2":"Clear (H)"}' style="overflow:hidden;padding:0px 3px 0px 3px;vertical-align:bottom;">Clear (H)</td> <td data-sheets-numberformat='{"1":2,"2":"0.00","3":1}' data-sheets-value='{"1":3,"3":1.19}' style="overflow:hidden;padding:0px 3px 0px 3px;vertical-align:bottom;text-align:center;">1.19</td> <td data-sheets-numberformat='{"1":2,"2":"0","3":1}' data-sheets-value='{"1":3,"3":36.9}' style="overflow:hidden;padding:0px 3px 0px 3px;vertical-align:bottom;text-align:center;">37</td> <td data-sheets-numberformat='{"1":2,"2":"0","3":1}' data-sheets-value='{"1":3,"3":57.42}' style="overflow:hidden;padding:0px 3px 0px 3px;vertical-align:bottom;text-align:center;">57</td> <td data-sheets-value='{"1":3,"3":24}' style="border-right:1px solid #000000;overflow:hidden;padding:0px 3px 0px 3px;vertical-align:bottom;text-align:center;">24</td> </tr> <tr style="height:20px;"> <td data-sheets-value='{"1":2,"2":"PMMA"}' style="border-left:1px solid #000000;overflow:hidden;padding:0px 3px 0px 3px;vertical-align:bottom;">PMMA</td> <td style="overflow:hidden;padding:0px 3px 0px 3px;vertical-align:bottom;"></td> <td data-sheets-value='{"1":2,"2":"Opal (O)"}' style="overflow:hidden;padding:0px 3px 0px 3px;vertical-align:bottom;">Opal (O)</td> <td data-sheets-numberformat='{"1":2,"2":"0.00","3":1}' data-sheets-value='{"1":3,"3":1.19}' style="overflow:hidden;padding:0px 3px 0px 3px;vertical-align:bottom;text-align:center;">1.19</td> <td data-sheets-numberformat='{"1":2,"2":"0","3":1}' data-sheets-value='{"1":3,"3":34.03}' style="overflow:hidden;padding:0px 3px 0px 3px;vertical-align:bottom;text-align:center;">34</td> <td data-sheets-numberformat='{"1":2,"2":"0","3":1}' data-sheets-value='{"1":3,"3":50.160000000000004}' style="overflow:hidden;padding:0px 3px 0px 3px;vertical-align:bottom;text-align:center;">50</td> <td data-sheets-value='{"1":3,"3":24}' style="border-right:1px solid #000000;overflow:hidden;padding:0px 3px 0px 3px;vertical-align:bottom;text-align:center;">24</td> </tr> <tr style="height:20px;"> <td style="border-left:1px solid #000000;overflow:hidden;padding:0px 3px 0px 3px;vertical-align:bottom;"></td> <td data-sheets-value='{"1":2,"2":"DW"}' style="overflow:hidden;padding:0px 3px 0px 3px;vertical-align:bottom;">DW</td> <td data-sheets-value='{"1":2,"2":"Clear (H/H)"}' style="overflow:hidden;padding:0px 3px 0px 3px;vertical-align:bottom;">Clear (H/H)</td> <td data-sheets-numberformat='{"1":2,"2":"0.00","3":1}' data-sheets-value='{"1":3,"3":0.98}' style="overflow:hidden;padding:0px 3px 0px 3px;vertical-align:bottom;text-align:center;">0.98</td> <td data-sheets-numberformat='{"1":2,"2":"0","3":1}' data-sheets-value='{"1":3,"3":33.21}' style="overflow:hidden;padding:0px 3px 0px 3px;vertical-align:bottom;text-align:center;">33</td> <td data-sheets-numberformat='{"1":2,"2":"0","3":1}' data-sheets-value='{"1":3,"3":49.5}' style="overflow:hidden;padding:0px 3px 0px 3px;vertical-align:bottom;text-align:center;">50</td> <td data-sheets-value='{"1":3,"3":26}' style="border-right:1px solid #000000;overflow:hidden;padding:0px 3px 0px 3px;vertical-align:bottom;text-align:center;">26</td> </tr> <tr style="height:20px;"> <td style="border-bottom:1px solid #000000;border-left:1px solid #000000;overflow:hidden;padding:0px 3px 0px 3px;vertical-align:bottom;"></td> <td style="border-bottom:1px solid #000000;overflow:hidden;padding:0px 3px 0px 3px;vertical-align:bottom;"></td> <td data-sheets-value='{"1":2,"2":"Opal (O/O)"}' style="border-bottom:1px solid #000000;overflow:hidden;padding:0px 3px 0px 3px;vertical-align:bottom;">Opal (O/O)</td> <td data-sheets-numberformat='{"1":2,"2":"0.00","3":1}' data-sheets-value='{"1":3,"3":0.98}' style="border-bottom:1px solid #000000;overflow:hidden;padding:0px 3px 0px 3px;vertical-align:bottom;text-align:center;">0.98</td> <td data-sheets-numberformat='{"1":2,"2":"0","3":1}' data-sheets-value='{"1":3,"3":28.29}' style="border-bottom:1px solid #000000;overflow:hidden;padding:0px 3px 0px 3px;vertical-align:bottom;text-align:center;">28</td> <td data-sheets-numberformat='{"1":2,"2":"0","3":1}' data-sheets-value='{"1":3,"3":38.28}' style="border-bottom:1px solid #000000;overflow:hidden;padding:0px 3px 0px 3px;vertical-align:bottom;text-align:center;">38</td> <td data-sheets-value='{"1":3,"3":26}' style="border-right:1px solid #000000;border-bottom:1px solid #000000;overflow:hidden;padding:0px 3px 0px 3px;vertical-align:bottom;text-align:center;">26</td> </tr> <tr style="height:20px;"> <td data-sheets-value='{"1":2,"2":"Polycarbonate "}' style="border-left:1px solid #000000;overflow:hidden;padding:0px 3px 0px 3px;vertical-align:bottom;">Polycarbonate </td> <td data-sheets-value='{"1":2,"2":"EW"}' style="overflow:hidden;padding:0px 3px 0px 3px;vertical-align:bottom;">EW</td> <td data-sheets-value='{"1":2,"2":"Clear (A)"}' style="overflow:hidden;padding:0px 3px 0px 3px;vertical-align:bottom;">Clear (A)</td> <td data-sheets-numberformat='{"1":2,"2":"0.00","3":1}' data-sheets-value='{"1":3,"3":1.19}' style="overflow:hidden;padding:0px 3px 0px 3px;vertical-align:bottom;text-align:center;">1.19</td> <td data-sheets-numberformat='{"1":2,"2":"0","3":1}' data-sheets-value='{"1":3,"3":36.08}' style="overflow:hidden;padding:0px 3px 0px 3px;vertical-align:bottom;text-align:center;">36</td> <td data-sheets-numberformat='{"1":2,"2":"0","3":1}' data-sheets-value='{"1":3,"3":54.78}' style="overflow:hidden;padding:0px 3px 0px 3px;vertical-align:bottom;text-align:center;">55</td> <td data-sheets-value='{"1":3,"3":24}' style="border-right:1px solid #000000;overflow:hidden;padding:0px 3px 0px 3px;vertical-align:bottom;text-align:center;">24</td> </tr> <tr style="height:20px;"> <td data-sheets-value='{"1":2,"2":"PC"}' style="border-left:1px solid #000000;overflow:hidden;padding:0px 3px 0px 3px;vertical-align:bottom;">PC</td> <td style="overflow:hidden;padding:0px 3px 0px 3px;vertical-align:bottom;"></td> <td data-sheets-value='{"1":2,"2":"Opal (D)"}' style="overflow:hidden;padding:0px 3px 0px 3px;vertical-align:bottom;">Opal (D)</td> <td data-sheets-numberformat='{"1":2,"2":"0.00","3":1}' data-sheets-value='{"1":3,"3":1.19}' style="overflow:hidden;padding:0px 3px 0px 3px;vertical-align:bottom;text-align:center;">1.19</td> <td data-sheets-numberformat='{"1":2,"2":"0","3":1}' data-sheets-value='{"1":3,"3":23.779999999999998}' style="overflow:hidden;padding:0px 3px 0px 3px;vertical-align:bottom;text-align:center;">24</td> <td data-sheets-numberformat='{"1":2,"2":"0","3":1}' data-sheets-value='{"1":3,"3":39.6}' style="overflow:hidden;padding:0px 3px 0px 3px;vertical-align:bottom;text-align:center;">40</td> <td data-sheets-value='{"1":3,"3":24}' style="border-right:1px solid #000000;overflow:hidden;padding:0px 3px 0px 3px;vertical-align:bottom;text-align:center;">24</td> </tr> <tr style="height:20px;"> <td style="border-left:1px solid #000000;overflow:hidden;padding:0px 3px 0px 3px;vertical-align:bottom;"></td> <td data-sheets-value='{"1":2,"2":"DW"}' style="overflow:hidden;padding:0px 3px 0px 3px;vertical-align:bottom;">DW</td> <td data-sheets-value='{"1":2,"2":"Clear (A/H)"}' style="overflow:hidden;padding:0px 3px 0px 3px;vertical-align:bottom;">Clear (A/H)</td> <td data-sheets-numberformat='{"1":2,"2":"0.00","3":1}' data-sheets-value='{"1":3,"3":0.98}' style="overflow:hidden;padding:0px 3px 0px 3px;vertical-align:bottom;text-align:center;">0.98</td> <td data-sheets-numberformat='{"1":2,"2":"0","3":1}' data-sheets-value='{"1":3,"3":32.39}' style="overflow:hidden;padding:0px 3px 0px 3px;vertical-align:bottom;text-align:center;">32</td> <td data-sheets-numberformat='{"1":2,"2":"0","3":1}' data-sheets-value='{"1":3,"3":47.52}' style="overflow:hidden;padding:0px 3px 0px 3px;vertical-align:bottom;text-align:center;">48</td> <td data-sheets-value='{"1":3,"3":26}' style="border-right:1px solid #000000;overflow:hidden;padding:0px 3px 0px 3px;vertical-align:bottom;text-align:center;">26</td> </tr> <tr style="height:20px;"> <td style="border-left:1px solid #000000;overflow:hidden;padding:0px 3px 0px 3px;vertical-align:bottom;"></td> <td style="overflow:hidden;padding:0px 3px 0px 3px;vertical-align:bottom;"></td> <td data-sheets-value='{"1":2,"2":"Clear (A/A)"}' style="overflow:hidden;padding:0px 3px 0px 3px;vertical-align:bottom;">Clear (A/A)</td> <td data-sheets-numberformat='{"1":2,"2":"0.00","3":1}' data-sheets-value='{"1":3,"3":0.98}' style="overflow:hidden;padding:0px 3px 0px 3px;vertical-align:bottom;text-align:center;">0.98</td> <td data-sheets-numberformat='{"1":2,"2":"0","3":1}' data-sheets-value='{"1":3,"3":31.569999999999997}' style="overflow:hidden;padding:0px 3px 0px 3px;vertical-align:bottom;text-align:center;">32</td> <td data-sheets-numberformat='{"1":2,"2":"0","3":1}' data-sheets-value='{"1":3,"3":45.54}' style="overflow:hidden;padding:0px 3px 0px 3px;vertical-align:bottom;text-align:center;">46</td> <td data-sheets-value='{"1":3,"3":26}' style="border-right:1px solid #000000;overflow:hidden;padding:0px 3px 0px 3px;vertical-align:bottom;text-align:center;">26</td> </tr> <tr style="height:20px;"> <td style="border-left:1px solid #000000;overflow:hidden;padding:0px 3px 0px 3px;vertical-align:bottom;"></td> <td style="overflow:hidden;padding:0px 3px 0px 3px;vertical-align:bottom;"></td> <td data-sheets-value='{"1":2,"2":"Opal (A/O)"}' style="overflow:hidden;padding:0px 3px 0px 3px;vertical-align:bottom;">Opal (A/O)</td> <td data-sheets-numberformat='{"1":2,"2":"0.00","3":1}' data-sheets-value='{"1":3,"3":0.98}' style="overflow:hidden;padding:0px 3px 0px 3px;vertical-align:bottom;text-align:center;">0.98</td> <td data-sheets-numberformat='{"1":2,"2":"0","3":1}' data-sheets-value='{"1":3,"3":29.93}' style="overflow:hidden;padding:0px 3px 0px 3px;vertical-align:bottom;text-align:center;">30</td> <td data-sheets-numberformat='{"1":2,"2":"0","3":1}' data-sheets-value='{"1":3,"3":41.580000000000005}' style="overflow:hidden;padding:0px 3px 0px 3px;vertical-align:bottom;text-align:center;">42</td> <td data-sheets-value='{"1":3,"3":26}' style="border-right:1px solid #000000;overflow:hidden;padding:0px 3px 0px 3px;vertical-align:bottom;text-align:center;">26</td> </tr> <tr style="height:20px;"> <td style="border-bottom:1px solid #000000;border-left:1px solid #000000;overflow:hidden;padding:0px 3px 0px 3px;vertical-align:bottom;"></td> <td style="border-bottom:1px solid #000000;overflow:hidden;padding:0px 3px 0px 3px;vertical-align:bottom;"></td> <td data-sheets-value='{"1":2,"2":"Opal (A/D)"}' style="border-bottom:1px solid #000000;overflow:hidden;padding:0px 3px 0px 3px;vertical-align:bottom;">Opal (A/D)</td> <td data-sheets-numberformat='{"1":2,"2":"0.00","3":1}' data-sheets-value='{"1":3,"3":0.98}' style="border-bottom:1px solid #000000;overflow:hidden;padding:0px 3px 0px 3px;vertical-align:bottom;text-align:center;">0.98</td> <td data-sheets-numberformat='{"1":2,"2":"0","3":1}' data-sheets-value='{"1":3,"3":20.91}' style="border-bottom:1px solid #000000;overflow:hidden;padding:0px 3px 0px 3px;vertical-align:bottom;text-align:center;">21</td> <td data-sheets-numberformat='{"1":2,"2":"0","3":1}' data-sheets-value='{"1":3,"3":33}' style="border-bottom:1px solid #000000;overflow:hidden;padding:0px 3px 0px 3px;vertical-align:bottom;text-align:center;">33</td> <td data-sheets-value='{"1":3,"3":26}' style="border-right:1px solid #000000;border-bottom:1px solid #000000;overflow:hidden;padding:0px 3px 0px 3px;vertical-align:bottom;text-align:center;">26</td> </tr> <tr style="height:20px;"> <td data-sheets-value='{"1":2,"2":"Polycarbonate"}' style="border-left:1px solid #000000;overflow:hidden;padding:0px 3px 0px 3px;vertical-align:bottom;">Polycarbonate</td> <td data-sheets-value='{"1":2,"2":"EW"}' style="overflow:hidden;padding:0px 3px 0px 3px;vertical-align:bottom;">EW</td> <td data-sheets-value='{"1":2,"2":"Heatstop Opal (T)"}' style="overflow:hidden;padding:0px 3px 0px 3px;vertical-align:bottom;">Heatstop Opal (T)</td> <td data-sheets-numberformat='{"1":2,"2":"0.00","3":1}' data-sheets-value='{"1":3,"3":1.19}' style="overflow:hidden;padding:0px 3px 0px 3px;vertical-align:bottom;text-align:center;">1.19</td> <td data-sheets-numberformat='{"1":2,"2":"0","3":1}' data-sheets-value='{"1":3,"3":20.09}' style="overflow:hidden;padding:0px 3px 0px 3px;vertical-align:bottom;text-align:center;">20</td> <td data-sheets-numberformat='{"1":2,"2":"0","3":1}' data-sheets-value='{"1":3,"3":38.940000000000005}' style="overflow:hidden;padding:0px 3px 0px 3px;vertical-align:bottom;text-align:center;">39</td> <td data-sheets-value='{"1":3,"3":24}' style="border-right:1px solid #000000;overflow:hidden;padding:0px 3px 0px 3px;vertical-align:bottom;text-align:center;">24</td> </tr> <tr style="height:20px;"> <td data-sheets-value='{"1":2,"2":"Heatstop PC"}' style="border-left:1px solid #000000;overflow:hidden;padding:0px 3px 0px 3px;vertical-align:bottom;">Heatstop PC</td> <td data-sheets-value='{"1":2,"2":"DW"}' style="overflow:hidden;padding:0px 3px 0px 3px;vertical-align:bottom;">DW</td> <td data-sheets-value='{"1":2,"2":"Clear (T/H)"}' style="overflow:hidden;padding:0px 3px 0px 3px;vertical-align:bottom;">Clear (T/H)</td> <td data-sheets-numberformat='{"1":2,"2":"0.00","3":1}' data-sheets-value='{"1":3,"3":0.98}' style="overflow:hidden;padding:0px 3px 0px 3px;vertical-align:bottom;text-align:center;">0.98</td> <td data-sheets-numberformat='{"1":2,"2":"0","3":1}' data-sheets-value='{"1":3,"3":18.04}' style="overflow:hidden;padding:0px 3px 0px 3px;vertical-align:bottom;text-align:center;">18</td> <td data-sheets-numberformat='{"1":2,"2":"0","3":1}' data-sheets-value='{"1":3,"3":33.660000000000004}' style="overflow:hidden;padding:0px 3px 0px 3px;vertical-align:bottom;text-align:center;">34</td> <td data-sheets-value='{"1":3,"3":26}' style="border-right:1px solid #000000;overflow:hidden;padding:0px 3px 0px 3px;vertical-align:bottom;text-align:center;">26</td> </tr> <tr style="height:20px;"> <td style="border-bottom:1px solid #000000;border-left:1px solid #000000;overflow:hidden;padding:0px 3px 0px 3px;vertical-align:bottom;"></td> <td style="border-bottom:1px solid #000000;overflow:hidden;padding:0px 3px 0px 3px;vertical-align:bottom;"></td> <td data-sheets-value='{"1":2,"2":"Opal (T/O)"}' style="border-bottom:1px solid #000000;overflow:hidden;padding:0px 3px 0px 3px;vertical-align:bottom;">Opal (T/O)</td> <td data-sheets-numberformat='{"1":2,"2":"0.00","3":1}' data-sheets-value='{"1":3,"3":0.98}' style="border-bottom:1px solid #000000;overflow:hidden;padding:0px 3px 0px 3px;vertical-align:bottom;text-align:center;">0.98</td> <td data-sheets-numberformat='{"1":2,"2":"0","3":1}' data-sheets-value='{"1":3,"3":16.81}' style="border-bottom:1px solid #000000;overflow:hidden;padding:0px 3px 0px 3px;vertical-align:bottom;text-align:center;">17</td> <td data-sheets-numberformat='{"1":2,"2":"0","3":1}' data-sheets-value='{"1":3,"3":29.700000000000003}' style="border-bottom:1px solid #000000;overflow:hidden;padding:0px 3px 0px 3px;vertical-align:bottom;text-align:center;">30</td> <td data-sheets-value='{"1":3,"3":26}' style="border-right:1px solid #000000;border-bottom:1px solid #000000;overflow:hidden;padding:0px 3px 0px 3px;vertical-align:bottom;text-align:center;">26</td> </tr> </tbody></table> | skylux-160-ce-met-koepel-en-metaalopstand-met-lm-motor-en-pvc-raam-type-ep25-1300-x-1600-mm | 8585995845965 | 46872273781069
Smoke and heat exhaust (SHEV) | SHE system | Skylux | Skylux 160° CE with skylight and metal curb with LM-actuator and PVC frame type EP25 1300 x 1900 mm |  | 50905 | 5412970509059 | 5794.7 | Yes | 30-45 | 122.36 | 1300 x 1900 mm | 1900 | 1300 |  | metal curb M30 (30 cm high) | Rectangular | 1.19 W/m²K - 0.98 W/m²K | 57% - 30% | 37% - 17% | 24dB - 26dB | 160° CE (for industry) | PVC frame EP25 | without spoiler | E | Single actuator | Maximum double-walled skylight possible for this product | Ut-value LT-value g-value Rw-value EN 1873 : 2014 EN ISO 13468 EN 16153 EN 410 EN 410 EN ISO 140-3 Material Walls Shells (W/m²K) (%) (%) (dB) Acrylic EW Clear (H) 1.19 37 57 24 PMMA Opal (O) 1.19 34 50 24 DW Clear (H/H) 0.98 33 50 26 Opal (O/O) 0.98 28 38 26 Polycarbonate EW Clear (A) 1.19 36 55 24 PC Opal (D) 1.19 24 40 24 DW Clear (A/H) 0.98 32 48 26 Clear (A/A) 0.98 32 46 26 Opal (A/O) 0.98 30 42 26 Opal (A/D) 0.98 21 33 26 Polycarbonate EW Heatstop Opal (T) 1.19 20 39 24 Heatstop PC DW Clear (T/H) 0.98 18 34 26 Opal (T/O) 0.98 17 30 26 | https://skylux.eu/en/products/skylux-160-ce-met-koepel-en-metaalopstand-met-lm-motor-en-pvc-raam-type-ep25-1300-x-1900-mm | https://skylux.eu/cdn/shop/files/Skylux-160deg-CE-met-koepel-en-metaalopstand-met-LM-motor-en-pvc-raam-type-EP25-1300-x-1900-mm-RWA-systeem.jpg?v=1702976933&width=1600 | https://skylux.eu/cdn/shop/files/e5a82811-1bb0-48e4-a776-cacb59c7c092_2c28e23a-bf78-4d85-966c-948e38aca151.jpg?v=1688550247&width=1600 | //skylux.eu/cdn/shop/files/E_MH_Mounting_instructions_Skylux_160_CE_LM.pdf?v=12406716259046007223 | //skylux.eu/cdn/shop/files/E_TD_Technical_File_Skylux_Skylux_160_CE_Electric.pdf?v=3667116872303399239 | <style type="text/css" id="isPasted"><!--td {border: 1px solid #cccccc;}br {mso-data-placement:same-cell;}--></style><table border="1" cellpadding="0" cellspacing="0" dir="ltr" style="table-layout:fixed;font-size:10pt;font-family:Arial;border-collapse:collapse;border:none;"><tbody> <tr style="height:20px;"> <td style="overflow:hidden;padding:0px 3px 0px 3px;vertical-align:bottom;"></td> <td style="overflow:hidden;padding:0px 3px 0px 3px;vertical-align:bottom;"></td> <td style="overflow:hidden;padding:0px 3px 0px 3px;vertical-align:bottom;"></td> <td data-sheets-value='{"1":2,"2":"Ut-value"}' style="overflow:hidden;padding:0px 3px 0px 3px;vertical-align:bottom;font-weight:bold;text-align:center;">Ut-value</td> <td data-sheets-value='{"1":2,"2":"LT-value"}' style="overflow:hidden;padding:0px 3px 0px 3px;vertical-align:bottom;font-weight:bold;text-align:center;">LT-value</td> <td data-sheets-value='{"1":2,"2":"g-value"}' style="overflow:hidden;padding:0px 3px 0px 3px;vertical-align:bottom;font-weight:bold;text-align:center;">g-value</td> <td data-sheets-value='{"1":2,"2":"Rw-value "}' style="overflow:hidden;padding:0px 3px 0px 3px;vertical-align:bottom;font-weight:bold;text-align:center;">Rw-value </td> </tr> <tr style="height:20px;"> <td style="overflow:hidden;padding:0px 3px 0px 3px;vertical-align:bottom;"></td> <td style="overflow:hidden;padding:0px 3px 0px 3px;vertical-align:bottom;"></td> <td style="overflow:hidden;padding:0px 3px 0px 3px;vertical-align:bottom;"></td> <td data-sheets-numberformat='{"1":2,"2":"0.00","3":1}' data-sheets-value='{"1":2,"2":"EN 1873 : 2014"}' style="overflow:hidden;padding:0px 3px 0px 3px;vertical-align:bottom;text-align:center;">EN 1873 : 2014</td> <td data-sheets-numberformat='{"1":2,"2":"0","3":1}' data-sheets-value='{"1":2,"2":"EN ISO 13468 EN 16153 EN 410"}' style="overflow:hidden;padding:0px 3px 0px 3px;vertical-align:bottom;text-align:center;">EN ISO 13468 EN 16153 EN 410</td> <td data-sheets-numberformat='{"1":2,"2":"0","3":1}' data-sheets-value='{"1":2,"2":"EN 410"}' style="overflow:hidden;padding:0px 3px 0px 3px;vertical-align:bottom;text-align:center;">EN 410</td> <td data-sheets-value='{"1":2,"2":"EN ISO 140-3\t\t"}' style="overflow:hidden;padding:0px 3px 0px 3px;vertical-align:bottom;text-align:center;">EN ISO 140-3 </td> </tr> <tr style="height:20px;"> <td data-sheets-value='{"1":2,"2":"Material"}' style="border-bottom:1px solid #000000;overflow:hidden;padding:0px 3px 0px 3px;vertical-align:bottom;background-color:#000000;font-weight:bold;color:#ffffff;">Material</td> <td data-sheets-value='{"1":2,"2":"Walls"}' style="border-bottom:1px solid #000000;overflow:hidden;padding:0px 3px 0px 3px;vertical-align:bottom;background-color:#000000;font-weight:bold;color:#ffffff;">Walls</td> <td data-sheets-value='{"1":2,"2":"Shells"}' style="border-bottom:1px solid #000000;overflow:hidden;padding:0px 3px 0px 3px;vertical-align:bottom;background-color:#000000;font-weight:bold;color:#ffffff;">Shells</td> <td data-sheets-numberformat='{"1":2,"2":"0.00","3":1}' data-sheets-value='{"1":2,"2":"(W/m²K)\t"}' style="border-bottom:1px solid #000000;overflow:hidden;padding:0px 3px 0px 3px;vertical-align:bottom;background-color:#000000;font-weight:bold;color:#ffffff;text-align:center;">(W/m²K) </td> <td data-sheets-numberformat='{"1":2,"2":"0","3":1}' data-sheets-value='{"1":2,"2":"(%)"}' style="border-bottom:1px solid #000000;overflow:hidden;padding:0px 3px 0px 3px;vertical-align:bottom;background-color:#000000;font-weight:bold;color:#ffffff;text-align:center;">(%)</td> <td data-sheets-numberformat='{"1":2,"2":"0","3":1}' data-sheets-value='{"1":2,"2":"(%)"}' style="border-bottom:1px solid #000000;overflow:hidden;padding:0px 3px 0px 3px;vertical-align:bottom;background-color:#000000;font-weight:bold;color:#ffffff;text-align:center;">(%)</td> <td data-sheets-value='{"1":2,"2":"(dB)"}' style="border-bottom:1px solid #000000;overflow:hidden;padding:0px 3px 0px 3px;vertical-align:bottom;background-color:#000000;font-weight:bold;color:#ffffff;text-align:center;">(dB)</td> </tr> <tr style="height:20px;"> <td data-sheets-value='{"1":2,"2":"Acrylic"}' style="border-left:1px solid #000000;overflow:hidden;padding:0px 3px 0px 3px;vertical-align:bottom;">Acrylic</td> <td data-sheets-value='{"1":2,"2":"EW"}' style="overflow:hidden;padding:0px 3px 0px 3px;vertical-align:bottom;">EW</td> <td data-sheets-value='{"1":2,"2":"Clear (H)"}' style="overflow:hidden;padding:0px 3px 0px 3px;vertical-align:bottom;">Clear (H)</td> <td data-sheets-numberformat='{"1":2,"2":"0.00","3":1}' data-sheets-value='{"1":3,"3":1.19}' style="overflow:hidden;padding:0px 3px 0px 3px;vertical-align:bottom;text-align:center;">1.19</td> <td data-sheets-numberformat='{"1":2,"2":"0","3":1}' data-sheets-value='{"1":3,"3":36.9}' style="overflow:hidden;padding:0px 3px 0px 3px;vertical-align:bottom;text-align:center;">37</td> <td data-sheets-numberformat='{"1":2,"2":"0","3":1}' data-sheets-value='{"1":3,"3":57.42}' style="overflow:hidden;padding:0px 3px 0px 3px;vertical-align:bottom;text-align:center;">57</td> <td data-sheets-value='{"1":3,"3":24}' style="border-right:1px solid #000000;overflow:hidden;padding:0px 3px 0px 3px;vertical-align:bottom;text-align:center;">24</td> </tr> <tr style="height:20px;"> <td data-sheets-value='{"1":2,"2":"PMMA"}' style="border-left:1px solid #000000;overflow:hidden;padding:0px 3px 0px 3px;vertical-align:bottom;">PMMA</td> <td style="overflow:hidden;padding:0px 3px 0px 3px;vertical-align:bottom;"></td> <td data-sheets-value='{"1":2,"2":"Opal (O)"}' style="overflow:hidden;padding:0px 3px 0px 3px;vertical-align:bottom;">Opal (O)</td> <td data-sheets-numberformat='{"1":2,"2":"0.00","3":1}' data-sheets-value='{"1":3,"3":1.19}' style="overflow:hidden;padding:0px 3px 0px 3px;vertical-align:bottom;text-align:center;">1.19</td> <td data-sheets-numberformat='{"1":2,"2":"0","3":1}' data-sheets-value='{"1":3,"3":34.03}' style="overflow:hidden;padding:0px 3px 0px 3px;vertical-align:bottom;text-align:center;">34</td> <td data-sheets-numberformat='{"1":2,"2":"0","3":1}' data-sheets-value='{"1":3,"3":50.160000000000004}' style="overflow:hidden;padding:0px 3px 0px 3px;vertical-align:bottom;text-align:center;">50</td> <td data-sheets-value='{"1":3,"3":24}' style="border-right:1px solid #000000;overflow:hidden;padding:0px 3px 0px 3px;vertical-align:bottom;text-align:center;">24</td> </tr> <tr style="height:20px;"> <td style="border-left:1px solid #000000;overflow:hidden;padding:0px 3px 0px 3px;vertical-align:bottom;"></td> <td data-sheets-value='{"1":2,"2":"DW"}' style="overflow:hidden;padding:0px 3px 0px 3px;vertical-align:bottom;">DW</td> <td data-sheets-value='{"1":2,"2":"Clear (H/H)"}' style="overflow:hidden;padding:0px 3px 0px 3px;vertical-align:bottom;">Clear (H/H)</td> <td data-sheets-numberformat='{"1":2,"2":"0.00","3":1}' data-sheets-value='{"1":3,"3":0.98}' style="overflow:hidden;padding:0px 3px 0px 3px;vertical-align:bottom;text-align:center;">0.98</td> <td data-sheets-numberformat='{"1":2,"2":"0","3":1}' data-sheets-value='{"1":3,"3":33.21}' style="overflow:hidden;padding:0px 3px 0px 3px;vertical-align:bottom;text-align:center;">33</td> <td data-sheets-numberformat='{"1":2,"2":"0","3":1}' data-sheets-value='{"1":3,"3":49.5}' style="overflow:hidden;padding:0px 3px 0px 3px;vertical-align:bottom;text-align:center;">50</td> <td data-sheets-value='{"1":3,"3":26}' style="border-right:1px solid #000000;overflow:hidden;padding:0px 3px 0px 3px;vertical-align:bottom;text-align:center;">26</td> </tr> <tr style="height:20px;"> <td style="border-bottom:1px solid #000000;border-left:1px solid #000000;overflow:hidden;padding:0px 3px 0px 3px;vertical-align:bottom;"></td> <td style="border-bottom:1px solid #000000;overflow:hidden;padding:0px 3px 0px 3px;vertical-align:bottom;"></td> <td data-sheets-value='{"1":2,"2":"Opal (O/O)"}' style="border-bottom:1px solid #000000;overflow:hidden;padding:0px 3px 0px 3px;vertical-align:bottom;">Opal (O/O)</td> <td data-sheets-numberformat='{"1":2,"2":"0.00","3":1}' data-sheets-value='{"1":3,"3":0.98}' style="border-bottom:1px solid #000000;overflow:hidden;padding:0px 3px 0px 3px;vertical-align:bottom;text-align:center;">0.98</td> <td data-sheets-numberformat='{"1":2,"2":"0","3":1}' data-sheets-value='{"1":3,"3":28.29}' style="border-bottom:1px solid #000000;overflow:hidden;padding:0px 3px 0px 3px;vertical-align:bottom;text-align:center;">28</td> <td data-sheets-numberformat='{"1":2,"2":"0","3":1}' data-sheets-value='{"1":3,"3":38.28}' style="border-bottom:1px solid #000000;overflow:hidden;padding:0px 3px 0px 3px;vertical-align:bottom;text-align:center;">38</td> <td data-sheets-value='{"1":3,"3":26}' style="border-right:1px solid #000000;border-bottom:1px solid #000000;overflow:hidden;padding:0px 3px 0px 3px;vertical-align:bottom;text-align:center;">26</td> </tr> <tr style="height:20px;"> <td data-sheets-value='{"1":2,"2":"Polycarbonate "}' style="border-left:1px solid #000000;overflow:hidden;padding:0px 3px 0px 3px;vertical-align:bottom;">Polycarbonate </td> <td data-sheets-value='{"1":2,"2":"EW"}' style="overflow:hidden;padding:0px 3px 0px 3px;vertical-align:bottom;">EW</td> <td data-sheets-value='{"1":2,"2":"Clear (A)"}' style="overflow:hidden;padding:0px 3px 0px 3px;vertical-align:bottom;">Clear (A)</td> <td data-sheets-numberformat='{"1":2,"2":"0.00","3":1}' data-sheets-value='{"1":3,"3":1.19}' style="overflow:hidden;padding:0px 3px 0px 3px;vertical-align:bottom;text-align:center;">1.19</td> <td data-sheets-numberformat='{"1":2,"2":"0","3":1}' data-sheets-value='{"1":3,"3":36.08}' style="overflow:hidden;padding:0px 3px 0px 3px;vertical-align:bottom;text-align:center;">36</td> <td data-sheets-numberformat='{"1":2,"2":"0","3":1}' data-sheets-value='{"1":3,"3":54.78}' style="overflow:hidden;padding:0px 3px 0px 3px;vertical-align:bottom;text-align:center;">55</td> <td data-sheets-value='{"1":3,"3":24}' style="border-right:1px solid #000000;overflow:hidden;padding:0px 3px 0px 3px;vertical-align:bottom;text-align:center;">24</td> </tr> <tr style="height:20px;"> <td data-sheets-value='{"1":2,"2":"PC"}' style="border-left:1px solid #000000;overflow:hidden;padding:0px 3px 0px 3px;vertical-align:bottom;">PC</td> <td style="overflow:hidden;padding:0px 3px 0px 3px;vertical-align:bottom;"></td> <td data-sheets-value='{"1":2,"2":"Opal (D)"}' style="overflow:hidden;padding:0px 3px 0px 3px;vertical-align:bottom;">Opal (D)</td> <td data-sheets-numberformat='{"1":2,"2":"0.00","3":1}' data-sheets-value='{"1":3,"3":1.19}' style="overflow:hidden;padding:0px 3px 0px 3px;vertical-align:bottom;text-align:center;">1.19</td> <td data-sheets-numberformat='{"1":2,"2":"0","3":1}' data-sheets-value='{"1":3,"3":23.779999999999998}' style="overflow:hidden;padding:0px 3px 0px 3px;vertical-align:bottom;text-align:center;">24</td> <td data-sheets-numberformat='{"1":2,"2":"0","3":1}' data-sheets-value='{"1":3,"3":39.6}' style="overflow:hidden;padding:0px 3px 0px 3px;vertical-align:bottom;text-align:center;">40</td> <td data-sheets-value='{"1":3,"3":24}' style="border-right:1px solid #000000;overflow:hidden;padding:0px 3px 0px 3px;vertical-align:bottom;text-align:center;">24</td> </tr> <tr style="height:20px;"> <td style="border-left:1px solid #000000;overflow:hidden;padding:0px 3px 0px 3px;vertical-align:bottom;"></td> <td data-sheets-value='{"1":2,"2":"DW"}' style="overflow:hidden;padding:0px 3px 0px 3px;vertical-align:bottom;">DW</td> <td data-sheets-value='{"1":2,"2":"Clear (A/H)"}' style="overflow:hidden;padding:0px 3px 0px 3px;vertical-align:bottom;">Clear (A/H)</td> <td data-sheets-numberformat='{"1":2,"2":"0.00","3":1}' data-sheets-value='{"1":3,"3":0.98}' style="overflow:hidden;padding:0px 3px 0px 3px;vertical-align:bottom;text-align:center;">0.98</td> <td data-sheets-numberformat='{"1":2,"2":"0","3":1}' data-sheets-value='{"1":3,"3":32.39}' style="overflow:hidden;padding:0px 3px 0px 3px;vertical-align:bottom;text-align:center;">32</td> <td data-sheets-numberformat='{"1":2,"2":"0","3":1}' data-sheets-value='{"1":3,"3":47.52}' style="overflow:hidden;padding:0px 3px 0px 3px;vertical-align:bottom;text-align:center;">48</td> <td data-sheets-value='{"1":3,"3":26}' style="border-right:1px solid #000000;overflow:hidden;padding:0px 3px 0px 3px;vertical-align:bottom;text-align:center;">26</td> </tr> <tr style="height:20px;"> <td style="border-left:1px solid #000000;overflow:hidden;padding:0px 3px 0px 3px;vertical-align:bottom;"></td> <td style="overflow:hidden;padding:0px 3px 0px 3px;vertical-align:bottom;"></td> <td data-sheets-value='{"1":2,"2":"Clear (A/A)"}' style="overflow:hidden;padding:0px 3px 0px 3px;vertical-align:bottom;">Clear (A/A)</td> <td data-sheets-numberformat='{"1":2,"2":"0.00","3":1}' data-sheets-value='{"1":3,"3":0.98}' style="overflow:hidden;padding:0px 3px 0px 3px;vertical-align:bottom;text-align:center;">0.98</td> <td data-sheets-numberformat='{"1":2,"2":"0","3":1}' data-sheets-value='{"1":3,"3":31.569999999999997}' style="overflow:hidden;padding:0px 3px 0px 3px;vertical-align:bottom;text-align:center;">32</td> <td data-sheets-numberformat='{"1":2,"2":"0","3":1}' data-sheets-value='{"1":3,"3":45.54}' style="overflow:hidden;padding:0px 3px 0px 3px;vertical-align:bottom;text-align:center;">46</td> <td data-sheets-value='{"1":3,"3":26}' style="border-right:1px solid #000000;overflow:hidden;padding:0px 3px 0px 3px;vertical-align:bottom;text-align:center;">26</td> </tr> <tr style="height:20px;"> <td style="border-left:1px solid #000000;overflow:hidden;padding:0px 3px 0px 3px;vertical-align:bottom;"></td> <td style="overflow:hidden;padding:0px 3px 0px 3px;vertical-align:bottom;"></td> <td data-sheets-value='{"1":2,"2":"Opal (A/O)"}' style="overflow:hidden;padding:0px 3px 0px 3px;vertical-align:bottom;">Opal (A/O)</td> <td data-sheets-numberformat='{"1":2,"2":"0.00","3":1}' data-sheets-value='{"1":3,"3":0.98}' style="overflow:hidden;padding:0px 3px 0px 3px;vertical-align:bottom;text-align:center;">0.98</td> <td data-sheets-numberformat='{"1":2,"2":"0","3":1}' data-sheets-value='{"1":3,"3":29.93}' style="overflow:hidden;padding:0px 3px 0px 3px;vertical-align:bottom;text-align:center;">30</td> <td data-sheets-numberformat='{"1":2,"2":"0","3":1}' data-sheets-value='{"1":3,"3":41.580000000000005}' style="overflow:hidden;padding:0px 3px 0px 3px;vertical-align:bottom;text-align:center;">42</td> <td data-sheets-value='{"1":3,"3":26}' style="border-right:1px solid #000000;overflow:hidden;padding:0px 3px 0px 3px;vertical-align:bottom;text-align:center;">26</td> </tr> <tr style="height:20px;"> <td style="border-bottom:1px solid #000000;border-left:1px solid #000000;overflow:hidden;padding:0px 3px 0px 3px;vertical-align:bottom;"></td> <td style="border-bottom:1px solid #000000;overflow:hidden;padding:0px 3px 0px 3px;vertical-align:bottom;"></td> <td data-sheets-value='{"1":2,"2":"Opal (A/D)"}' style="border-bottom:1px solid #000000;overflow:hidden;padding:0px 3px 0px 3px;vertical-align:bottom;">Opal (A/D)</td> <td data-sheets-numberformat='{"1":2,"2":"0.00","3":1}' data-sheets-value='{"1":3,"3":0.98}' style="border-bottom:1px solid #000000;overflow:hidden;padding:0px 3px 0px 3px;vertical-align:bottom;text-align:center;">0.98</td> <td data-sheets-numberformat='{"1":2,"2":"0","3":1}' data-sheets-value='{"1":3,"3":20.91}' style="border-bottom:1px solid #000000;overflow:hidden;padding:0px 3px 0px 3px;vertical-align:bottom;text-align:center;">21</td> <td data-sheets-numberformat='{"1":2,"2":"0","3":1}' data-sheets-value='{"1":3,"3":33}' style="border-bottom:1px solid #000000;overflow:hidden;padding:0px 3px 0px 3px;vertical-align:bottom;text-align:center;">33</td> <td data-sheets-value='{"1":3,"3":26}' style="border-right:1px solid #000000;border-bottom:1px solid #000000;overflow:hidden;padding:0px 3px 0px 3px;vertical-align:bottom;text-align:center;">26</td> </tr> <tr style="height:20px;"> <td data-sheets-value='{"1":2,"2":"Polycarbonate"}' style="border-left:1px solid #000000;overflow:hidden;padding:0px 3px 0px 3px;vertical-align:bottom;">Polycarbonate</td> <td data-sheets-value='{"1":2,"2":"EW"}' style="overflow:hidden;padding:0px 3px 0px 3px;vertical-align:bottom;">EW</td> <td data-sheets-value='{"1":2,"2":"Heatstop Opal (T)"}' style="overflow:hidden;padding:0px 3px 0px 3px;vertical-align:bottom;">Heatstop Opal (T)</td> <td data-sheets-numberformat='{"1":2,"2":"0.00","3":1}' data-sheets-value='{"1":3,"3":1.19}' style="overflow:hidden;padding:0px 3px 0px 3px;vertical-align:bottom;text-align:center;">1.19</td> <td data-sheets-numberformat='{"1":2,"2":"0","3":1}' data-sheets-value='{"1":3,"3":20.09}' style="overflow:hidden;padding:0px 3px 0px 3px;vertical-align:bottom;text-align:center;">20</td> <td data-sheets-numberformat='{"1":2,"2":"0","3":1}' data-sheets-value='{"1":3,"3":38.940000000000005}' style="overflow:hidden;padding:0px 3px 0px 3px;vertical-align:bottom;text-align:center;">39</td> <td data-sheets-value='{"1":3,"3":24}' style="border-right:1px solid #000000;overflow:hidden;padding:0px 3px 0px 3px;vertical-align:bottom;text-align:center;">24</td> </tr> <tr style="height:20px;"> <td data-sheets-value='{"1":2,"2":"Heatstop PC"}' style="border-left:1px solid #000000;overflow:hidden;padding:0px 3px 0px 3px;vertical-align:bottom;">Heatstop PC</td> <td data-sheets-value='{"1":2,"2":"DW"}' style="overflow:hidden;padding:0px 3px 0px 3px;vertical-align:bottom;">DW</td> <td data-sheets-value='{"1":2,"2":"Clear (T/H)"}' style="overflow:hidden;padding:0px 3px 0px 3px;vertical-align:bottom;">Clear (T/H)</td> <td data-sheets-numberformat='{"1":2,"2":"0.00","3":1}' data-sheets-value='{"1":3,"3":0.98}' style="overflow:hidden;padding:0px 3px 0px 3px;vertical-align:bottom;text-align:center;">0.98</td> <td data-sheets-numberformat='{"1":2,"2":"0","3":1}' data-sheets-value='{"1":3,"3":18.04}' style="overflow:hidden;padding:0px 3px 0px 3px;vertical-align:bottom;text-align:center;">18</td> <td data-sheets-numberformat='{"1":2,"2":"0","3":1}' data-sheets-value='{"1":3,"3":33.660000000000004}' style="overflow:hidden;padding:0px 3px 0px 3px;vertical-align:bottom;text-align:center;">34</td> <td data-sheets-value='{"1":3,"3":26}' style="border-right:1px solid #000000;overflow:hidden;padding:0px 3px 0px 3px;vertical-align:bottom;text-align:center;">26</td> </tr> <tr style="height:20px;"> <td style="border-bottom:1px solid #000000;border-left:1px solid #000000;overflow:hidden;padding:0px 3px 0px 3px;vertical-align:bottom;"></td> <td style="border-bottom:1px solid #000000;overflow:hidden;padding:0px 3px 0px 3px;vertical-align:bottom;"></td> <td data-sheets-value='{"1":2,"2":"Opal (T/O)"}' style="border-bottom:1px solid #000000;overflow:hidden;padding:0px 3px 0px 3px;vertical-align:bottom;">Opal (T/O)</td> <td data-sheets-numberformat='{"1":2,"2":"0.00","3":1}' data-sheets-value='{"1":3,"3":0.98}' style="border-bottom:1px solid #000000;overflow:hidden;padding:0px 3px 0px 3px;vertical-align:bottom;text-align:center;">0.98</td> <td data-sheets-numberformat='{"1":2,"2":"0","3":1}' data-sheets-value='{"1":3,"3":16.81}' style="border-bottom:1px solid #000000;overflow:hidden;padding:0px 3px 0px 3px;vertical-align:bottom;text-align:center;">17</td> <td data-sheets-numberformat='{"1":2,"2":"0","3":1}' data-sheets-value='{"1":3,"3":29.700000000000003}' style="border-bottom:1px solid #000000;overflow:hidden;padding:0px 3px 0px 3px;vertical-align:bottom;text-align:center;">30</td> <td data-sheets-value='{"1":3,"3":26}' style="border-right:1px solid #000000;border-bottom:1px solid #000000;overflow:hidden;padding:0px 3px 0px 3px;vertical-align:bottom;text-align:center;">26</td> </tr> </tbody></table> | skylux-160-ce-met-koepel-en-metaalopstand-met-lm-motor-en-pvc-raam-type-ep25-1300-x-1900-mm | 8585995944269 | 46872273912141
Smoke and heat exhaust (SHEV) | SHE system | Skylux | Skylux 160° CE with skylight and metal curb with LM-actuator and PVC frame type EP25 1300 x 2000 mm |  | 50906 | 5412970509066 | 5875.8 | Yes | 30-45 | 125.66 | 1300 x 2000 mm | 2000 | 1300 |  | metal curb M30 (30 cm high) | Rectangular | 1.19 W/m²K - 0.98 W/m²K | 57% - 30% | 37% - 17% | 24dB - 26dB | 160° CE (for industry) | PVC frame EP25 | without spoiler | E | Single actuator | Maximum double-walled skylight possible for this product | Ut-value LT-value g-value Rw-value EN 1873 : 2014 EN ISO 13468 EN 16153 EN 410 EN 410 EN ISO 140-3 Material Walls Shells (W/m²K) (%) (%) (dB) Acrylic EW Clear (H) 1.19 37 57 24 PMMA Opal (O) 1.19 34 50 24 DW Clear (H/H) 0.98 33 50 26 Opal (O/O) 0.98 28 38 26 Polycarbonate EW Clear (A) 1.19 36 55 24 PC Opal (D) 1.19 24 40 24 DW Clear (A/H) 0.98 32 48 26 Clear (A/A) 0.98 32 46 26 Opal (A/O) 0.98 30 42 26 Opal (A/D) 0.98 21 33 26 Polycarbonate EW Heatstop Opal (T) 1.19 20 39 24 Heatstop PC DW Clear (T/H) 0.98 18 34 26 Opal (T/O) 0.98 17 30 26 | https://skylux.eu/en/products/skylux-160-ce-met-koepel-en-metaalopstand-met-lm-motor-en-pvc-raam-type-ep25-1300-x-2000-mm | https://skylux.eu/cdn/shop/files/Skylux-160deg-CE-met-koepel-en-metaalopstand-met-LM-motor-en-pvc-raam-type-EP25-1300-x-2000-mm-RWA-systeem.jpg?v=1702976939&width=1600 | https://skylux.eu/cdn/shop/files/e5a82811-1bb0-48e4-a776-cacb59c7c092_37d49215-220c-420c-b238-5815cbdd602d.jpg?v=1688550248&width=1600 | //skylux.eu/cdn/shop/files/E_MH_Mounting_instructions_Skylux_160_CE_LM.pdf?v=12406716259046007223 | //skylux.eu/cdn/shop/files/E_TD_Technical_File_Skylux_Skylux_160_CE_Electric.pdf?v=3667116872303399239 | <style type="text/css" id="isPasted"><!--td {border: 1px solid #cccccc;}br {mso-data-placement:same-cell;}--></style><table border="1" cellpadding="0" cellspacing="0" dir="ltr" style="table-layout:fixed;font-size:10pt;font-family:Arial;border-collapse:collapse;border:none;"><tbody> <tr style="height:20px;"> <td style="overflow:hidden;padding:0px 3px 0px 3px;vertical-align:bottom;"></td> <td style="overflow:hidden;padding:0px 3px 0px 3px;vertical-align:bottom;"></td> <td style="overflow:hidden;padding:0px 3px 0px 3px;vertical-align:bottom;"></td> <td data-sheets-value='{"1":2,"2":"Ut-value"}' style="overflow:hidden;padding:0px 3px 0px 3px;vertical-align:bottom;font-weight:bold;text-align:center;">Ut-value</td> <td data-sheets-value='{"1":2,"2":"LT-value"}' style="overflow:hidden;padding:0px 3px 0px 3px;vertical-align:bottom;font-weight:bold;text-align:center;">LT-value</td> <td data-sheets-value='{"1":2,"2":"g-value"}' style="overflow:hidden;padding:0px 3px 0px 3px;vertical-align:bottom;font-weight:bold;text-align:center;">g-value</td> <td data-sheets-value='{"1":2,"2":"Rw-value "}' style="overflow:hidden;padding:0px 3px 0px 3px;vertical-align:bottom;font-weight:bold;text-align:center;">Rw-value </td> </tr> <tr style="height:20px;"> <td style="overflow:hidden;padding:0px 3px 0px 3px;vertical-align:bottom;"></td> <td style="overflow:hidden;padding:0px 3px 0px 3px;vertical-align:bottom;"></td> <td style="overflow:hidden;padding:0px 3px 0px 3px;vertical-align:bottom;"></td> <td data-sheets-numberformat='{"1":2,"2":"0.00","3":1}' data-sheets-value='{"1":2,"2":"EN 1873 : 2014"}' style="overflow:hidden;padding:0px 3px 0px 3px;vertical-align:bottom;text-align:center;">EN 1873 : 2014</td> <td data-sheets-numberformat='{"1":2,"2":"0","3":1}' data-sheets-value='{"1":2,"2":"EN ISO 13468 EN 16153 EN 410"}' style="overflow:hidden;padding:0px 3px 0px 3px;vertical-align:bottom;text-align:center;">EN ISO 13468 EN 16153 EN 410</td> <td data-sheets-numberformat='{"1":2,"2":"0","3":1}' data-sheets-value='{"1":2,"2":"EN 410"}' style="overflow:hidden;padding:0px 3px 0px 3px;vertical-align:bottom;text-align:center;">EN 410</td> <td data-sheets-value='{"1":2,"2":"EN ISO 140-3\t\t"}' style="overflow:hidden;padding:0px 3px 0px 3px;vertical-align:bottom;text-align:center;">EN ISO 140-3 </td> </tr> <tr style="height:20px;"> <td data-sheets-value='{"1":2,"2":"Material"}' style="border-bottom:1px solid #000000;overflow:hidden;padding:0px 3px 0px 3px;vertical-align:bottom;background-color:#000000;font-weight:bold;color:#ffffff;">Material</td> <td data-sheets-value='{"1":2,"2":"Walls"}' style="border-bottom:1px solid #000000;overflow:hidden;padding:0px 3px 0px 3px;vertical-align:bottom;background-color:#000000;font-weight:bold;color:#ffffff;">Walls</td> <td data-sheets-value='{"1":2,"2":"Shells"}' style="border-bottom:1px solid #000000;overflow:hidden;padding:0px 3px 0px 3px;vertical-align:bottom;background-color:#000000;font-weight:bold;color:#ffffff;">Shells</td> <td data-sheets-numberformat='{"1":2,"2":"0.00","3":1}' data-sheets-value='{"1":2,"2":"(W/m²K)\t"}' style="border-bottom:1px solid #000000;overflow:hidden;padding:0px 3px 0px 3px;vertical-align:bottom;background-color:#000000;font-weight:bold;color:#ffffff;text-align:center;">(W/m²K) </td> <td data-sheets-numberformat='{"1":2,"2":"0","3":1}' data-sheets-value='{"1":2,"2":"(%)"}' style="border-bottom:1px solid #000000;overflow:hidden;padding:0px 3px 0px 3px;vertical-align:bottom;background-color:#000000;font-weight:bold;color:#ffffff;text-align:center;">(%)</td> <td data-sheets-numberformat='{"1":2,"2":"0","3":1}' data-sheets-value='{"1":2,"2":"(%)"}' style="border-bottom:1px solid #000000;overflow:hidden;padding:0px 3px 0px 3px;vertical-align:bottom;background-color:#000000;font-weight:bold;color:#ffffff;text-align:center;">(%)</td> <td data-sheets-value='{"1":2,"2":"(dB)"}' style="border-bottom:1px solid #000000;overflow:hidden;padding:0px 3px 0px 3px;vertical-align:bottom;background-color:#000000;font-weight:bold;color:#ffffff;text-align:center;">(dB)</td> </tr> <tr style="height:20px;"> <td data-sheets-value='{"1":2,"2":"Acrylic"}' style="border-left:1px solid #000000;overflow:hidden;padding:0px 3px 0px 3px;vertical-align:bottom;">Acrylic</td> <td data-sheets-value='{"1":2,"2":"EW"}' style="overflow:hidden;padding:0px 3px 0px 3px;vertical-align:bottom;">EW</td> <td data-sheets-value='{"1":2,"2":"Clear (H)"}' style="overflow:hidden;padding:0px 3px 0px 3px;vertical-align:bottom;">Clear (H)</td> <td data-sheets-numberformat='{"1":2,"2":"0.00","3":1}' data-sheets-value='{"1":3,"3":1.19}' style="overflow:hidden;padding:0px 3px 0px 3px;vertical-align:bottom;text-align:center;">1.19</td> <td data-sheets-numberformat='{"1":2,"2":"0","3":1}' data-sheets-value='{"1":3,"3":36.9}' style="overflow:hidden;padding:0px 3px 0px 3px;vertical-align:bottom;text-align:center;">37</td> <td data-sheets-numberformat='{"1":2,"2":"0","3":1}' data-sheets-value='{"1":3,"3":57.42}' style="overflow:hidden;padding:0px 3px 0px 3px;vertical-align:bottom;text-align:center;">57</td> <td data-sheets-value='{"1":3,"3":24}' style="border-right:1px solid #000000;overflow:hidden;padding:0px 3px 0px 3px;vertical-align:bottom;text-align:center;">24</td> </tr> <tr style="height:20px;"> <td data-sheets-value='{"1":2,"2":"PMMA"}' style="border-left:1px solid #000000;overflow:hidden;padding:0px 3px 0px 3px;vertical-align:bottom;">PMMA</td> <td style="overflow:hidden;padding:0px 3px 0px 3px;vertical-align:bottom;"></td> <td data-sheets-value='{"1":2,"2":"Opal (O)"}' style="overflow:hidden;padding:0px 3px 0px 3px;vertical-align:bottom;">Opal (O)</td> <td data-sheets-numberformat='{"1":2,"2":"0.00","3":1}' data-sheets-value='{"1":3,"3":1.19}' style="overflow:hidden;padding:0px 3px 0px 3px;vertical-align:bottom;text-align:center;">1.19</td> <td data-sheets-numberformat='{"1":2,"2":"0","3":1}' data-sheets-value='{"1":3,"3":34.03}' style="overflow:hidden;padding:0px 3px 0px 3px;vertical-align:bottom;text-align:center;">34</td> <td data-sheets-numberformat='{"1":2,"2":"0","3":1}' data-sheets-value='{"1":3,"3":50.160000000000004}' style="overflow:hidden;padding:0px 3px 0px 3px;vertical-align:bottom;text-align:center;">50</td> <td data-sheets-value='{"1":3,"3":24}' style="border-right:1px solid #000000;overflow:hidden;padding:0px 3px 0px 3px;vertical-align:bottom;text-align:center;">24</td> </tr> <tr style="height:20px;"> <td style="border-left:1px solid #000000;overflow:hidden;padding:0px 3px 0px 3px;vertical-align:bottom;"></td> <td data-sheets-value='{"1":2,"2":"DW"}' style="overflow:hidden;padding:0px 3px 0px 3px;vertical-align:bottom;">DW</td> <td data-sheets-value='{"1":2,"2":"Clear (H/H)"}' style="overflow:hidden;padding:0px 3px 0px 3px;vertical-align:bottom;">Clear (H/H)</td> <td data-sheets-numberformat='{"1":2,"2":"0.00","3":1}' data-sheets-value='{"1":3,"3":0.98}' style="overflow:hidden;padding:0px 3px 0px 3px;vertical-align:bottom;text-align:center;">0.98</td> <td data-sheets-numberformat='{"1":2,"2":"0","3":1}' data-sheets-value='{"1":3,"3":33.21}' style="overflow:hidden;padding:0px 3px 0px 3px;vertical-align:bottom;text-align:center;">33</td> <td data-sheets-numberformat='{"1":2,"2":"0","3":1}' data-sheets-value='{"1":3,"3":49.5}' style="overflow:hidden;padding:0px 3px 0px 3px;vertical-align:bottom;text-align:center;">50</td> <td data-sheets-value='{"1":3,"3":26}' style="border-right:1px solid #000000;overflow:hidden;padding:0px 3px 0px 3px;vertical-align:bottom;text-align:center;">26</td> </tr> <tr style="height:20px;"> <td style="border-bottom:1px solid #000000;border-left:1px solid #000000;overflow:hidden;padding:0px 3px 0px 3px;vertical-align:bottom;"></td> <td style="border-bottom:1px solid #000000;overflow:hidden;padding:0px 3px 0px 3px;vertical-align:bottom;"></td> <td data-sheets-value='{"1":2,"2":"Opal (O/O)"}' style="border-bottom:1px solid #000000;overflow:hidden;padding:0px 3px 0px 3px;vertical-align:bottom;">Opal (O/O)</td> <td data-sheets-numberformat='{"1":2,"2":"0.00","3":1}' data-sheets-value='{"1":3,"3":0.98}' style="border-bottom:1px solid #000000;overflow:hidden;padding:0px 3px 0px 3px;vertical-align:bottom;text-align:center;">0.98</td> <td data-sheets-numberformat='{"1":2,"2":"0","3":1}' data-sheets-value='{"1":3,"3":28.29}' style="border-bottom:1px solid #000000;overflow:hidden;padding:0px 3px 0px 3px;vertical-align:bottom;text-align:center;">28</td> <td data-sheets-numberformat='{"1":2,"2":"0","3":1}' data-sheets-value='{"1":3,"3":38.28}' style="border-bottom:1px solid #000000;overflow:hidden;padding:0px 3px 0px 3px;vertical-align:bottom;text-align:center;">38</td> <td data-sheets-value='{"1":3,"3":26}' style="border-right:1px solid #000000;border-bottom:1px solid #000000;overflow:hidden;padding:0px 3px 0px 3px;vertical-align:bottom;text-align:center;">26</td> </tr> <tr style="height:20px;"> <td data-sheets-value='{"1":2,"2":"Polycarbonate "}' style="border-left:1px solid #000000;overflow:hidden;padding:0px 3px 0px 3px;vertical-align:bottom;">Polycarbonate </td> <td data-sheets-value='{"1":2,"2":"EW"}' style="overflow:hidden;padding:0px 3px 0px 3px;vertical-align:bottom;">EW</td> <td data-sheets-value='{"1":2,"2":"Clear (A)"}' style="overflow:hidden;padding:0px 3px 0px 3px;vertical-align:bottom;">Clear (A)</td> <td data-sheets-numberformat='{"1":2,"2":"0.00","3":1}' data-sheets-value='{"1":3,"3":1.19}' style="overflow:hidden;padding:0px 3px 0px 3px;vertical-align:bottom;text-align:center;">1.19</td> <td data-sheets-numberformat='{"1":2,"2":"0","3":1}' data-sheets-value='{"1":3,"3":36.08}' style="overflow:hidden;padding:0px 3px 0px 3px;vertical-align:bottom;text-align:center;">36</td> <td data-sheets-numberformat='{"1":2,"2":"0","3":1}' data-sheets-value='{"1":3,"3":54.78}' style="overflow:hidden;padding:0px 3px 0px 3px;vertical-align:bottom;text-align:center;">55</td> <td data-sheets-value='{"1":3,"3":24}' style="border-right:1px solid #000000;overflow:hidden;padding:0px 3px 0px 3px;vertical-align:bottom;text-align:center;">24</td> </tr> <tr style="height:20px;"> <td data-sheets-value='{"1":2,"2":"PC"}' style="border-left:1px solid #000000;overflow:hidden;padding:0px 3px 0px 3px;vertical-align:bottom;">PC</td> <td style="overflow:hidden;padding:0px 3px 0px 3px;vertical-align:bottom;"></td> <td data-sheets-value='{"1":2,"2":"Opal (D)"}' style="overflow:hidden;padding:0px 3px 0px 3px;vertical-align:bottom;">Opal (D)</td> <td data-sheets-numberformat='{"1":2,"2":"0.00","3":1}' data-sheets-value='{"1":3,"3":1.19}' style="overflow:hidden;padding:0px 3px 0px 3px;vertical-align:bottom;text-align:center;">1.19</td> <td data-sheets-numberformat='{"1":2,"2":"0","3":1}' data-sheets-value='{"1":3,"3":23.779999999999998}' style="overflow:hidden;padding:0px 3px 0px 3px;vertical-align:bottom;text-align:center;">24</td> <td data-sheets-numberformat='{"1":2,"2":"0","3":1}' data-sheets-value='{"1":3,"3":39.6}' style="overflow:hidden;padding:0px 3px 0px 3px;vertical-align:bottom;text-align:center;">40</td> <td data-sheets-value='{"1":3,"3":24}' style="border-right:1px solid #000000;overflow:hidden;padding:0px 3px 0px 3px;vertical-align:bottom;text-align:center;">24</td> </tr> <tr style="height:20px;"> <td style="border-left:1px solid #000000;overflow:hidden;padding:0px 3px 0px 3px;vertical-align:bottom;"></td> <td data-sheets-value='{"1":2,"2":"DW"}' style="overflow:hidden;padding:0px 3px 0px 3px;vertical-align:bottom;">DW</td> <td data-sheets-value='{"1":2,"2":"Clear (A/H)"}' style="overflow:hidden;padding:0px 3px 0px 3px;vertical-align:bottom;">Clear (A/H)</td> <td data-sheets-numberformat='{"1":2,"2":"0.00","3":1}' data-sheets-value='{"1":3,"3":0.98}' style="overflow:hidden;padding:0px 3px 0px 3px;vertical-align:bottom;text-align:center;">0.98</td> <td data-sheets-numberformat='{"1":2,"2":"0","3":1}' data-sheets-value='{"1":3,"3":32.39}' style="overflow:hidden;padding:0px 3px 0px 3px;vertical-align:bottom;text-align:center;">32</td> <td data-sheets-numberformat='{"1":2,"2":"0","3":1}' data-sheets-value='{"1":3,"3":47.52}' style="overflow:hidden;padding:0px 3px 0px 3px;vertical-align:bottom;text-align:center;">48</td> <td data-sheets-value='{"1":3,"3":26}' style="border-right:1px solid #000000;overflow:hidden;padding:0px 3px 0px 3px;vertical-align:bottom;text-align:center;">26</td> </tr> <tr style="height:20px;"> <td style="border-left:1px solid #000000;overflow:hidden;padding:0px 3px 0px 3px;vertical-align:bottom;"></td> <td style="overflow:hidden;padding:0px 3px 0px 3px;vertical-align:bottom;"></td> <td data-sheets-value='{"1":2,"2":"Clear (A/A)"}' style="overflow:hidden;padding:0px 3px 0px 3px;vertical-align:bottom;">Clear (A/A)</td> <td data-sheets-numberformat='{"1":2,"2":"0.00","3":1}' data-sheets-value='{"1":3,"3":0.98}' style="overflow:hidden;padding:0px 3px 0px 3px;vertical-align:bottom;text-align:center;">0.98</td> <td data-sheets-numberformat='{"1":2,"2":"0","3":1}' data-sheets-value='{"1":3,"3":31.569999999999997}' style="overflow:hidden;padding:0px 3px 0px 3px;vertical-align:bottom;text-align:center;">32</td> <td data-sheets-numberformat='{"1":2,"2":"0","3":1}' data-sheets-value='{"1":3,"3":45.54}' style="overflow:hidden;padding:0px 3px 0px 3px;vertical-align:bottom;text-align:center;">46</td> <td data-sheets-value='{"1":3,"3":26}' style="border-right:1px solid #000000;overflow:hidden;padding:0px 3px 0px 3px;vertical-align:bottom;text-align:center;">26</td> </tr> <tr style="height:20px;"> <td style="border-left:1px solid #000000;overflow:hidden;padding:0px 3px 0px 3px;vertical-align:bottom;"></td> <td style="overflow:hidden;padding:0px 3px 0px 3px;vertical-align:bottom;"></td> <td data-sheets-value='{"1":2,"2":"Opal (A/O)"}' style="overflow:hidden;padding:0px 3px 0px 3px;vertical-align:bottom;">Opal (A/O)</td> <td data-sheets-numberformat='{"1":2,"2":"0.00","3":1}' data-sheets-value='{"1":3,"3":0.98}' style="overflow:hidden;padding:0px 3px 0px 3px;vertical-align:bottom;text-align:center;">0.98</td> <td data-sheets-numberformat='{"1":2,"2":"0","3":1}' data-sheets-value='{"1":3,"3":29.93}' style="overflow:hidden;padding:0px 3px 0px 3px;vertical-align:bottom;text-align:center;">30</td> <td data-sheets-numberformat='{"1":2,"2":"0","3":1}' data-sheets-value='{"1":3,"3":41.580000000000005}' style="overflow:hidden;padding:0px 3px 0px 3px;vertical-align:bottom;text-align:center;">42</td> <td data-sheets-value='{"1":3,"3":26}' style="border-right:1px solid #000000;overflow:hidden;padding:0px 3px 0px 3px;vertical-align:bottom;text-align:center;">26</td> </tr> <tr style="height:20px;"> <td style="border-bottom:1px solid #000000;border-left:1px solid #000000;overflow:hidden;padding:0px 3px 0px 3px;vertical-align:bottom;"></td> <td style="border-bottom:1px solid #000000;overflow:hidden;padding:0px 3px 0px 3px;vertical-align:bottom;"></td> <td data-sheets-value='{"1":2,"2":"Opal (A/D)"}' style="border-bottom:1px solid #000000;overflow:hidden;padding:0px 3px 0px 3px;vertical-align:bottom;">Opal (A/D)</td> <td data-sheets-numberformat='{"1":2,"2":"0.00","3":1}' data-sheets-value='{"1":3,"3":0.98}' style="border-bottom:1px solid #000000;overflow:hidden;padding:0px 3px 0px 3px;vertical-align:bottom;text-align:center;">0.98</td> <td data-sheets-numberformat='{"1":2,"2":"0","3":1}' data-sheets-value='{"1":3,"3":20.91}' style="border-bottom:1px solid #000000;overflow:hidden;padding:0px 3px 0px 3px;vertical-align:bottom;text-align:center;">21</td> <td data-sheets-numberformat='{"1":2,"2":"0","3":1}' data-sheets-value='{"1":3,"3":33}' style="border-bottom:1px solid #000000;overflow:hidden;padding:0px 3px 0px 3px;vertical-align:bottom;text-align:center;">33</td> <td data-sheets-value='{"1":3,"3":26}' style="border-right:1px solid #000000;border-bottom:1px solid #000000;overflow:hidden;padding:0px 3px 0px 3px;vertical-align:bottom;text-align:center;">26</td> </tr> <tr style="height:20px;"> <td data-sheets-value='{"1":2,"2":"Polycarbonate"}' style="border-left:1px solid #000000;overflow:hidden;padding:0px 3px 0px 3px;vertical-align:bottom;">Polycarbonate</td> <td data-sheets-value='{"1":2,"2":"EW"}' style="overflow:hidden;padding:0px 3px 0px 3px;vertical-align:bottom;">EW</td> <td data-sheets-value='{"1":2,"2":"Heatstop Opal (T)"}' style="overflow:hidden;padding:0px 3px 0px 3px;vertical-align:bottom;">Heatstop Opal (T)</td> <td data-sheets-numberformat='{"1":2,"2":"0.00","3":1}' data-sheets-value='{"1":3,"3":1.19}' style="overflow:hidden;padding:0px 3px 0px 3px;vertical-align:bottom;text-align:center;">1.19</td> <td data-sheets-numberformat='{"1":2,"2":"0","3":1}' data-sheets-value='{"1":3,"3":20.09}' style="overflow:hidden;padding:0px 3px 0px 3px;vertical-align:bottom;text-align:center;">20</td> <td data-sheets-numberformat='{"1":2,"2":"0","3":1}' data-sheets-value='{"1":3,"3":38.940000000000005}' style="overflow:hidden;padding:0px 3px 0px 3px;vertical-align:bottom;text-align:center;">39</td> <td data-sheets-value='{"1":3,"3":24}' style="border-right:1px solid #000000;overflow:hidden;padding:0px 3px 0px 3px;vertical-align:bottom;text-align:center;">24</td> </tr> <tr style="height:20px;"> <td data-sheets-value='{"1":2,"2":"Heatstop PC"}' style="border-left:1px solid #000000;overflow:hidden;padding:0px 3px 0px 3px;vertical-align:bottom;">Heatstop PC</td> <td data-sheets-value='{"1":2,"2":"DW"}' style="overflow:hidden;padding:0px 3px 0px 3px;vertical-align:bottom;">DW</td> <td data-sheets-value='{"1":2,"2":"Clear (T/H)"}' style="overflow:hidden;padding:0px 3px 0px 3px;vertical-align:bottom;">Clear (T/H)</td> <td data-sheets-numberformat='{"1":2,"2":"0.00","3":1}' data-sheets-value='{"1":3,"3":0.98}' style="overflow:hidden;padding:0px 3px 0px 3px;vertical-align:bottom;text-align:center;">0.98</td> <td data-sheets-numberformat='{"1":2,"2":"0","3":1}' data-sheets-value='{"1":3,"3":18.04}' style="overflow:hidden;padding:0px 3px 0px 3px;vertical-align:bottom;text-align:center;">18</td> <td data-sheets-numberformat='{"1":2,"2":"0","3":1}' data-sheets-value='{"1":3,"3":33.660000000000004}' style="overflow:hidden;padding:0px 3px 0px 3px;vertical-align:bottom;text-align:center;">34</td> <td data-sheets-value='{"1":3,"3":26}' style="border-right:1px solid #000000;overflow:hidden;padding:0px 3px 0px 3px;vertical-align:bottom;text-align:center;">26</td> </tr> <tr style="height:20px;"> <td style="border-bottom:1px solid #000000;border-left:1px solid #000000;overflow:hidden;padding:0px 3px 0px 3px;vertical-align:bottom;"></td> <td style="border-bottom:1px solid #000000;overflow:hidden;padding:0px 3px 0px 3px;vertical-align:bottom;"></td> <td data-sheets-value='{"1":2,"2":"Opal (T/O)"}' style="border-bottom:1px solid #000000;overflow:hidden;padding:0px 3px 0px 3px;vertical-align:bottom;">Opal (T/O)</td> <td data-sheets-numberformat='{"1":2,"2":"0.00","3":1}' data-sheets-value='{"1":3,"3":0.98}' style="border-bottom:1px solid #000000;overflow:hidden;padding:0px 3px 0px 3px;vertical-align:bottom;text-align:center;">0.98</td> <td data-sheets-numberformat='{"1":2,"2":"0","3":1}' data-sheets-value='{"1":3,"3":16.81}' style="border-bottom:1px solid #000000;overflow:hidden;padding:0px 3px 0px 3px;vertical-align:bottom;text-align:center;">17</td> <td data-sheets-numberformat='{"1":2,"2":"0","3":1}' data-sheets-value='{"1":3,"3":29.700000000000003}' style="border-bottom:1px solid #000000;overflow:hidden;padding:0px 3px 0px 3px;vertical-align:bottom;text-align:center;">30</td> <td data-sheets-value='{"1":3,"3":26}' style="border-right:1px solid #000000;border-bottom:1px solid #000000;overflow:hidden;padding:0px 3px 0px 3px;vertical-align:bottom;text-align:center;">26</td> </tr> </tbody></table> | skylux-160-ce-met-koepel-en-metaalopstand-met-lm-motor-en-pvc-raam-type-ep25-1300-x-2000-mm | 8585996042573 | 46872274010445
Smoke and heat exhaust (SHEV) | SHE system | Skylux | Skylux 160° CE with skylight and metal curb with LM-actuator and PVC frame type EP25 1300 x 2200 mm |  | 50907 | 5412970509073 | 5998 | Yes | 30-45 | 133.05 | 1300 x 2200 mm | 2200 | 1300 |  | metal curb M30 (30 cm high) | Rectangular | 1.19 W/m²K - 0.98 W/m²K | 57% - 30% | 37% - 17% | 24dB - 26dB | 160° CE (for industry) | PVC frame EP25 | without spoiler | E | Single actuator | Maximum double-walled skylight possible for this product | Ut-value LT-value g-value Rw-value EN 1873 : 2014 EN ISO 13468 EN 16153 EN 410 EN 410 EN ISO 140-3 Material Walls Shells (W/m²K) (%) (%) (dB) Acrylic EW Clear (H) 1.19 37 57 24 PMMA Opal (O) 1.19 34 50 24 DW Clear (H/H) 0.98 33 50 26 Opal (O/O) 0.98 28 38 26 Polycarbonate EW Clear (A) 1.19 36 55 24 PC Opal (D) 1.19 24 40 24 DW Clear (A/H) 0.98 32 48 26 Clear (A/A) 0.98 32 46 26 Opal (A/O) 0.98 30 42 26 Opal (A/D) 0.98 21 33 26 Polycarbonate EW Heatstop Opal (T) 1.19 20 39 24 Heatstop PC DW Clear (T/H) 0.98 18 34 26 Opal (T/O) 0.98 17 30 26 | https://skylux.eu/en/products/skylux-160-ce-met-koepel-en-metaalopstand-met-lm-motor-en-pvc-raam-type-ep25-1300-x-2200-mm | https://skylux.eu/cdn/shop/files/Skylux-160deg-CE-met-koepel-en-metaalopstand-met-LM-motor-en-pvc-raam-type-EP25-1300-x-2200-mm-RWA-systeem.jpg?v=1702976944&width=1600 | https://skylux.eu/cdn/shop/files/e5a82811-1bb0-48e4-a776-cacb59c7c092_da360bfb-ad03-402c-91ef-a196f932dafe.jpg?v=1688550249&width=1600 | //skylux.eu/cdn/shop/files/E_MH_Mounting_instructions_Skylux_160_CE_LM.pdf?v=12406716259046007223 | //skylux.eu/cdn/shop/files/E_TD_Technical_File_Skylux_Skylux_160_CE_Electric.pdf?v=3667116872303399239 | <style type="text/css" id="isPasted"><!--td {border: 1px solid #cccccc;}br {mso-data-placement:same-cell;}--></style><table border="1" cellpadding="0" cellspacing="0" dir="ltr" style="table-layout:fixed;font-size:10pt;font-family:Arial;border-collapse:collapse;border:none;"><tbody> <tr style="height:20px;"> <td style="overflow:hidden;padding:0px 3px 0px 3px;vertical-align:bottom;"></td> <td style="overflow:hidden;padding:0px 3px 0px 3px;vertical-align:bottom;"></td> <td style="overflow:hidden;padding:0px 3px 0px 3px;vertical-align:bottom;"></td> <td data-sheets-value='{"1":2,"2":"Ut-value"}' style="overflow:hidden;padding:0px 3px 0px 3px;vertical-align:bottom;font-weight:bold;text-align:center;">Ut-value</td> <td data-sheets-value='{"1":2,"2":"LT-value"}' style="overflow:hidden;padding:0px 3px 0px 3px;vertical-align:bottom;font-weight:bold;text-align:center;">LT-value</td> <td data-sheets-value='{"1":2,"2":"g-value"}' style="overflow:hidden;padding:0px 3px 0px 3px;vertical-align:bottom;font-weight:bold;text-align:center;">g-value</td> <td data-sheets-value='{"1":2,"2":"Rw-value "}' style="overflow:hidden;padding:0px 3px 0px 3px;vertical-align:bottom;font-weight:bold;text-align:center;">Rw-value </td> </tr> <tr style="height:20px;"> <td style="overflow:hidden;padding:0px 3px 0px 3px;vertical-align:bottom;"></td> <td style="overflow:hidden;padding:0px 3px 0px 3px;vertical-align:bottom;"></td> <td style="overflow:hidden;padding:0px 3px 0px 3px;vertical-align:bottom;"></td> <td data-sheets-numberformat='{"1":2,"2":"0.00","3":1}' data-sheets-value='{"1":2,"2":"EN 1873 : 2014"}' style="overflow:hidden;padding:0px 3px 0px 3px;vertical-align:bottom;text-align:center;">EN 1873 : 2014</td> <td data-sheets-numberformat='{"1":2,"2":"0","3":1}' data-sheets-value='{"1":2,"2":"EN ISO 13468 EN 16153 EN 410"}' style="overflow:hidden;padding:0px 3px 0px 3px;vertical-align:bottom;text-align:center;">EN ISO 13468 EN 16153 EN 410</td> <td data-sheets-numberformat='{"1":2,"2":"0","3":1}' data-sheets-value='{"1":2,"2":"EN 410"}' style="overflow:hidden;padding:0px 3px 0px 3px;vertical-align:bottom;text-align:center;">EN 410</td> <td data-sheets-value='{"1":2,"2":"EN ISO 140-3\t\t"}' style="overflow:hidden;padding:0px 3px 0px 3px;vertical-align:bottom;text-align:center;">EN ISO 140-3 </td> </tr> <tr style="height:20px;"> <td data-sheets-value='{"1":2,"2":"Material"}' style="border-bottom:1px solid #000000;overflow:hidden;padding:0px 3px 0px 3px;vertical-align:bottom;background-color:#000000;font-weight:bold;color:#ffffff;">Material</td> <td data-sheets-value='{"1":2,"2":"Walls"}' style="border-bottom:1px solid #000000;overflow:hidden;padding:0px 3px 0px 3px;vertical-align:bottom;background-color:#000000;font-weight:bold;color:#ffffff;">Walls</td> <td data-sheets-value='{"1":2,"2":"Shells"}' style="border-bottom:1px solid #000000;overflow:hidden;padding:0px 3px 0px 3px;vertical-align:bottom;background-color:#000000;font-weight:bold;color:#ffffff;">Shells</td> <td data-sheets-numberformat='{"1":2,"2":"0.00","3":1}' data-sheets-value='{"1":2,"2":"(W/m²K)\t"}' style="border-bottom:1px solid #000000;overflow:hidden;padding:0px 3px 0px 3px;vertical-align:bottom;background-color:#000000;font-weight:bold;color:#ffffff;text-align:center;">(W/m²K) </td> <td data-sheets-numberformat='{"1":2,"2":"0","3":1}' data-sheets-value='{"1":2,"2":"(%)"}' style="border-bottom:1px solid #000000;overflow:hidden;padding:0px 3px 0px 3px;vertical-align:bottom;background-color:#000000;font-weight:bold;color:#ffffff;text-align:center;">(%)</td> <td data-sheets-numberformat='{"1":2,"2":"0","3":1}' data-sheets-value='{"1":2,"2":"(%)"}' style="border-bottom:1px solid #000000;overflow:hidden;padding:0px 3px 0px 3px;vertical-align:bottom;background-color:#000000;font-weight:bold;color:#ffffff;text-align:center;">(%)</td> <td data-sheets-value='{"1":2,"2":"(dB)"}' style="border-bottom:1px solid #000000;overflow:hidden;padding:0px 3px 0px 3px;vertical-align:bottom;background-color:#000000;font-weight:bold;color:#ffffff;text-align:center;">(dB)</td> </tr> <tr style="height:20px;"> <td data-sheets-value='{"1":2,"2":"Acrylic"}' style="border-left:1px solid #000000;overflow:hidden;padding:0px 3px 0px 3px;vertical-align:bottom;">Acrylic</td> <td data-sheets-value='{"1":2,"2":"EW"}' style="overflow:hidden;padding:0px 3px 0px 3px;vertical-align:bottom;">EW</td> <td data-sheets-value='{"1":2,"2":"Clear (H)"}' style="overflow:hidden;padding:0px 3px 0px 3px;vertical-align:bottom;">Clear (H)</td> <td data-sheets-numberformat='{"1":2,"2":"0.00","3":1}' data-sheets-value='{"1":3,"3":1.19}' style="overflow:hidden;padding:0px 3px 0px 3px;vertical-align:bottom;text-align:center;">1.19</td> <td data-sheets-numberformat='{"1":2,"2":"0","3":1}' data-sheets-value='{"1":3,"3":36.9}' style="overflow:hidden;padding:0px 3px 0px 3px;vertical-align:bottom;text-align:center;">37</td> <td data-sheets-numberformat='{"1":2,"2":"0","3":1}' data-sheets-value='{"1":3,"3":57.42}' style="overflow:hidden;padding:0px 3px 0px 3px;vertical-align:bottom;text-align:center;">57</td> <td data-sheets-value='{"1":3,"3":24}' style="border-right:1px solid #000000;overflow:hidden;padding:0px 3px 0px 3px;vertical-align:bottom;text-align:center;">24</td> </tr> <tr style="height:20px;"> <td data-sheets-value='{"1":2,"2":"PMMA"}' style="border-left:1px solid #000000;overflow:hidden;padding:0px 3px 0px 3px;vertical-align:bottom;">PMMA</td> <td style="overflow:hidden;padding:0px 3px 0px 3px;vertical-align:bottom;"></td> <td data-sheets-value='{"1":2,"2":"Opal (O)"}' style="overflow:hidden;padding:0px 3px 0px 3px;vertical-align:bottom;">Opal (O)</td> <td data-sheets-numberformat='{"1":2,"2":"0.00","3":1}' data-sheets-value='{"1":3,"3":1.19}' style="overflow:hidden;padding:0px 3px 0px 3px;vertical-align:bottom;text-align:center;">1.19</td> <td data-sheets-numberformat='{"1":2,"2":"0","3":1}' data-sheets-value='{"1":3,"3":34.03}' style="overflow:hidden;padding:0px 3px 0px 3px;vertical-align:bottom;text-align:center;">34</td> <td data-sheets-numberformat='{"1":2,"2":"0","3":1}' data-sheets-value='{"1":3,"3":50.160000000000004}' style="overflow:hidden;padding:0px 3px 0px 3px;vertical-align:bottom;text-align:center;">50</td> <td data-sheets-value='{"1":3,"3":24}' style="border-right:1px solid #000000;overflow:hidden;padding:0px 3px 0px 3px;vertical-align:bottom;text-align:center;">24</td> </tr> <tr style="height:20px;"> <td style="border-left:1px solid #000000;overflow:hidden;padding:0px 3px 0px 3px;vertical-align:bottom;"></td> <td data-sheets-value='{"1":2,"2":"DW"}' style="overflow:hidden;padding:0px 3px 0px 3px;vertical-align:bottom;">DW</td> <td data-sheets-value='{"1":2,"2":"Clear (H/H)"}' style="overflow:hidden;padding:0px 3px 0px 3px;vertical-align:bottom;">Clear (H/H)</td> <td data-sheets-numberformat='{"1":2,"2":"0.00","3":1}' data-sheets-value='{"1":3,"3":0.98}' style="overflow:hidden;padding:0px 3px 0px 3px;vertical-align:bottom;text-align:center;">0.98</td> <td data-sheets-numberformat='{"1":2,"2":"0","3":1}' data-sheets-value='{"1":3,"3":33.21}' style="overflow:hidden;padding:0px 3px 0px 3px;vertical-align:bottom;text-align:center;">33</td> <td data-sheets-numberformat='{"1":2,"2":"0","3":1}' data-sheets-value='{"1":3,"3":49.5}' style="overflow:hidden;padding:0px 3px 0px 3px;vertical-align:bottom;text-align:center;">50</td> <td data-sheets-value='{"1":3,"3":26}' style="border-right:1px solid #000000;overflow:hidden;padding:0px 3px 0px 3px;vertical-align:bottom;text-align:center;">26</td> </tr> <tr style="height:20px;"> <td style="border-bottom:1px solid #000000;border-left:1px solid #000000;overflow:hidden;padding:0px 3px 0px 3px;vertical-align:bottom;"></td> <td style="border-bottom:1px solid #000000;overflow:hidden;padding:0px 3px 0px 3px;vertical-align:bottom;"></td> <td data-sheets-value='{"1":2,"2":"Opal (O/O)"}' style="border-bottom:1px solid #000000;overflow:hidden;padding:0px 3px 0px 3px;vertical-align:bottom;">Opal (O/O)</td> <td data-sheets-numberformat='{"1":2,"2":"0.00","3":1}' data-sheets-value='{"1":3,"3":0.98}' style="border-bottom:1px solid #000000;overflow:hidden;padding:0px 3px 0px 3px;vertical-align:bottom;text-align:center;">0.98</td> <td data-sheets-numberformat='{"1":2,"2":"0","3":1}' data-sheets-value='{"1":3,"3":28.29}' style="border-bottom:1px solid #000000;overflow:hidden;padding:0px 3px 0px 3px;vertical-align:bottom;text-align:center;">28</td> <td data-sheets-numberformat='{"1":2,"2":"0","3":1}' data-sheets-value='{"1":3,"3":38.28}' style="border-bottom:1px solid #000000;overflow:hidden;padding:0px 3px 0px 3px;vertical-align:bottom;text-align:center;">38</td> <td data-sheets-value='{"1":3,"3":26}' style="border-right:1px solid #000000;border-bottom:1px solid #000000;overflow:hidden;padding:0px 3px 0px 3px;vertical-align:bottom;text-align:center;">26</td> </tr> <tr style="height:20px;"> <td data-sheets-value='{"1":2,"2":"Polycarbonate "}' style="border-left:1px solid #000000;overflow:hidden;padding:0px 3px 0px 3px;vertical-align:bottom;">Polycarbonate </td> <td data-sheets-value='{"1":2,"2":"EW"}' style="overflow:hidden;padding:0px 3px 0px 3px;vertical-align:bottom;">EW</td> <td data-sheets-value='{"1":2,"2":"Clear (A)"}' style="overflow:hidden;padding:0px 3px 0px 3px;vertical-align:bottom;">Clear (A)</td> <td data-sheets-numberformat='{"1":2,"2":"0.00","3":1}' data-sheets-value='{"1":3,"3":1.19}' style="overflow:hidden;padding:0px 3px 0px 3px;vertical-align:bottom;text-align:center;">1.19</td> <td data-sheets-numberformat='{"1":2,"2":"0","3":1}' data-sheets-value='{"1":3,"3":36.08}' style="overflow:hidden;padding:0px 3px 0px 3px;vertical-align:bottom;text-align:center;">36</td> <td data-sheets-numberformat='{"1":2,"2":"0","3":1}' data-sheets-value='{"1":3,"3":54.78}' style="overflow:hidden;padding:0px 3px 0px 3px;vertical-align:bottom;text-align:center;">55</td> <td data-sheets-value='{"1":3,"3":24}' style="border-right:1px solid #000000;overflow:hidden;padding:0px 3px 0px 3px;vertical-align:bottom;text-align:center;">24</td> </tr> <tr style="height:20px;"> <td data-sheets-value='{"1":2,"2":"PC"}' style="border-left:1px solid #000000;overflow:hidden;padding:0px 3px 0px 3px;vertical-align:bottom;">PC</td> <td style="overflow:hidden;padding:0px 3px 0px 3px;vertical-align:bottom;"></td> <td data-sheets-value='{"1":2,"2":"Opal (D)"}' style="overflow:hidden;padding:0px 3px 0px 3px;vertical-align:bottom;">Opal (D)</td> <td data-sheets-numberformat='{"1":2,"2":"0.00","3":1}' data-sheets-value='{"1":3,"3":1.19}' style="overflow:hidden;padding:0px 3px 0px 3px;vertical-align:bottom;text-align:center;">1.19</td> <td data-sheets-numberformat='{"1":2,"2":"0","3":1}' data-sheets-value='{"1":3,"3":23.779999999999998}' style="overflow:hidden;padding:0px 3px 0px 3px;vertical-align:bottom;text-align:center;">24</td> <td data-sheets-numberformat='{"1":2,"2":"0","3":1}' data-sheets-value='{"1":3,"3":39.6}' style="overflow:hidden;padding:0px 3px 0px 3px;vertical-align:bottom;text-align:center;">40</td> <td data-sheets-value='{"1":3,"3":24}' style="border-right:1px solid #000000;overflow:hidden;padding:0px 3px 0px 3px;vertical-align:bottom;text-align:center;">24</td> </tr> <tr style="height:20px;"> <td style="border-left:1px solid #000000;overflow:hidden;padding:0px 3px 0px 3px;vertical-align:bottom;"></td> <td data-sheets-value='{"1":2,"2":"DW"}' style="overflow:hidden;padding:0px 3px 0px 3px;vertical-align:bottom;">DW</td> <td data-sheets-value='{"1":2,"2":"Clear (A/H)"}' style="overflow:hidden;padding:0px 3px 0px 3px;vertical-align:bottom;">Clear (A/H)</td> <td data-sheets-numberformat='{"1":2,"2":"0.00","3":1}' data-sheets-value='{"1":3,"3":0.98}' style="overflow:hidden;padding:0px 3px 0px 3px;vertical-align:bottom;text-align:center;">0.98</td> <td data-sheets-numberformat='{"1":2,"2":"0","3":1}' data-sheets-value='{"1":3,"3":32.39}' style="overflow:hidden;padding:0px 3px 0px 3px;vertical-align:bottom;text-align:center;">32</td> <td data-sheets-numberformat='{"1":2,"2":"0","3":1}' data-sheets-value='{"1":3,"3":47.52}' style="overflow:hidden;padding:0px 3px 0px 3px;vertical-align:bottom;text-align:center;">48</td> <td data-sheets-value='{"1":3,"3":26}' style="border-right:1px solid #000000;overflow:hidden;padding:0px 3px 0px 3px;vertical-align:bottom;text-align:center;">26</td> </tr> <tr style="height:20px;"> <td style="border-left:1px solid #000000;overflow:hidden;padding:0px 3px 0px 3px;vertical-align:bottom;"></td> <td style="overflow:hidden;padding:0px 3px 0px 3px;vertical-align:bottom;"></td> <td data-sheets-value='{"1":2,"2":"Clear (A/A)"}' style="overflow:hidden;padding:0px 3px 0px 3px;vertical-align:bottom;">Clear (A/A)</td> <td data-sheets-numberformat='{"1":2,"2":"0.00","3":1}' data-sheets-value='{"1":3,"3":0.98}' style="overflow:hidden;padding:0px 3px 0px 3px;vertical-align:bottom;text-align:center;">0.98</td> <td data-sheets-numberformat='{"1":2,"2":"0","3":1}' data-sheets-value='{"1":3,"3":31.569999999999997}' style="overflow:hidden;padding:0px 3px 0px 3px;vertical-align:bottom;text-align:center;">32</td> <td data-sheets-numberformat='{"1":2,"2":"0","3":1}' data-sheets-value='{"1":3,"3":45.54}' style="overflow:hidden;padding:0px 3px 0px 3px;vertical-align:bottom;text-align:center;">46</td> <td data-sheets-value='{"1":3,"3":26}' style="border-right:1px solid #000000;overflow:hidden;padding:0px 3px 0px 3px;vertical-align:bottom;text-align:center;">26</td> </tr> <tr style="height:20px;"> <td style="border-left:1px solid #000000;overflow:hidden;padding:0px 3px 0px 3px;vertical-align:bottom;"></td> <td style="overflow:hidden;padding:0px 3px 0px 3px;vertical-align:bottom;"></td> <td data-sheets-value='{"1":2,"2":"Opal (A/O)"}' style="overflow:hidden;padding:0px 3px 0px 3px;vertical-align:bottom;">Opal (A/O)</td> <td data-sheets-numberformat='{"1":2,"2":"0.00","3":1}' data-sheets-value='{"1":3,"3":0.98}' style="overflow:hidden;padding:0px 3px 0px 3px;vertical-align:bottom;text-align:center;">0.98</td> <td data-sheets-numberformat='{"1":2,"2":"0","3":1}' data-sheets-value='{"1":3,"3":29.93}' style="overflow:hidden;padding:0px 3px 0px 3px;vertical-align:bottom;text-align:center;">30</td> <td data-sheets-numberformat='{"1":2,"2":"0","3":1}' data-sheets-value='{"1":3,"3":41.580000000000005}' style="overflow:hidden;padding:0px 3px 0px 3px;vertical-align:bottom;text-align:center;">42</td> <td data-sheets-value='{"1":3,"3":26}' style="border-right:1px solid #000000;overflow:hidden;padding:0px 3px 0px 3px;vertical-align:bottom;text-align:center;">26</td> </tr> <tr style="height:20px;"> <td style="border-bottom:1px solid #000000;border-left:1px solid #000000;overflow:hidden;padding:0px 3px 0px 3px;vertical-align:bottom;"></td> <td style="border-bottom:1px solid #000000;overflow:hidden;padding:0px 3px 0px 3px;vertical-align:bottom;"></td> <td data-sheets-value='{"1":2,"2":"Opal (A/D)"}' style="border-bottom:1px solid #000000;overflow:hidden;padding:0px 3px 0px 3px;vertical-align:bottom;">Opal (A/D)</td> <td data-sheets-numberformat='{"1":2,"2":"0.00","3":1}' data-sheets-value='{"1":3,"3":0.98}' style="border-bottom:1px solid #000000;overflow:hidden;padding:0px 3px 0px 3px;vertical-align:bottom;text-align:center;">0.98</td> <td data-sheets-numberformat='{"1":2,"2":"0","3":1}' data-sheets-value='{"1":3,"3":20.91}' style="border-bottom:1px solid #000000;overflow:hidden;padding:0px 3px 0px 3px;vertical-align:bottom;text-align:center;">21</td> <td data-sheets-numberformat='{"1":2,"2":"0","3":1}' data-sheets-value='{"1":3,"3":33}' style="border-bottom:1px solid #000000;overflow:hidden;padding:0px 3px 0px 3px;vertical-align:bottom;text-align:center;">33</td> <td data-sheets-value='{"1":3,"3":26}' style="border-right:1px solid #000000;border-bottom:1px solid #000000;overflow:hidden;padding:0px 3px 0px 3px;vertical-align:bottom;text-align:center;">26</td> </tr> <tr style="height:20px;"> <td data-sheets-value='{"1":2,"2":"Polycarbonate"}' style="border-left:1px solid #000000;overflow:hidden;padding:0px 3px 0px 3px;vertical-align:bottom;">Polycarbonate</td> <td data-sheets-value='{"1":2,"2":"EW"}' style="overflow:hidden;padding:0px 3px 0px 3px;vertical-align:bottom;">EW</td> <td data-sheets-value='{"1":2,"2":"Heatstop Opal (T)"}' style="overflow:hidden;padding:0px 3px 0px 3px;vertical-align:bottom;">Heatstop Opal (T)</td> <td data-sheets-numberformat='{"1":2,"2":"0.00","3":1}' data-sheets-value='{"1":3,"3":1.19}' style="overflow:hidden;padding:0px 3px 0px 3px;vertical-align:bottom;text-align:center;">1.19</td> <td data-sheets-numberformat='{"1":2,"2":"0","3":1}' data-sheets-value='{"1":3,"3":20.09}' style="overflow:hidden;padding:0px 3px 0px 3px;vertical-align:bottom;text-align:center;">20</td> <td data-sheets-numberformat='{"1":2,"2":"0","3":1}' data-sheets-value='{"1":3,"3":38.940000000000005}' style="overflow:hidden;padding:0px 3px 0px 3px;vertical-align:bottom;text-align:center;">39</td> <td data-sheets-value='{"1":3,"3":24}' style="border-right:1px solid #000000;overflow:hidden;padding:0px 3px 0px 3px;vertical-align:bottom;text-align:center;">24</td> </tr> <tr style="height:20px;"> <td data-sheets-value='{"1":2,"2":"Heatstop PC"}' style="border-left:1px solid #000000;overflow:hidden;padding:0px 3px 0px 3px;vertical-align:bottom;">Heatstop PC</td> <td data-sheets-value='{"1":2,"2":"DW"}' style="overflow:hidden;padding:0px 3px 0px 3px;vertical-align:bottom;">DW</td> <td data-sheets-value='{"1":2,"2":"Clear (T/H)"}' style="overflow:hidden;padding:0px 3px 0px 3px;vertical-align:bottom;">Clear (T/H)</td> <td data-sheets-numberformat='{"1":2,"2":"0.00","3":1}' data-sheets-value='{"1":3,"3":0.98}' style="overflow:hidden;padding:0px 3px 0px 3px;vertical-align:bottom;text-align:center;">0.98</td> <td data-sheets-numberformat='{"1":2,"2":"0","3":1}' data-sheets-value='{"1":3,"3":18.04}' style="overflow:hidden;padding:0px 3px 0px 3px;vertical-align:bottom;text-align:center;">18</td> <td data-sheets-numberformat='{"1":2,"2":"0","3":1}' data-sheets-value='{"1":3,"3":33.660000000000004}' style="overflow:hidden;padding:0px 3px 0px 3px;vertical-align:bottom;text-align:center;">34</td> <td data-sheets-value='{"1":3,"3":26}' style="border-right:1px solid #000000;overflow:hidden;padding:0px 3px 0px 3px;vertical-align:bottom;text-align:center;">26</td> </tr> <tr style="height:20px;"> <td style="border-bottom:1px solid #000000;border-left:1px solid #000000;overflow:hidden;padding:0px 3px 0px 3px;vertical-align:bottom;"></td> <td style="border-bottom:1px solid #000000;overflow:hidden;padding:0px 3px 0px 3px;vertical-align:bottom;"></td> <td data-sheets-value='{"1":2,"2":"Opal (T/O)"}' style="border-bottom:1px solid #000000;overflow:hidden;padding:0px 3px 0px 3px;vertical-align:bottom;">Opal (T/O)</td> <td data-sheets-numberformat='{"1":2,"2":"0.00","3":1}' data-sheets-value='{"1":3,"3":0.98}' style="border-bottom:1px solid #000000;overflow:hidden;padding:0px 3px 0px 3px;vertical-align:bottom;text-align:center;">0.98</td> <td data-sheets-numberformat='{"1":2,"2":"0","3":1}' data-sheets-value='{"1":3,"3":16.81}' style="border-bottom:1px solid #000000;overflow:hidden;padding:0px 3px 0px 3px;vertical-align:bottom;text-align:center;">17</td> <td data-sheets-numberformat='{"1":2,"2":"0","3":1}' data-sheets-value='{"1":3,"3":29.700000000000003}' style="border-bottom:1px solid #000000;overflow:hidden;padding:0px 3px 0px 3px;vertical-align:bottom;text-align:center;">30</td> <td data-sheets-value='{"1":3,"3":26}' style="border-right:1px solid #000000;border-bottom:1px solid #000000;overflow:hidden;padding:0px 3px 0px 3px;vertical-align:bottom;text-align:center;">26</td> </tr> </tbody></table> | skylux-160-ce-met-koepel-en-metaalopstand-met-lm-motor-en-pvc-raam-type-ep25-1300-x-2200-mm | 8585996140877 | 46872274141517
Smoke and heat exhaust (SHEV) | SHE system | Skylux | Skylux 160° CE with skylight and metal curb with LM-actuator and PVC frame type EP25 1300 x 2300 mm |  | 50908 | 5412970509080 | 6194 | Yes | 30-45 | 138.75 | 1300 x 2300 mm | 2300 | 1300 |  | metal curb M30 (30 cm high) | Rectangular | 1.19 W/m²K - 0.98 W/m²K | 57% - 30% | 37% - 17% | 24dB - 26dB | 160° CE (for industry) | PVC frame EP25 | without spoiler | E | Single actuator | Maximum double-walled skylight possible for this product | Ut-value LT-value g-value Rw-value EN 1873 : 2014 EN ISO 13468 EN 16153 EN 410 EN 410 EN ISO 140-3 Material Walls Shells (W/m²K) (%) (%) (dB) Acrylic EW Clear (H) 1.19 37 57 24 PMMA Opal (O) 1.19 34 50 24 DW Clear (H/H) 0.98 33 50 26 Opal (O/O) 0.98 28 38 26 Polycarbonate EW Clear (A) 1.19 36 55 24 PC Opal (D) 1.19 24 40 24 DW Clear (A/H) 0.98 32 48 26 Clear (A/A) 0.98 32 46 26 Opal (A/O) 0.98 30 42 26 Opal (A/D) 0.98 21 33 26 Polycarbonate EW Heatstop Opal (T) 1.19 20 39 24 Heatstop PC DW Clear (T/H) 0.98 18 34 26 Opal (T/O) 0.98 17 30 26 | https://skylux.eu/en/products/skylux-160-ce-met-koepel-en-metaalopstand-met-lm-motor-en-pvc-raam-type-ep25-1300-x-2300-mm | https://skylux.eu/cdn/shop/files/Skylux-160deg-CE-met-koepel-en-metaalopstand-met-LM-motor-en-pvc-raam-type-EP25-1300-x-2300-mm-RWA-systeem.jpg?v=1702976949&width=1600 | https://skylux.eu/cdn/shop/files/e5a82811-1bb0-48e4-a776-cacb59c7c092_536cacf0-bed9-44b9-90ca-b6bb70fb0a52.jpg?v=1688550250&width=1600 | //skylux.eu/cdn/shop/files/E_MH_Mounting_instructions_Skylux_160_CE_LM.pdf?v=12406716259046007223 | //skylux.eu/cdn/shop/files/E_TD_Technical_File_Skylux_Skylux_160_CE_Electric.pdf?v=3667116872303399239 | <style type="text/css" id="isPasted"><!--td {border: 1px solid #cccccc;}br {mso-data-placement:same-cell;}--></style><table border="1" cellpadding="0" cellspacing="0" dir="ltr" style="table-layout:fixed;font-size:10pt;font-family:Arial;border-collapse:collapse;border:none;"><tbody> <tr style="height:20px;"> <td style="overflow:hidden;padding:0px 3px 0px 3px;vertical-align:bottom;"></td> <td style="overflow:hidden;padding:0px 3px 0px 3px;vertical-align:bottom;"></td> <td style="overflow:hidden;padding:0px 3px 0px 3px;vertical-align:bottom;"></td> <td data-sheets-value='{"1":2,"2":"Ut-value"}' style="overflow:hidden;padding:0px 3px 0px 3px;vertical-align:bottom;font-weight:bold;text-align:center;">Ut-value</td> <td data-sheets-value='{"1":2,"2":"LT-value"}' style="overflow:hidden;padding:0px 3px 0px 3px;vertical-align:bottom;font-weight:bold;text-align:center;">LT-value</td> <td data-sheets-value='{"1":2,"2":"g-value"}' style="overflow:hidden;padding:0px 3px 0px 3px;vertical-align:bottom;font-weight:bold;text-align:center;">g-value</td> <td data-sheets-value='{"1":2,"2":"Rw-value "}' style="overflow:hidden;padding:0px 3px 0px 3px;vertical-align:bottom;font-weight:bold;text-align:center;">Rw-value </td> </tr> <tr style="height:20px;"> <td style="overflow:hidden;padding:0px 3px 0px 3px;vertical-align:bottom;"></td> <td style="overflow:hidden;padding:0px 3px 0px 3px;vertical-align:bottom;"></td> <td style="overflow:hidden;padding:0px 3px 0px 3px;vertical-align:bottom;"></td> <td data-sheets-numberformat='{"1":2,"2":"0.00","3":1}' data-sheets-value='{"1":2,"2":"EN 1873 : 2014"}' style="overflow:hidden;padding:0px 3px 0px 3px;vertical-align:bottom;text-align:center;">EN 1873 : 2014</td> <td data-sheets-numberformat='{"1":2,"2":"0","3":1}' data-sheets-value='{"1":2,"2":"EN ISO 13468 EN 16153 EN 410"}' style="overflow:hidden;padding:0px 3px 0px 3px;vertical-align:bottom;text-align:center;">EN ISO 13468 EN 16153 EN 410</td> <td data-sheets-numberformat='{"1":2,"2":"0","3":1}' data-sheets-value='{"1":2,"2":"EN 410"}' style="overflow:hidden;padding:0px 3px 0px 3px;vertical-align:bottom;text-align:center;">EN 410</td> <td data-sheets-value='{"1":2,"2":"EN ISO 140-3\t\t"}' style="overflow:hidden;padding:0px 3px 0px 3px;vertical-align:bottom;text-align:center;">EN ISO 140-3 </td> </tr> <tr style="height:20px;"> <td data-sheets-value='{"1":2,"2":"Material"}' style="border-bottom:1px solid #000000;overflow:hidden;padding:0px 3px 0px 3px;vertical-align:bottom;background-color:#000000;font-weight:bold;color:#ffffff;">Material</td> <td data-sheets-value='{"1":2,"2":"Walls"}' style="border-bottom:1px solid #000000;overflow:hidden;padding:0px 3px 0px 3px;vertical-align:bottom;background-color:#000000;font-weight:bold;color:#ffffff;">Walls</td> <td data-sheets-value='{"1":2,"2":"Shells"}' style="border-bottom:1px solid #000000;overflow:hidden;padding:0px 3px 0px 3px;vertical-align:bottom;background-color:#000000;font-weight:bold;color:#ffffff;">Shells</td> <td data-sheets-numberformat='{"1":2,"2":"0.00","3":1}' data-sheets-value='{"1":2,"2":"(W/m²K)\t"}' style="border-bottom:1px solid #000000;overflow:hidden;padding:0px 3px 0px 3px;vertical-align:bottom;background-color:#000000;font-weight:bold;color:#ffffff;text-align:center;">(W/m²K) </td> <td data-sheets-numberformat='{"1":2,"2":"0","3":1}' data-sheets-value='{"1":2,"2":"(%)"}' style="border-bottom:1px solid #000000;overflow:hidden;padding:0px 3px 0px 3px;vertical-align:bottom;background-color:#000000;font-weight:bold;color:#ffffff;text-align:center;">(%)</td> <td data-sheets-numberformat='{"1":2,"2":"0","3":1}' data-sheets-value='{"1":2,"2":"(%)"}' style="border-bottom:1px solid #000000;overflow:hidden;padding:0px 3px 0px 3px;vertical-align:bottom;background-color:#000000;font-weight:bold;color:#ffffff;text-align:center;">(%)</td> <td data-sheets-value='{"1":2,"2":"(dB)"}' style="border-bottom:1px solid #000000;overflow:hidden;padding:0px 3px 0px 3px;vertical-align:bottom;background-color:#000000;font-weight:bold;color:#ffffff;text-align:center;">(dB)</td> </tr> <tr style="height:20px;"> <td data-sheets-value='{"1":2,"2":"Acrylic"}' style="border-left:1px solid #000000;overflow:hidden;padding:0px 3px 0px 3px;vertical-align:bottom;">Acrylic</td> <td data-sheets-value='{"1":2,"2":"EW"}' style="overflow:hidden;padding:0px 3px 0px 3px;vertical-align:bottom;">EW</td> <td data-sheets-value='{"1":2,"2":"Clear (H)"}' style="overflow:hidden;padding:0px 3px 0px 3px;vertical-align:bottom;">Clear (H)</td> <td data-sheets-numberformat='{"1":2,"2":"0.00","3":1}' data-sheets-value='{"1":3,"3":1.19}' style="overflow:hidden;padding:0px 3px 0px 3px;vertical-align:bottom;text-align:center;">1.19</td> <td data-sheets-numberformat='{"1":2,"2":"0","3":1}' data-sheets-value='{"1":3,"3":36.9}' style="overflow:hidden;padding:0px 3px 0px 3px;vertical-align:bottom;text-align:center;">37</td> <td data-sheets-numberformat='{"1":2,"2":"0","3":1}' data-sheets-value='{"1":3,"3":57.42}' style="overflow:hidden;padding:0px 3px 0px 3px;vertical-align:bottom;text-align:center;">57</td> <td data-sheets-value='{"1":3,"3":24}' style="border-right:1px solid #000000;overflow:hidden;padding:0px 3px 0px 3px;vertical-align:bottom;text-align:center;">24</td> </tr> <tr style="height:20px;"> <td data-sheets-value='{"1":2,"2":"PMMA"}' style="border-left:1px solid #000000;overflow:hidden;padding:0px 3px 0px 3px;vertical-align:bottom;">PMMA</td> <td style="overflow:hidden;padding:0px 3px 0px 3px;vertical-align:bottom;"></td> <td data-sheets-value='{"1":2,"2":"Opal (O)"}' style="overflow:hidden;padding:0px 3px 0px 3px;vertical-align:bottom;">Opal (O)</td> <td data-sheets-numberformat='{"1":2,"2":"0.00","3":1}' data-sheets-value='{"1":3,"3":1.19}' style="overflow:hidden;padding:0px 3px 0px 3px;vertical-align:bottom;text-align:center;">1.19</td> <td data-sheets-numberformat='{"1":2,"2":"0","3":1}' data-sheets-value='{"1":3,"3":34.03}' style="overflow:hidden;padding:0px 3px 0px 3px;vertical-align:bottom;text-align:center;">34</td> <td data-sheets-numberformat='{"1":2,"2":"0","3":1}' data-sheets-value='{"1":3,"3":50.160000000000004}' style="overflow:hidden;padding:0px 3px 0px 3px;vertical-align:bottom;text-align:center;">50</td> <td data-sheets-value='{"1":3,"3":24}' style="border-right:1px solid #000000;overflow:hidden;padding:0px 3px 0px 3px;vertical-align:bottom;text-align:center;">24</td> </tr> <tr style="height:20px;"> <td style="border-left:1px solid #000000;overflow:hidden;padding:0px 3px 0px 3px;vertical-align:bottom;"></td> <td data-sheets-value='{"1":2,"2":"DW"}' style="overflow:hidden;padding:0px 3px 0px 3px;vertical-align:bottom;">DW</td> <td data-sheets-value='{"1":2,"2":"Clear (H/H)"}' style="overflow:hidden;padding:0px 3px 0px 3px;vertical-align:bottom;">Clear (H/H)</td> <td data-sheets-numberformat='{"1":2,"2":"0.00","3":1}' data-sheets-value='{"1":3,"3":0.98}' style="overflow:hidden;padding:0px 3px 0px 3px;vertical-align:bottom;text-align:center;">0.98</td> <td data-sheets-numberformat='{"1":2,"2":"0","3":1}' data-sheets-value='{"1":3,"3":33.21}' style="overflow:hidden;padding:0px 3px 0px 3px;vertical-align:bottom;text-align:center;">33</td> <td data-sheets-numberformat='{"1":2,"2":"0","3":1}' data-sheets-value='{"1":3,"3":49.5}' style="overflow:hidden;padding:0px 3px 0px 3px;vertical-align:bottom;text-align:center;">50</td> <td data-sheets-value='{"1":3,"3":26}' style="border-right:1px solid #000000;overflow:hidden;padding:0px 3px 0px 3px;vertical-align:bottom;text-align:center;">26</td> </tr> <tr style="height:20px;"> <td style="border-bottom:1px solid #000000;border-left:1px solid #000000;overflow:hidden;padding:0px 3px 0px 3px;vertical-align:bottom;"></td> <td style="border-bottom:1px solid #000000;overflow:hidden;padding:0px 3px 0px 3px;vertical-align:bottom;"></td> <td data-sheets-value='{"1":2,"2":"Opal (O/O)"}' style="border-bottom:1px solid #000000;overflow:hidden;padding:0px 3px 0px 3px;vertical-align:bottom;">Opal (O/O)</td> <td data-sheets-numberformat='{"1":2,"2":"0.00","3":1}' data-sheets-value='{"1":3,"3":0.98}' style="border-bottom:1px solid #000000;overflow:hidden;padding:0px 3px 0px 3px;vertical-align:bottom;text-align:center;">0.98</td> <td data-sheets-numberformat='{"1":2,"2":"0","3":1}' data-sheets-value='{"1":3,"3":28.29}' style="border-bottom:1px solid #000000;overflow:hidden;padding:0px 3px 0px 3px;vertical-align:bottom;text-align:center;">28</td> <td data-sheets-numberformat='{"1":2,"2":"0","3":1}' data-sheets-value='{"1":3,"3":38.28}' style="border-bottom:1px solid #000000;overflow:hidden;padding:0px 3px 0px 3px;vertical-align:bottom;text-align:center;">38</td> <td data-sheets-value='{"1":3,"3":26}' style="border-right:1px solid #000000;border-bottom:1px solid #000000;overflow:hidden;padding:0px 3px 0px 3px;vertical-align:bottom;text-align:center;">26</td> </tr> <tr style="height:20px;"> <td data-sheets-value='{"1":2,"2":"Polycarbonate "}' style="border-left:1px solid #000000;overflow:hidden;padding:0px 3px 0px 3px;vertical-align:bottom;">Polycarbonate </td> <td data-sheets-value='{"1":2,"2":"EW"}' style="overflow:hidden;padding:0px 3px 0px 3px;vertical-align:bottom;">EW</td> <td data-sheets-value='{"1":2,"2":"Clear (A)"}' style="overflow:hidden;padding:0px 3px 0px 3px;vertical-align:bottom;">Clear (A)</td> <td data-sheets-numberformat='{"1":2,"2":"0.00","3":1}' data-sheets-value='{"1":3,"3":1.19}' style="overflow:hidden;padding:0px 3px 0px 3px;vertical-align:bottom;text-align:center;">1.19</td> <td data-sheets-numberformat='{"1":2,"2":"0","3":1}' data-sheets-value='{"1":3,"3":36.08}' style="overflow:hidden;padding:0px 3px 0px 3px;vertical-align:bottom;text-align:center;">36</td> <td data-sheets-numberformat='{"1":2,"2":"0","3":1}' data-sheets-value='{"1":3,"3":54.78}' style="overflow:hidden;padding:0px 3px 0px 3px;vertical-align:bottom;text-align:center;">55</td> <td data-sheets-value='{"1":3,"3":24}' style="border-right:1px solid #000000;overflow:hidden;padding:0px 3px 0px 3px;vertical-align:bottom;text-align:center;">24</td> </tr> <tr style="height:20px;"> <td data-sheets-value='{"1":2,"2":"PC"}' style="border-left:1px solid #000000;overflow:hidden;padding:0px 3px 0px 3px;vertical-align:bottom;">PC</td> <td style="overflow:hidden;padding:0px 3px 0px 3px;vertical-align:bottom;"></td> <td data-sheets-value='{"1":2,"2":"Opal (D)"}' style="overflow:hidden;padding:0px 3px 0px 3px;vertical-align:bottom;">Opal (D)</td> <td data-sheets-numberformat='{"1":2,"2":"0.00","3":1}' data-sheets-value='{"1":3,"3":1.19}' style="overflow:hidden;padding:0px 3px 0px 3px;vertical-align:bottom;text-align:center;">1.19</td> <td data-sheets-numberformat='{"1":2,"2":"0","3":1}' data-sheets-value='{"1":3,"3":23.779999999999998}' style="overflow:hidden;padding:0px 3px 0px 3px;vertical-align:bottom;text-align:center;">24</td> <td data-sheets-numberformat='{"1":2,"2":"0","3":1}' data-sheets-value='{"1":3,"3":39.6}' style="overflow:hidden;padding:0px 3px 0px 3px;vertical-align:bottom;text-align:center;">40</td> <td data-sheets-value='{"1":3,"3":24}' style="border-right:1px solid #000000;overflow:hidden;padding:0px 3px 0px 3px;vertical-align:bottom;text-align:center;">24</td> </tr> <tr style="height:20px;"> <td style="border-left:1px solid #000000;overflow:hidden;padding:0px 3px 0px 3px;vertical-align:bottom;"></td> <td data-sheets-value='{"1":2,"2":"DW"}' style="overflow:hidden;padding:0px 3px 0px 3px;vertical-align:bottom;">DW</td> <td data-sheets-value='{"1":2,"2":"Clear (A/H)"}' style="overflow:hidden;padding:0px 3px 0px 3px;vertical-align:bottom;">Clear (A/H)</td> <td data-sheets-numberformat='{"1":2,"2":"0.00","3":1}' data-sheets-value='{"1":3,"3":0.98}' style="overflow:hidden;padding:0px 3px 0px 3px;vertical-align:bottom;text-align:center;">0.98</td> <td data-sheets-numberformat='{"1":2,"2":"0","3":1}' data-sheets-value='{"1":3,"3":32.39}' style="overflow:hidden;padding:0px 3px 0px 3px;vertical-align:bottom;text-align:center;">32</td> <td data-sheets-numberformat='{"1":2,"2":"0","3":1}' data-sheets-value='{"1":3,"3":47.52}' style="overflow:hidden;padding:0px 3px 0px 3px;vertical-align:bottom;text-align:center;">48</td> <td data-sheets-value='{"1":3,"3":26}' style="border-right:1px solid #000000;overflow:hidden;padding:0px 3px 0px 3px;vertical-align:bottom;text-align:center;">26</td> </tr> <tr style="height:20px;"> <td style="border-left:1px solid #000000;overflow:hidden;padding:0px 3px 0px 3px;vertical-align:bottom;"></td> <td style="overflow:hidden;padding:0px 3px 0px 3px;vertical-align:bottom;"></td> <td data-sheets-value='{"1":2,"2":"Clear (A/A)"}' style="overflow:hidden;padding:0px 3px 0px 3px;vertical-align:bottom;">Clear (A/A)</td> <td data-sheets-numberformat='{"1":2,"2":"0.00","3":1}' data-sheets-value='{"1":3,"3":0.98}' style="overflow:hidden;padding:0px 3px 0px 3px;vertical-align:bottom;text-align:center;">0.98</td> <td data-sheets-numberformat='{"1":2,"2":"0","3":1}' data-sheets-value='{"1":3,"3":31.569999999999997}' style="overflow:hidden;padding:0px 3px 0px 3px;vertical-align:bottom;text-align:center;">32</td> <td data-sheets-numberformat='{"1":2,"2":"0","3":1}' data-sheets-value='{"1":3,"3":45.54}' style="overflow:hidden;padding:0px 3px 0px 3px;vertical-align:bottom;text-align:center;">46</td> <td data-sheets-value='{"1":3,"3":26}' style="border-right:1px solid #000000;overflow:hidden;padding:0px 3px 0px 3px;vertical-align:bottom;text-align:center;">26</td> </tr> <tr style="height:20px;"> <td style="border-left:1px solid #000000;overflow:hidden;padding:0px 3px 0px 3px;vertical-align:bottom;"></td> <td style="overflow:hidden;padding:0px 3px 0px 3px;vertical-align:bottom;"></td> <td data-sheets-value='{"1":2,"2":"Opal (A/O)"}' style="overflow:hidden;padding:0px 3px 0px 3px;vertical-align:bottom;">Opal (A/O)</td> <td data-sheets-numberformat='{"1":2,"2":"0.00","3":1}' data-sheets-value='{"1":3,"3":0.98}' style="overflow:hidden;padding:0px 3px 0px 3px;vertical-align:bottom;text-align:center;">0.98</td> <td data-sheets-numberformat='{"1":2,"2":"0","3":1}' data-sheets-value='{"1":3,"3":29.93}' style="overflow:hidden;padding:0px 3px 0px 3px;vertical-align:bottom;text-align:center;">30</td> <td data-sheets-numberformat='{"1":2,"2":"0","3":1}' data-sheets-value='{"1":3,"3":41.580000000000005}' style="overflow:hidden;padding:0px 3px 0px 3px;vertical-align:bottom;text-align:center;">42</td> <td data-sheets-value='{"1":3,"3":26}' style="border-right:1px solid #000000;overflow:hidden;padding:0px 3px 0px 3px;vertical-align:bottom;text-align:center;">26</td> </tr> <tr style="height:20px;"> <td style="border-bottom:1px solid #000000;border-left:1px solid #000000;overflow:hidden;padding:0px 3px 0px 3px;vertical-align:bottom;"></td> <td style="border-bottom:1px solid #000000;overflow:hidden;padding:0px 3px 0px 3px;vertical-align:bottom;"></td> <td data-sheets-value='{"1":2,"2":"Opal (A/D)"}' style="border-bottom:1px solid #000000;overflow:hidden;padding:0px 3px 0px 3px;vertical-align:bottom;">Opal (A/D)</td> <td data-sheets-numberformat='{"1":2,"2":"0.00","3":1}' data-sheets-value='{"1":3,"3":0.98}' style="border-bottom:1px solid #000000;overflow:hidden;padding:0px 3px 0px 3px;vertical-align:bottom;text-align:center;">0.98</td> <td data-sheets-numberformat='{"1":2,"2":"0","3":1}' data-sheets-value='{"1":3,"3":20.91}' style="border-bottom:1px solid #000000;overflow:hidden;padding:0px 3px 0px 3px;vertical-align:bottom;text-align:center;">21</td> <td data-sheets-numberformat='{"1":2,"2":"0","3":1}' data-sheets-value='{"1":3,"3":33}' style="border-bottom:1px solid #000000;overflow:hidden;padding:0px 3px 0px 3px;vertical-align:bottom;text-align:center;">33</td> <td data-sheets-value='{"1":3,"3":26}' style="border-right:1px solid #000000;border-bottom:1px solid #000000;overflow:hidden;padding:0px 3px 0px 3px;vertical-align:bottom;text-align:center;">26</td> </tr> <tr style="height:20px;"> <td data-sheets-value='{"1":2,"2":"Polycarbonate"}' style="border-left:1px solid #000000;overflow:hidden;padding:0px 3px 0px 3px;vertical-align:bottom;">Polycarbonate</td> <td data-sheets-value='{"1":2,"2":"EW"}' style="overflow:hidden;padding:0px 3px 0px 3px;vertical-align:bottom;">EW</td> <td data-sheets-value='{"1":2,"2":"Heatstop Opal (T)"}' style="overflow:hidden;padding:0px 3px 0px 3px;vertical-align:bottom;">Heatstop Opal (T)</td> <td data-sheets-numberformat='{"1":2,"2":"0.00","3":1}' data-sheets-value='{"1":3,"3":1.19}' style="overflow:hidden;padding:0px 3px 0px 3px;vertical-align:bottom;text-align:center;">1.19</td> <td data-sheets-numberformat='{"1":2,"2":"0","3":1}' data-sheets-value='{"1":3,"3":20.09}' style="overflow:hidden;padding:0px 3px 0px 3px;vertical-align:bottom;text-align:center;">20</td> <td data-sheets-numberformat='{"1":2,"2":"0","3":1}' data-sheets-value='{"1":3,"3":38.940000000000005}' style="overflow:hidden;padding:0px 3px 0px 3px;vertical-align:bottom;text-align:center;">39</td> <td data-sheets-value='{"1":3,"3":24}' style="border-right:1px solid #000000;overflow:hidden;padding:0px 3px 0px 3px;vertical-align:bottom;text-align:center;">24</td> </tr> <tr style="height:20px;"> <td data-sheets-value='{"1":2,"2":"Heatstop PC"}' style="border-left:1px solid #000000;overflow:hidden;padding:0px 3px 0px 3px;vertical-align:bottom;">Heatstop PC</td> <td data-sheets-value='{"1":2,"2":"DW"}' style="overflow:hidden;padding:0px 3px 0px 3px;vertical-align:bottom;">DW</td> <td data-sheets-value='{"1":2,"2":"Clear (T/H)"}' style="overflow:hidden;padding:0px 3px 0px 3px;vertical-align:bottom;">Clear (T/H)</td> <td data-sheets-numberformat='{"1":2,"2":"0.00","3":1}' data-sheets-value='{"1":3,"3":0.98}' style="overflow:hidden;padding:0px 3px 0px 3px;vertical-align:bottom;text-align:center;">0.98</td> <td data-sheets-numberformat='{"1":2,"2":"0","3":1}' data-sheets-value='{"1":3,"3":18.04}' style="overflow:hidden;padding:0px 3px 0px 3px;vertical-align:bottom;text-align:center;">18</td> <td data-sheets-numberformat='{"1":2,"2":"0","3":1}' data-sheets-value='{"1":3,"3":33.660000000000004}' style="overflow:hidden;padding:0px 3px 0px 3px;vertical-align:bottom;text-align:center;">34</td> <td data-sheets-value='{"1":3,"3":26}' style="border-right:1px solid #000000;overflow:hidden;padding:0px 3px 0px 3px;vertical-align:bottom;text-align:center;">26</td> </tr> <tr style="height:20px;"> <td style="border-bottom:1px solid #000000;border-left:1px solid #000000;overflow:hidden;padding:0px 3px 0px 3px;vertical-align:bottom;"></td> <td style="border-bottom:1px solid #000000;overflow:hidden;padding:0px 3px 0px 3px;vertical-align:bottom;"></td> <td data-sheets-value='{"1":2,"2":"Opal (T/O)"}' style="border-bottom:1px solid #000000;overflow:hidden;padding:0px 3px 0px 3px;vertical-align:bottom;">Opal (T/O)</td> <td data-sheets-numberformat='{"1":2,"2":"0.00","3":1}' data-sheets-value='{"1":3,"3":0.98}' style="border-bottom:1px solid #000000;overflow:hidden;padding:0px 3px 0px 3px;vertical-align:bottom;text-align:center;">0.98</td> <td data-sheets-numberformat='{"1":2,"2":"0","3":1}' data-sheets-value='{"1":3,"3":16.81}' style="border-bottom:1px solid #000000;overflow:hidden;padding:0px 3px 0px 3px;vertical-align:bottom;text-align:center;">17</td> <td data-sheets-numberformat='{"1":2,"2":"0","3":1}' data-sheets-value='{"1":3,"3":29.700000000000003}' style="border-bottom:1px solid #000000;overflow:hidden;padding:0px 3px 0px 3px;vertical-align:bottom;text-align:center;">30</td> <td data-sheets-value='{"1":3,"3":26}' style="border-right:1px solid #000000;border-bottom:1px solid #000000;overflow:hidden;padding:0px 3px 0px 3px;vertical-align:bottom;text-align:center;">26</td> </tr> </tbody></table> | skylux-160-ce-met-koepel-en-metaalopstand-met-lm-motor-en-pvc-raam-type-ep25-1300-x-2300-mm | 8585996239181 | 46872274272589
Smoke and heat exhaust (SHEV) | SHE system | Skylux | Skylux 160° CE with skylight and metal curb with LM-actuator and PVC frame type EP25 1400 x 1400 mm |  | 50911 | 5412970509110 | 4780.75 | Yes | 30-45 | 103.8 | 1400 x 1400 mm | 1400 | 1400 |  | metal curb M30 (30 cm high) | Square | 1.19 W/m²K - 0.98 W/m²K | 57% - 30% | 37% - 17% | 24dB - 26dB | 160° CE (for industry) | PVC frame EP25 | without spoiler | E | Single actuator | Maximum double-walled skylight possible for this product | Ut-value LT-value g-value Rw-value EN 1873 : 2014 EN ISO 13468 EN 16153 EN 410 EN 410 EN ISO 140-3 Material Walls Shells (W/m²K) (%) (%) (dB) Acrylic EW Clear (H) 1.19 37 57 24 PMMA Opal (O) 1.19 34 50 24 DW Clear (H/H) 0.98 33 50 26 Opal (O/O) 0.98 28 38 26 Polycarbonate EW Clear (A) 1.19 36 55 24 PC Opal (D) 1.19 24 40 24 DW Clear (A/H) 0.98 32 48 26 Clear (A/A) 0.98 32 46 26 Opal (A/O) 0.98 30 42 26 Opal (A/D) 0.98 21 33 26 Polycarbonate EW Heatstop Opal (T) 1.19 20 39 24 Heatstop PC DW Clear (T/H) 0.98 18 34 26 Opal (T/O) 0.98 17 30 26 | https://skylux.eu/en/products/skylux-160-ce-met-koepel-en-metaalopstand-met-lm-motor-en-pvc-raam-type-ep25-1400-x-1400-mm | https://skylux.eu/cdn/shop/files/Skylux-160deg-CE-met-koepel-en-metaalopstand-met-LM-motor-en-pvc-raam-type-EP25-1400-x-1400-mm-RWA-systeem.jpg?v=1702976966&width=1600 | https://skylux.eu/cdn/shop/files/e5a82811-1bb0-48e4-a776-cacb59c7c092_a44589a0-a4df-4c81-b471-ed1de2a87f5a.jpg?v=1688550255&width=1600 | //skylux.eu/cdn/shop/files/E_MH_Mounting_instructions_Skylux_160_CE_LM.pdf?v=12406716259046007223 | //skylux.eu/cdn/shop/files/E_TD_Technical_File_Skylux_Skylux_160_CE_Electric.pdf?v=3667116872303399239 | <style type="text/css" id="isPasted"><!--td {border: 1px solid #cccccc;}br {mso-data-placement:same-cell;}--></style><table border="1" cellpadding="0" cellspacing="0" dir="ltr" style="table-layout:fixed;font-size:10pt;font-family:Arial;border-collapse:collapse;border:none;"><tbody> <tr style="height:20px;"> <td style="overflow:hidden;padding:0px 3px 0px 3px;vertical-align:bottom;"></td> <td style="overflow:hidden;padding:0px 3px 0px 3px;vertical-align:bottom;"></td> <td style="overflow:hidden;padding:0px 3px 0px 3px;vertical-align:bottom;"></td> <td data-sheets-value='{"1":2,"2":"Ut-value"}' style="overflow:hidden;padding:0px 3px 0px 3px;vertical-align:bottom;font-weight:bold;text-align:center;">Ut-value</td> <td data-sheets-value='{"1":2,"2":"LT-value"}' style="overflow:hidden;padding:0px 3px 0px 3px;vertical-align:bottom;font-weight:bold;text-align:center;">LT-value</td> <td data-sheets-value='{"1":2,"2":"g-value"}' style="overflow:hidden;padding:0px 3px 0px 3px;vertical-align:bottom;font-weight:bold;text-align:center;">g-value</td> <td data-sheets-value='{"1":2,"2":"Rw-value "}' style="overflow:hidden;padding:0px 3px 0px 3px;vertical-align:bottom;font-weight:bold;text-align:center;">Rw-value </td> </tr> <tr style="height:20px;"> <td style="overflow:hidden;padding:0px 3px 0px 3px;vertical-align:bottom;"></td> <td style="overflow:hidden;padding:0px 3px 0px 3px;vertical-align:bottom;"></td> <td style="overflow:hidden;padding:0px 3px 0px 3px;vertical-align:bottom;"></td> <td data-sheets-numberformat='{"1":2,"2":"0.00","3":1}' data-sheets-value='{"1":2,"2":"EN 1873 : 2014"}' style="overflow:hidden;padding:0px 3px 0px 3px;vertical-align:bottom;text-align:center;">EN 1873 : 2014</td> <td data-sheets-numberformat='{"1":2,"2":"0","3":1}' data-sheets-value='{"1":2,"2":"EN ISO 13468 EN 16153 EN 410"}' style="overflow:hidden;padding:0px 3px 0px 3px;vertical-align:bottom;text-align:center;">EN ISO 13468 EN 16153 EN 410</td> <td data-sheets-numberformat='{"1":2,"2":"0","3":1}' data-sheets-value='{"1":2,"2":"EN 410"}' style="overflow:hidden;padding:0px 3px 0px 3px;vertical-align:bottom;text-align:center;">EN 410</td> <td data-sheets-value='{"1":2,"2":"EN ISO 140-3\t\t"}' style="overflow:hidden;padding:0px 3px 0px 3px;vertical-align:bottom;text-align:center;">EN ISO 140-3 </td> </tr> <tr style="height:20px;"> <td data-sheets-value='{"1":2,"2":"Material"}' style="border-bottom:1px solid #000000;overflow:hidden;padding:0px 3px 0px 3px;vertical-align:bottom;background-color:#000000;font-weight:bold;color:#ffffff;">Material</td> <td data-sheets-value='{"1":2,"2":"Walls"}' style="border-bottom:1px solid #000000;overflow:hidden;padding:0px 3px 0px 3px;vertical-align:bottom;background-color:#000000;font-weight:bold;color:#ffffff;">Walls</td> <td data-sheets-value='{"1":2,"2":"Shells"}' style="border-bottom:1px solid #000000;overflow:hidden;padding:0px 3px 0px 3px;vertical-align:bottom;background-color:#000000;font-weight:bold;color:#ffffff;">Shells</td> <td data-sheets-numberformat='{"1":2,"2":"0.00","3":1}' data-sheets-value='{"1":2,"2":"(W/m²K)\t"}' style="border-bottom:1px solid #000000;overflow:hidden;padding:0px 3px 0px 3px;vertical-align:bottom;background-color:#000000;font-weight:bold;color:#ffffff;text-align:center;">(W/m²K) </td> <td data-sheets-numberformat='{"1":2,"2":"0","3":1}' data-sheets-value='{"1":2,"2":"(%)"}' style="border-bottom:1px solid #000000;overflow:hidden;padding:0px 3px 0px 3px;vertical-align:bottom;background-color:#000000;font-weight:bold;color:#ffffff;text-align:center;">(%)</td> <td data-sheets-numberformat='{"1":2,"2":"0","3":1}' data-sheets-value='{"1":2,"2":"(%)"}' style="border-bottom:1px solid #000000;overflow:hidden;padding:0px 3px 0px 3px;vertical-align:bottom;background-color:#000000;font-weight:bold;color:#ffffff;text-align:center;">(%)</td> <td data-sheets-value='{"1":2,"2":"(dB)"}' style="border-bottom:1px solid #000000;overflow:hidden;padding:0px 3px 0px 3px;vertical-align:bottom;background-color:#000000;font-weight:bold;color:#ffffff;text-align:center;">(dB)</td> </tr> <tr style="height:20px;"> <td data-sheets-value='{"1":2,"2":"Acrylic"}' style="border-left:1px solid #000000;overflow:hidden;padding:0px 3px 0px 3px;vertical-align:bottom;">Acrylic</td> <td data-sheets-value='{"1":2,"2":"EW"}' style="overflow:hidden;padding:0px 3px 0px 3px;vertical-align:bottom;">EW</td> <td data-sheets-value='{"1":2,"2":"Clear (H)"}' style="overflow:hidden;padding:0px 3px 0px 3px;vertical-align:bottom;">Clear (H)</td> <td data-sheets-numberformat='{"1":2,"2":"0.00","3":1}' data-sheets-value='{"1":3,"3":1.19}' style="overflow:hidden;padding:0px 3px 0px 3px;vertical-align:bottom;text-align:center;">1.19</td> <td data-sheets-numberformat='{"1":2,"2":"0","3":1}' data-sheets-value='{"1":3,"3":36.9}' style="overflow:hidden;padding:0px 3px 0px 3px;vertical-align:bottom;text-align:center;">37</td> <td data-sheets-numberformat='{"1":2,"2":"0","3":1}' data-sheets-value='{"1":3,"3":57.42}' style="overflow:hidden;padding:0px 3px 0px 3px;vertical-align:bottom;text-align:center;">57</td> <td data-sheets-value='{"1":3,"3":24}' style="border-right:1px solid #000000;overflow:hidden;padding:0px 3px 0px 3px;vertical-align:bottom;text-align:center;">24</td> </tr> <tr style="height:20px;"> <td data-sheets-value='{"1":2,"2":"PMMA"}' style="border-left:1px solid #000000;overflow:hidden;padding:0px 3px 0px 3px;vertical-align:bottom;">PMMA</td> <td style="overflow:hidden;padding:0px 3px 0px 3px;vertical-align:bottom;"></td> <td data-sheets-value='{"1":2,"2":"Opal (O)"}' style="overflow:hidden;padding:0px 3px 0px 3px;vertical-align:bottom;">Opal (O)</td> <td data-sheets-numberformat='{"1":2,"2":"0.00","3":1}' data-sheets-value='{"1":3,"3":1.19}' style="overflow:hidden;padding:0px 3px 0px 3px;vertical-align:bottom;text-align:center;">1.19</td> <td data-sheets-numberformat='{"1":2,"2":"0","3":1}' data-sheets-value='{"1":3,"3":34.03}' style="overflow:hidden;padding:0px 3px 0px 3px;vertical-align:bottom;text-align:center;">34</td> <td data-sheets-numberformat='{"1":2,"2":"0","3":1}' data-sheets-value='{"1":3,"3":50.160000000000004}' style="overflow:hidden;padding:0px 3px 0px 3px;vertical-align:bottom;text-align:center;">50</td> <td data-sheets-value='{"1":3,"3":24}' style="border-right:1px solid #000000;overflow:hidden;padding:0px 3px 0px 3px;vertical-align:bottom;text-align:center;">24</td> </tr> <tr style="height:20px;"> <td style="border-left:1px solid #000000;overflow:hidden;padding:0px 3px 0px 3px;vertical-align:bottom;"></td> <td data-sheets-value='{"1":2,"2":"DW"}' style="overflow:hidden;padding:0px 3px 0px 3px;vertical-align:bottom;">DW</td> <td data-sheets-value='{"1":2,"2":"Clear (H/H)"}' style="overflow:hidden;padding:0px 3px 0px 3px;vertical-align:bottom;">Clear (H/H)</td> <td data-sheets-numberformat='{"1":2,"2":"0.00","3":1}' data-sheets-value='{"1":3,"3":0.98}' style="overflow:hidden;padding:0px 3px 0px 3px;vertical-align:bottom;text-align:center;">0.98</td> <td data-sheets-numberformat='{"1":2,"2":"0","3":1}' data-sheets-value='{"1":3,"3":33.21}' style="overflow:hidden;padding:0px 3px 0px 3px;vertical-align:bottom;text-align:center;">33</td> <td data-sheets-numberformat='{"1":2,"2":"0","3":1}' data-sheets-value='{"1":3,"3":49.5}' style="overflow:hidden;padding:0px 3px 0px 3px;vertical-align:bottom;text-align:center;">50</td> <td data-sheets-value='{"1":3,"3":26}' style="border-right:1px solid #000000;overflow:hidden;padding:0px 3px 0px 3px;vertical-align:bottom;text-align:center;">26</td> </tr> <tr style="height:20px;"> <td style="border-bottom:1px solid #000000;border-left:1px solid #000000;overflow:hidden;padding:0px 3px 0px 3px;vertical-align:bottom;"></td> <td style="border-bottom:1px solid #000000;overflow:hidden;padding:0px 3px 0px 3px;vertical-align:bottom;"></td> <td data-sheets-value='{"1":2,"2":"Opal (O/O)"}' style="border-bottom:1px solid #000000;overflow:hidden;padding:0px 3px 0px 3px;vertical-align:bottom;">Opal (O/O)</td> <td data-sheets-numberformat='{"1":2,"2":"0.00","3":1}' data-sheets-value='{"1":3,"3":0.98}' style="border-bottom:1px solid #000000;overflow:hidden;padding:0px 3px 0px 3px;vertical-align:bottom;text-align:center;">0.98</td> <td data-sheets-numberformat='{"1":2,"2":"0","3":1}' data-sheets-value='{"1":3,"3":28.29}' style="border-bottom:1px solid #000000;overflow:hidden;padding:0px 3px 0px 3px;vertical-align:bottom;text-align:center;">28</td> <td data-sheets-numberformat='{"1":2,"2":"0","3":1}' data-sheets-value='{"1":3,"3":38.28}' style="border-bottom:1px solid #000000;overflow:hidden;padding:0px 3px 0px 3px;vertical-align:bottom;text-align:center;">38</td> <td data-sheets-value='{"1":3,"3":26}' style="border-right:1px solid #000000;border-bottom:1px solid #000000;overflow:hidden;padding:0px 3px 0px 3px;vertical-align:bottom;text-align:center;">26</td> </tr> <tr style="height:20px;"> <td data-sheets-value='{"1":2,"2":"Polycarbonate "}' style="border-left:1px solid #000000;overflow:hidden;padding:0px 3px 0px 3px;vertical-align:bottom;">Polycarbonate </td> <td data-sheets-value='{"1":2,"2":"EW"}' style="overflow:hidden;padding:0px 3px 0px 3px;vertical-align:bottom;">EW</td> <td data-sheets-value='{"1":2,"2":"Clear (A)"}' style="overflow:hidden;padding:0px 3px 0px 3px;vertical-align:bottom;">Clear (A)</td> <td data-sheets-numberformat='{"1":2,"2":"0.00","3":1}' data-sheets-value='{"1":3,"3":1.19}' style="overflow:hidden;padding:0px 3px 0px 3px;vertical-align:bottom;text-align:center;">1.19</td> <td data-sheets-numberformat='{"1":2,"2":"0","3":1}' data-sheets-value='{"1":3,"3":36.08}' style="overflow:hidden;padding:0px 3px 0px 3px;vertical-align:bottom;text-align:center;">36</td> <td data-sheets-numberformat='{"1":2,"2":"0","3":1}' data-sheets-value='{"1":3,"3":54.78}' style="overflow:hidden;padding:0px 3px 0px 3px;vertical-align:bottom;text-align:center;">55</td> <td data-sheets-value='{"1":3,"3":24}' style="border-right:1px solid #000000;overflow:hidden;padding:0px 3px 0px 3px;vertical-align:bottom;text-align:center;">24</td> </tr> <tr style="height:20px;"> <td data-sheets-value='{"1":2,"2":"PC"}' style="border-left:1px solid #000000;overflow:hidden;padding:0px 3px 0px 3px;vertical-align:bottom;">PC</td> <td style="overflow:hidden;padding:0px 3px 0px 3px;vertical-align:bottom;"></td> <td data-sheets-value='{"1":2,"2":"Opal (D)"}' style="overflow:hidden;padding:0px 3px 0px 3px;vertical-align:bottom;">Opal (D)</td> <td data-sheets-numberformat='{"1":2,"2":"0.00","3":1}' data-sheets-value='{"1":3,"3":1.19}' style="overflow:hidden;padding:0px 3px 0px 3px;vertical-align:bottom;text-align:center;">1.19</td> <td data-sheets-numberformat='{"1":2,"2":"0","3":1}' data-sheets-value='{"1":3,"3":23.779999999999998}' style="overflow:hidden;padding:0px 3px 0px 3px;vertical-align:bottom;text-align:center;">24</td> <td data-sheets-numberformat='{"1":2,"2":"0","3":1}' data-sheets-value='{"1":3,"3":39.6}' style="overflow:hidden;padding:0px 3px 0px 3px;vertical-align:bottom;text-align:center;">40</td> <td data-sheets-value='{"1":3,"3":24}' style="border-right:1px solid #000000;overflow:hidden;padding:0px 3px 0px 3px;vertical-align:bottom;text-align:center;">24</td> </tr> <tr style="height:20px;"> <td style="border-left:1px solid #000000;overflow:hidden;padding:0px 3px 0px 3px;vertical-align:bottom;"></td> <td data-sheets-value='{"1":2,"2":"DW"}' style="overflow:hidden;padding:0px 3px 0px 3px;vertical-align:bottom;">DW</td> <td data-sheets-value='{"1":2,"2":"Clear (A/H)"}' style="overflow:hidden;padding:0px 3px 0px 3px;vertical-align:bottom;">Clear (A/H)</td> <td data-sheets-numberformat='{"1":2,"2":"0.00","3":1}' data-sheets-value='{"1":3,"3":0.98}' style="overflow:hidden;padding:0px 3px 0px 3px;vertical-align:bottom;text-align:center;">0.98</td> <td data-sheets-numberformat='{"1":2,"2":"0","3":1}' data-sheets-value='{"1":3,"3":32.39}' style="overflow:hidden;padding:0px 3px 0px 3px;vertical-align:bottom;text-align:center;">32</td> <td data-sheets-numberformat='{"1":2,"2":"0","3":1}' data-sheets-value='{"1":3,"3":47.52}' style="overflow:hidden;padding:0px 3px 0px 3px;vertical-align:bottom;text-align:center;">48</td> <td data-sheets-value='{"1":3,"3":26}' style="border-right:1px solid #000000;overflow:hidden;padding:0px 3px 0px 3px;vertical-align:bottom;text-align:center;">26</td> </tr> <tr style="height:20px;"> <td style="border-left:1px solid #000000;overflow:hidden;padding:0px 3px 0px 3px;vertical-align:bottom;"></td> <td style="overflow:hidden;padding:0px 3px 0px 3px;vertical-align:bottom;"></td> <td data-sheets-value='{"1":2,"2":"Clear (A/A)"}' style="overflow:hidden;padding:0px 3px 0px 3px;vertical-align:bottom;">Clear (A/A)</td> <td data-sheets-numberformat='{"1":2,"2":"0.00","3":1}' data-sheets-value='{"1":3,"3":0.98}' style="overflow:hidden;padding:0px 3px 0px 3px;vertical-align:bottom;text-align:center;">0.98</td> <td data-sheets-numberformat='{"1":2,"2":"0","3":1}' data-sheets-value='{"1":3,"3":31.569999999999997}' style="overflow:hidden;padding:0px 3px 0px 3px;vertical-align:bottom;text-align:center;">32</td> <td data-sheets-numberformat='{"1":2,"2":"0","3":1}' data-sheets-value='{"1":3,"3":45.54}' style="overflow:hidden;padding:0px 3px 0px 3px;vertical-align:bottom;text-align:center;">46</td> <td data-sheets-value='{"1":3,"3":26}' style="border-right:1px solid #000000;overflow:hidden;padding:0px 3px 0px 3px;vertical-align:bottom;text-align:center;">26</td> </tr> <tr style="height:20px;"> <td style="border-left:1px solid #000000;overflow:hidden;padding:0px 3px 0px 3px;vertical-align:bottom;"></td> <td style="overflow:hidden;padding:0px 3px 0px 3px;vertical-align:bottom;"></td> <td data-sheets-value='{"1":2,"2":"Opal (A/O)"}' style="overflow:hidden;padding:0px 3px 0px 3px;vertical-align:bottom;">Opal (A/O)</td> <td data-sheets-numberformat='{"1":2,"2":"0.00","3":1}' data-sheets-value='{"1":3,"3":0.98}' style="overflow:hidden;padding:0px 3px 0px 3px;vertical-align:bottom;text-align:center;">0.98</td> <td data-sheets-numberformat='{"1":2,"2":"0","3":1}' data-sheets-value='{"1":3,"3":29.93}' style="overflow:hidden;padding:0px 3px 0px 3px;vertical-align:bottom;text-align:center;">30</td> <td data-sheets-numberformat='{"1":2,"2":"0","3":1}' data-sheets-value='{"1":3,"3":41.580000000000005}' style="overflow:hidden;padding:0px 3px 0px 3px;vertical-align:bottom;text-align:center;">42</td> <td data-sheets-value='{"1":3,"3":26}' style="border-right:1px solid #000000;overflow:hidden;padding:0px 3px 0px 3px;vertical-align:bottom;text-align:center;">26</td> </tr> <tr style="height:20px;"> <td style="border-bottom:1px solid #000000;border-left:1px solid #000000;overflow:hidden;padding:0px 3px 0px 3px;vertical-align:bottom;"></td> <td style="border-bottom:1px solid #000000;overflow:hidden;padding:0px 3px 0px 3px;vertical-align:bottom;"></td> <td data-sheets-value='{"1":2,"2":"Opal (A/D)"}' style="border-bottom:1px solid #000000;overflow:hidden;padding:0px 3px 0px 3px;vertical-align:bottom;">Opal (A/D)</td> <td data-sheets-numberformat='{"1":2,"2":"0.00","3":1}' data-sheets-value='{"1":3,"3":0.98}' style="border-bottom:1px solid #000000;overflow:hidden;padding:0px 3px 0px 3px;vertical-align:bottom;text-align:center;">0.98</td> <td data-sheets-numberformat='{"1":2,"2":"0","3":1}' data-sheets-value='{"1":3,"3":20.91}' style="border-bottom:1px solid #000000;overflow:hidden;padding:0px 3px 0px 3px;vertical-align:bottom;text-align:center;">21</td> <td data-sheets-numberformat='{"1":2,"2":"0","3":1}' data-sheets-value='{"1":3,"3":33}' style="border-bottom:1px solid #000000;overflow:hidden;padding:0px 3px 0px 3px;vertical-align:bottom;text-align:center;">33</td> <td data-sheets-value='{"1":3,"3":26}' style="border-right:1px solid #000000;border-bottom:1px solid #000000;overflow:hidden;padding:0px 3px 0px 3px;vertical-align:bottom;text-align:center;">26</td> </tr> <tr style="height:20px;"> <td data-sheets-value='{"1":2,"2":"Polycarbonate"}' style="border-left:1px solid #000000;overflow:hidden;padding:0px 3px 0px 3px;vertical-align:bottom;">Polycarbonate</td> <td data-sheets-value='{"1":2,"2":"EW"}' style="overflow:hidden;padding:0px 3px 0px 3px;vertical-align:bottom;">EW</td> <td data-sheets-value='{"1":2,"2":"Heatstop Opal (T)"}' style="overflow:hidden;padding:0px 3px 0px 3px;vertical-align:bottom;">Heatstop Opal (T)</td> <td data-sheets-numberformat='{"1":2,"2":"0.00","3":1}' data-sheets-value='{"1":3,"3":1.19}' style="overflow:hidden;padding:0px 3px 0px 3px;vertical-align:bottom;text-align:center;">1.19</td> <td data-sheets-numberformat='{"1":2,"2":"0","3":1}' data-sheets-value='{"1":3,"3":20.09}' style="overflow:hidden;padding:0px 3px 0px 3px;vertical-align:bottom;text-align:center;">20</td> <td data-sheets-numberformat='{"1":2,"2":"0","3":1}' data-sheets-value='{"1":3,"3":38.940000000000005}' style="overflow:hidden;padding:0px 3px 0px 3px;vertical-align:bottom;text-align:center;">39</td> <td data-sheets-value='{"1":3,"3":24}' style="border-right:1px solid #000000;overflow:hidden;padding:0px 3px 0px 3px;vertical-align:bottom;text-align:center;">24</td> </tr> <tr style="height:20px;"> <td data-sheets-value='{"1":2,"2":"Heatstop PC"}' style="border-left:1px solid #000000;overflow:hidden;padding:0px 3px 0px 3px;vertical-align:bottom;">Heatstop PC</td> <td data-sheets-value='{"1":2,"2":"DW"}' style="overflow:hidden;padding:0px 3px 0px 3px;vertical-align:bottom;">DW</td> <td data-sheets-value='{"1":2,"2":"Clear (T/H)"}' style="overflow:hidden;padding:0px 3px 0px 3px;vertical-align:bottom;">Clear (T/H)</td> <td data-sheets-numberformat='{"1":2,"2":"0.00","3":1}' data-sheets-value='{"1":3,"3":0.98}' style="overflow:hidden;padding:0px 3px 0px 3px;vertical-align:bottom;text-align:center;">0.98</td> <td data-sheets-numberformat='{"1":2,"2":"0","3":1}' data-sheets-value='{"1":3,"3":18.04}' style="overflow:hidden;padding:0px 3px 0px 3px;vertical-align:bottom;text-align:center;">18</td> <td data-sheets-numberformat='{"1":2,"2":"0","3":1}' data-sheets-value='{"1":3,"3":33.660000000000004}' style="overflow:hidden;padding:0px 3px 0px 3px;vertical-align:bottom;text-align:center;">34</td> <td data-sheets-value='{"1":3,"3":26}' style="border-right:1px solid #000000;overflow:hidden;padding:0px 3px 0px 3px;vertical-align:bottom;text-align:center;">26</td> </tr> <tr style="height:20px;"> <td style="border-bottom:1px solid #000000;border-left:1px solid #000000;overflow:hidden;padding:0px 3px 0px 3px;vertical-align:bottom;"></td> <td style="border-bottom:1px solid #000000;overflow:hidden;padding:0px 3px 0px 3px;vertical-align:bottom;"></td> <td data-sheets-value='{"1":2,"2":"Opal (T/O)"}' style="border-bottom:1px solid #000000;overflow:hidden;padding:0px 3px 0px 3px;vertical-align:bottom;">Opal (T/O)</td> <td data-sheets-numberformat='{"1":2,"2":"0.00","3":1}' data-sheets-value='{"1":3,"3":0.98}' style="border-bottom:1px solid #000000;overflow:hidden;padding:0px 3px 0px 3px;vertical-align:bottom;text-align:center;">0.98</td> <td data-sheets-numberformat='{"1":2,"2":"0","3":1}' data-sheets-value='{"1":3,"3":16.81}' style="border-bottom:1px solid #000000;overflow:hidden;padding:0px 3px 0px 3px;vertical-align:bottom;text-align:center;">17</td> <td data-sheets-numberformat='{"1":2,"2":"0","3":1}' data-sheets-value='{"1":3,"3":29.700000000000003}' style="border-bottom:1px solid #000000;overflow:hidden;padding:0px 3px 0px 3px;vertical-align:bottom;text-align:center;">30</td> <td data-sheets-value='{"1":3,"3":26}' style="border-right:1px solid #000000;border-bottom:1px solid #000000;overflow:hidden;padding:0px 3px 0px 3px;vertical-align:bottom;text-align:center;">26</td> </tr> </tbody></table> | skylux-160-ce-met-koepel-en-metaalopstand-met-lm-motor-en-pvc-raam-type-ep25-1400-x-1400-mm | 8585996566861 | 46872274665805
Smoke and heat exhaust (SHEV) | SHE system | Skylux | Skylux 160° CE with skylight and metal curb with LM-actuator and PVC frame type EP25 1450 x 1700 mm |  | 50912 | 5412970509127 | 6016.15 | Yes | 30-45 | 122.82 | 1450 x 1700 mm | 1700 | 1450 |  | metal curb M30 (30 cm high) | Rectangular | 1.19 W/m²K - 0.98 W/m²K | 57% - 30% | 37% - 17% | 24dB - 26dB | 160° CE (for industry) | PVC frame EP25 | without spoiler | E | Single actuator | Maximum double-walled skylight possible for this product | Ut-value LT-value g-value Rw-value EN 1873 : 2014 EN ISO 13468 EN 16153 EN 410 EN 410 EN ISO 140-3 Material Walls Shells (W/m²K) (%) (%) (dB) Acrylic EW Clear (H) 1.19 37 57 24 PMMA Opal (O) 1.19 34 50 24 DW Clear (H/H) 0.98 33 50 26 Opal (O/O) 0.98 28 38 26 Polycarbonate EW Clear (A) 1.19 36 55 24 PC Opal (D) 1.19 24 40 24 DW Clear (A/H) 0.98 32 48 26 Clear (A/A) 0.98 32 46 26 Opal (A/O) 0.98 30 42 26 Opal (A/D) 0.98 21 33 26 Polycarbonate EW Heatstop Opal (T) 1.19 20 39 24 Heatstop PC DW Clear (T/H) 0.98 18 34 26 Opal (T/O) 0.98 17 30 26 | https://skylux.eu/en/products/skylux-160-ce-met-koepel-en-metaalopstand-met-lm-motor-en-pvc-raam-type-ep25-1450-x-1700-mm | https://skylux.eu/cdn/shop/files/Skylux-160deg-CE-met-koepel-en-metaalopstand-met-LM-motor-en-pvc-raam-type-EP25-1450-x-1700-mm-RWA-systeem.jpg?v=1702976972&width=1600 | https://skylux.eu/cdn/shop/files/e5a82811-1bb0-48e4-a776-cacb59c7c092_33c35a01-ca6b-4714-957b-1d1a80d16975.jpg?v=1688550256&width=1600 | //skylux.eu/cdn/shop/files/E_MH_Mounting_instructions_Skylux_160_CE_LM.pdf?v=12406716259046007223 | //skylux.eu/cdn/shop/files/E_TD_Technical_File_Skylux_Skylux_160_CE_Electric.pdf?v=3667116872303399239 | <style type="text/css" id="isPasted"><!--td {border: 1px solid #cccccc;}br {mso-data-placement:same-cell;}--></style><table border="1" cellpadding="0" cellspacing="0" dir="ltr" style="table-layout:fixed;font-size:10pt;font-family:Arial;border-collapse:collapse;border:none;"><tbody> <tr style="height:20px;"> <td style="overflow:hidden;padding:0px 3px 0px 3px;vertical-align:bottom;"></td> <td style="overflow:hidden;padding:0px 3px 0px 3px;vertical-align:bottom;"></td> <td style="overflow:hidden;padding:0px 3px 0px 3px;vertical-align:bottom;"></td> <td data-sheets-value='{"1":2,"2":"Ut-value"}' style="overflow:hidden;padding:0px 3px 0px 3px;vertical-align:bottom;font-weight:bold;text-align:center;">Ut-value</td> <td data-sheets-value='{"1":2,"2":"LT-value"}' style="overflow:hidden;padding:0px 3px 0px 3px;vertical-align:bottom;font-weight:bold;text-align:center;">LT-value</td> <td data-sheets-value='{"1":2,"2":"g-value"}' style="overflow:hidden;padding:0px 3px 0px 3px;vertical-align:bottom;font-weight:bold;text-align:center;">g-value</td> <td data-sheets-value='{"1":2,"2":"Rw-value "}' style="overflow:hidden;padding:0px 3px 0px 3px;vertical-align:bottom;font-weight:bold;text-align:center;">Rw-value </td> </tr> <tr style="height:20px;"> <td style="overflow:hidden;padding:0px 3px 0px 3px;vertical-align:bottom;"></td> <td style="overflow:hidden;padding:0px 3px 0px 3px;vertical-align:bottom;"></td> <td style="overflow:hidden;padding:0px 3px 0px 3px;vertical-align:bottom;"></td> <td data-sheets-numberformat='{"1":2,"2":"0.00","3":1}' data-sheets-value='{"1":2,"2":"EN 1873 : 2014"}' style="overflow:hidden;padding:0px 3px 0px 3px;vertical-align:bottom;text-align:center;">EN 1873 : 2014</td> <td data-sheets-numberformat='{"1":2,"2":"0","3":1}' data-sheets-value='{"1":2,"2":"EN ISO 13468 EN 16153 EN 410"}' style="overflow:hidden;padding:0px 3px 0px 3px;vertical-align:bottom;text-align:center;">EN ISO 13468 EN 16153 EN 410</td> <td data-sheets-numberformat='{"1":2,"2":"0","3":1}' data-sheets-value='{"1":2,"2":"EN 410"}' style="overflow:hidden;padding:0px 3px 0px 3px;vertical-align:bottom;text-align:center;">EN 410</td> <td data-sheets-value='{"1":2,"2":"EN ISO 140-3\t\t"}' style="overflow:hidden;padding:0px 3px 0px 3px;vertical-align:bottom;text-align:center;">EN ISO 140-3 </td> </tr> <tr style="height:20px;"> <td data-sheets-value='{"1":2,"2":"Material"}' style="border-bottom:1px solid #000000;overflow:hidden;padding:0px 3px 0px 3px;vertical-align:bottom;background-color:#000000;font-weight:bold;color:#ffffff;">Material</td> <td data-sheets-value='{"1":2,"2":"Walls"}' style="border-bottom:1px solid #000000;overflow:hidden;padding:0px 3px 0px 3px;vertical-align:bottom;background-color:#000000;font-weight:bold;color:#ffffff;">Walls</td> <td data-sheets-value='{"1":2,"2":"Shells"}' style="border-bottom:1px solid #000000;overflow:hidden;padding:0px 3px 0px 3px;vertical-align:bottom;background-color:#000000;font-weight:bold;color:#ffffff;">Shells</td> <td data-sheets-numberformat='{"1":2,"2":"0.00","3":1}' data-sheets-value='{"1":2,"2":"(W/m²K)\t"}' style="border-bottom:1px solid #000000;overflow:hidden;padding:0px 3px 0px 3px;vertical-align:bottom;background-color:#000000;font-weight:bold;color:#ffffff;text-align:center;">(W/m²K) </td> <td data-sheets-numberformat='{"1":2,"2":"0","3":1}' data-sheets-value='{"1":2,"2":"(%)"}' style="border-bottom:1px solid #000000;overflow:hidden;padding:0px 3px 0px 3px;vertical-align:bottom;background-color:#000000;font-weight:bold;color:#ffffff;text-align:center;">(%)</td> <td data-sheets-numberformat='{"1":2,"2":"0","3":1}' data-sheets-value='{"1":2,"2":"(%)"}' style="border-bottom:1px solid #000000;overflow:hidden;padding:0px 3px 0px 3px;vertical-align:bottom;background-color:#000000;font-weight:bold;color:#ffffff;text-align:center;">(%)</td> <td data-sheets-value='{"1":2,"2":"(dB)"}' style="border-bottom:1px solid #000000;overflow:hidden;padding:0px 3px 0px 3px;vertical-align:bottom;background-color:#000000;font-weight:bold;color:#ffffff;text-align:center;">(dB)</td> </tr> <tr style="height:20px;"> <td data-sheets-value='{"1":2,"2":"Acrylic"}' style="border-left:1px solid #000000;overflow:hidden;padding:0px 3px 0px 3px;vertical-align:bottom;">Acrylic</td> <td data-sheets-value='{"1":2,"2":"EW"}' style="overflow:hidden;padding:0px 3px 0px 3px;vertical-align:bottom;">EW</td> <td data-sheets-value='{"1":2,"2":"Clear (H)"}' style="overflow:hidden;padding:0px 3px 0px 3px;vertical-align:bottom;">Clear (H)</td> <td data-sheets-numberformat='{"1":2,"2":"0.00","3":1}' data-sheets-value='{"1":3,"3":1.19}' style="overflow:hidden;padding:0px 3px 0px 3px;vertical-align:bottom;text-align:center;">1.19</td> <td data-sheets-numberformat='{"1":2,"2":"0","3":1}' data-sheets-value='{"1":3,"3":36.9}' style="overflow:hidden;padding:0px 3px 0px 3px;vertical-align:bottom;text-align:center;">37</td> <td data-sheets-numberformat='{"1":2,"2":"0","3":1}' data-sheets-value='{"1":3,"3":57.42}' style="overflow:hidden;padding:0px 3px 0px 3px;vertical-align:bottom;text-align:center;">57</td> <td data-sheets-value='{"1":3,"3":24}' style="border-right:1px solid #000000;overflow:hidden;padding:0px 3px 0px 3px;vertical-align:bottom;text-align:center;">24</td> </tr> <tr style="height:20px;"> <td data-sheets-value='{"1":2,"2":"PMMA"}' style="border-left:1px solid #000000;overflow:hidden;padding:0px 3px 0px 3px;vertical-align:bottom;">PMMA</td> <td style="overflow:hidden;padding:0px 3px 0px 3px;vertical-align:bottom;"></td> <td data-sheets-value='{"1":2,"2":"Opal (O)"}' style="overflow:hidden;padding:0px 3px 0px 3px;vertical-align:bottom;">Opal (O)</td> <td data-sheets-numberformat='{"1":2,"2":"0.00","3":1}' data-sheets-value='{"1":3,"3":1.19}' style="overflow:hidden;padding:0px 3px 0px 3px;vertical-align:bottom;text-align:center;">1.19</td> <td data-sheets-numberformat='{"1":2,"2":"0","3":1}' data-sheets-value='{"1":3,"3":34.03}' style="overflow:hidden;padding:0px 3px 0px 3px;vertical-align:bottom;text-align:center;">34</td> <td data-sheets-numberformat='{"1":2,"2":"0","3":1}' data-sheets-value='{"1":3,"3":50.160000000000004}' style="overflow:hidden;padding:0px 3px 0px 3px;vertical-align:bottom;text-align:center;">50</td> <td data-sheets-value='{"1":3,"3":24}' style="border-right:1px solid #000000;overflow:hidden;padding:0px 3px 0px 3px;vertical-align:bottom;text-align:center;">24</td> </tr> <tr style="height:20px;"> <td style="border-left:1px solid #000000;overflow:hidden;padding:0px 3px 0px 3px;vertical-align:bottom;"></td> <td data-sheets-value='{"1":2,"2":"DW"}' style="overflow:hidden;padding:0px 3px 0px 3px;vertical-align:bottom;">DW</td> <td data-sheets-value='{"1":2,"2":"Clear (H/H)"}' style="overflow:hidden;padding:0px 3px 0px 3px;vertical-align:bottom;">Clear (H/H)</td> <td data-sheets-numberformat='{"1":2,"2":"0.00","3":1}' data-sheets-value='{"1":3,"3":0.98}' style="overflow:hidden;padding:0px 3px 0px 3px;vertical-align:bottom;text-align:center;">0.98</td> <td data-sheets-numberformat='{"1":2,"2":"0","3":1}' data-sheets-value='{"1":3,"3":33.21}' style="overflow:hidden;padding:0px 3px 0px 3px;vertical-align:bottom;text-align:center;">33</td> <td data-sheets-numberformat='{"1":2,"2":"0","3":1}' data-sheets-value='{"1":3,"3":49.5}' style="overflow:hidden;padding:0px 3px 0px 3px;vertical-align:bottom;text-align:center;">50</td> <td data-sheets-value='{"1":3,"3":26}' style="border-right:1px solid #000000;overflow:hidden;padding:0px 3px 0px 3px;vertical-align:bottom;text-align:center;">26</td> </tr> <tr style="height:20px;"> <td style="border-bottom:1px solid #000000;border-left:1px solid #000000;overflow:hidden;padding:0px 3px 0px 3px;vertical-align:bottom;"></td> <td style="border-bottom:1px solid #000000;overflow:hidden;padding:0px 3px 0px 3px;vertical-align:bottom;"></td> <td data-sheets-value='{"1":2,"2":"Opal (O/O)"}' style="border-bottom:1px solid #000000;overflow:hidden;padding:0px 3px 0px 3px;vertical-align:bottom;">Opal (O/O)</td> <td data-sheets-numberformat='{"1":2,"2":"0.00","3":1}' data-sheets-value='{"1":3,"3":0.98}' style="border-bottom:1px solid #000000;overflow:hidden;padding:0px 3px 0px 3px;vertical-align:bottom;text-align:center;">0.98</td> <td data-sheets-numberformat='{"1":2,"2":"0","3":1}' data-sheets-value='{"1":3,"3":28.29}' style="border-bottom:1px solid #000000;overflow:hidden;padding:0px 3px 0px 3px;vertical-align:bottom;text-align:center;">28</td> <td data-sheets-numberformat='{"1":2,"2":"0","3":1}' data-sheets-value='{"1":3,"3":38.28}' style="border-bottom:1px solid #000000;overflow:hidden;padding:0px 3px 0px 3px;vertical-align:bottom;text-align:center;">38</td> <td data-sheets-value='{"1":3,"3":26}' style="border-right:1px solid #000000;border-bottom:1px solid #000000;overflow:hidden;padding:0px 3px 0px 3px;vertical-align:bottom;text-align:center;">26</td> </tr> <tr style="height:20px;"> <td data-sheets-value='{"1":2,"2":"Polycarbonate "}' style="border-left:1px solid #000000;overflow:hidden;padding:0px 3px 0px 3px;vertical-align:bottom;">Polycarbonate </td> <td data-sheets-value='{"1":2,"2":"EW"}' style="overflow:hidden;padding:0px 3px 0px 3px;vertical-align:bottom;">EW</td> <td data-sheets-value='{"1":2,"2":"Clear (A)"}' style="overflow:hidden;padding:0px 3px 0px 3px;vertical-align:bottom;">Clear (A)</td> <td data-sheets-numberformat='{"1":2,"2":"0.00","3":1}' data-sheets-value='{"1":3,"3":1.19}' style="overflow:hidden;padding:0px 3px 0px 3px;vertical-align:bottom;text-align:center;">1.19</td> <td data-sheets-numberformat='{"1":2,"2":"0","3":1}' data-sheets-value='{"1":3,"3":36.08}' style="overflow:hidden;padding:0px 3px 0px 3px;vertical-align:bottom;text-align:center;">36</td> <td data-sheets-numberformat='{"1":2,"2":"0","3":1}' data-sheets-value='{"1":3,"3":54.78}' style="overflow:hidden;padding:0px 3px 0px 3px;vertical-align:bottom;text-align:center;">55</td> <td data-sheets-value='{"1":3,"3":24}' style="border-right:1px solid #000000;overflow:hidden;padding:0px 3px 0px 3px;vertical-align:bottom;text-align:center;">24</td> </tr> <tr style="height:20px;"> <td data-sheets-value='{"1":2,"2":"PC"}' style="border-left:1px solid #000000;overflow:hidden;padding:0px 3px 0px 3px;vertical-align:bottom;">PC</td> <td style="overflow:hidden;padding:0px 3px 0px 3px;vertical-align:bottom;"></td> <td data-sheets-value='{"1":2,"2":"Opal (D)"}' style="overflow:hidden;padding:0px 3px 0px 3px;vertical-align:bottom;">Opal (D)</td> <td data-sheets-numberformat='{"1":2,"2":"0.00","3":1}' data-sheets-value='{"1":3,"3":1.19}' style="overflow:hidden;padding:0px 3px 0px 3px;vertical-align:bottom;text-align:center;">1.19</td> <td data-sheets-numberformat='{"1":2,"2":"0","3":1}' data-sheets-value='{"1":3,"3":23.779999999999998}' style="overflow:hidden;padding:0px 3px 0px 3px;vertical-align:bottom;text-align:center;">24</td> <td data-sheets-numberformat='{"1":2,"2":"0","3":1}' data-sheets-value='{"1":3,"3":39.6}' style="overflow:hidden;padding:0px 3px 0px 3px;vertical-align:bottom;text-align:center;">40</td> <td data-sheets-value='{"1":3,"3":24}' style="border-right:1px solid #000000;overflow:hidden;padding:0px 3px 0px 3px;vertical-align:bottom;text-align:center;">24</td> </tr> <tr style="height:20px;"> <td style="border-left:1px solid #000000;overflow:hidden;padding:0px 3px 0px 3px;vertical-align:bottom;"></td> <td data-sheets-value='{"1":2,"2":"DW"}' style="overflow:hidden;padding:0px 3px 0px 3px;vertical-align:bottom;">DW</td> <td data-sheets-value='{"1":2,"2":"Clear (A/H)"}' style="overflow:hidden;padding:0px 3px 0px 3px;vertical-align:bottom;">Clear (A/H)</td> <td data-sheets-numberformat='{"1":2,"2":"0.00","3":1}' data-sheets-value='{"1":3,"3":0.98}' style="overflow:hidden;padding:0px 3px 0px 3px;vertical-align:bottom;text-align:center;">0.98</td> <td data-sheets-numberformat='{"1":2,"2":"0","3":1}' data-sheets-value='{"1":3,"3":32.39}' style="overflow:hidden;padding:0px 3px 0px 3px;vertical-align:bottom;text-align:center;">32</td> <td data-sheets-numberformat='{"1":2,"2":"0","3":1}' data-sheets-value='{"1":3,"3":47.52}' style="overflow:hidden;padding:0px 3px 0px 3px;vertical-align:bottom;text-align:center;">48</td> <td data-sheets-value='{"1":3,"3":26}' style="border-right:1px solid #000000;overflow:hidden;padding:0px 3px 0px 3px;vertical-align:bottom;text-align:center;">26</td> </tr> <tr style="height:20px;"> <td style="border-left:1px solid #000000;overflow:hidden;padding:0px 3px 0px 3px;vertical-align:bottom;"></td> <td style="overflow:hidden;padding:0px 3px 0px 3px;vertical-align:bottom;"></td> <td data-sheets-value='{"1":2,"2":"Clear (A/A)"}' style="overflow:hidden;padding:0px 3px 0px 3px;vertical-align:bottom;">Clear (A/A)</td> <td data-sheets-numberformat='{"1":2,"2":"0.00","3":1}' data-sheets-value='{"1":3,"3":0.98}' style="overflow:hidden;padding:0px 3px 0px 3px;vertical-align:bottom;text-align:center;">0.98</td> <td data-sheets-numberformat='{"1":2,"2":"0","3":1}' data-sheets-value='{"1":3,"3":31.569999999999997}' style="overflow:hidden;padding:0px 3px 0px 3px;vertical-align:bottom;text-align:center;">32</td> <td data-sheets-numberformat='{"1":2,"2":"0","3":1}' data-sheets-value='{"1":3,"3":45.54}' style="overflow:hidden;padding:0px 3px 0px 3px;vertical-align:bottom;text-align:center;">46</td> <td data-sheets-value='{"1":3,"3":26}' style="border-right:1px solid #000000;overflow:hidden;padding:0px 3px 0px 3px;vertical-align:bottom;text-align:center;">26</td> </tr> <tr style="height:20px;"> <td style="border-left:1px solid #000000;overflow:hidden;padding:0px 3px 0px 3px;vertical-align:bottom;"></td> <td style="overflow:hidden;padding:0px 3px 0px 3px;vertical-align:bottom;"></td> <td data-sheets-value='{"1":2,"2":"Opal (A/O)"}' style="overflow:hidden;padding:0px 3px 0px 3px;vertical-align:bottom;">Opal (A/O)</td> <td data-sheets-numberformat='{"1":2,"2":"0.00","3":1}' data-sheets-value='{"1":3,"3":0.98}' style="overflow:hidden;padding:0px 3px 0px 3px;vertical-align:bottom;text-align:center;">0.98</td> <td data-sheets-numberformat='{"1":2,"2":"0","3":1}' data-sheets-value='{"1":3,"3":29.93}' style="overflow:hidden;padding:0px 3px 0px 3px;vertical-align:bottom;text-align:center;">30</td> <td data-sheets-numberformat='{"1":2,"2":"0","3":1}' data-sheets-value='{"1":3,"3":41.580000000000005}' style="overflow:hidden;padding:0px 3px 0px 3px;vertical-align:bottom;text-align:center;">42</td> <td data-sheets-value='{"1":3,"3":26}' style="border-right:1px solid #000000;overflow:hidden;padding:0px 3px 0px 3px;vertical-align:bottom;text-align:center;">26</td> </tr> <tr style="height:20px;"> <td style="border-bottom:1px solid #000000;border-left:1px solid #000000;overflow:hidden;padding:0px 3px 0px 3px;vertical-align:bottom;"></td> <td style="border-bottom:1px solid #000000;overflow:hidden;padding:0px 3px 0px 3px;vertical-align:bottom;"></td> <td data-sheets-value='{"1":2,"2":"Opal (A/D)"}' style="border-bottom:1px solid #000000;overflow:hidden;padding:0px 3px 0px 3px;vertical-align:bottom;">Opal (A/D)</td> <td data-sheets-numberformat='{"1":2,"2":"0.00","3":1}' data-sheets-value='{"1":3,"3":0.98}' style="border-bottom:1px solid #000000;overflow:hidden;padding:0px 3px 0px 3px;vertical-align:bottom;text-align:center;">0.98</td> <td data-sheets-numberformat='{"1":2,"2":"0","3":1}' data-sheets-value='{"1":3,"3":20.91}' style="border-bottom:1px solid #000000;overflow:hidden;padding:0px 3px 0px 3px;vertical-align:bottom;text-align:center;">21</td> <td data-sheets-numberformat='{"1":2,"2":"0","3":1}' data-sheets-value='{"1":3,"3":33}' style="border-bottom:1px solid #000000;overflow:hidden;padding:0px 3px 0px 3px;vertical-align:bottom;text-align:center;">33</td> <td data-sheets-value='{"1":3,"3":26}' style="border-right:1px solid #000000;border-bottom:1px solid #000000;overflow:hidden;padding:0px 3px 0px 3px;vertical-align:bottom;text-align:center;">26</td> </tr> <tr style="height:20px;"> <td data-sheets-value='{"1":2,"2":"Polycarbonate"}' style="border-left:1px solid #000000;overflow:hidden;padding:0px 3px 0px 3px;vertical-align:bottom;">Polycarbonate</td> <td data-sheets-value='{"1":2,"2":"EW"}' style="overflow:hidden;padding:0px 3px 0px 3px;vertical-align:bottom;">EW</td> <td data-sheets-value='{"1":2,"2":"Heatstop Opal (T)"}' style="overflow:hidden;padding:0px 3px 0px 3px;vertical-align:bottom;">Heatstop Opal (T)</td> <td data-sheets-numberformat='{"1":2,"2":"0.00","3":1}' data-sheets-value='{"1":3,"3":1.19}' style="overflow:hidden;padding:0px 3px 0px 3px;vertical-align:bottom;text-align:center;">1.19</td> <td data-sheets-numberformat='{"1":2,"2":"0","3":1}' data-sheets-value='{"1":3,"3":20.09}' style="overflow:hidden;padding:0px 3px 0px 3px;vertical-align:bottom;text-align:center;">20</td> <td data-sheets-numberformat='{"1":2,"2":"0","3":1}' data-sheets-value='{"1":3,"3":38.940000000000005}' style="overflow:hidden;padding:0px 3px 0px 3px;vertical-align:bottom;text-align:center;">39</td> <td data-sheets-value='{"1":3,"3":24}' style="border-right:1px solid #000000;overflow:hidden;padding:0px 3px 0px 3px;vertical-align:bottom;text-align:center;">24</td> </tr> <tr style="height:20px;"> <td data-sheets-value='{"1":2,"2":"Heatstop PC"}' style="border-left:1px solid #000000;overflow:hidden;padding:0px 3px 0px 3px;vertical-align:bottom;">Heatstop PC</td> <td data-sheets-value='{"1":2,"2":"DW"}' style="overflow:hidden;padding:0px 3px 0px 3px;vertical-align:bottom;">DW</td> <td data-sheets-value='{"1":2,"2":"Clear (T/H)"}' style="overflow:hidden;padding:0px 3px 0px 3px;vertical-align:bottom;">Clear (T/H)</td> <td data-sheets-numberformat='{"1":2,"2":"0.00","3":1}' data-sheets-value='{"1":3,"3":0.98}' style="overflow:hidden;padding:0px 3px 0px 3px;vertical-align:bottom;text-align:center;">0.98</td> <td data-sheets-numberformat='{"1":2,"2":"0","3":1}' data-sheets-value='{"1":3,"3":18.04}' style="overflow:hidden;padding:0px 3px 0px 3px;vertical-align:bottom;text-align:center;">18</td> <td data-sheets-numberformat='{"1":2,"2":"0","3":1}' data-sheets-value='{"1":3,"3":33.660000000000004}' style="overflow:hidden;padding:0px 3px 0px 3px;vertical-align:bottom;text-align:center;">34</td> <td data-sheets-value='{"1":3,"3":26}' style="border-right:1px solid #000000;overflow:hidden;padding:0px 3px 0px 3px;vertical-align:bottom;text-align:center;">26</td> </tr> <tr style="height:20px;"> <td style="border-bottom:1px solid #000000;border-left:1px solid #000000;overflow:hidden;padding:0px 3px 0px 3px;vertical-align:bottom;"></td> <td style="border-bottom:1px solid #000000;overflow:hidden;padding:0px 3px 0px 3px;vertical-align:bottom;"></td> <td data-sheets-value='{"1":2,"2":"Opal (T/O)"}' style="border-bottom:1px solid #000000;overflow:hidden;padding:0px 3px 0px 3px;vertical-align:bottom;">Opal (T/O)</td> <td data-sheets-numberformat='{"1":2,"2":"0.00","3":1}' data-sheets-value='{"1":3,"3":0.98}' style="border-bottom:1px solid #000000;overflow:hidden;padding:0px 3px 0px 3px;vertical-align:bottom;text-align:center;">0.98</td> <td data-sheets-numberformat='{"1":2,"2":"0","3":1}' data-sheets-value='{"1":3,"3":16.81}' style="border-bottom:1px solid #000000;overflow:hidden;padding:0px 3px 0px 3px;vertical-align:bottom;text-align:center;">17</td> <td data-sheets-numberformat='{"1":2,"2":"0","3":1}' data-sheets-value='{"1":3,"3":29.700000000000003}' style="border-bottom:1px solid #000000;overflow:hidden;padding:0px 3px 0px 3px;vertical-align:bottom;text-align:center;">30</td> <td data-sheets-value='{"1":3,"3":26}' style="border-right:1px solid #000000;border-bottom:1px solid #000000;overflow:hidden;padding:0px 3px 0px 3px;vertical-align:bottom;text-align:center;">26</td> </tr> </tbody></table> | skylux-160-ce-met-koepel-en-metaalopstand-met-lm-motor-en-pvc-raam-type-ep25-1450-x-1700-mm | 8585996665165 | 46872274764109
Smoke and heat exhaust (SHEV) | SHE system | Skylux | Skylux 160° CE with skylight and metal curb with LM-actuator and PVC frame type EP25 1500 x 1500 mm |  | 50913 | 5412970509134 | 5472.85 | Yes | 30-45 | 117.71 | 1500 x 1500 mm | 1500 | 1500 |  | metal curb M30 (30 cm high) | Square | 1.19 W/m²K - 0.98 W/m²K | 57% - 30% | 37% - 17% | 24dB - 26dB | 160° CE (for industry) | PVC frame EP25 | without spoiler | E | Single actuator | Maximum double-walled skylight possible for this product | Ut-value LT-value g-value Rw-value EN 1873 : 2014 EN ISO 13468 EN 16153 EN 410 EN 410 EN ISO 140-3 Material Walls Shells (W/m²K) (%) (%) (dB) Acrylic EW Clear (H) 1.19 37 57 24 PMMA Opal (O) 1.19 34 50 24 DW Clear (H/H) 0.98 33 50 26 Opal (O/O) 0.98 28 38 26 Polycarbonate EW Clear (A) 1.19 36 55 24 PC Opal (D) 1.19 24 40 24 DW Clear (A/H) 0.98 32 48 26 Clear (A/A) 0.98 32 46 26 Opal (A/O) 0.98 30 42 26 Opal (A/D) 0.98 21 33 26 Polycarbonate EW Heatstop Opal (T) 1.19 20 39 24 Heatstop PC DW Clear (T/H) 0.98 18 34 26 Opal (T/O) 0.98 17 30 26 | https://skylux.eu/en/products/skylux-160-ce-met-koepel-en-metaalopstand-met-lm-motor-en-pvc-raam-type-ep25-1500-x-1500-mm | https://skylux.eu/cdn/shop/files/Skylux-160deg-CE-met-koepel-en-metaalopstand-met-LM-motor-en-pvc-raam-type-EP25-1500-x-1500-mm-RWA-systeem.jpg?v=1702976977&width=1600 | https://skylux.eu/cdn/shop/files/e5a82811-1bb0-48e4-a776-cacb59c7c092_72e66bf5-0c2f-44e2-ac34-051ed24e909b.jpg?v=1688550257&width=1600 | //skylux.eu/cdn/shop/files/E_MH_Mounting_instructions_Skylux_160_CE_LM.pdf?v=12406716259046007223 | //skylux.eu/cdn/shop/files/E_TD_Technical_File_Skylux_Skylux_160_CE_Electric.pdf?v=3667116872303399239 | <style type="text/css" id="isPasted"><!--td {border: 1px solid #cccccc;}br {mso-data-placement:same-cell;}--></style><table border="1" cellpadding="0" cellspacing="0" dir="ltr" style="table-layout:fixed;font-size:10pt;font-family:Arial;border-collapse:collapse;border:none;"><tbody> <tr style="height:20px;"> <td style="overflow:hidden;padding:0px 3px 0px 3px;vertical-align:bottom;"></td> <td style="overflow:hidden;padding:0px 3px 0px 3px;vertical-align:bottom;"></td> <td style="overflow:hidden;padding:0px 3px 0px 3px;vertical-align:bottom;"></td> <td data-sheets-value='{"1":2,"2":"Ut-value"}' style="overflow:hidden;padding:0px 3px 0px 3px;vertical-align:bottom;font-weight:bold;text-align:center;">Ut-value</td> <td data-sheets-value='{"1":2,"2":"LT-value"}' style="overflow:hidden;padding:0px 3px 0px 3px;vertical-align:bottom;font-weight:bold;text-align:center;">LT-value</td> <td data-sheets-value='{"1":2,"2":"g-value"}' style="overflow:hidden;padding:0px 3px 0px 3px;vertical-align:bottom;font-weight:bold;text-align:center;">g-value</td> <td data-sheets-value='{"1":2,"2":"Rw-value "}' style="overflow:hidden;padding:0px 3px 0px 3px;vertical-align:bottom;font-weight:bold;text-align:center;">Rw-value </td> </tr> <tr style="height:20px;"> <td style="overflow:hidden;padding:0px 3px 0px 3px;vertical-align:bottom;"></td> <td style="overflow:hidden;padding:0px 3px 0px 3px;vertical-align:bottom;"></td> <td style="overflow:hidden;padding:0px 3px 0px 3px;vertical-align:bottom;"></td> <td data-sheets-numberformat='{"1":2,"2":"0.00","3":1}' data-sheets-value='{"1":2,"2":"EN 1873 : 2014"}' style="overflow:hidden;padding:0px 3px 0px 3px;vertical-align:bottom;text-align:center;">EN 1873 : 2014</td> <td data-sheets-numberformat='{"1":2,"2":"0","3":1}' data-sheets-value='{"1":2,"2":"EN ISO 13468 EN 16153 EN 410"}' style="overflow:hidden;padding:0px 3px 0px 3px;vertical-align:bottom;text-align:center;">EN ISO 13468 EN 16153 EN 410</td> <td data-sheets-numberformat='{"1":2,"2":"0","3":1}' data-sheets-value='{"1":2,"2":"EN 410"}' style="overflow:hidden;padding:0px 3px 0px 3px;vertical-align:bottom;text-align:center;">EN 410</td> <td data-sheets-value='{"1":2,"2":"EN ISO 140-3\t\t"}' style="overflow:hidden;padding:0px 3px 0px 3px;vertical-align:bottom;text-align:center;">EN ISO 140-3 </td> </tr> <tr style="height:20px;"> <td data-sheets-value='{"1":2,"2":"Material"}' style="border-bottom:1px solid #000000;overflow:hidden;padding:0px 3px 0px 3px;vertical-align:bottom;background-color:#000000;font-weight:bold;color:#ffffff;">Material</td> <td data-sheets-value='{"1":2,"2":"Walls"}' style="border-bottom:1px solid #000000;overflow:hidden;padding:0px 3px 0px 3px;vertical-align:bottom;background-color:#000000;font-weight:bold;color:#ffffff;">Walls</td> <td data-sheets-value='{"1":2,"2":"Shells"}' style="border-bottom:1px solid #000000;overflow:hidden;padding:0px 3px 0px 3px;vertical-align:bottom;background-color:#000000;font-weight:bold;color:#ffffff;">Shells</td> <td data-sheets-numberformat='{"1":2,"2":"0.00","3":1}' data-sheets-value='{"1":2,"2":"(W/m²K)\t"}' style="border-bottom:1px solid #000000;overflow:hidden;padding:0px 3px 0px 3px;vertical-align:bottom;background-color:#000000;font-weight:bold;color:#ffffff;text-align:center;">(W/m²K) </td> <td data-sheets-numberformat='{"1":2,"2":"0","3":1}' data-sheets-value='{"1":2,"2":"(%)"}' style="border-bottom:1px solid #000000;overflow:hidden;padding:0px 3px 0px 3px;vertical-align:bottom;background-color:#000000;font-weight:bold;color:#ffffff;text-align:center;">(%)</td> <td data-sheets-numberformat='{"1":2,"2":"0","3":1}' data-sheets-value='{"1":2,"2":"(%)"}' style="border-bottom:1px solid #000000;overflow:hidden;padding:0px 3px 0px 3px;vertical-align:bottom;background-color:#000000;font-weight:bold;color:#ffffff;text-align:center;">(%)</td> <td data-sheets-value='{"1":2,"2":"(dB)"}' style="border-bottom:1px solid #000000;overflow:hidden;padding:0px 3px 0px 3px;vertical-align:bottom;background-color:#000000;font-weight:bold;color:#ffffff;text-align:center;">(dB)</td> </tr> <tr style="height:20px;"> <td data-sheets-value='{"1":2,"2":"Acrylic"}' style="border-left:1px solid #000000;overflow:hidden;padding:0px 3px 0px 3px;vertical-align:bottom;">Acrylic</td> <td data-sheets-value='{"1":2,"2":"EW"}' style="overflow:hidden;padding:0px 3px 0px 3px;vertical-align:bottom;">EW</td> <td data-sheets-value='{"1":2,"2":"Clear (H)"}' style="overflow:hidden;padding:0px 3px 0px 3px;vertical-align:bottom;">Clear (H)</td> <td data-sheets-numberformat='{"1":2,"2":"0.00","3":1}' data-sheets-value='{"1":3,"3":1.19}' style="overflow:hidden;padding:0px 3px 0px 3px;vertical-align:bottom;text-align:center;">1.19</td> <td data-sheets-numberformat='{"1":2,"2":"0","3":1}' data-sheets-value='{"1":3,"3":36.9}' style="overflow:hidden;padding:0px 3px 0px 3px;vertical-align:bottom;text-align:center;">37</td> <td data-sheets-numberformat='{"1":2,"2":"0","3":1}' data-sheets-value='{"1":3,"3":57.42}' style="overflow:hidden;padding:0px 3px 0px 3px;vertical-align:bottom;text-align:center;">57</td> <td data-sheets-value='{"1":3,"3":24}' style="border-right:1px solid #000000;overflow:hidden;padding:0px 3px 0px 3px;vertical-align:bottom;text-align:center;">24</td> </tr> <tr style="height:20px;"> <td data-sheets-value='{"1":2,"2":"PMMA"}' style="border-left:1px solid #000000;overflow:hidden;padding:0px 3px 0px 3px;vertical-align:bottom;">PMMA</td> <td style="overflow:hidden;padding:0px 3px 0px 3px;vertical-align:bottom;"></td> <td data-sheets-value='{"1":2,"2":"Opal (O)"}' style="overflow:hidden;padding:0px 3px 0px 3px;vertical-align:bottom;">Opal (O)</td> <td data-sheets-numberformat='{"1":2,"2":"0.00","3":1}' data-sheets-value='{"1":3,"3":1.19}' style="overflow:hidden;padding:0px 3px 0px 3px;vertical-align:bottom;text-align:center;">1.19</td> <td data-sheets-numberformat='{"1":2,"2":"0","3":1}' data-sheets-value='{"1":3,"3":34.03}' style="overflow:hidden;padding:0px 3px 0px 3px;vertical-align:bottom;text-align:center;">34</td> <td data-sheets-numberformat='{"1":2,"2":"0","3":1}' data-sheets-value='{"1":3,"3":50.160000000000004}' style="overflow:hidden;padding:0px 3px 0px 3px;vertical-align:bottom;text-align:center;">50</td> <td data-sheets-value='{"1":3,"3":24}' style="border-right:1px solid #000000;overflow:hidden;padding:0px 3px 0px 3px;vertical-align:bottom;text-align:center;">24</td> </tr> <tr style="height:20px;"> <td style="border-left:1px solid #000000;overflow:hidden;padding:0px 3px 0px 3px;vertical-align:bottom;"></td> <td data-sheets-value='{"1":2,"2":"DW"}' style="overflow:hidden;padding:0px 3px 0px 3px;vertical-align:bottom;">DW</td> <td data-sheets-value='{"1":2,"2":"Clear (H/H)"}' style="overflow:hidden;padding:0px 3px 0px 3px;vertical-align:bottom;">Clear (H/H)</td> <td data-sheets-numberformat='{"1":2,"2":"0.00","3":1}' data-sheets-value='{"1":3,"3":0.98}' style="overflow:hidden;padding:0px 3px 0px 3px;vertical-align:bottom;text-align:center;">0.98</td> <td data-sheets-numberformat='{"1":2,"2":"0","3":1}' data-sheets-value='{"1":3,"3":33.21}' style="overflow:hidden;padding:0px 3px 0px 3px;vertical-align:bottom;text-align:center;">33</td> <td data-sheets-numberformat='{"1":2,"2":"0","3":1}' data-sheets-value='{"1":3,"3":49.5}' style="overflow:hidden;padding:0px 3px 0px 3px;vertical-align:bottom;text-align:center;">50</td> <td data-sheets-value='{"1":3,"3":26}' style="border-right:1px solid #000000;overflow:hidden;padding:0px 3px 0px 3px;vertical-align:bottom;text-align:center;">26</td> </tr> <tr style="height:20px;"> <td style="border-bottom:1px solid #000000;border-left:1px solid #000000;overflow:hidden;padding:0px 3px 0px 3px;vertical-align:bottom;"></td> <td style="border-bottom:1px solid #000000;overflow:hidden;padding:0px 3px 0px 3px;vertical-align:bottom;"></td> <td data-sheets-value='{"1":2,"2":"Opal (O/O)"}' style="border-bottom:1px solid #000000;overflow:hidden;padding:0px 3px 0px 3px;vertical-align:bottom;">Opal (O/O)</td> <td data-sheets-numberformat='{"1":2,"2":"0.00","3":1}' data-sheets-value='{"1":3,"3":0.98}' style="border-bottom:1px solid #000000;overflow:hidden;padding:0px 3px 0px 3px;vertical-align:bottom;text-align:center;">0.98</td> <td data-sheets-numberformat='{"1":2,"2":"0","3":1}' data-sheets-value='{"1":3,"3":28.29}' style="border-bottom:1px solid #000000;overflow:hidden;padding:0px 3px 0px 3px;vertical-align:bottom;text-align:center;">28</td> <td data-sheets-numberformat='{"1":2,"2":"0","3":1}' data-sheets-value='{"1":3,"3":38.28}' style="border-bottom:1px solid #000000;overflow:hidden;padding:0px 3px 0px 3px;vertical-align:bottom;text-align:center;">38</td> <td data-sheets-value='{"1":3,"3":26}' style="border-right:1px solid #000000;border-bottom:1px solid #000000;overflow:hidden;padding:0px 3px 0px 3px;vertical-align:bottom;text-align:center;">26</td> </tr> <tr style="height:20px;"> <td data-sheets-value='{"1":2,"2":"Polycarbonate "}' style="border-left:1px solid #000000;overflow:hidden;padding:0px 3px 0px 3px;vertical-align:bottom;">Polycarbonate </td> <td data-sheets-value='{"1":2,"2":"EW"}' style="overflow:hidden;padding:0px 3px 0px 3px;vertical-align:bottom;">EW</td> <td data-sheets-value='{"1":2,"2":"Clear (A)"}' style="overflow:hidden;padding:0px 3px 0px 3px;vertical-align:bottom;">Clear (A)</td> <td data-sheets-numberformat='{"1":2,"2":"0.00","3":1}' data-sheets-value='{"1":3,"3":1.19}' style="overflow:hidden;padding:0px 3px 0px 3px;vertical-align:bottom;text-align:center;">1.19</td> <td data-sheets-numberformat='{"1":2,"2":"0","3":1}' data-sheets-value='{"1":3,"3":36.08}' style="overflow:hidden;padding:0px 3px 0px 3px;vertical-align:bottom;text-align:center;">36</td> <td data-sheets-numberformat='{"1":2,"2":"0","3":1}' data-sheets-value='{"1":3,"3":54.78}' style="overflow:hidden;padding:0px 3px 0px 3px;vertical-align:bottom;text-align:center;">55</td> <td data-sheets-value='{"1":3,"3":24}' style="border-right:1px solid #000000;overflow:hidden;padding:0px 3px 0px 3px;vertical-align:bottom;text-align:center;">24</td> </tr> <tr style="height:20px;"> <td data-sheets-value='{"1":2,"2":"PC"}' style="border-left:1px solid #000000;overflow:hidden;padding:0px 3px 0px 3px;vertical-align:bottom;">PC</td> <td style="overflow:hidden;padding:0px 3px 0px 3px;vertical-align:bottom;"></td> <td data-sheets-value='{"1":2,"2":"Opal (D)"}' style="overflow:hidden;padding:0px 3px 0px 3px;vertical-align:bottom;">Opal (D)</td> <td data-sheets-numberformat='{"1":2,"2":"0.00","3":1}' data-sheets-value='{"1":3,"3":1.19}' style="overflow:hidden;padding:0px 3px 0px 3px;vertical-align:bottom;text-align:center;">1.19</td> <td data-sheets-numberformat='{"1":2,"2":"0","3":1}' data-sheets-value='{"1":3,"3":23.779999999999998}' style="overflow:hidden;padding:0px 3px 0px 3px;vertical-align:bottom;text-align:center;">24</td> <td data-sheets-numberformat='{"1":2,"2":"0","3":1}' data-sheets-value='{"1":3,"3":39.6}' style="overflow:hidden;padding:0px 3px 0px 3px;vertical-align:bottom;text-align:center;">40</td> <td data-sheets-value='{"1":3,"3":24}' style="border-right:1px solid #000000;overflow:hidden;padding:0px 3px 0px 3px;vertical-align:bottom;text-align:center;">24</td> </tr> <tr style="height:20px;"> <td style="border-left:1px solid #000000;overflow:hidden;padding:0px 3px 0px 3px;vertical-align:bottom;"></td> <td data-sheets-value='{"1":2,"2":"DW"}' style="overflow:hidden;padding:0px 3px 0px 3px;vertical-align:bottom;">DW</td> <td data-sheets-value='{"1":2,"2":"Clear (A/H)"}' style="overflow:hidden;padding:0px 3px 0px 3px;vertical-align:bottom;">Clear (A/H)</td> <td data-sheets-numberformat='{"1":2,"2":"0.00","3":1}' data-sheets-value='{"1":3,"3":0.98}' style="overflow:hidden;padding:0px 3px 0px 3px;vertical-align:bottom;text-align:center;">0.98</td> <td data-sheets-numberformat='{"1":2,"2":"0","3":1}' data-sheets-value='{"1":3,"3":32.39}' style="overflow:hidden;padding:0px 3px 0px 3px;vertical-align:bottom;text-align:center;">32</td> <td data-sheets-numberformat='{"1":2,"2":"0","3":1}' data-sheets-value='{"1":3,"3":47.52}' style="overflow:hidden;padding:0px 3px 0px 3px;vertical-align:bottom;text-align:center;">48</td> <td data-sheets-value='{"1":3,"3":26}' style="border-right:1px solid #000000;overflow:hidden;padding:0px 3px 0px 3px;vertical-align:bottom;text-align:center;">26</td> </tr> <tr style="height:20px;"> <td style="border-left:1px solid #000000;overflow:hidden;padding:0px 3px 0px 3px;vertical-align:bottom;"></td> <td style="overflow:hidden;padding:0px 3px 0px 3px;vertical-align:bottom;"></td> <td data-sheets-value='{"1":2,"2":"Clear (A/A)"}' style="overflow:hidden;padding:0px 3px 0px 3px;vertical-align:bottom;">Clear (A/A)</td> <td data-sheets-numberformat='{"1":2,"2":"0.00","3":1}' data-sheets-value='{"1":3,"3":0.98}' style="overflow:hidden;padding:0px 3px 0px 3px;vertical-align:bottom;text-align:center;">0.98</td> <td data-sheets-numberformat='{"1":2,"2":"0","3":1}' data-sheets-value='{"1":3,"3":31.569999999999997}' style="overflow:hidden;padding:0px 3px 0px 3px;vertical-align:bottom;text-align:center;">32</td> <td data-sheets-numberformat='{"1":2,"2":"0","3":1}' data-sheets-value='{"1":3,"3":45.54}' style="overflow:hidden;padding:0px 3px 0px 3px;vertical-align:bottom;text-align:center;">46</td> <td data-sheets-value='{"1":3,"3":26}' style="border-right:1px solid #000000;overflow:hidden;padding:0px 3px 0px 3px;vertical-align:bottom;text-align:center;">26</td> </tr> <tr style="height:20px;"> <td style="border-left:1px solid #000000;overflow:hidden;padding:0px 3px 0px 3px;vertical-align:bottom;"></td> <td style="overflow:hidden;padding:0px 3px 0px 3px;vertical-align:bottom;"></td> <td data-sheets-value='{"1":2,"2":"Opal (A/O)"}' style="overflow:hidden;padding:0px 3px 0px 3px;vertical-align:bottom;">Opal (A/O)</td> <td data-sheets-numberformat='{"1":2,"2":"0.00","3":1}' data-sheets-value='{"1":3,"3":0.98}' style="overflow:hidden;padding:0px 3px 0px 3px;vertical-align:bottom;text-align:center;">0.98</td> <td data-sheets-numberformat='{"1":2,"2":"0","3":1}' data-sheets-value='{"1":3,"3":29.93}' style="overflow:hidden;padding:0px 3px 0px 3px;vertical-align:bottom;text-align:center;">30</td> <td data-sheets-numberformat='{"1":2,"2":"0","3":1}' data-sheets-value='{"1":3,"3":41.580000000000005}' style="overflow:hidden;padding:0px 3px 0px 3px;vertical-align:bottom;text-align:center;">42</td> <td data-sheets-value='{"1":3,"3":26}' style="border-right:1px solid #000000;overflow:hidden;padding:0px 3px 0px 3px;vertical-align:bottom;text-align:center;">26</td> </tr> <tr style="height:20px;"> <td style="border-bottom:1px solid #000000;border-left:1px solid #000000;overflow:hidden;padding:0px 3px 0px 3px;vertical-align:bottom;"></td> <td style="border-bottom:1px solid #000000;overflow:hidden;padding:0px 3px 0px 3px;vertical-align:bottom;"></td> <td data-sheets-value='{"1":2,"2":"Opal (A/D)"}' style="border-bottom:1px solid #000000;overflow:hidden;padding:0px 3px 0px 3px;vertical-align:bottom;">Opal (A/D)</td> <td data-sheets-numberformat='{"1":2,"2":"0.00","3":1}' data-sheets-value='{"1":3,"3":0.98}' style="border-bottom:1px solid #000000;overflow:hidden;padding:0px 3px 0px 3px;vertical-align:bottom;text-align:center;">0.98</td> <td data-sheets-numberformat='{"1":2,"2":"0","3":1}' data-sheets-value='{"1":3,"3":20.91}' style="border-bottom:1px solid #000000;overflow:hidden;padding:0px 3px 0px 3px;vertical-align:bottom;text-align:center;">21</td> <td data-sheets-numberformat='{"1":2,"2":"0","3":1}' data-sheets-value='{"1":3,"3":33}' style="border-bottom:1px solid #000000;overflow:hidden;padding:0px 3px 0px 3px;vertical-align:bottom;text-align:center;">33</td> <td data-sheets-value='{"1":3,"3":26}' style="border-right:1px solid #000000;border-bottom:1px solid #000000;overflow:hidden;padding:0px 3px 0px 3px;vertical-align:bottom;text-align:center;">26</td> </tr> <tr style="height:20px;"> <td data-sheets-value='{"1":2,"2":"Polycarbonate"}' style="border-left:1px solid #000000;overflow:hidden;padding:0px 3px 0px 3px;vertical-align:bottom;">Polycarbonate</td> <td data-sheets-value='{"1":2,"2":"EW"}' style="overflow:hidden;padding:0px 3px 0px 3px;vertical-align:bottom;">EW</td> <td data-sheets-value='{"1":2,"2":"Heatstop Opal (T)"}' style="overflow:hidden;padding:0px 3px 0px 3px;vertical-align:bottom;">Heatstop Opal (T)</td> <td data-sheets-numberformat='{"1":2,"2":"0.00","3":1}' data-sheets-value='{"1":3,"3":1.19}' style="overflow:hidden;padding:0px 3px 0px 3px;vertical-align:bottom;text-align:center;">1.19</td> <td data-sheets-numberformat='{"1":2,"2":"0","3":1}' data-sheets-value='{"1":3,"3":20.09}' style="overflow:hidden;padding:0px 3px 0px 3px;vertical-align:bottom;text-align:center;">20</td> <td data-sheets-numberformat='{"1":2,"2":"0","3":1}' data-sheets-value='{"1":3,"3":38.940000000000005}' style="overflow:hidden;padding:0px 3px 0px 3px;vertical-align:bottom;text-align:center;">39</td> <td data-sheets-value='{"1":3,"3":24}' style="border-right:1px solid #000000;overflow:hidden;padding:0px 3px 0px 3px;vertical-align:bottom;text-align:center;">24</td> </tr> <tr style="height:20px;"> <td data-sheets-value='{"1":2,"2":"Heatstop PC"}' style="border-left:1px solid #000000;overflow:hidden;padding:0px 3px 0px 3px;vertical-align:bottom;">Heatstop PC</td> <td data-sheets-value='{"1":2,"2":"DW"}' style="overflow:hidden;padding:0px 3px 0px 3px;vertical-align:bottom;">DW</td> <td data-sheets-value='{"1":2,"2":"Clear (T/H)"}' style="overflow:hidden;padding:0px 3px 0px 3px;vertical-align:bottom;">Clear (T/H)</td> <td data-sheets-numberformat='{"1":2,"2":"0.00","3":1}' data-sheets-value='{"1":3,"3":0.98}' style="overflow:hidden;padding:0px 3px 0px 3px;vertical-align:bottom;text-align:center;">0.98</td> <td data-sheets-numberformat='{"1":2,"2":"0","3":1}' data-sheets-value='{"1":3,"3":18.04}' style="overflow:hidden;padding:0px 3px 0px 3px;vertical-align:bottom;text-align:center;">18</td> <td data-sheets-numberformat='{"1":2,"2":"0","3":1}' data-sheets-value='{"1":3,"3":33.660000000000004}' style="overflow:hidden;padding:0px 3px 0px 3px;vertical-align:bottom;text-align:center;">34</td> <td data-sheets-value='{"1":3,"3":26}' style="border-right:1px solid #000000;overflow:hidden;padding:0px 3px 0px 3px;vertical-align:bottom;text-align:center;">26</td> </tr> <tr style="height:20px;"> <td style="border-bottom:1px solid #000000;border-left:1px solid #000000;overflow:hidden;padding:0px 3px 0px 3px;vertical-align:bottom;"></td> <td style="border-bottom:1px solid #000000;overflow:hidden;padding:0px 3px 0px 3px;vertical-align:bottom;"></td> <td data-sheets-value='{"1":2,"2":"Opal (T/O)"}' style="border-bottom:1px solid #000000;overflow:hidden;padding:0px 3px 0px 3px;vertical-align:bottom;">Opal (T/O)</td> <td data-sheets-numberformat='{"1":2,"2":"0.00","3":1}' data-sheets-value='{"1":3,"3":0.98}' style="border-bottom:1px solid #000000;overflow:hidden;padding:0px 3px 0px 3px;vertical-align:bottom;text-align:center;">0.98</td> <td data-sheets-numberformat='{"1":2,"2":"0","3":1}' data-sheets-value='{"1":3,"3":16.81}' style="border-bottom:1px solid #000000;overflow:hidden;padding:0px 3px 0px 3px;vertical-align:bottom;text-align:center;">17</td> <td data-sheets-numberformat='{"1":2,"2":"0","3":1}' data-sheets-value='{"1":3,"3":29.700000000000003}' style="border-bottom:1px solid #000000;overflow:hidden;padding:0px 3px 0px 3px;vertical-align:bottom;text-align:center;">30</td> <td data-sheets-value='{"1":3,"3":26}' style="border-right:1px solid #000000;border-bottom:1px solid #000000;overflow:hidden;padding:0px 3px 0px 3px;vertical-align:bottom;text-align:center;">26</td> </tr> </tbody></table> | skylux-160-ce-met-koepel-en-metaalopstand-met-lm-motor-en-pvc-raam-type-ep25-1500-x-1500-mm | 8585996763469 | 46872274895181
Smoke and heat exhaust (SHEV) | SHE system | Skylux | Skylux 160° CE with skylight and metal curb with LM-actuator and PVC frame type EP25 1600 x 1600 mm |  | 50914 | 5412970509141 | 5913.3 | Yes | 30-45 | 125.29 | 1600 x 1600 mm | 1600 | 1600 |  | metal curb M30 (30 cm high) | Square | 1.19 W/m²K - 0.98 W/m²K | 57% - 30% | 37% - 17% | 24dB - 26dB | 160° CE (for industry) | PVC frame EP25 | without spoiler | E | Single actuator | Maximum double-walled skylight possible for this product | Ut-value LT-value g-value Rw-value EN 1873 : 2014 EN ISO 13468 EN 16153 EN 410 EN 410 EN ISO 140-3 Material Walls Shells (W/m²K) (%) (%) (dB) Acrylic EW Clear (H) 1.19 37 57 24 PMMA Opal (O) 1.19 34 50 24 DW Clear (H/H) 0.98 33 50 26 Opal (O/O) 0.98 28 38 26 Polycarbonate EW Clear (A) 1.19 36 55 24 PC Opal (D) 1.19 24 40 24 DW Clear (A/H) 0.98 32 48 26 Clear (A/A) 0.98 32 46 26 Opal (A/O) 0.98 30 42 26 Opal (A/D) 0.98 21 33 26 Polycarbonate EW Heatstop Opal (T) 1.19 20 39 24 Heatstop PC DW Clear (T/H) 0.98 18 34 26 Opal (T/O) 0.98 17 30 26 | https://skylux.eu/en/products/skylux-160-ce-met-koepel-en-metaalopstand-met-lm-motor-en-pvc-raam-type-ep25-1600-x-1600-mm | https://skylux.eu/cdn/shop/files/Skylux-160deg-CE-met-koepel-en-metaalopstand-met-LM-motor-en-pvc-raam-type-EP25-1600-x-1600-mm-RWA-systeem.jpg?v=1702976982&width=1600 | https://skylux.eu/cdn/shop/files/e5a82811-1bb0-48e4-a776-cacb59c7c092_248a205d-fe54-4054-b3f4-3c13f0245a8c.jpg?v=1688550258&width=1600 | //skylux.eu/cdn/shop/files/E_MH_Mounting_instructions_Skylux_160_CE_LM.pdf?v=12406716259046007223 | //skylux.eu/cdn/shop/files/E_TD_Technical_File_Skylux_Skylux_160_CE_Electric.pdf?v=3667116872303399239 | <style type="text/css" id="isPasted"><!--td {border: 1px solid #cccccc;}br {mso-data-placement:same-cell;}--></style><table border="1" cellpadding="0" cellspacing="0" dir="ltr" style="table-layout:fixed;font-size:10pt;font-family:Arial;border-collapse:collapse;border:none;"><tbody> <tr style="height:20px;"> <td style="overflow:hidden;padding:0px 3px 0px 3px;vertical-align:bottom;"></td> <td style="overflow:hidden;padding:0px 3px 0px 3px;vertical-align:bottom;"></td> <td style="overflow:hidden;padding:0px 3px 0px 3px;vertical-align:bottom;"></td> <td data-sheets-value='{"1":2,"2":"Ut-value"}' style="overflow:hidden;padding:0px 3px 0px 3px;vertical-align:bottom;font-weight:bold;text-align:center;">Ut-value</td> <td data-sheets-value='{"1":2,"2":"LT-value"}' style="overflow:hidden;padding:0px 3px 0px 3px;vertical-align:bottom;font-weight:bold;text-align:center;">LT-value</td> <td data-sheets-value='{"1":2,"2":"g-value"}' style="overflow:hidden;padding:0px 3px 0px 3px;vertical-align:bottom;font-weight:bold;text-align:center;">g-value</td> <td data-sheets-value='{"1":2,"2":"Rw-value "}' style="overflow:hidden;padding:0px 3px 0px 3px;vertical-align:bottom;font-weight:bold;text-align:center;">Rw-value </td> </tr> <tr style="height:20px;"> <td style="overflow:hidden;padding:0px 3px 0px 3px;vertical-align:bottom;"></td> <td style="overflow:hidden;padding:0px 3px 0px 3px;vertical-align:bottom;"></td> <td style="overflow:hidden;padding:0px 3px 0px 3px;vertical-align:bottom;"></td> <td data-sheets-numberformat='{"1":2,"2":"0.00","3":1}' data-sheets-value='{"1":2,"2":"EN 1873 : 2014"}' style="overflow:hidden;padding:0px 3px 0px 3px;vertical-align:bottom;text-align:center;">EN 1873 : 2014</td> <td data-sheets-numberformat='{"1":2,"2":"0","3":1}' data-sheets-value='{"1":2,"2":"EN ISO 13468 EN 16153 EN 410"}' style="overflow:hidden;padding:0px 3px 0px 3px;vertical-align:bottom;text-align:center;">EN ISO 13468 EN 16153 EN 410</td> <td data-sheets-numberformat='{"1":2,"2":"0","3":1}' data-sheets-value='{"1":2,"2":"EN 410"}' style="overflow:hidden;padding:0px 3px 0px 3px;vertical-align:bottom;text-align:center;">EN 410</td> <td data-sheets-value='{"1":2,"2":"EN ISO 140-3\t\t"}' style="overflow:hidden;padding:0px 3px 0px 3px;vertical-align:bottom;text-align:center;">EN ISO 140-3 </td> </tr> <tr style="height:20px;"> <td data-sheets-value='{"1":2,"2":"Material"}' style="border-bottom:1px solid #000000;overflow:hidden;padding:0px 3px 0px 3px;vertical-align:bottom;background-color:#000000;font-weight:bold;color:#ffffff;">Material</td> <td data-sheets-value='{"1":2,"2":"Walls"}' style="border-bottom:1px solid #000000;overflow:hidden;padding:0px 3px 0px 3px;vertical-align:bottom;background-color:#000000;font-weight:bold;color:#ffffff;">Walls</td> <td data-sheets-value='{"1":2,"2":"Shells"}' style="border-bottom:1px solid #000000;overflow:hidden;padding:0px 3px 0px 3px;vertical-align:bottom;background-color:#000000;font-weight:bold;color:#ffffff;">Shells</td> <td data-sheets-numberformat='{"1":2,"2":"0.00","3":1}' data-sheets-value='{"1":2,"2":"(W/m²K)\t"}' style="border-bottom:1px solid #000000;overflow:hidden;padding:0px 3px 0px 3px;vertical-align:bottom;background-color:#000000;font-weight:bold;color:#ffffff;text-align:center;">(W/m²K) </td> <td data-sheets-numberformat='{"1":2,"2":"0","3":1}' data-sheets-value='{"1":2,"2":"(%)"}' style="border-bottom:1px solid #000000;overflow:hidden;padding:0px 3px 0px 3px;vertical-align:bottom;background-color:#000000;font-weight:bold;color:#ffffff;text-align:center;">(%)</td> <td data-sheets-numberformat='{"1":2,"2":"0","3":1}' data-sheets-value='{"1":2,"2":"(%)"}' style="border-bottom:1px solid #000000;overflow:hidden;padding:0px 3px 0px 3px;vertical-align:bottom;background-color:#000000;font-weight:bold;color:#ffffff;text-align:center;">(%)</td> <td data-sheets-value='{"1":2,"2":"(dB)"}' style="border-bottom:1px solid #000000;overflow:hidden;padding:0px 3px 0px 3px;vertical-align:bottom;background-color:#000000;font-weight:bold;color:#ffffff;text-align:center;">(dB)</td> </tr> <tr style="height:20px;"> <td data-sheets-value='{"1":2,"2":"Acrylic"}' style="border-left:1px solid #000000;overflow:hidden;padding:0px 3px 0px 3px;vertical-align:bottom;">Acrylic</td> <td data-sheets-value='{"1":2,"2":"EW"}' style="overflow:hidden;padding:0px 3px 0px 3px;vertical-align:bottom;">EW</td> <td data-sheets-value='{"1":2,"2":"Clear (H)"}' style="overflow:hidden;padding:0px 3px 0px 3px;vertical-align:bottom;">Clear (H)</td> <td data-sheets-numberformat='{"1":2,"2":"0.00","3":1}' data-sheets-value='{"1":3,"3":1.19}' style="overflow:hidden;padding:0px 3px 0px 3px;vertical-align:bottom;text-align:center;">1.19</td> <td data-sheets-numberformat='{"1":2,"2":"0","3":1}' data-sheets-value='{"1":3,"3":36.9}' style="overflow:hidden;padding:0px 3px 0px 3px;vertical-align:bottom;text-align:center;">37</td> <td data-sheets-numberformat='{"1":2,"2":"0","3":1}' data-sheets-value='{"1":3,"3":57.42}' style="overflow:hidden;padding:0px 3px 0px 3px;vertical-align:bottom;text-align:center;">57</td> <td data-sheets-value='{"1":3,"3":24}' style="border-right:1px solid #000000;overflow:hidden;padding:0px 3px 0px 3px;vertical-align:bottom;text-align:center;">24</td> </tr> <tr style="height:20px;"> <td data-sheets-value='{"1":2,"2":"PMMA"}' style="border-left:1px solid #000000;overflow:hidden;padding:0px 3px 0px 3px;vertical-align:bottom;">PMMA</td> <td style="overflow:hidden;padding:0px 3px 0px 3px;vertical-align:bottom;"></td> <td data-sheets-value='{"1":2,"2":"Opal (O)"}' style="overflow:hidden;padding:0px 3px 0px 3px;vertical-align:bottom;">Opal (O)</td> <td data-sheets-numberformat='{"1":2,"2":"0.00","3":1}' data-sheets-value='{"1":3,"3":1.19}' style="overflow:hidden;padding:0px 3px 0px 3px;vertical-align:bottom;text-align:center;">1.19</td> <td data-sheets-numberformat='{"1":2,"2":"0","3":1}' data-sheets-value='{"1":3,"3":34.03}' style="overflow:hidden;padding:0px 3px 0px 3px;vertical-align:bottom;text-align:center;">34</td> <td data-sheets-numberformat='{"1":2,"2":"0","3":1}' data-sheets-value='{"1":3,"3":50.160000000000004}' style="overflow:hidden;padding:0px 3px 0px 3px;vertical-align:bottom;text-align:center;">50</td> <td data-sheets-value='{"1":3,"3":24}' style="border-right:1px solid #000000;overflow:hidden;padding:0px 3px 0px 3px;vertical-align:bottom;text-align:center;">24</td> </tr> <tr style="height:20px;"> <td style="border-left:1px solid #000000;overflow:hidden;padding:0px 3px 0px 3px;vertical-align:bottom;"></td> <td data-sheets-value='{"1":2,"2":"DW"}' style="overflow:hidden;padding:0px 3px 0px 3px;vertical-align:bottom;">DW</td> <td data-sheets-value='{"1":2,"2":"Clear (H/H)"}' style="overflow:hidden;padding:0px 3px 0px 3px;vertical-align:bottom;">Clear (H/H)</td> <td data-sheets-numberformat='{"1":2,"2":"0.00","3":1}' data-sheets-value='{"1":3,"3":0.98}' style="overflow:hidden;padding:0px 3px 0px 3px;vertical-align:bottom;text-align:center;">0.98</td> <td data-sheets-numberformat='{"1":2,"2":"0","3":1}' data-sheets-value='{"1":3,"3":33.21}' style="overflow:hidden;padding:0px 3px 0px 3px;vertical-align:bottom;text-align:center;">33</td> <td data-sheets-numberformat='{"1":2,"2":"0","3":1}' data-sheets-value='{"1":3,"3":49.5}' style="overflow:hidden;padding:0px 3px 0px 3px;vertical-align:bottom;text-align:center;">50</td> <td data-sheets-value='{"1":3,"3":26}' style="border-right:1px solid #000000;overflow:hidden;padding:0px 3px 0px 3px;vertical-align:bottom;text-align:center;">26</td> </tr> <tr style="height:20px;"> <td style="border-bottom:1px solid #000000;border-left:1px solid #000000;overflow:hidden;padding:0px 3px 0px 3px;vertical-align:bottom;"></td> <td style="border-bottom:1px solid #000000;overflow:hidden;padding:0px 3px 0px 3px;vertical-align:bottom;"></td> <td data-sheets-value='{"1":2,"2":"Opal (O/O)"}' style="border-bottom:1px solid #000000;overflow:hidden;padding:0px 3px 0px 3px;vertical-align:bottom;">Opal (O/O)</td> <td data-sheets-numberformat='{"1":2,"2":"0.00","3":1}' data-sheets-value='{"1":3,"3":0.98}' style="border-bottom:1px solid #000000;overflow:hidden;padding:0px 3px 0px 3px;vertical-align:bottom;text-align:center;">0.98</td> <td data-sheets-numberformat='{"1":2,"2":"0","3":1}' data-sheets-value='{"1":3,"3":28.29}' style="border-bottom:1px solid #000000;overflow:hidden;padding:0px 3px 0px 3px;vertical-align:bottom;text-align:center;">28</td> <td data-sheets-numberformat='{"1":2,"2":"0","3":1}' data-sheets-value='{"1":3,"3":38.28}' style="border-bottom:1px solid #000000;overflow:hidden;padding:0px 3px 0px 3px;vertical-align:bottom;text-align:center;">38</td> <td data-sheets-value='{"1":3,"3":26}' style="border-right:1px solid #000000;border-bottom:1px solid #000000;overflow:hidden;padding:0px 3px 0px 3px;vertical-align:bottom;text-align:center;">26</td> </tr> <tr style="height:20px;"> <td data-sheets-value='{"1":2,"2":"Polycarbonate "}' style="border-left:1px solid #000000;overflow:hidden;padding:0px 3px 0px 3px;vertical-align:bottom;">Polycarbonate </td> <td data-sheets-value='{"1":2,"2":"EW"}' style="overflow:hidden;padding:0px 3px 0px 3px;vertical-align:bottom;">EW</td> <td data-sheets-value='{"1":2,"2":"Clear (A)"}' style="overflow:hidden;padding:0px 3px 0px 3px;vertical-align:bottom;">Clear (A)</td> <td data-sheets-numberformat='{"1":2,"2":"0.00","3":1}' data-sheets-value='{"1":3,"3":1.19}' style="overflow:hidden;padding:0px 3px 0px 3px;vertical-align:bottom;text-align:center;">1.19</td> <td data-sheets-numberformat='{"1":2,"2":"0","3":1}' data-sheets-value='{"1":3,"3":36.08}' style="overflow:hidden;padding:0px 3px 0px 3px;vertical-align:bottom;text-align:center;">36</td> <td data-sheets-numberformat='{"1":2,"2":"0","3":1}' data-sheets-value='{"1":3,"3":54.78}' style="overflow:hidden;padding:0px 3px 0px 3px;vertical-align:bottom;text-align:center;">55</td> <td data-sheets-value='{"1":3,"3":24}' style="border-right:1px solid #000000;overflow:hidden;padding:0px 3px 0px 3px;vertical-align:bottom;text-align:center;">24</td> </tr> <tr style="height:20px;"> <td data-sheets-value='{"1":2,"2":"PC"}' style="border-left:1px solid #000000;overflow:hidden;padding:0px 3px 0px 3px;vertical-align:bottom;">PC</td> <td style="overflow:hidden;padding:0px 3px 0px 3px;vertical-align:bottom;"></td> <td data-sheets-value='{"1":2,"2":"Opal (D)"}' style="overflow:hidden;padding:0px 3px 0px 3px;vertical-align:bottom;">Opal (D)</td> <td data-sheets-numberformat='{"1":2,"2":"0.00","3":1}' data-sheets-value='{"1":3,"3":1.19}' style="overflow:hidden;padding:0px 3px 0px 3px;vertical-align:bottom;text-align:center;">1.19</td> <td data-sheets-numberformat='{"1":2,"2":"0","3":1}' data-sheets-value='{"1":3,"3":23.779999999999998}' style="overflow:hidden;padding:0px 3px 0px 3px;vertical-align:bottom;text-align:center;">24</td> <td data-sheets-numberformat='{"1":2,"2":"0","3":1}' data-sheets-value='{"1":3,"3":39.6}' style="overflow:hidden;padding:0px 3px 0px 3px;vertical-align:bottom;text-align:center;">40</td> <td data-sheets-value='{"1":3,"3":24}' style="border-right:1px solid #000000;overflow:hidden;padding:0px 3px 0px 3px;vertical-align:bottom;text-align:center;">24</td> </tr> <tr style="height:20px;"> <td style="border-left:1px solid #000000;overflow:hidden;padding:0px 3px 0px 3px;vertical-align:bottom;"></td> <td data-sheets-value='{"1":2,"2":"DW"}' style="overflow:hidden;padding:0px 3px 0px 3px;vertical-align:bottom;">DW</td> <td data-sheets-value='{"1":2,"2":"Clear (A/H)"}' style="overflow:hidden;padding:0px 3px 0px 3px;vertical-align:bottom;">Clear (A/H)</td> <td data-sheets-numberformat='{"1":2,"2":"0.00","3":1}' data-sheets-value='{"1":3,"3":0.98}' style="overflow:hidden;padding:0px 3px 0px 3px;vertical-align:bottom;text-align:center;">0.98</td> <td data-sheets-numberformat='{"1":2,"2":"0","3":1}' data-sheets-value='{"1":3,"3":32.39}' style="overflow:hidden;padding:0px 3px 0px 3px;vertical-align:bottom;text-align:center;">32</td> <td data-sheets-numberformat='{"1":2,"2":"0","3":1}' data-sheets-value='{"1":3,"3":47.52}' style="overflow:hidden;padding:0px 3px 0px 3px;vertical-align:bottom;text-align:center;">48</td> <td data-sheets-value='{"1":3,"3":26}' style="border-right:1px solid #000000;overflow:hidden;padding:0px 3px 0px 3px;vertical-align:bottom;text-align:center;">26</td> </tr> <tr style="height:20px;"> <td style="border-left:1px solid #000000;overflow:hidden;padding:0px 3px 0px 3px;vertical-align:bottom;"></td> <td style="overflow:hidden;padding:0px 3px 0px 3px;vertical-align:bottom;"></td> <td data-sheets-value='{"1":2,"2":"Clear (A/A)"}' style="overflow:hidden;padding:0px 3px 0px 3px;vertical-align:bottom;">Clear (A/A)</td> <td data-sheets-numberformat='{"1":2,"2":"0.00","3":1}' data-sheets-value='{"1":3,"3":0.98}' style="overflow:hidden;padding:0px 3px 0px 3px;vertical-align:bottom;text-align:center;">0.98</td> <td data-sheets-numberformat='{"1":2,"2":"0","3":1}' data-sheets-value='{"1":3,"3":31.569999999999997}' style="overflow:hidden;padding:0px 3px 0px 3px;vertical-align:bottom;text-align:center;">32</td> <td data-sheets-numberformat='{"1":2,"2":"0","3":1}' data-sheets-value='{"1":3,"3":45.54}' style="overflow:hidden;padding:0px 3px 0px 3px;vertical-align:bottom;text-align:center;">46</td> <td data-sheets-value='{"1":3,"3":26}' style="border-right:1px solid #000000;overflow:hidden;padding:0px 3px 0px 3px;vertical-align:bottom;text-align:center;">26</td> </tr> <tr style="height:20px;"> <td style="border-left:1px solid #000000;overflow:hidden;padding:0px 3px 0px 3px;vertical-align:bottom;"></td> <td style="overflow:hidden;padding:0px 3px 0px 3px;vertical-align:bottom;"></td> <td data-sheets-value='{"1":2,"2":"Opal (A/O)"}' style="overflow:hidden;padding:0px 3px 0px 3px;vertical-align:bottom;">Opal (A/O)</td> <td data-sheets-numberformat='{"1":2,"2":"0.00","3":1}' data-sheets-value='{"1":3,"3":0.98}' style="overflow:hidden;padding:0px 3px 0px 3px;vertical-align:bottom;text-align:center;">0.98</td> <td data-sheets-numberformat='{"1":2,"2":"0","3":1}' data-sheets-value='{"1":3,"3":29.93}' style="overflow:hidden;padding:0px 3px 0px 3px;vertical-align:bottom;text-align:center;">30</td> <td data-sheets-numberformat='{"1":2,"2":"0","3":1}' data-sheets-value='{"1":3,"3":41.580000000000005}' style="overflow:hidden;padding:0px 3px 0px 3px;vertical-align:bottom;text-align:center;">42</td> <td data-sheets-value='{"1":3,"3":26}' style="border-right:1px solid #000000;overflow:hidden;padding:0px 3px 0px 3px;vertical-align:bottom;text-align:center;">26</td> </tr> <tr style="height:20px;"> <td style="border-bottom:1px solid #000000;border-left:1px solid #000000;overflow:hidden;padding:0px 3px 0px 3px;vertical-align:bottom;"></td> <td style="border-bottom:1px solid #000000;overflow:hidden;padding:0px 3px 0px 3px;vertical-align:bottom;"></td> <td data-sheets-value='{"1":2,"2":"Opal (A/D)"}' style="border-bottom:1px solid #000000;overflow:hidden;padding:0px 3px 0px 3px;vertical-align:bottom;">Opal (A/D)</td> <td data-sheets-numberformat='{"1":2,"2":"0.00","3":1}' data-sheets-value='{"1":3,"3":0.98}' style="border-bottom:1px solid #000000;overflow:hidden;padding:0px 3px 0px 3px;vertical-align:bottom;text-align:center;">0.98</td> <td data-sheets-numberformat='{"1":2,"2":"0","3":1}' data-sheets-value='{"1":3,"3":20.91}' style="border-bottom:1px solid #000000;overflow:hidden;padding:0px 3px 0px 3px;vertical-align:bottom;text-align:center;">21</td> <td data-sheets-numberformat='{"1":2,"2":"0","3":1}' data-sheets-value='{"1":3,"3":33}' style="border-bottom:1px solid #000000;overflow:hidden;padding:0px 3px 0px 3px;vertical-align:bottom;text-align:center;">33</td> <td data-sheets-value='{"1":3,"3":26}' style="border-right:1px solid #000000;border-bottom:1px solid #000000;overflow:hidden;padding:0px 3px 0px 3px;vertical-align:bottom;text-align:center;">26</td> </tr> <tr style="height:20px;"> <td data-sheets-value='{"1":2,"2":"Polycarbonate"}' style="border-left:1px solid #000000;overflow:hidden;padding:0px 3px 0px 3px;vertical-align:bottom;">Polycarbonate</td> <td data-sheets-value='{"1":2,"2":"EW"}' style="overflow:hidden;padding:0px 3px 0px 3px;vertical-align:bottom;">EW</td> <td data-sheets-value='{"1":2,"2":"Heatstop Opal (T)"}' style="overflow:hidden;padding:0px 3px 0px 3px;vertical-align:bottom;">Heatstop Opal (T)</td> <td data-sheets-numberformat='{"1":2,"2":"0.00","3":1}' data-sheets-value='{"1":3,"3":1.19}' style="overflow:hidden;padding:0px 3px 0px 3px;vertical-align:bottom;text-align:center;">1.19</td> <td data-sheets-numberformat='{"1":2,"2":"0","3":1}' data-sheets-value='{"1":3,"3":20.09}' style="overflow:hidden;padding:0px 3px 0px 3px;vertical-align:bottom;text-align:center;">20</td> <td data-sheets-numberformat='{"1":2,"2":"0","3":1}' data-sheets-value='{"1":3,"3":38.940000000000005}' style="overflow:hidden;padding:0px 3px 0px 3px;vertical-align:bottom;text-align:center;">39</td> <td data-sheets-value='{"1":3,"3":24}' style="border-right:1px solid #000000;overflow:hidden;padding:0px 3px 0px 3px;vertical-align:bottom;text-align:center;">24</td> </tr> <tr style="height:20px;"> <td data-sheets-value='{"1":2,"2":"Heatstop PC"}' style="border-left:1px solid #000000;overflow:hidden;padding:0px 3px 0px 3px;vertical-align:bottom;">Heatstop PC</td> <td data-sheets-value='{"1":2,"2":"DW"}' style="overflow:hidden;padding:0px 3px 0px 3px;vertical-align:bottom;">DW</td> <td data-sheets-value='{"1":2,"2":"Clear (T/H)"}' style="overflow:hidden;padding:0px 3px 0px 3px;vertical-align:bottom;">Clear (T/H)</td> <td data-sheets-numberformat='{"1":2,"2":"0.00","3":1}' data-sheets-value='{"1":3,"3":0.98}' style="overflow:hidden;padding:0px 3px 0px 3px;vertical-align:bottom;text-align:center;">0.98</td> <td data-sheets-numberformat='{"1":2,"2":"0","3":1}' data-sheets-value='{"1":3,"3":18.04}' style="overflow:hidden;padding:0px 3px 0px 3px;vertical-align:bottom;text-align:center;">18</td> <td data-sheets-numberformat='{"1":2,"2":"0","3":1}' data-sheets-value='{"1":3,"3":33.660000000000004}' style="overflow:hidden;padding:0px 3px 0px 3px;vertical-align:bottom;text-align:center;">34</td> <td data-sheets-value='{"1":3,"3":26}' style="border-right:1px solid #000000;overflow:hidden;padding:0px 3px 0px 3px;vertical-align:bottom;text-align:center;">26</td> </tr> <tr style="height:20px;"> <td style="border-bottom:1px solid #000000;border-left:1px solid #000000;overflow:hidden;padding:0px 3px 0px 3px;vertical-align:bottom;"></td> <td style="border-bottom:1px solid #000000;overflow:hidden;padding:0px 3px 0px 3px;vertical-align:bottom;"></td> <td data-sheets-value='{"1":2,"2":"Opal (T/O)"}' style="border-bottom:1px solid #000000;overflow:hidden;padding:0px 3px 0px 3px;vertical-align:bottom;">Opal (T/O)</td> <td data-sheets-numberformat='{"1":2,"2":"0.00","3":1}' data-sheets-value='{"1":3,"3":0.98}' style="border-bottom:1px solid #000000;overflow:hidden;padding:0px 3px 0px 3px;vertical-align:bottom;text-align:center;">0.98</td> <td data-sheets-numberformat='{"1":2,"2":"0","3":1}' data-sheets-value='{"1":3,"3":16.81}' style="border-bottom:1px solid #000000;overflow:hidden;padding:0px 3px 0px 3px;vertical-align:bottom;text-align:center;">17</td> <td data-sheets-numberformat='{"1":2,"2":"0","3":1}' data-sheets-value='{"1":3,"3":29.700000000000003}' style="border-bottom:1px solid #000000;overflow:hidden;padding:0px 3px 0px 3px;vertical-align:bottom;text-align:center;">30</td> <td data-sheets-value='{"1":3,"3":26}' style="border-right:1px solid #000000;border-bottom:1px solid #000000;overflow:hidden;padding:0px 3px 0px 3px;vertical-align:bottom;text-align:center;">26</td> </tr> </tbody></table> | skylux-160-ce-met-koepel-en-metaalopstand-met-lm-motor-en-pvc-raam-type-ep25-1600-x-1600-mm | 8585996894541 | 46872275059021
Smoke and heat exhaust (SHEV) | SHE system | Skylux | Skylux 160° CE with skylight and metal curb with LM-actuator and spoiler - iDome 0700 x 1000 mm |  | 94760 | 5412970947608 | 3994.25 | Yes | 30-45 | 92.05 | 700 x 1000 mm | 1000 | 700 |  | metal curb M30 (30 cm high) | Rectangular | 0.93 W/m²K | 46% - 31% | 68% - 37% | 40dB | 160° CE (for industry) | iDome | with spoiler | E | Single actuator | Maximum single-walled skylight possible for this product | Number of walls Double glazing+ plastic skylight (max. single-walled) Insulation value (Ug-value) 0.93 W/m²K in combination with a single-walled skylight Burglar-resistant Yes Fall-through safety Only in combination with a polycarbonate plastic skylight Acoustic value Rw 40 dB LT-value 68% in combination with a single-walled clear acrylic skylight 62% in combination with a single-walled opal acrylic skylight 66% in combination with a single-walled clear polycarbonate skylight 44% in combination with a single-walled opal polycarbonate skylight g-value 46% in combination with a single-walled clear acrylic skylight 40% in combination with a single-walled opal acrylic skylight 44% in combination with a single-walled clear polycarbonate skylight 32% in combination with a single-walled opal polycarbonate skylight Shape Spherical Guarantee 10 years | https://skylux.eu/en/products/skylux-160-ce-met-koepel-en-metaalopstand-met-lm-motor-en-windvang-idome-0700-x-1000-mm | https://skylux.eu/cdn/shop/files/Skylux-160deg-CE-met-koepel-en-metaalopstand-met-LM-motor-en-windvang-iDome-0700-x-1000-mm-RWA-systeem.jpg?v=1702977695&width=1600 | https://skylux.eu/cdn/shop/files/e5a82811-1bb0-48e4-a776-cacb59c7c092_c62e76e0-fc45-4de6-a621-8b09322a1820.jpg?v=1688550443&width=1600 | //skylux.eu/cdn/shop/files/E_MH_Mounting_instructions_Skylux_160_CE_LM.pdf?v=12406716259046007223 | //skylux.eu/cdn/shop/files/E_TD_Technical_File_Skylux_Skylux_160_CE_Electric.pdf?v=3667116872303399239 | <table><tbody> <tr> <td>Number of walls</td> <td>Double glazing+ plastic skylight (max. single-walled)</td> </tr> <tr> <td>Insulation value (Ug-value)</td> <td>0.93 W/m²K in combination with a single-walled skylight</td> </tr> <tr> <td>Burglar-resistant</td> <td>Yes</td> </tr> <tr> <td>Fall-through safety</td> <td>Only in combination with a <a href="">polycarbonate plastic skylight</a> </td> </tr> <tr> <td>Acoustic value Rw</td> <td>40 dB</td> </tr> <tr> <td>LT-value</td> <td> <p>68% in combination with a single-walled clear acrylic skylight<br> 62% in combination with a single-walled opal acrylic skylight<br> 66% in combination with a single-walled clear polycarbonate skylight<br> 44% in combination with a single-walled opal polycarbonate skylight</p> </td> </tr> <tr> <td>g-value</td> <td>46% in combination with a single-walled clear acrylic skylight<br> 40% in combination with a single-walled opal acrylic skylight<br> 44% in combination with a single-walled clear polycarbonate skylight<br> 32% in combination with a single-walled opal polycarbonate skylight</td> </tr> <tr> <td>Shape</td> <td>Spherical</td> </tr> <tr> <td>Guarantee</td> <td>10 years</td> </tr> </tbody></table> | skylux-160-ce-met-koepel-en-metaalopstand-met-lm-motor-en-windvang-idome-0700-x-1000-mm | 8586007675213 | 46872298094925
Smoke and heat exhaust (SHEV) | SHE system | Skylux | Skylux 160° CE with skylight and metal curb with LM-actuator and spoiler - iDome 1000 x 1000 mm |  | 94755 | 5412970947554 | 4395.95 | Yes | 30-45 | 110.6 | 1000 x 1000 mm | 1000 | 1000 |  | metal curb M30 (30 cm high) | Square | 0.93 W/m²K | 46% - 31% | 68% - 37% | 40dB | 160° CE (for industry) | iDome | with spoiler | E | Single actuator | Maximum single-walled skylight possible for this product | Number of walls Double glazing+ plastic skylight (max. single-walled) Insulation value (Ug-value) 0.93 W/m²K in combination with a single-walled skylight Burglar-resistant Yes Fall-through safety Only in combination with a polycarbonate plastic skylight Acoustic value Rw 40 dB LT-value 68% in combination with a single-walled clear acrylic skylight 62% in combination with a single-walled opal acrylic skylight 66% in combination with a single-walled clear polycarbonate skylight 44% in combination with a single-walled opal polycarbonate skylight g-value 46% in combination with a single-walled clear acrylic skylight 40% in combination with a single-walled opal acrylic skylight 44% in combination with a single-walled clear polycarbonate skylight 32% in combination with a single-walled opal polycarbonate skylight Shape Spherical Guarantee 10 years | https://skylux.eu/en/products/skylux-160-ce-met-koepel-en-metaalopstand-met-lm-motor-en-windvang-idome-1000-x-1000-mm | https://skylux.eu/cdn/shop/files/Skylux-160deg-CE-met-koepel-en-metaalopstand-met-LM-motor-en-windvang-iDome-1000-x-1000-mm-RWA-systeem.jpg?v=1702977716&width=1600 | https://skylux.eu/cdn/shop/files/e5a82811-1bb0-48e4-a776-cacb59c7c092_045208be-c615-4630-b703-63772c65a413.jpg?v=1688550450&width=1600 | //skylux.eu/cdn/shop/files/E_MH_Mounting_instructions_Skylux_160_CE_LM.pdf?v=12406716259046007223 | //skylux.eu/cdn/shop/files/E_TD_Technical_File_Skylux_Skylux_160_CE_Electric.pdf?v=3667116872303399239 | <table><tbody> <tr> <td>Number of walls</td> <td>Double glazing+ plastic skylight (max. single-walled)</td> </tr> <tr> <td>Insulation value (Ug-value)</td> <td>0.93 W/m²K in combination with a single-walled skylight</td> </tr> <tr> <td>Burglar-resistant</td> <td>Yes</td> </tr> <tr> <td>Fall-through safety</td> <td>Only in combination with a <a href="">polycarbonate plastic skylight</a> </td> </tr> <tr> <td>Acoustic value Rw</td> <td>40 dB</td> </tr> <tr> <td>LT-value</td> <td> <p>68% in combination with a single-walled clear acrylic skylight<br> 62% in combination with a single-walled opal acrylic skylight<br> 66% in combination with a single-walled clear polycarbonate skylight<br> 44% in combination with a single-walled opal polycarbonate skylight</p> </td> </tr> <tr> <td>g-value</td> <td>46% in combination with a single-walled clear acrylic skylight<br> 40% in combination with a single-walled opal acrylic skylight<br> 44% in combination with a single-walled clear polycarbonate skylight<br> 32% in combination with a single-walled opal polycarbonate skylight</td> </tr> <tr> <td>Shape</td> <td>Spherical</td> </tr> <tr> <td>Guarantee</td> <td>10 years</td> </tr> </tbody></table> | skylux-160-ce-met-koepel-en-metaalopstand-met-lm-motor-en-windvang-idome-1000-x-1000-mm | 8586008035661 | 46872299798861
Smoke and heat exhaust (SHEV) | SHE system | Skylux | Skylux 160° CE with skylight and metal curb with LM-actuator and spoiler - iDome 1000 x 1300 mm |  | 94763 | 5412970947639 | 4749.25 | Yes | 30-45 | 128.27 | 1000 x 1300 mm | 1300 | 1000 |  | metal curb M30 (30 cm high) | Rectangular | 0.93 W/m²K | 46% - 31% | 68% - 37% | 40dB | 160° CE (for industry) | iDome | with spoiler | E | Single actuator | Maximum single-walled skylight possible for this product | Number of walls Double glazing+ plastic skylight (max. single-walled) Insulation value (Ug-value) 0.93 W/m²K in combination with a single-walled skylight Burglar-resistant Yes Fall-through safety Only in combination with a polycarbonate plastic skylight Acoustic value Rw 40 dB LT-value 68% in combination with a single-walled clear acrylic skylight 62% in combination with a single-walled opal acrylic skylight 66% in combination with a single-walled clear polycarbonate skylight 44% in combination with a single-walled opal polycarbonate skylight g-value 46% in combination with a single-walled clear acrylic skylight 40% in combination with a single-walled opal acrylic skylight 44% in combination with a single-walled clear polycarbonate skylight 32% in combination with a single-walled opal polycarbonate skylight Shape Spherical Guarantee 10 years | https://skylux.eu/en/products/skylux-160-ce-met-koepel-en-metaalopstand-met-lm-motor-en-windvang-idome-1000-x-1300-mm | https://skylux.eu/cdn/shop/files/Skylux-160deg-CE-met-koepel-en-metaalopstand-met-LM-motor-en-windvang-iDome-1000-x-1300-mm-RWA-systeem.jpg?v=1702977722&width=1600 | https://skylux.eu/cdn/shop/files/e5a82811-1bb0-48e4-a776-cacb59c7c092_6a3cdb2a-8874-4e9c-97c5-0affeb0e307f.jpg?v=1688550451&width=1600 | //skylux.eu/cdn/shop/files/E_MH_Mounting_instructions_Skylux_160_CE_LM.pdf?v=12406716259046007223 | //skylux.eu/cdn/shop/files/E_TD_Technical_File_Skylux_Skylux_160_CE_Electric.pdf?v=3667116872303399239 | <table><tbody> <tr> <td>Number of walls</td> <td>Double glazing+ plastic skylight (max. single-walled)</td> </tr> <tr> <td>Insulation value (Ug-value)</td> <td>0.93 W/m²K in combination with a single-walled skylight</td> </tr> <tr> <td>Burglar-resistant</td> <td>Yes</td> </tr> <tr> <td>Fall-through safety</td> <td>Only in combination with a <a href="">polycarbonate plastic skylight</a> </td> </tr> <tr> <td>Acoustic value Rw</td> <td>40 dB</td> </tr> <tr> <td>LT-value</td> <td> <p>68% in combination with a single-walled clear acrylic skylight<br> 62% in combination with a single-walled opal acrylic skylight<br> 66% in combination with a single-walled clear polycarbonate skylight<br> 44% in combination with a single-walled opal polycarbonate skylight</p> </td> </tr> <tr> <td>g-value</td> <td>46% in combination with a single-walled clear acrylic skylight<br> 40% in combination with a single-walled opal acrylic skylight<br> 44% in combination with a single-walled clear polycarbonate skylight<br> 32% in combination with a single-walled opal polycarbonate skylight</td> </tr> <tr> <td>Shape</td> <td>Spherical</td> </tr> <tr> <td>Guarantee</td> <td>10 years</td> </tr> </tbody></table> | skylux-160-ce-met-koepel-en-metaalopstand-met-lm-motor-en-windvang-idome-1000-x-1300-mm | 8586008101197 | 46872300028237
Smoke and heat exhaust (SHEV) | SHE system | Skylux | Skylux 160° CE with skylight and metal curb with LM-actuator and spoiler - iDome 1100 x 1100 mm |  | 94756 | 5412970947561 | 4657.3 | Yes | 30-45 | 120.63 | 1100 x 1100 mm | 1100 | 1100 |  | metal curb M30 (30 cm high) | Square | 0.93 W/m²K | 46% - 31% | 68% - 37% | 40dB | 160° CE (for industry) | iDome | with spoiler | E | Single actuator | Maximum single-walled skylight possible for this product | Number of walls Double glazing+ plastic skylight (max. single-walled) Insulation value (Ug-value) 0.93 W/m²K in combination with a single-walled skylight Burglar-resistant Yes Fall-through safety Only in combination with a polycarbonate plastic skylight Acoustic value Rw 40 dB LT-value 68% in combination with a single-walled clear acrylic skylight 62% in combination with a single-walled opal acrylic skylight 66% in combination with a single-walled clear polycarbonate skylight 44% in combination with a single-walled opal polycarbonate skylight g-value 46% in combination with a single-walled clear acrylic skylight 40% in combination with a single-walled opal acrylic skylight 44% in combination with a single-walled clear polycarbonate skylight 32% in combination with a single-walled opal polycarbonate skylight Shape Spherical Guarantee 10 years | https://skylux.eu/en/products/skylux-160-ce-met-koepel-en-metaalopstand-met-lm-motor-en-windvang-idome-1100-x-1100-mm | https://skylux.eu/cdn/shop/files/Skylux-160deg-CE-met-koepel-en-metaalopstand-met-LM-motor-en-windvang-iDome-1100-x-1100-mm-RWA-systeem.jpg?v=1702977739&width=1600 | https://skylux.eu/cdn/shop/files/e5a82811-1bb0-48e4-a776-cacb59c7c092_bdbd1d6b-e3cc-4bd9-9fe4-f9ff0381e0ff.jpg?v=1688550457&width=1600 | //skylux.eu/cdn/shop/files/E_MH_Mounting_instructions_Skylux_160_CE_LM.pdf?v=12406716259046007223 | //skylux.eu/cdn/shop/files/E_TD_Technical_File_Skylux_Skylux_160_CE_Electric.pdf?v=3667116872303399239 | <table><tbody> <tr> <td>Number of walls</td> <td>Double glazing+ plastic skylight (max. single-walled)</td> </tr> <tr> <td>Insulation value (Ug-value)</td> <td>0.93 W/m²K in combination with a single-walled skylight</td> </tr> <tr> <td>Burglar-resistant</td> <td>Yes</td> </tr> <tr> <td>Fall-through safety</td> <td>Only in combination with a <a href="">polycarbonate plastic skylight</a> </td> </tr> <tr> <td>Acoustic value Rw</td> <td>40 dB</td> </tr> <tr> <td>LT-value</td> <td> <p>68% in combination with a single-walled clear acrylic skylight<br> 62% in combination with a single-walled opal acrylic skylight<br> 66% in combination with a single-walled clear polycarbonate skylight<br> 44% in combination with a single-walled opal polycarbonate skylight</p> </td> </tr> <tr> <td>g-value</td> <td>46% in combination with a single-walled clear acrylic skylight<br> 40% in combination with a single-walled opal acrylic skylight<br> 44% in combination with a single-walled clear polycarbonate skylight<br> 32% in combination with a single-walled opal polycarbonate skylight</td> </tr> <tr> <td>Shape</td> <td>Spherical</td> </tr> <tr> <td>Guarantee</td> <td>10 years</td> </tr> </tbody></table> | skylux-160-ce-met-koepel-en-metaalopstand-met-lm-motor-en-windvang-idome-1100-x-1100-mm | 8586008265037 | 46872300716365
Smoke and heat exhaust (SHEV) | SHE system | Skylux | Skylux 160° CE with skylight and metal curb with LM-actuator and spoiler - iWindow2 0700 x 1000 mm |  | 94772 | 5412970947721 | 3944.6 | Yes | 30-45 | 99.39 | 700 x 1000 mm | 1000 | 700 |  | metal curb M30 (30 cm high) | Rectangular | 1.00 W/m²K | 52% | 75% | 39dB | 160° CE (for industry) | iWindow2 | with spoiler | E | Single actuator |  | Material Clear Number of walls Double-walled Insulation value (Ug-value) 1 W/m²K Acoustic value Rw 39 dB Fall-through safety Yes LT-value 75 % g-value 52 % Weight 44 kg/m² Guarantee 10 years | https://skylux.eu/en/products/skylux-160-ce-met-koepel-en-metaalopstand-met-lm-motor-en-windvang-iwindow2-0700-x-1000-mm | https://skylux.eu/cdn/shop/files/Skylux-160deg-CE-met-koepel-en-metaalopstand-met-LM-motor-en-windvang-iWindow2-0700-x-1000-mm-RWA-systeem.jpg?v=1702977762&width=1600 | https://skylux.eu/cdn/shop/files/e5a82811-1bb0-48e4-a776-cacb59c7c092_925ddc10-93e3-4009-96e0-7c6631793e09.jpg?v=1688550464&width=1600 | //skylux.eu/cdn/shop/files/E_MH_Mounting_instructions_Skylux_160_CE_LM.pdf?v=12406716259046007223 | //skylux.eu/cdn/shop/files/E_TD_Technical_File_Skylux_Skylux_160_CE_Electric.pdf?v=3667116872303399239 | <table data-mce-selected="1"><tbody> <tr> <td data-mce-selected="1">Material<br> </td> <td data-mce-selected="1">Clear<br> </td> </tr> <tr> <td data-mce-selected="1"> <span class="text">Number of walls</span><br> </td> <td data-mce-selected="1">Double-walled<br> </td> </tr> <tr> <td data-mce-selected="1"> <div class="product-specification-name"> <div class="d-flex align-items-center"><span class="text">Insulation value (Ug-value)</span></div> </div> </td> <td data-mce-selected="1">1 W/m²K<br> </td> </tr> <tr> <td data-mce-selected="1">Acoustic value Rw<br> </td> <td data-mce-selected="1">39 dB<br> </td> </tr> <tr> <td data-mce-selected="1">Fall-through safety<br> </td> <td data-mce-selected="1">Yes</td> </tr> <tr> <td data-mce-selected="1">LT-value<br> </td> <td data-mce-selected="1">75 %<br> </td> </tr> <tr> <td data-mce-selected="1"> <span class="text">g-value</span><br> </td> <td data-mce-selected="1">52 %<br> </td> </tr> <tr> <td data-mce-selected="1">Weight<br> </td> <td data-mce-selected="1">44 kg/m²<br> </td> </tr> <tr> <td data-mce-selected="1"> <span class="text">Guarantee</span><br> </td> <td data-mce-selected="1">10 years</td> </tr> </tbody></table> | skylux-160-ce-met-koepel-en-metaalopstand-met-lm-motor-en-windvang-iwindow2-0700-x-1000-mm | 8586008592717 | 46872301404493
Smoke and heat exhaust (SHEV) | SHE system | Skylux | Skylux 160° CE with skylight and metal curb with LM-actuator and spoiler - iWindow2 1000 x 1000 mm |  | 94767 | 5412970947677 | 4359.65 | Yes | 30-45 | 119.18 | 1000 x 1000 mm | 1000 | 1000 |  | metal curb M30 (30 cm high) | Square | 1.00 W/m²K | 52% | 75% | 39dB | 160° CE (for industry) | iWindow2 | with spoiler | E | Single actuator |  | Material Clear Number of walls Double-walled Insulation value (Ug-value) 1 W/m²K Acoustic value Rw 39 dB Fall-through safety Yes LT-value 75 % g-value 52 % Weight 44 kg/m² Guarantee 10 years | https://skylux.eu/en/products/skylux-160-ce-met-koepel-en-metaalopstand-met-lm-motor-en-windvang-iwindow2-1000-x-1000-mm | https://skylux.eu/cdn/shop/files/Skylux-160deg-CE-met-koepel-en-metaalopstand-met-LM-motor-en-windvang-iWindow2-1000-x-1000-mm-RWA-systeem.jpg?v=1702977785&width=1600 | https://skylux.eu/cdn/shop/files/e5a82811-1bb0-48e4-a776-cacb59c7c092_53d2f853-9485-4a67-88f3-c06dda2e00c7.jpg?v=1688550471&width=1600 | //skylux.eu/cdn/shop/files/E_MH_Mounting_instructions_Skylux_160_CE_LM.pdf?v=12406716259046007223 | //skylux.eu/cdn/shop/files/E_TD_Technical_File_Skylux_Skylux_160_CE_Electric.pdf?v=3667116872303399239 | <table data-mce-selected="1"><tbody> <tr> <td data-mce-selected="1">Material<br> </td> <td data-mce-selected="1">Clear<br> </td> </tr> <tr> <td data-mce-selected="1"> <span class="text">Number of walls</span><br> </td> <td data-mce-selected="1">Double-walled<br> </td> </tr> <tr> <td data-mce-selected="1"> <div class="product-specification-name"> <div class="d-flex align-items-center"><span class="text">Insulation value (Ug-value)</span></div> </div> </td> <td data-mce-selected="1">1 W/m²K<br> </td> </tr> <tr> <td data-mce-selected="1">Acoustic value Rw<br> </td> <td data-mce-selected="1">39 dB<br> </td> </tr> <tr> <td data-mce-selected="1">Fall-through safety<br> </td> <td data-mce-selected="1">Yes</td> </tr> <tr> <td data-mce-selected="1">LT-value<br> </td> <td data-mce-selected="1">75 %<br> </td> </tr> <tr> <td data-mce-selected="1"> <span class="text">g-value</span><br> </td> <td data-mce-selected="1">52 %<br> </td> </tr> <tr> <td data-mce-selected="1">Weight<br> </td> <td data-mce-selected="1">44 kg/m²<br> </td> </tr> <tr> <td data-mce-selected="1"> <span class="text">Guarantee</span><br> </td> <td data-mce-selected="1">10 years</td> </tr> </tbody></table> | skylux-160-ce-met-koepel-en-metaalopstand-met-lm-motor-en-windvang-iwindow2-1000-x-1000-mm | 8586008887629 | 46872302551373
Smoke and heat exhaust (SHEV) | SHE system | Skylux | Skylux 160° CE with skylight and metal curb with LM-actuator and spoiler - iWindow2 1000 x 1300 mm |  | 94775 | 5412970947752 | 4679.1 | Yes | 30-45 | 139.95 | 1000 x 1300 mm | 1300 | 1000 |  | metal curb M30 (30 cm high) | Rectangular | 1.00 W/m²K | 52% | 75% | 39dB | 160° CE (for industry) | iWindow2 | with spoiler | E | Single actuator |  | Material Clear Number of walls Double-walled Insulation value (Ug-value) 1 W/m²K Acoustic value Rw 39 dB Fall-through safety Yes LT-value 75 % g-value 52 % Weight 44 kg/m² Guarantee 10 years | https://skylux.eu/en/products/skylux-160-ce-met-koepel-en-metaalopstand-met-lm-motor-en-windvang-iwindow2-1000-x-1300-mm | https://skylux.eu/cdn/shop/files/Skylux-160deg-CE-met-koepel-en-metaalopstand-met-LM-motor-en-windvang-iWindow2-1000-x-1300-mm-RWA-systeem.jpg?v=1702977791&width=1600 | https://skylux.eu/cdn/shop/files/e5a82811-1bb0-48e4-a776-cacb59c7c092_6c89bd83-35bc-4aee-b31a-6ad1cc47fdba.jpg?v=1688550471&width=1600 | //skylux.eu/cdn/shop/files/E_MH_Mounting_instructions_Skylux_160_CE_LM.pdf?v=12406716259046007223 | //skylux.eu/cdn/shop/files/E_TD_Technical_File_Skylux_Skylux_160_CE_Electric.pdf?v=3667116872303399239 | <table data-mce-selected="1"><tbody> <tr> <td data-mce-selected="1">Material<br> </td> <td data-mce-selected="1">Clear<br> </td> </tr> <tr> <td data-mce-selected="1"> <span class="text">Number of walls</span><br> </td> <td data-mce-selected="1">Double-walled<br> </td> </tr> <tr> <td data-mce-selected="1"> <div class="product-specification-name"> <div class="d-flex align-items-center"><span class="text">Insulation value (Ug-value)</span></div> </div> </td> <td data-mce-selected="1">1 W/m²K<br> </td> </tr> <tr> <td data-mce-selected="1">Acoustic value Rw<br> </td> <td data-mce-selected="1">39 dB<br> </td> </tr> <tr> <td data-mce-selected="1">Fall-through safety<br> </td> <td data-mce-selected="1">Yes</td> </tr> <tr> <td data-mce-selected="1">LT-value<br> </td> <td data-mce-selected="1">75 %<br> </td> </tr> <tr> <td data-mce-selected="1"> <span class="text">g-value</span><br> </td> <td data-mce-selected="1">52 %<br> </td> </tr> <tr> <td data-mce-selected="1">Weight<br> </td> <td data-mce-selected="1">44 kg/m²<br> </td> </tr> <tr> <td data-mce-selected="1"> <span class="text">Guarantee</span><br> </td> <td data-mce-selected="1">10 years</td> </tr> </tbody></table> | skylux-160-ce-met-koepel-en-metaalopstand-met-lm-motor-en-windvang-iwindow2-1000-x-1300-mm | 8586008985933 | 46872302747981
Smoke and heat exhaust (SHEV) | SHE system | Skylux | Skylux 160° CE with skylight and metal curb with LM-actuator and spoiler - iWindow2 1100 x 1100 mm |  | 94768 | 5412970947684 | 4590.75 | Yes | 30-45 | 130.72 | 1100 x 1100 mm | 1100 | 1100 |  | metal curb M30 (30 cm high) | Square | 1.00 W/m²K | 52% | 75% | 39dB | 160° CE (for industry) | iWindow2 | with spoiler | E | Single actuator |  | Material Clear Number of walls Double-walled Insulation value (Ug-value) 1 W/m²K Acoustic value Rw 39 dB Fall-through safety Yes LT-value 75 % g-value 52 % Weight 44 kg/m² Guarantee 10 years | https://skylux.eu/en/products/skylux-160-ce-met-koepel-en-metaalopstand-met-lm-motor-en-windvang-iwindow2-1100-x-1100-mm | https://skylux.eu/cdn/shop/files/Skylux-160deg-CE-met-koepel-en-metaalopstand-met-LM-motor-en-windvang-iWindow2-1100-x-1100-mm-RWA-systeem.jpg?v=1702977807&width=1600 | https://skylux.eu/cdn/shop/files/e5a82811-1bb0-48e4-a776-cacb59c7c092_e4e1f236-9de8-4f1e-8767-3fbde8a83600.jpg?v=1688550476&width=1600 | //skylux.eu/cdn/shop/files/E_MH_Mounting_instructions_Skylux_160_CE_LM.pdf?v=12406716259046007223 | //skylux.eu/cdn/shop/files/E_TD_Technical_File_Skylux_Skylux_160_CE_Electric.pdf?v=3667116872303399239 | <table data-mce-selected="1"><tbody> <tr> <td data-mce-selected="1">Material<br> </td> <td data-mce-selected="1">Clear<br> </td> </tr> <tr> <td data-mce-selected="1"> <span class="text">Number of walls</span><br> </td> <td data-mce-selected="1">Double-walled<br> </td> </tr> <tr> <td data-mce-selected="1"> <div class="product-specification-name"> <div class="d-flex align-items-center"><span class="text">Insulation value (Ug-value)</span></div> </div> </td> <td data-mce-selected="1">1 W/m²K<br> </td> </tr> <tr> <td data-mce-selected="1">Acoustic value Rw<br> </td> <td data-mce-selected="1">39 dB<br> </td> </tr> <tr> <td data-mce-selected="1">Fall-through safety<br> </td> <td data-mce-selected="1">Yes</td> </tr> <tr> <td data-mce-selected="1">LT-value<br> </td> <td data-mce-selected="1">75 %<br> </td> </tr> <tr> <td data-mce-selected="1"> <span class="text">g-value</span><br> </td> <td data-mce-selected="1">52 %<br> </td> </tr> <tr> <td data-mce-selected="1">Weight<br> </td> <td data-mce-selected="1">44 kg/m²<br> </td> </tr> <tr> <td data-mce-selected="1"> <span class="text">Guarantee</span><br> </td> <td data-mce-selected="1">10 years</td> </tr> </tbody></table> | skylux-160-ce-met-koepel-en-metaalopstand-met-lm-motor-en-windvang-iwindow2-1100-x-1100-mm | 8586009182541 | 46872303173965
Smoke and heat exhaust (SHEV) | SHE system | Skylux | Skylux 160° CE with skylight and metal curb with LM-actuator and spoiler - iWindow3 0700 x 1000 mm |  | 94781 | 5412970947813 | 4449.2 | Yes | 30-45 | 107.13 | 700 x 1000 mm | 1000 | 700 |  | metal curb M30 (30 cm high) | Rectangular | 0.50 W/m²K | 42% | 63% | 41dB | 160° CE (for industry) | iWindow3 | with spoiler | E | Single actuator |  | Material Clear Number of walls Triple-walled Insulation value (Ug-value) 0.5 W/m²K Acoustic value Rw 41 dB Fall-through safety Yes LT-value 63 % g-value 42 % Weight 60 kg/m² Guarantee 10 years | https://skylux.eu/en/products/skylux-160-ce-met-koepel-en-metaalopstand-met-lm-motor-en-windvang-iwindow3-0700-x-1000-mm | https://skylux.eu/cdn/shop/files/Skylux-160deg-CE-met-koepel-en-metaalopstand-met-LM-motor-en-windvang-iWindow3-0700-x-1000-mm-RWA-systeem.jpg?v=1702977828&width=1600 | https://skylux.eu/cdn/shop/files/e5a82811-1bb0-48e4-a776-cacb59c7c092_eab0b249-76d3-4739-998c-e1bde934b44d.jpg?v=1688550484&width=1600 | //skylux.eu/cdn/shop/files/E_MH_Mounting_instructions_Skylux_160_CE_LM.pdf?v=12406716259046007223 | //skylux.eu/cdn/shop/files/E_TD_Technical_File_Skylux_Skylux_160_CE_Electric.pdf?v=3667116872303399239 | <table><tbody> <tr> <td>Material</td> <td>Clear</td> </tr> <tr> <td>Number of walls</td> <td>Triple-walled</td> </tr> <tr> <td>Insulation value (Ug-value)</td> <td>0.5 W/m²K</td> </tr> <tr> <td>Acoustic value Rw</td> <td>41 dB</td> </tr> <tr> <td>Fall-through safety</td> <td>Yes</td> </tr> <tr> <td>LT-value</td> <td> <div class="product-specification"> <div class="product-specification-value"> <div class="d-flex align-items-center"><span class="text">63 %</span></div> </div> </div> <div class="product-specification"></div> </td> </tr> <tr> <td>g-value</td> <td>42 %</td> </tr> <tr> <td>Weight</td> <td>60 kg/m²</td> </tr> <tr> <td>Guarantee</td> <td>10 years</td> </tr> </tbody></table> | skylux-160-ce-met-koepel-en-metaalopstand-met-lm-motor-en-windvang-iwindow3-0700-x-1000-mm | 8586009510221 | 46872303862093
Smoke and heat exhaust (SHEV) | SHE system | Skylux | Skylux 160° CE with skylight and metal curb with LM-actuator and spoiler - iWindow3 1000 x 1000 mm |  | 94778 | 5412970947783 | 5042.1 | Yes | 30-45 | 136.13 | 1000 x 1000 mm | 1000 | 1000 |  | metal curb M30 (30 cm high) | Square | 0.50 W/m²K | 42% | 63% | 41dB | 160° CE (for industry) | iWindow3 | with spoiler | E | Single actuator |  | Material Clear Number of walls Triple-walled Insulation value (Ug-value) 0.5 W/m²K Acoustic value Rw 41 dB Fall-through safety Yes LT-value 63 % g-value 42 % Weight 60 kg/m² Guarantee 10 years | https://skylux.eu/en/products/skylux-160-ce-met-koepel-en-metaalopstand-met-lm-motor-en-windvang-iwindow3-1000-x-1000-mm | https://skylux.eu/cdn/shop/files/Skylux-160deg-CE-met-koepel-en-metaalopstand-met-LM-motor-en-windvang-iWindow3-1000-x-1000-mm-RWA-systeem.jpg?v=1702977838&width=1600 | https://skylux.eu/cdn/shop/files/e5a82811-1bb0-48e4-a776-cacb59c7c092_41df5d77-ac12-4ce2-8072-260b587b5530.jpg?v=1688550487&width=1600 | //skylux.eu/cdn/shop/files/E_MH_Mounting_instructions_Skylux_160_CE_LM.pdf?v=12406716259046007223 | //skylux.eu/cdn/shop/files/E_TD_Technical_File_Skylux_Skylux_160_CE_Electric.pdf?v=3667116872303399239 | <table><tbody> <tr> <td>Material</td> <td>Clear</td> </tr> <tr> <td>Number of walls</td> <td>Triple-walled</td> </tr> <tr> <td>Insulation value (Ug-value)</td> <td>0.5 W/m²K</td> </tr> <tr> <td>Acoustic value Rw</td> <td>41 dB</td> </tr> <tr> <td>Fall-through safety</td> <td>Yes</td> </tr> <tr> <td>LT-value</td> <td> <div class="product-specification"> <div class="product-specification-value"> <div class="d-flex align-items-center"><span class="text">63 %</span></div> </div> </div> <div class="product-specification"></div> </td> </tr> <tr> <td>g-value</td> <td>42 %</td> </tr> <tr> <td>Weight</td> <td>60 kg/m²</td> </tr> <tr> <td>Guarantee</td> <td>10 years</td> </tr> </tbody></table> | skylux-160-ce-met-koepel-en-metaalopstand-met-lm-motor-en-windvang-iwindow3-1000-x-1000-mm | 8586009674061 | 46872304255309
Smoke and heat exhaust (SHEV) | SHE system | Skylux | Skylux 160° CE with skylight and metal curb with LM-actuator and spoiler 0700 x 1000 mm |  | 50969 | 5412970509691 | 3283.95 | Yes | 30-45 | 63.29 | 700 x 1000 mm | 1000 | 700 |  | metal curb M30 (30 cm high) | Rectangular | 5.17 W/m²K - 1.28 W/m²K | 87% - 32% | 90% - 32% | 20dB - 23dB | 160° CE (for industry) | skylight | with spoiler | E | Single actuator | Maximum four-walled skylight possible for this product | Ut-value LT-value g-value Rw-value EN 1873 : 2014 EN ISO 13468 EN 16153 EN 410 EN 410 EN ISO 140-3 Material Walls Shells (W/m²K) (%) (%) (dB) Acrylic Single-walled Clear (H) 5.17 90 87 - PMMA Single-walled Opal (O) 5.17 83 76 - Double-walled Clear (H/H) 2.90 81 75 20 Double-walled Opal (O/O) 2.90 69 58 20 Triple-walled Clear (H/H/H) 1.70 73 65 22 Triple-walled Opal (O/H/O) 1.70 62 51 22 Four-walled Clear (H/H/H/H) 1.28 64 54 23 Four-walled Opal (H/H/O/H) 1.28 59 48 23 Polycarbonate Single-walled Clear (A) 5.17 88 83 - PC Single-walled Opal (D) 5.17 58 60 - Double-walled Clear (A/H) 2.90 79 72 20 Double-walled Clear (A/A) 2.90 77 69 20 Double-walled Opal (A/O) 2.90 73 63 20 Double-walled Opal (A/D) 2.90 51 50 20 Triple-walled Clear (A/H/H) 1.70 71 63 22 Triple-walled Opal (A/O/O) 1.70 61 48 22 Four-walled Clear (A/H/H/H) 1.28 64 52 23 Four-walled Opal (A/H/O/H) 1.28 59 46 23 Polycarbonate Single-walled Heatstop Opal (T) 5.17 49 59 - Heatstop PC Double-walled Clear (T/H) 2.90 44 51 20 Double-walled Opal (T/O) 2.90 41 45 20 Triple-walled Clear (T/H/H) 1.70 40 <td data-sheets-numberformat='{"1":2,"2":"0","3":1}' data-sheets-value='{"1":3,"3":44}' style="overflow:hidden;paddin | https://skylux.eu/en/products/skylux-160-ce-met-koepel-en-metaalopstand-met-lm-motor-en-windvang-0700-x-1000-mm | https://skylux.eu/cdn/shop/files/Skylux-160deg-CE-met-koepel-en-metaalopstand-met-LM-motor-en-windvang-0700-x-1000-mm-RWA-systeem.jpg?v=1702977432&width=1600 | https://skylux.eu/cdn/shop/files/e5a82811-1bb0-48e4-a776-cacb59c7c092_7d44dae0-42c9-49ea-af57-f7db1a66814c.jpg?v=1688550382&width=1600 | //skylux.eu/cdn/shop/files/E_MH_Mounting_instructions_Skylux_160_CE_LM.pdf?v=12406716259046007223 | //skylux.eu/cdn/shop/files/E_TD_Technical_File_Skylux_Skylux_160_CE_Electric.pdf?v=3667116872303399239 | <style type="text/css" id="isPasted"> <!--td { border: 1px solid #cccccc; } br { mso-data-placement: same-cell; } --> </style> <table border="1" cellpadding="0" cellspacing="0" dir="ltr" style="table-layout:fixed;font-size:10pt;font-family:Arial;border-collapse:collapse;border:none;"><tbody> <tr style="height:20px;"> <td style="overflow:hidden;padding:0px 3px 0px 3px;vertical-align:bottom;"></td> <td style="overflow:hidden;padding:0px 3px 0px 3px;vertical-align:bottom;"></td> <td style="overflow:hidden;padding:0px 3px 0px 3px;vertical-align:bottom;"></td> <td data-sheets-value='{"1":2,"2":"Ut-value"}' style="overflow:hidden;padding:0px 3px 0px 3px;vertical-align:bottom;font-weight:bold;text-align:center;">Ut-value</td> <td data-sheets-value='{"1":2,"2":"LT-value"}' style="overflow:hidden;padding:0px 3px 0px 3px;vertical-align:bottom;font-weight:bold;text-align:center;">LT-value</td> <td data-sheets-value='{"1":2,"2":"g-value"}' style="overflow:hidden;padding:0px 3px 0px 3px;vertical-align:bottom;font-weight:bold;text-align:center;">g-value</td> <td data-sheets-value='{"1":2,"2":"Rw-value "}' style="overflow:hidden;padding:0px 3px 0px 3px;vertical-align:bottom;font-weight:bold;text-align:center;">Rw-value </td> </tr> <tr style="height:20px;"> <td style="overflow:hidden;padding:0px 3px 0px 3px;vertical-align:bottom;"></td> <td style="overflow:hidden;padding:0px 3px 0px 3px;vertical-align:bottom;"></td> <td style="overflow:hidden;padding:0px 3px 0px 3px;vertical-align:bottom;"></td> <td data-sheets-numberformat='{"1":2,"2":"0.00","3":1}' data-sheets-value='{"1":2,"2":"EN 1873 : 2014"}' style="overflow:hidden;padding:0px 3px 0px 3px;vertical-align:bottom;text-align:center;">EN 1873 : 2014</td> <td data-sheets-numberformat='{"1":2,"2":"0","3":1}' data-sheets-value='{"1":2,"2":"EN ISO 13468 EN 16153 EN 410"}' style="overflow:hidden;padding:0px 3px 0px 3px;vertical-align:bottom;text-align:center;">EN ISO 13468 EN 16153 EN 410</td> <td data-sheets-numberformat='{"1":2,"2":"0","3":1}' data-sheets-value='{"1":2,"2":"EN 410"}' style="overflow:hidden;padding:0px 3px 0px 3px;vertical-align:bottom;text-align:center;">EN 410</td> <td data-sheets-value='{"1":2,"2":"EN ISO 140-3\t\t"}' style="overflow:hidden;padding:0px 3px 0px 3px;vertical-align:bottom;text-align:center;">EN ISO 140-3 </td> </tr> <tr style="height:20px;"> <td data-sheets-value='{"1":2,"2":"Material"}' style="border-bottom:1px solid #000000;overflow:hidden;padding:0px 3px 0px 3px;vertical-align:bottom;background-color:#000000;font-weight:bold;color:#ffffff;">Material</td> <td data-sheets-value='{"1":2,"2":"Walls"}' style="border-bottom:1px solid #000000;overflow:hidden;padding:0px 3px 0px 3px;vertical-align:bottom;background-color:#000000;font-weight:bold;color:#ffffff;">Walls</td> <td data-sheets-value='{"1":2,"2":"Shells"}' style="border-bottom:1px solid #000000;overflow:hidden;padding:0px 3px 0px 3px;vertical-align:bottom;background-color:#000000;font-weight:bold;color:#ffffff;">Shells</td> <td data-sheets-numberformat='{"1":2,"2":"0.00","3":1}' data-sheets-value='{"1":2,"2":"(W/m²K)\t"}' style="border-bottom:1px solid #000000;overflow:hidden;padding:0px 3px 0px 3px;vertical-align:bottom;background-color:#000000;font-weight:bold;color:#ffffff;text-align:center;">(W/m²K) </td> <td data-sheets-numberformat='{"1":2,"2":"0","3":1}' data-sheets-value='{"1":2,"2":"(%)"}' style="border-bottom:1px solid #000000;overflow:hidden;padding:0px 3px 0px 3px;vertical-align:bottom;background-color:#000000;font-weight:bold;color:#ffffff;text-align:center;">(%)</td> <td data-sheets-numberformat='{"1":2,"2":"0","3":1}' data-sheets-value='{"1":2,"2":"(%)"}' style="border-bottom:1px solid #000000;overflow:hidden;padding:0px 3px 0px 3px;vertical-align:bottom;background-color:#000000;font-weight:bold;color:#ffffff;text-align:center;">(%)</td> <td data-sheets-value='{"1":2,"2":"(dB)"}' style="border-bottom:1px solid #000000;overflow:hidden;padding:0px 3px 0px 3px;vertical-align:bottom;background-color:#000000;font-weight:bold;color:#ffffff;text-align:center;">(dB)</td> </tr> <tr style="height:20px;"> <td data-sheets-value='{"1":2,"2":"Acrylic"}' style="border-left:1px solid #000000;overflow:hidden;padding:0px 3px 0px 3px;vertical-align:bottom;font-weight:bold;">Acrylic</td> <td data-sheets-value='{"1":2,"2":"Single-walled"}' style="overflow:hidden;padding:0px 3px 0px 3px;vertical-align:bottom;font-weight:bold;">Single-walled</td> <td data-sheets-value='{"1":2,"2":"Clear (H)"}' style="border-right:1px solid #000000;overflow:hidden;padding:0px 3px 0px 3px;vertical-align:bottom;font-weight:bold;">Clear (H)</td> <td data-sheets-numberformat='{"1":2,"2":"0.00","3":1}' data-sheets-value='{"1":3,"3":5.17}' style="overflow:hidden;padding:0px 3px 0px 3px;vertical-align:bottom;text-align:center;">5.17</td> <td data-sheets-numberformat='{"1":2,"2":"0","3":1}' data-sheets-value='{"1":3,"3":90}' style="overflow:hidden;padding:0px 3px 0px 3px;vertical-align:bottom;text-align:center;">90</td> <td data-sheets-numberformat='{"1":2,"2":"0","3":1}' data-sheets-value='{"1":3,"3":87}' style="overflow:hidden;padding:0px 3px 0px 3px;vertical-align:bottom;text-align:center;">87</td> <td data-sheets-numberformat='{"1":2,"2":"0","3":1}' data-sheets-value='{"1":2,"2":"-"}' style="border-right:1px solid #000000;overflow:hidden;padding:0px 3px 0px 3px;vertical-align:bottom;text-align:center;">-</td> </tr> <tr style="height:20px;"> <td data-sheets-value='{"1":2,"2":"PMMA"}' style="border-left:1px solid #000000;overflow:hidden;padding:0px 3px 0px 3px;vertical-align:bottom;font-weight:bold;">PMMA</td> <td data-sheets-value='{"1":2,"2":"Single-walled"}' style="overflow:hidden;padding:0px 3px 0px 3px;vertical-align:bottom;font-weight:bold;">Single-walled</td> <td data-sheets-value='{"1":2,"2":"Opal (O)"}' style="border-right:1px solid #000000;overflow:hidden;padding:0px 3px 0px 3px;vertical-align:bottom;font-weight:bold;">Opal (O)</td> <td data-sheets-numberformat='{"1":2,"2":"0.00","3":1}' data-sheets-value='{"1":3,"3":5.17}' style="overflow:hidden;padding:0px 3px 0px 3px;vertical-align:bottom;text-align:center;">5.17</td> <td data-sheets-numberformat='{"1":2,"2":"0","3":1}' data-sheets-value='{"1":3,"3":83}' style="overflow:hidden;padding:0px 3px 0px 3px;vertical-align:bottom;text-align:center;">83</td> <td data-sheets-numberformat='{"1":2,"2":"0","3":1}' data-sheets-value='{"1":3,"3":76}' style="overflow:hidden;padding:0px 3px 0px 3px;vertical-align:bottom;text-align:center;">76</td> <td data-sheets-numberformat='{"1":2,"2":"0","3":1}' data-sheets-value='{"1":2,"2":"-"}' style="border-right:1px solid #000000;overflow:hidden;padding:0px 3px 0px 3px;vertical-align:bottom;text-align:center;">-</td> </tr> <tr style="height:20px;"> <td style="border-left:1px solid #000000;overflow:hidden;padding:0px 3px 0px 3px;vertical-align:bottom;font-weight:bold;"></td> <td data-sheets-value='{"1":2,"2":"Double-walled"}' style="overflow:hidden;padding:0px 3px 0px 3px;vertical-align:bottom;font-weight:bold;">Double-walled</td> <td data-sheets-value='{"1":2,"2":"Clear (H/H)"}' style="border-right:1px solid #000000;overflow:hidden;padding:0px 3px 0px 3px;vertical-align:bottom;font-weight:bold;">Clear (H/H)</td> <td data-sheets-numberformat='{"1":2,"2":"0.00","3":1}' data-sheets-value='{"1":3,"3":2.9}' style="overflow:hidden;padding:0px 3px 0px 3px;vertical-align:bottom;text-align:center;">2.90</td> <td data-sheets-numberformat='{"1":2,"2":"0","3":1}' data-sheets-value='{"1":3,"3":81}' style="overflow:hidden;padding:0px 3px 0px 3px;vertical-align:bottom;text-align:center;">81</td> <td data-sheets-numberformat='{"1":2,"2":"0","3":1}' data-sheets-value='{"1":3,"3":75}' style="overflow:hidden;padding:0px 3px 0px 3px;vertical-align:bottom;text-align:center;">75</td> <td data-sheets-numberformat='{"1":2,"2":"0","3":1}' data-sheets-value='{"1":3,"3":20}' style="border-right:1px solid #000000;overflow:hidden;padding:0px 3px 0px 3px;vertical-align:bottom;text-align:center;">20</td> </tr> <tr style="height:20px;"> <td style="border-left:1px solid #000000;overflow:hidden;padding:0px 3px 0px 3px;vertical-align:bottom;font-weight:bold;"></td> <td data-sheets-value='{"1":2,"2":"Double-walled"}' style="overflow:hidden;padding:0px 3px 0px 3px;vertical-align:bottom;font-weight:bold;">Double-walled</td> <td data-sheets-value='{"1":2,"2":"Opal (O/O)"}' style="border-right:1px solid #000000;overflow:hidden;padding:0px 3px 0px 3px;vertical-align:bottom;font-weight:bold;">Opal (O/O)</td> <td data-sheets-numberformat='{"1":2,"2":"0.00","3":1}' data-sheets-value='{"1":3,"3":2.9}' style="overflow:hidden;padding:0px 3px 0px 3px;vertical-align:bottom;text-align:center;">2.90</td> <td data-sheets-numberformat='{"1":2,"2":"0","3":1}' data-sheets-value='{"1":3,"3":69}' style="overflow:hidden;padding:0px 3px 0px 3px;vertical-align:bottom;text-align:center;">69</td> <td data-sheets-numberformat='{"1":2,"2":"0","3":1}' data-sheets-value='{"1":3,"3":58}' style="overflow:hidden;padding:0px 3px 0px 3px;vertical-align:bottom;text-align:center;">58</td> <td data-sheets-numberformat='{"1":2,"2":"0","3":1}' data-sheets-value='{"1":3,"3":20}' style="border-right:1px solid #000000;overflow:hidden;padding:0px 3px 0px 3px;vertical-align:bottom;text-align:center;">20</td> </tr> <tr style="height:20px;"> <td style="border-left:1px solid #000000;overflow:hidden;padding:0px 3px 0px 3px;vertical-align:bottom;font-weight:bold;"></td> <td data-sheets-value='{"1":2,"2":"Triple-walled"}' style="overflow:hidden;padding:0px 3px 0px 3px;vertical-align:bottom;font-weight:bold;">Triple-walled</td> <td data-sheets-value='{"1":2,"2":"Clear (H/H/H)"}' style="border-right:1px solid #000000;overflow:hidden;padding:0px 3px 0px 3px;vertical-align:bottom;font-weight:bold;">Clear (H/H/H)</td> <td data-sheets-numberformat='{"1":2,"2":"0.00","3":1}' data-sheets-value='{"1":3,"3":1.7}' style="overflow:hidden;padding:0px 3px 0px 3px;vertical-align:bottom;text-align:center;">1.70</td> <td data-sheets-numberformat='{"1":2,"2":"0","3":1}' data-sheets-value='{"1":3,"3":73}' style="overflow:hidden;padding:0px 3px 0px 3px;vertical-align:bottom;text-align:center;">73</td> <td data-sheets-numberformat='{"1":2,"2":"0","3":1}' data-sheets-value='{"1":3,"3":65}' style="overflow:hidden;padding:0px 3px 0px 3px;vertical-align:bottom;text-align:center;">65</td> <td data-sheets-numberformat='{"1":2,"2":"0","3":1}' data-sheets-value='{"1":3,"3":22}' style="border-right:1px solid #000000;overflow:hidden;padding:0px 3px 0px 3px;vertical-align:bottom;text-align:center;">22</td> </tr> <tr style="height:20px;"> <td style="border-left:1px solid #000000;overflow:hidden;padding:0px 3px 0px 3px;vertical-align:bottom;font-weight:bold;"></td> <td data-sheets-value='{"1":2,"2":"Triple-walled"}' style="overflow:hidden;padding:0px 3px 0px 3px;vertical-align:bottom;font-weight:bold;">Triple-walled</td> <td data-sheets-value='{"1":2,"2":"Opal (O/H/O)"}' style="border-right:1px solid #000000;overflow:hidden;padding:0px 3px 0px 3px;vertical-align:bottom;font-weight:bold;">Opal (O/H/O)</td> <td data-sheets-numberformat='{"1":2,"2":"0.00","3":1}' data-sheets-value='{"1":3,"3":1.7}' style="overflow:hidden;padding:0px 3px 0px 3px;vertical-align:bottom;text-align:center;">1.70</td> <td data-sheets-numberformat='{"1":2,"2":"0","3":1}' data-sheets-value='{"1":3,"3":62}' style="overflow:hidden;padding:0px 3px 0px 3px;vertical-align:bottom;text-align:center;">62</td> <td data-sheets-numberformat='{"1":2,"2":"0","3":1}' data-sheets-value='{"1":3,"3":51}' style="overflow:hidden;padding:0px 3px 0px 3px;vertical-align:bottom;text-align:center;">51</td> <td data-sheets-numberformat='{"1":2,"2":"0","3":1}' data-sheets-value='{"1":3,"3":22}' style="border-right:1px solid #000000;overflow:hidden;padding:0px 3px 0px 3px;vertical-align:bottom;text-align:center;">22</td> </tr> <tr style="height:20px;"> <td style="border-left:1px solid #000000;overflow:hidden;padding:0px 3px 0px 3px;vertical-align:bottom;font-weight:bold;"></td> <td data-sheets-value='{"1":2,"2":"Four-walled"}' style="overflow:hidden;padding:0px 3px 0px 3px;vertical-align:bottom;font-weight:bold;">Four-walled</td> <td data-sheets-value='{"1":2,"2":"Clear (H/H/H/H)"}' style="border-right:1px solid #000000;overflow:hidden;padding:0px 3px 0px 3px;vertical-align:bottom;font-weight:bold;">Clear (H/H/H/H)</td> <td data-sheets-numberformat='{"1":2,"2":"0.00","3":1}' data-sheets-value='{"1":3,"3":1.28}' style="overflow:hidden;padding:0px 3px 0px 3px;vertical-align:bottom;text-align:center;">1.28</td> <td data-sheets-numberformat='{"1":2,"2":"0","3":1}' data-sheets-value='{"1":3,"3":64}' style="overflow:hidden;padding:0px 3px 0px 3px;vertical-align:bottom;text-align:center;">64</td> <td data-sheets-numberformat='{"1":2,"2":"0","3":1}' data-sheets-value='{"1":3,"3":54}' style="overflow:hidden;padding:0px 3px 0px 3px;vertical-align:bottom;text-align:center;">54</td> <td data-sheets-numberformat='{"1":2,"2":"0","3":1}' data-sheets-value='{"1":3,"3":23}' style="border-right:1px solid #000000;overflow:hidden;padding:0px 3px 0px 3px;vertical-align:bottom;text-align:center;">23</td> </tr> <tr style="height:20px;"> <td style="border-bottom:1px solid #000000;border-left:1px solid #000000;overflow:hidden;padding:0px 3px 0px 3px;vertical-align:bottom;"></td> <td data-sheets-value='{"1":2,"2":"Four-walled"}' style="border-bottom:1px solid #000000;overflow:hidden;padding:0px 3px 0px 3px;vertical-align:bottom;font-weight:bold;">Four-walled</td> <td data-sheets-value='{"1":2,"2":"Opal (H/H/O/H)"}' style="border-right:1px solid #000000;border-bottom:1px solid #000000;overflow:hidden;padding:0px 3px 0px 3px;vertical-align:bottom;font-weight:bold;">Opal (H/H/O/H)</td> <td data-sheets-numberformat='{"1":2,"2":"0.00","3":1}' data-sheets-value='{"1":3,"3":1.28}' style="border-bottom:1px solid #000000;overflow:hidden;padding:0px 3px 0px 3px;vertical-align:bottom;text-align:center;">1.28</td> <td data-sheets-numberformat='{"1":2,"2":"0","3":1}' data-sheets-value='{"1":3,"3":59}' style="border-bottom:1px solid #000000;overflow:hidden;padding:0px 3px 0px 3px;vertical-align:bottom;text-align:center;">59</td> <td data-sheets-numberformat='{"1":2,"2":"0","3":1}' data-sheets-value='{"1":3,"3":48}' style="border-bottom:1px solid #000000;overflow:hidden;padding:0px 3px 0px 3px;vertical-align:bottom;text-align:center;">48</td> <td data-sheets-numberformat='{"1":2,"2":"0","3":1}' data-sheets-value='{"1":3,"3":23}' style="border-right:1px solid #000000;border-bottom:1px solid #000000;overflow:hidden;padding:0px 3px 0px 3px;vertical-align:bottom;text-align:center;">23</td> </tr> <tr style="height:20px;"> <td data-sheets-value='{"1":2,"2":"Polycarbonate "}' style="border-left:1px solid #000000;overflow:hidden;padding:0px 3px 0px 3px;vertical-align:bottom;font-weight:bold;">Polycarbonate </td> <td data-sheets-value='{"1":2,"2":"Single-walled"}' style="overflow:hidden;padding:0px 3px 0px 3px;vertical-align:bottom;font-weight:bold;">Single-walled</td> <td data-sheets-value='{"1":2,"2":"Clear (A)"}' style="border-right:1px solid #000000;overflow:hidden;padding:0px 3px 0px 3px;vertical-align:bottom;font-weight:bold;">Clear (A)</td> <td data-sheets-numberformat='{"1":2,"2":"0.00","3":1}' data-sheets-value='{"1":3,"3":5.17}' style="overflow:hidden;padding:0px 3px 0px 3px;vertical-align:bottom;text-align:center;">5.17</td> <td data-sheets-numberformat='{"1":2,"2":"0","3":1}' data-sheets-value='{"1":3,"3":88}' style="overflow:hidden;padding:0px 3px 0px 3px;vertical-align:bottom;text-align:center;">88</td> <td data-sheets-numberformat='{"1":2,"2":"0","3":1}' data-sheets-value='{"1":3,"3":83}' style="overflow:hidden;padding:0px 3px 0px 3px;vertical-align:bottom;text-align:center;">83</td> <td data-sheets-numberformat='{"1":2,"2":"0","3":1}' data-sheets-value='{"1":2,"2":"-"}' style="border-right:1px solid #000000;overflow:hidden;padding:0px 3px 0px 3px;vertical-align:bottom;text-align:center;">-</td> </tr> <tr style="height:20px;"> <td data-sheets-value='{"1":2,"2":"PC"}' style="border-left:1px solid #000000;overflow:hidden;padding:0px 3px 0px 3px;vertical-align:bottom;font-weight:bold;">PC</td> <td data-sheets-value='{"1":2,"2":"Single-walled"}' style="overflow:hidden;padding:0px 3px 0px 3px;vertical-align:bottom;font-weight:bold;">Single-walled</td> <td data-sheets-value='{"1":2,"2":"Opal (D)"}' style="border-right:1px solid #000000;overflow:hidden;padding:0px 3px 0px 3px;vertical-align:bottom;font-weight:bold;">Opal (D)</td> <td data-sheets-numberformat='{"1":2,"2":"0.00","3":1}' data-sheets-value='{"1":3,"3":5.17}' style="overflow:hidden;padding:0px 3px 0px 3px;vertical-align:bottom;text-align:center;">5.17</td> <td data-sheets-numberformat='{"1":2,"2":"0","3":1}' data-sheets-value='{"1":3,"3":58}' style="overflow:hidden;padding:0px 3px 0px 3px;vertical-align:bottom;text-align:center;">58</td> <td data-sheets-numberformat='{"1":2,"2":"0","3":1}' data-sheets-value='{"1":3,"3":60}' style="overflow:hidden;padding:0px 3px 0px 3px;vertical-align:bottom;text-align:center;">60</td> <td data-sheets-numberformat='{"1":2,"2":"0","3":1}' data-sheets-value='{"1":2,"2":"-"}' style="border-right:1px solid #000000;overflow:hidden;padding:0px 3px 0px 3px;vertical-align:bottom;text-align:center;">-</td> </tr> <tr style="height:20px;"> <td style="border-left:1px solid #000000;overflow:hidden;padding:0px 3px 0px 3px;vertical-align:bottom;font-weight:bold;"></td> <td data-sheets-value='{"1":2,"2":"Double-walled"}' style="overflow:hidden;padding:0px 3px 0px 3px;vertical-align:bottom;font-weight:bold;">Double-walled</td> <td data-sheets-value='{"1":2,"2":"Clear (A/H)"}' style="border-right:1px solid #000000;overflow:hidden;padding:0px 3px 0px 3px;vertical-align:bottom;font-weight:bold;">Clear (A/H)</td> <td data-sheets-numberformat='{"1":2,"2":"0.00","3":1}' data-sheets-value='{"1":3,"3":2.9}' style="overflow:hidden;padding:0px 3px 0px 3px;vertical-align:bottom;text-align:center;">2.90</td> <td data-sheets-numberformat='{"1":2,"2":"0","3":1}' data-sheets-value='{"1":3,"3":79}' style="overflow:hidden;padding:0px 3px 0px 3px;vertical-align:bottom;text-align:center;">79</td> <td data-sheets-numberformat='{"1":2,"2":"0","3":1}' data-sheets-value='{"1":3,"3":72}' style="overflow:hidden;padding:0px 3px 0px 3px;vertical-align:bottom;text-align:center;">72</td> <td data-sheets-numberformat='{"1":2,"2":"0","3":1}' data-sheets-value='{"1":3,"3":20}' style="border-right:1px solid #000000;overflow:hidden;padding:0px 3px 0px 3px;vertical-align:bottom;text-align:center;">20</td> </tr> <tr style="height:20px;"> <td style="border-left:1px solid #000000;overflow:hidden;padding:0px 3px 0px 3px;vertical-align:bottom;font-weight:bold;"></td> <td data-sheets-value='{"1":2,"2":"Double-walled"}' style="overflow:hidden;padding:0px 3px 0px 3px;vertical-align:bottom;font-weight:bold;">Double-walled</td> <td data-sheets-value='{"1":2,"2":"Clear (A/A)"}' style="border-right:1px solid #000000;overflow:hidden;padding:0px 3px 0px 3px;vertical-align:bottom;font-weight:bold;">Clear (A/A)</td> <td data-sheets-numberformat='{"1":2,"2":"0.00","3":1}' data-sheets-value='{"1":3,"3":2.9}' style="overflow:hidden;padding:0px 3px 0px 3px;vertical-align:bottom;text-align:center;">2.90</td> <td data-sheets-numberformat='{"1":2,"2":"0","3":1}' data-sheets-value='{"1":3,"3":77}' style="overflow:hidden;padding:0px 3px 0px 3px;vertical-align:bottom;text-align:center;">77</td> <td data-sheets-numberformat='{"1":2,"2":"0","3":1}' data-sheets-value='{"1":3,"3":69}' style="overflow:hidden;padding:0px 3px 0px 3px;vertical-align:bottom;text-align:center;">69</td> <td data-sheets-numberformat='{"1":2,"2":"0","3":1}' data-sheets-value='{"1":3,"3":20}' style="border-right:1px solid #000000;overflow:hidden;padding:0px 3px 0px 3px;vertical-align:bottom;text-align:center;">20</td> </tr> <tr style="height:20px;"> <td style="border-left:1px solid #000000;overflow:hidden;padding:0px 3px 0px 3px;vertical-align:bottom;font-weight:bold;"></td> <td data-sheets-value='{"1":2,"2":"Double-walled"}' style="overflow:hidden;padding:0px 3px 0px 3px;vertical-align:bottom;font-weight:bold;">Double-walled</td> <td data-sheets-value='{"1":2,"2":"Opal (A/O)"}' style="border-right:1px solid #000000;overflow:hidden;padding:0px 3px 0px 3px;vertical-align:bottom;font-weight:bold;">Opal (A/O)</td> <td data-sheets-numberformat='{"1":2,"2":"0.00","3":1}' data-sheets-value='{"1":3,"3":2.9}' style="overflow:hidden;padding:0px 3px 0px 3px;vertical-align:bottom;text-align:center;">2.90</td> <td data-sheets-numberformat='{"1":2,"2":"0","3":1}' data-sheets-value='{"1":3,"3":73}' style="overflow:hidden;padding:0px 3px 0px 3px;vertical-align:bottom;text-align:center;">73</td> <td data-sheets-numberformat='{"1":2,"2":"0","3":1}' data-sheets-value='{"1":3,"3":63}' style="overflow:hidden;padding:0px 3px 0px 3px;vertical-align:bottom;text-align:center;">63</td> <td data-sheets-numberformat='{"1":2,"2":"0","3":1}' data-sheets-value='{"1":3,"3":20}' style="border-right:1px solid #000000;overflow:hidden;padding:0px 3px 0px 3px;vertical-align:bottom;text-align:center;">20</td> </tr> <tr style="height:20px;"> <td style="border-left:1px solid #000000;overflow:hidden;padding:0px 3px 0px 3px;vertical-align:bottom;font-weight:bold;"></td> <td data-sheets-value='{"1":2,"2":"Double-walled"}' style="overflow:hidden;padding:0px 3px 0px 3px;vertical-align:bottom;font-weight:bold;">Double-walled</td> <td data-sheets-value='{"1":2,"2":"Opal (A/D)"}' style="border-right:1px solid #000000;overflow:hidden;padding:0px 3px 0px 3px;vertical-align:bottom;font-weight:bold;">Opal (A/D)</td> <td data-sheets-numberformat='{"1":2,"2":"0.00","3":1}' data-sheets-value='{"1":3,"3":2.9}' style="overflow:hidden;padding:0px 3px 0px 3px;vertical-align:bottom;text-align:center;">2.90</td> <td data-sheets-numberformat='{"1":2,"2":"0","3":1}' data-sheets-value='{"1":3,"3":51}' style="overflow:hidden;padding:0px 3px 0px 3px;vertical-align:bottom;text-align:center;">51</td> <td data-sheets-numberformat='{"1":2,"2":"0","3":1}' data-sheets-value='{"1":3,"3":50}' style="overflow:hidden;padding:0px 3px 0px 3px;vertical-align:bottom;text-align:center;">50</td> <td data-sheets-numberformat='{"1":2,"2":"0","3":1}' data-sheets-value='{"1":3,"3":20}' style="border-right:1px solid #000000;overflow:hidden;padding:0px 3px 0px 3px;vertical-align:bottom;text-align:center;">20</td> </tr> <tr style="height:20px;"> <td style="border-left:1px solid #000000;overflow:hidden;padding:0px 3px 0px 3px;vertical-align:bottom;font-weight:bold;"></td> <td data-sheets-value='{"1":2,"2":"Triple-walled"}' style="overflow:hidden;padding:0px 3px 0px 3px;vertical-align:bottom;font-weight:bold;">Triple-walled</td> <td data-sheets-value='{"1":2,"2":"Clear (A/H/H)"}' style="border-right:1px solid #000000;overflow:hidden;padding:0px 3px 0px 3px;vertical-align:bottom;font-weight:bold;">Clear (A/H/H)</td> <td data-sheets-numberformat='{"1":2,"2":"0.00","3":1}' data-sheets-value='{"1":3,"3":1.7}' style="overflow:hidden;padding:0px 3px 0px 3px;vertical-align:bottom;text-align:center;">1.70</td> <td data-sheets-numberformat='{"1":2,"2":"0","3":1}' data-sheets-value='{"1":3,"3":71}' style="overflow:hidden;padding:0px 3px 0px 3px;vertical-align:bottom;text-align:center;">71</td> <td data-sheets-numberformat='{"1":2,"2":"0","3":1}' data-sheets-value='{"1":3,"3":63}' style="overflow:hidden;padding:0px 3px 0px 3px;vertical-align:bottom;text-align:center;">63</td> <td data-sheets-numberformat='{"1":2,"2":"0","3":1}' data-sheets-value='{"1":3,"3":22}' style="border-right:1px solid #000000;overflow:hidden;padding:0px 3px 0px 3px;vertical-align:bottom;text-align:center;">22</td> </tr> <tr style="height:20px;"> <td style="border-left:1px solid #000000;overflow:hidden;padding:0px 3px 0px 3px;vertical-align:bottom;font-weight:bold;"></td> <td data-sheets-value='{"1":2,"2":"Triple-walled"}' style="overflow:hidden;padding:0px 3px 0px 3px;vertical-align:bottom;font-weight:bold;">Triple-walled</td> <td data-sheets-value='{"1":2,"2":"Opal (A/O/O)"}' style="border-right:1px solid #000000;overflow:hidden;padding:0px 3px 0px 3px;vertical-align:bottom;font-weight:bold;">Opal (A/O/O)</td> <td data-sheets-numberformat='{"1":2,"2":"0.00","3":1}' data-sheets-value='{"1":3,"3":1.7}' style="overflow:hidden;padding:0px 3px 0px 3px;vertical-align:bottom;text-align:center;">1.70</td> <td data-sheets-numberformat='{"1":2,"2":"0","3":1}' data-sheets-value='{"1":3,"3":61}' style="overflow:hidden;padding:0px 3px 0px 3px;vertical-align:bottom;text-align:center;">61</td> <td data-sheets-numberformat='{"1":2,"2":"0","3":1}' data-sheets-value='{"1":3,"3":48}' style="overflow:hidden;padding:0px 3px 0px 3px;vertical-align:bottom;text-align:center;">48</td> <td data-sheets-numberformat='{"1":2,"2":"0","3":1}' data-sheets-value='{"1":3,"3":22}' style="border-right:1px solid #000000;overflow:hidden;padding:0px 3px 0px 3px;vertical-align:bottom;text-align:center;">22</td> </tr> <tr style="height:20px;"> <td style="border-left:1px solid #000000;overflow:hidden;padding:0px 3px 0px 3px;vertical-align:bottom;font-weight:bold;"></td> <td data-sheets-value='{"1":2,"2":"Four-walled"}' style="overflow:hidden;padding:0px 3px 0px 3px;vertical-align:bottom;font-weight:bold;">Four-walled</td> <td data-sheets-value='{"1":2,"2":"Clear (A/H/H/H)"}' style="border-right:1px solid #000000;overflow:hidden;padding:0px 3px 0px 3px;vertical-align:bottom;font-weight:bold;">Clear (A/H/H/H)</td> <td data-sheets-numberformat='{"1":2,"2":"0.00","3":1}' data-sheets-value='{"1":3,"3":1.28}' style="overflow:hidden;padding:0px 3px 0px 3px;vertical-align:bottom;text-align:center;">1.28</td> <td data-sheets-numberformat='{"1":2,"2":"0","3":1}' data-sheets-value='{"1":3,"3":64}' style="overflow:hidden;padding:0px 3px 0px 3px;vertical-align:bottom;text-align:center;">64</td> <td data-sheets-numberformat='{"1":2,"2":"0","3":1}' data-sheets-value='{"1":3,"3":52}' style="overflow:hidden;padding:0px 3px 0px 3px;vertical-align:bottom;text-align:center;">52</td> <td data-sheets-numberformat='{"1":2,"2":"0","3":1}' data-sheets-value='{"1":3,"3":23}' style="border-right:1px solid #000000;overflow:hidden;padding:0px 3px 0px 3px;vertical-align:bottom;text-align:center;">23</td> </tr> <tr style="height:20px;"> <td style="border-bottom:1px solid #000000;border-left:1px solid #000000;overflow:hidden;padding:0px 3px 0px 3px;vertical-align:bottom;"></td> <td data-sheets-value='{"1":2,"2":"Four-walled"}' style="border-bottom:1px solid #000000;overflow:hidden;padding:0px 3px 0px 3px;vertical-align:bottom;font-weight:bold;">Four-walled</td> <td data-sheets-value='{"1":2,"2":"Opal (A/H/O/H)"}' style="border-right:1px solid #000000;border-bottom:1px solid #000000;overflow:hidden;padding:0px 3px 0px 3px;vertical-align:bottom;font-weight:bold;">Opal (A/H/O/H)</td> <td data-sheets-numberformat='{"1":2,"2":"0.00","3":1}' data-sheets-value='{"1":3,"3":1.28}' style="border-bottom:1px solid #000000;overflow:hidden;padding:0px 3px 0px 3px;vertical-align:bottom;text-align:center;">1.28</td> <td data-sheets-numberformat='{"1":2,"2":"0","3":1}' data-sheets-value='{"1":3,"3":59}' style="border-bottom:1px solid #000000;overflow:hidden;padding:0px 3px 0px 3px;vertical-align:bottom;text-align:center;">59</td> <td data-sheets-numberformat='{"1":2,"2":"0","3":1}' data-sheets-value='{"1":3,"3":46}' style="border-bottom:1px solid #000000;overflow:hidden;padding:0px 3px 0px 3px;vertical-align:bottom;text-align:center;">46</td> <td data-sheets-numberformat='{"1":2,"2":"0","3":1}' data-sheets-value='{"1":3,"3":23}' style="border-right:1px solid #000000;border-bottom:1px solid #000000;overflow:hidden;padding:0px 3px 0px 3px;vertical-align:bottom;text-align:center;">23</td> </tr> <tr style="height:20px;"> <td data-sheets-value='{"1":2,"2":"Polycarbonate"}' style="border-left:1px solid #000000;overflow:hidden;padding:0px 3px 0px 3px;vertical-align:bottom;font-weight:bold;">Polycarbonate</td> <td data-sheets-value='{"1":2,"2":"Single-walled"}' style="overflow:hidden;padding:0px 3px 0px 3px;vertical-align:bottom;font-weight:bold;">Single-walled</td> <td data-sheets-value='{"1":2,"2":"Heatstop Opal (T)"}' style="border-right:1px solid #000000;overflow:hidden;padding:0px 3px 0px 3px;vertical-align:bottom;font-weight:bold;">Heatstop Opal (T)</td> <td data-sheets-numberformat='{"1":2,"2":"0.00","3":1}' data-sheets-value='{"1":3,"3":5.17}' style="overflow:hidden;padding:0px 3px 0px 3px;vertical-align:bottom;text-align:center;">5.17</td> <td data-sheets-numberformat='{"1":2,"2":"0","3":1}' data-sheets-value='{"1":3,"3":49}' style="overflow:hidden;padding:0px 3px 0px 3px;vertical-align:bottom;text-align:center;">49</td> <td data-sheets-numberformat='{"1":2,"2":"0","3":1}' data-sheets-value='{"1":3,"3":59}' style="overflow:hidden;padding:0px 3px 0px 3px;vertical-align:bottom;text-align:center;">59</td> <td data-sheets-numberformat='{"1":2,"2":"0","3":1}' data-sheets-value='{"1":2,"2":"-"}' style="border-right:1px solid #000000;overflow:hidden;padding:0px 3px 0px 3px;vertical-align:bottom;text-align:center;">-</td> </tr> <tr style="height:20px;"> <td data-sheets-value='{"1":2,"2":"Heatstop PC"}' style="border-left:1px solid #000000;overflow:hidden;padding:0px 3px 0px 3px;vertical-align:bottom;font-weight:bold;">Heatstop PC</td> <td data-sheets-value='{"1":2,"2":"Double-walled"}' style="overflow:hidden;padding:0px 3px 0px 3px;vertical-align:bottom;font-weight:bold;">Double-walled</td> <td data-sheets-value='{"1":2,"2":"Clear (T/H)"}' style="border-right:1px solid #000000;overflow:hidden;padding:0px 3px 0px 3px;vertical-align:bottom;font-weight:bold;">Clear (T/H)</td> <td data-sheets-numberformat='{"1":2,"2":"0.00","3":1}' data-sheets-value='{"1":3,"3":2.9}' style="overflow:hidden;padding:0px 3px 0px 3px;vertical-align:bottom;text-align:center;">2.90</td> <td data-sheets-numberformat='{"1":2,"2":"0","3":1}' data-sheets-value='{"1":3,"3":44}' style="overflow:hidden;padding:0px 3px 0px 3px;vertical-align:bottom;text-align:center;">44</td> <td data-sheets-numberformat='{"1":2,"2":"0","3":1}' data-sheets-value='{"1":3,"3":51}' style="overflow:hidden;padding:0px 3px 0px 3px;vertical-align:bottom;text-align:center;">51</td> <td data-sheets-numberformat='{"1":2,"2":"0","3":1}' data-sheets-value='{"1":3,"3":20}' style="border-right:1px solid #000000;overflow:hidden;padding:0px 3px 0px 3px;vertical-align:bottom;text-align:center;">20</td> </tr> <tr style="height:20px;"> <td style="border-left:1px solid #000000;overflow:hidden;padding:0px 3px 0px 3px;vertical-align:bottom;font-weight:bold;"></td> <td data-sheets-value='{"1":2,"2":"Double-walled"}' style="overflow:hidden;padding:0px 3px 0px 3px;vertical-align:bottom;font-weight:bold;">Double-walled</td> <td data-sheets-value='{"1":2,"2":"Opal (T/O)"}' style="border-right:1px solid #000000;overflow:hidden;padding:0px 3px 0px 3px;vertical-align:bottom;font-weight:bold;">Opal (T/O)</td> <td data-sheets-numberformat='{"1":2,"2":"0.00","3":1}' data-sheets-value='{"1":3,"3":2.9}' style="overflow:hidden;padding:0px 3px 0px 3px;vertical-align:bottom;text-align:center;">2.90</td> <td data-sheets-numberformat='{"1":2,"2":"0","3":1}' data-sheets-value='{"1":3,"3":41}' style="overflow:hidden;padding:0px 3px 0px 3px;vertical-align:bottom;text-align:center;">41</td> <td data-sheets-numberformat='{"1":2,"2":"0","3":1}' data-sheets-value='{"1":3,"3":45}' style="overflow:hidden;padding:0px 3px 0px 3px;vertical-align:bottom;text-align:center;">45</td> <td data-sheets-numberformat='{"1":2,"2":"0","3":1}' data-sheets-value='{"1":3,"3":20}' style="border-right:1px solid #000000;overflow:hidden;padding:0px 3px 0px 3px;vertical-align:bottom;text-align:center;">20</td> </tr> <tr style="height:20px;"> <td style="border-left:1px solid #000000;overflow:hidden;padding:0px 3px 0px 3px;vertical-align:bottom;font-weight:bold;"></td> <td data-sheets-value='{"1":2,"2":"Triple-walled"}' style="overflow:hidden; | skylux-160-ce-met-koepel-en-metaalopstand-met-lm-motor-en-windvang-0700-x-1000-mm | 8586004693325 | 46872288690509
Smoke and heat exhaust (SHEV) | SHE system | Skylux | Skylux 160° CE with skylight and metal curb with LM-actuator and spoiler 0700 x 1300 mm |  | 50970 | 5412970509707 | 3506.6 | Yes | 30-45 | 69.64 | 700 x 1300 mm | 1300 | 700 |  | metal curb M30 (30 cm high) | Rectangular | 5.17 W/m²K - 1.28 W/m²K | 87% - 32% | 90% - 32% | 20dB - 23dB | 160° CE (for industry) | skylight | with spoiler | E | Single actuator | Maximum four-walled skylight possible for this product | Ut-value LT-value g-value Rw-value EN 1873 : 2014 EN ISO 13468 EN 16153 EN 410 EN 410 EN ISO 140-3 Material Walls Shells (W/m²K) (%) (%) (dB) Acrylic Single-walled Clear (H) 5.17 90 87 - PMMA Single-walled Opal (O) 5.17 83 76 - Double-walled Clear (H/H) 2.90 81 75 20 Double-walled Opal (O/O) 2.90 69 58 20 Triple-walled Clear (H/H/H) 1.70 73 65 22 Triple-walled Opal (O/H/O) 1.70 62 51 22 Four-walled Clear (H/H/H/H) 1.28 64 54 23 Four-walled Opal (H/H/O/H) 1.28 59 48 23 Polycarbonate Single-walled Clear (A) 5.17 88 83 - PC Single-walled Opal (D) 5.17 58 60 - Double-walled Clear (A/H) 2.90 79 72 20 Double-walled Clear (A/A) 2.90 77 69 20 Double-walled Opal (A/O) 2.90 73 63 20 Double-walled Opal (A/D) 2.90 51 50 20 Triple-walled Clear (A/H/H) 1.70 71 63 22 Triple-walled Opal (A/O/O) 1.70 61 48 22 Four-walled Clear (A/H/H/H) 1.28 64 52 23 Four-walled Opal (A/H/O/H) 1.28 59 46 23 Polycarbonate Single-walled Heatstop Opal (T) 5.17 49 59 - Heatstop PC Double-walled Clear (T/H) 2.90 44 51 20 Double-walled Opal (T/O) 2.90 41 45 20 Triple-walled Clear (T/H/H) 1.70 40 <td data-sheets-numberformat='{"1":2,"2":"0","3":1}' data-sheets-value='{"1":3,"3":44}' style="overflow:hidden;paddin | https://skylux.eu/en/products/skylux-160-ce-met-koepel-en-metaalopstand-met-lm-motor-en-windvang-0700-x-1300-mm | https://skylux.eu/cdn/shop/files/Skylux-160deg-CE-met-koepel-en-metaalopstand-met-LM-motor-en-windvang-0700-x-1300-mm-RWA-systeem.jpg?v=1702977438&width=1600 | https://skylux.eu/cdn/shop/files/e5a82811-1bb0-48e4-a776-cacb59c7c092_8990814d-a3ee-4280-8a88-f4e996f3159e.jpg?v=1688550383&width=1600 | //skylux.eu/cdn/shop/files/E_MH_Mounting_instructions_Skylux_160_CE_LM.pdf?v=12406716259046007223 | //skylux.eu/cdn/shop/files/E_TD_Technical_File_Skylux_Skylux_160_CE_Electric.pdf?v=3667116872303399239 | <style type="text/css" id="isPasted"> <!--td { border: 1px solid #cccccc; } br { mso-data-placement: same-cell; } --> </style> <table border="1" cellpadding="0" cellspacing="0" dir="ltr" style="table-layout:fixed;font-size:10pt;font-family:Arial;border-collapse:collapse;border:none;"><tbody> <tr style="height:20px;"> <td style="overflow:hidden;padding:0px 3px 0px 3px;vertical-align:bottom;"></td> <td style="overflow:hidden;padding:0px 3px 0px 3px;vertical-align:bottom;"></td> <td style="overflow:hidden;padding:0px 3px 0px 3px;vertical-align:bottom;"></td> <td data-sheets-value='{"1":2,"2":"Ut-value"}' style="overflow:hidden;padding:0px 3px 0px 3px;vertical-align:bottom;font-weight:bold;text-align:center;">Ut-value</td> <td data-sheets-value='{"1":2,"2":"LT-value"}' style="overflow:hidden;padding:0px 3px 0px 3px;vertical-align:bottom;font-weight:bold;text-align:center;">LT-value</td> <td data-sheets-value='{"1":2,"2":"g-value"}' style="overflow:hidden;padding:0px 3px 0px 3px;vertical-align:bottom;font-weight:bold;text-align:center;">g-value</td> <td data-sheets-value='{"1":2,"2":"Rw-value "}' style="overflow:hidden;padding:0px 3px 0px 3px;vertical-align:bottom;font-weight:bold;text-align:center;">Rw-value </td> </tr> <tr style="height:20px;"> <td style="overflow:hidden;padding:0px 3px 0px 3px;vertical-align:bottom;"></td> <td style="overflow:hidden;padding:0px 3px 0px 3px;vertical-align:bottom;"></td> <td style="overflow:hidden;padding:0px 3px 0px 3px;vertical-align:bottom;"></td> <td data-sheets-numberformat='{"1":2,"2":"0.00","3":1}' data-sheets-value='{"1":2,"2":"EN 1873 : 2014"}' style="overflow:hidden;padding:0px 3px 0px 3px;vertical-align:bottom;text-align:center;">EN 1873 : 2014</td> <td data-sheets-numberformat='{"1":2,"2":"0","3":1}' data-sheets-value='{"1":2,"2":"EN ISO 13468 EN 16153 EN 410"}' style="overflow:hidden;padding:0px 3px 0px 3px;vertical-align:bottom;text-align:center;">EN ISO 13468 EN 16153 EN 410</td> <td data-sheets-numberformat='{"1":2,"2":"0","3":1}' data-sheets-value='{"1":2,"2":"EN 410"}' style="overflow:hidden;padding:0px 3px 0px 3px;vertical-align:bottom;text-align:center;">EN 410</td> <td data-sheets-value='{"1":2,"2":"EN ISO 140-3\t\t"}' style="overflow:hidden;padding:0px 3px 0px 3px;vertical-align:bottom;text-align:center;">EN ISO 140-3 </td> </tr> <tr style="height:20px;"> <td data-sheets-value='{"1":2,"2":"Material"}' style="border-bottom:1px solid #000000;overflow:hidden;padding:0px 3px 0px 3px;vertical-align:bottom;background-color:#000000;font-weight:bold;color:#ffffff;">Material</td> <td data-sheets-value='{"1":2,"2":"Walls"}' style="border-bottom:1px solid #000000;overflow:hidden;padding:0px 3px 0px 3px;vertical-align:bottom;background-color:#000000;font-weight:bold;color:#ffffff;">Walls</td> <td data-sheets-value='{"1":2,"2":"Shells"}' style="border-bottom:1px solid #000000;overflow:hidden;padding:0px 3px 0px 3px;vertical-align:bottom;background-color:#000000;font-weight:bold;color:#ffffff;">Shells</td> <td data-sheets-numberformat='{"1":2,"2":"0.00","3":1}' data-sheets-value='{"1":2,"2":"(W/m²K)\t"}' style="border-bottom:1px solid #000000;overflow:hidden;padding:0px 3px 0px 3px;vertical-align:bottom;background-color:#000000;font-weight:bold;color:#ffffff;text-align:center;">(W/m²K) </td> <td data-sheets-numberformat='{"1":2,"2":"0","3":1}' data-sheets-value='{"1":2,"2":"(%)"}' style="border-bottom:1px solid #000000;overflow:hidden;padding:0px 3px 0px 3px;vertical-align:bottom;background-color:#000000;font-weight:bold;color:#ffffff;text-align:center;">(%)</td> <td data-sheets-numberformat='{"1":2,"2":"0","3":1}' data-sheets-value='{"1":2,"2":"(%)"}' style="border-bottom:1px solid #000000;overflow:hidden;padding:0px 3px 0px 3px;vertical-align:bottom;background-color:#000000;font-weight:bold;color:#ffffff;text-align:center;">(%)</td> <td data-sheets-value='{"1":2,"2":"(dB)"}' style="border-bottom:1px solid #000000;overflow:hidden;padding:0px 3px 0px 3px;vertical-align:bottom;background-color:#000000;font-weight:bold;color:#ffffff;text-align:center;">(dB)</td> </tr> <tr style="height:20px;"> <td data-sheets-value='{"1":2,"2":"Acrylic"}' style="border-left:1px solid #000000;overflow:hidden;padding:0px 3px 0px 3px;vertical-align:bottom;font-weight:bold;">Acrylic</td> <td data-sheets-value='{"1":2,"2":"Single-walled"}' style="overflow:hidden;padding:0px 3px 0px 3px;vertical-align:bottom;font-weight:bold;">Single-walled</td> <td data-sheets-value='{"1":2,"2":"Clear (H)"}' style="border-right:1px solid #000000;overflow:hidden;padding:0px 3px 0px 3px;vertical-align:bottom;font-weight:bold;">Clear (H)</td> <td data-sheets-numberformat='{"1":2,"2":"0.00","3":1}' data-sheets-value='{"1":3,"3":5.17}' style="overflow:hidden;padding:0px 3px 0px 3px;vertical-align:bottom;text-align:center;">5.17</td> <td data-sheets-numberformat='{"1":2,"2":"0","3":1}' data-sheets-value='{"1":3,"3":90}' style="overflow:hidden;padding:0px 3px 0px 3px;vertical-align:bottom;text-align:center;">90</td> <td data-sheets-numberformat='{"1":2,"2":"0","3":1}' data-sheets-value='{"1":3,"3":87}' style="overflow:hidden;padding:0px 3px 0px 3px;vertical-align:bottom;text-align:center;">87</td> <td data-sheets-numberformat='{"1":2,"2":"0","3":1}' data-sheets-value='{"1":2,"2":"-"}' style="border-right:1px solid #000000;overflow:hidden;padding:0px 3px 0px 3px;vertical-align:bottom;text-align:center;">-</td> </tr> <tr style="height:20px;"> <td data-sheets-value='{"1":2,"2":"PMMA"}' style="border-left:1px solid #000000;overflow:hidden;padding:0px 3px 0px 3px;vertical-align:bottom;font-weight:bold;">PMMA</td> <td data-sheets-value='{"1":2,"2":"Single-walled"}' style="overflow:hidden;padding:0px 3px 0px 3px;vertical-align:bottom;font-weight:bold;">Single-walled</td> <td data-sheets-value='{"1":2,"2":"Opal (O)"}' style="border-right:1px solid #000000;overflow:hidden;padding:0px 3px 0px 3px;vertical-align:bottom;font-weight:bold;">Opal (O)</td> <td data-sheets-numberformat='{"1":2,"2":"0.00","3":1}' data-sheets-value='{"1":3,"3":5.17}' style="overflow:hidden;padding:0px 3px 0px 3px;vertical-align:bottom;text-align:center;">5.17</td> <td data-sheets-numberformat='{"1":2,"2":"0","3":1}' data-sheets-value='{"1":3,"3":83}' style="overflow:hidden;padding:0px 3px 0px 3px;vertical-align:bottom;text-align:center;">83</td> <td data-sheets-numberformat='{"1":2,"2":"0","3":1}' data-sheets-value='{"1":3,"3":76}' style="overflow:hidden;padding:0px 3px 0px 3px;vertical-align:bottom;text-align:center;">76</td> <td data-sheets-numberformat='{"1":2,"2":"0","3":1}' data-sheets-value='{"1":2,"2":"-"}' style="border-right:1px solid #000000;overflow:hidden;padding:0px 3px 0px 3px;vertical-align:bottom;text-align:center;">-</td> </tr> <tr style="height:20px;"> <td style="border-left:1px solid #000000;overflow:hidden;padding:0px 3px 0px 3px;vertical-align:bottom;font-weight:bold;"></td> <td data-sheets-value='{"1":2,"2":"Double-walled"}' style="overflow:hidden;padding:0px 3px 0px 3px;vertical-align:bottom;font-weight:bold;">Double-walled</td> <td data-sheets-value='{"1":2,"2":"Clear (H/H)"}' style="border-right:1px solid #000000;overflow:hidden;padding:0px 3px 0px 3px;vertical-align:bottom;font-weight:bold;">Clear (H/H)</td> <td data-sheets-numberformat='{"1":2,"2":"0.00","3":1}' data-sheets-value='{"1":3,"3":2.9}' style="overflow:hidden;padding:0px 3px 0px 3px;vertical-align:bottom;text-align:center;">2.90</td> <td data-sheets-numberformat='{"1":2,"2":"0","3":1}' data-sheets-value='{"1":3,"3":81}' style="overflow:hidden;padding:0px 3px 0px 3px;vertical-align:bottom;text-align:center;">81</td> <td data-sheets-numberformat='{"1":2,"2":"0","3":1}' data-sheets-value='{"1":3,"3":75}' style="overflow:hidden;padding:0px 3px 0px 3px;vertical-align:bottom;text-align:center;">75</td> <td data-sheets-numberformat='{"1":2,"2":"0","3":1}' data-sheets-value='{"1":3,"3":20}' style="border-right:1px solid #000000;overflow:hidden;padding:0px 3px 0px 3px;vertical-align:bottom;text-align:center;">20</td> </tr> <tr style="height:20px;"> <td style="border-left:1px solid #000000;overflow:hidden;padding:0px 3px 0px 3px;vertical-align:bottom;font-weight:bold;"></td> <td data-sheets-value='{"1":2,"2":"Double-walled"}' style="overflow:hidden;padding:0px 3px 0px 3px;vertical-align:bottom;font-weight:bold;">Double-walled</td> <td data-sheets-value='{"1":2,"2":"Opal (O/O)"}' style="border-right:1px solid #000000;overflow:hidden;padding:0px 3px 0px 3px;vertical-align:bottom;font-weight:bold;">Opal (O/O)</td> <td data-sheets-numberformat='{"1":2,"2":"0.00","3":1}' data-sheets-value='{"1":3,"3":2.9}' style="overflow:hidden;padding:0px 3px 0px 3px;vertical-align:bottom;text-align:center;">2.90</td> <td data-sheets-numberformat='{"1":2,"2":"0","3":1}' data-sheets-value='{"1":3,"3":69}' style="overflow:hidden;padding:0px 3px 0px 3px;vertical-align:bottom;text-align:center;">69</td> <td data-sheets-numberformat='{"1":2,"2":"0","3":1}' data-sheets-value='{"1":3,"3":58}' style="overflow:hidden;padding:0px 3px 0px 3px;vertical-align:bottom;text-align:center;">58</td> <td data-sheets-numberformat='{"1":2,"2":"0","3":1}' data-sheets-value='{"1":3,"3":20}' style="border-right:1px solid #000000;overflow:hidden;padding:0px 3px 0px 3px;vertical-align:bottom;text-align:center;">20</td> </tr> <tr style="height:20px;"> <td style="border-left:1px solid #000000;overflow:hidden;padding:0px 3px 0px 3px;vertical-align:bottom;font-weight:bold;"></td> <td data-sheets-value='{"1":2,"2":"Triple-walled"}' style="overflow:hidden;padding:0px 3px 0px 3px;vertical-align:bottom;font-weight:bold;">Triple-walled</td> <td data-sheets-value='{"1":2,"2":"Clear (H/H/H)"}' style="border-right:1px solid #000000;overflow:hidden;padding:0px 3px 0px 3px;vertical-align:bottom;font-weight:bold;">Clear (H/H/H)</td> <td data-sheets-numberformat='{"1":2,"2":"0.00","3":1}' data-sheets-value='{"1":3,"3":1.7}' style="overflow:hidden;padding:0px 3px 0px 3px;vertical-align:bottom;text-align:center;">1.70</td> <td data-sheets-numberformat='{"1":2,"2":"0","3":1}' data-sheets-value='{"1":3,"3":73}' style="overflow:hidden;padding:0px 3px 0px 3px;vertical-align:bottom;text-align:center;">73</td> <td data-sheets-numberformat='{"1":2,"2":"0","3":1}' data-sheets-value='{"1":3,"3":65}' style="overflow:hidden;padding:0px 3px 0px 3px;vertical-align:bottom;text-align:center;">65</td> <td data-sheets-numberformat='{"1":2,"2":"0","3":1}' data-sheets-value='{"1":3,"3":22}' style="border-right:1px solid #000000;overflow:hidden;padding:0px 3px 0px 3px;vertical-align:bottom;text-align:center;">22</td> </tr> <tr style="height:20px;"> <td style="border-left:1px solid #000000;overflow:hidden;padding:0px 3px 0px 3px;vertical-align:bottom;font-weight:bold;"></td> <td data-sheets-value='{"1":2,"2":"Triple-walled"}' style="overflow:hidden;padding:0px 3px 0px 3px;vertical-align:bottom;font-weight:bold;">Triple-walled</td> <td data-sheets-value='{"1":2,"2":"Opal (O/H/O)"}' style="border-right:1px solid #000000;overflow:hidden;padding:0px 3px 0px 3px;vertical-align:bottom;font-weight:bold;">Opal (O/H/O)</td> <td data-sheets-numberformat='{"1":2,"2":"0.00","3":1}' data-sheets-value='{"1":3,"3":1.7}' style="overflow:hidden;padding:0px 3px 0px 3px;vertical-align:bottom;text-align:center;">1.70</td> <td data-sheets-numberformat='{"1":2,"2":"0","3":1}' data-sheets-value='{"1":3,"3":62}' style="overflow:hidden;padding:0px 3px 0px 3px;vertical-align:bottom;text-align:center;">62</td> <td data-sheets-numberformat='{"1":2,"2":"0","3":1}' data-sheets-value='{"1":3,"3":51}' style="overflow:hidden;padding:0px 3px 0px 3px;vertical-align:bottom;text-align:center;">51</td> <td data-sheets-numberformat='{"1":2,"2":"0","3":1}' data-sheets-value='{"1":3,"3":22}' style="border-right:1px solid #000000;overflow:hidden;padding:0px 3px 0px 3px;vertical-align:bottom;text-align:center;">22</td> </tr> <tr style="height:20px;"> <td style="border-left:1px solid #000000;overflow:hidden;padding:0px 3px 0px 3px;vertical-align:bottom;font-weight:bold;"></td> <td data-sheets-value='{"1":2,"2":"Four-walled"}' style="overflow:hidden;padding:0px 3px 0px 3px;vertical-align:bottom;font-weight:bold;">Four-walled</td> <td data-sheets-value='{"1":2,"2":"Clear (H/H/H/H)"}' style="border-right:1px solid #000000;overflow:hidden;padding:0px 3px 0px 3px;vertical-align:bottom;font-weight:bold;">Clear (H/H/H/H)</td> <td data-sheets-numberformat='{"1":2,"2":"0.00","3":1}' data-sheets-value='{"1":3,"3":1.28}' style="overflow:hidden;padding:0px 3px 0px 3px;vertical-align:bottom;text-align:center;">1.28</td> <td data-sheets-numberformat='{"1":2,"2":"0","3":1}' data-sheets-value='{"1":3,"3":64}' style="overflow:hidden;padding:0px 3px 0px 3px;vertical-align:bottom;text-align:center;">64</td> <td data-sheets-numberformat='{"1":2,"2":"0","3":1}' data-sheets-value='{"1":3,"3":54}' style="overflow:hidden;padding:0px 3px 0px 3px;vertical-align:bottom;text-align:center;">54</td> <td data-sheets-numberformat='{"1":2,"2":"0","3":1}' data-sheets-value='{"1":3,"3":23}' style="border-right:1px solid #000000;overflow:hidden;padding:0px 3px 0px 3px;vertical-align:bottom;text-align:center;">23</td> </tr> <tr style="height:20px;"> <td style="border-bottom:1px solid #000000;border-left:1px solid #000000;overflow:hidden;padding:0px 3px 0px 3px;vertical-align:bottom;"></td> <td data-sheets-value='{"1":2,"2":"Four-walled"}' style="border-bottom:1px solid #000000;overflow:hidden;padding:0px 3px 0px 3px;vertical-align:bottom;font-weight:bold;">Four-walled</td> <td data-sheets-value='{"1":2,"2":"Opal (H/H/O/H)"}' style="border-right:1px solid #000000;border-bottom:1px solid #000000;overflow:hidden;padding:0px 3px 0px 3px;vertical-align:bottom;font-weight:bold;">Opal (H/H/O/H)</td> <td data-sheets-numberformat='{"1":2,"2":"0.00","3":1}' data-sheets-value='{"1":3,"3":1.28}' style="border-bottom:1px solid #000000;overflow:hidden;padding:0px 3px 0px 3px;vertical-align:bottom;text-align:center;">1.28</td> <td data-sheets-numberformat='{"1":2,"2":"0","3":1}' data-sheets-value='{"1":3,"3":59}' style="border-bottom:1px solid #000000;overflow:hidden;padding:0px 3px 0px 3px;vertical-align:bottom;text-align:center;">59</td> <td data-sheets-numberformat='{"1":2,"2":"0","3":1}' data-sheets-value='{"1":3,"3":48}' style="border-bottom:1px solid #000000;overflow:hidden;padding:0px 3px 0px 3px;vertical-align:bottom;text-align:center;">48</td> <td data-sheets-numberformat='{"1":2,"2":"0","3":1}' data-sheets-value='{"1":3,"3":23}' style="border-right:1px solid #000000;border-bottom:1px solid #000000;overflow:hidden;padding:0px 3px 0px 3px;vertical-align:bottom;text-align:center;">23</td> </tr> <tr style="height:20px;"> <td data-sheets-value='{"1":2,"2":"Polycarbonate "}' style="border-left:1px solid #000000;overflow:hidden;padding:0px 3px 0px 3px;vertical-align:bottom;font-weight:bold;">Polycarbonate </td> <td data-sheets-value='{"1":2,"2":"Single-walled"}' style="overflow:hidden;padding:0px 3px 0px 3px;vertical-align:bottom;font-weight:bold;">Single-walled</td> <td data-sheets-value='{"1":2,"2":"Clear (A)"}' style="border-right:1px solid #000000;overflow:hidden;padding:0px 3px 0px 3px;vertical-align:bottom;font-weight:bold;">Clear (A)</td> <td data-sheets-numberformat='{"1":2,"2":"0.00","3":1}' data-sheets-value='{"1":3,"3":5.17}' style="overflow:hidden;padding:0px 3px 0px 3px;vertical-align:bottom;text-align:center;">5.17</td> <td data-sheets-numberformat='{"1":2,"2":"0","3":1}' data-sheets-value='{"1":3,"3":88}' style="overflow:hidden;padding:0px 3px 0px 3px;vertical-align:bottom;text-align:center;">88</td> <td data-sheets-numberformat='{"1":2,"2":"0","3":1}' data-sheets-value='{"1":3,"3":83}' style="overflow:hidden;padding:0px 3px 0px 3px;vertical-align:bottom;text-align:center;">83</td> <td data-sheets-numberformat='{"1":2,"2":"0","3":1}' data-sheets-value='{"1":2,"2":"-"}' style="border-right:1px solid #000000;overflow:hidden;padding:0px 3px 0px 3px;vertical-align:bottom;text-align:center;">-</td> </tr> <tr style="height:20px;"> <td data-sheets-value='{"1":2,"2":"PC"}' style="border-left:1px solid #000000;overflow:hidden;padding:0px 3px 0px 3px;vertical-align:bottom;font-weight:bold;">PC</td> <td data-sheets-value='{"1":2,"2":"Single-walled"}' style="overflow:hidden;padding:0px 3px 0px 3px;vertical-align:bottom;font-weight:bold;">Single-walled</td> <td data-sheets-value='{"1":2,"2":"Opal (D)"}' style="border-right:1px solid #000000;overflow:hidden;padding:0px 3px 0px 3px;vertical-align:bottom;font-weight:bold;">Opal (D)</td> <td data-sheets-numberformat='{"1":2,"2":"0.00","3":1}' data-sheets-value='{"1":3,"3":5.17}' style="overflow:hidden;padding:0px 3px 0px 3px;vertical-align:bottom;text-align:center;">5.17</td> <td data-sheets-numberformat='{"1":2,"2":"0","3":1}' data-sheets-value='{"1":3,"3":58}' style="overflow:hidden;padding:0px 3px 0px 3px;vertical-align:bottom;text-align:center;">58</td> <td data-sheets-numberformat='{"1":2,"2":"0","3":1}' data-sheets-value='{"1":3,"3":60}' style="overflow:hidden;padding:0px 3px 0px 3px;vertical-align:bottom;text-align:center;">60</td> <td data-sheets-numberformat='{"1":2,"2":"0","3":1}' data-sheets-value='{"1":2,"2":"-"}' style="border-right:1px solid #000000;overflow:hidden;padding:0px 3px 0px 3px;vertical-align:bottom;text-align:center;">-</td> </tr> <tr style="height:20px;"> <td style="border-left:1px solid #000000;overflow:hidden;padding:0px 3px 0px 3px;vertical-align:bottom;font-weight:bold;"></td> <td data-sheets-value='{"1":2,"2":"Double-walled"}' style="overflow:hidden;padding:0px 3px 0px 3px;vertical-align:bottom;font-weight:bold;">Double-walled</td> <td data-sheets-value='{"1":2,"2":"Clear (A/H)"}' style="border-right:1px solid #000000;overflow:hidden;padding:0px 3px 0px 3px;vertical-align:bottom;font-weight:bold;">Clear (A/H)</td> <td data-sheets-numberformat='{"1":2,"2":"0.00","3":1}' data-sheets-value='{"1":3,"3":2.9}' style="overflow:hidden;padding:0px 3px 0px 3px;vertical-align:bottom;text-align:center;">2.90</td> <td data-sheets-numberformat='{"1":2,"2":"0","3":1}' data-sheets-value='{"1":3,"3":79}' style="overflow:hidden;padding:0px 3px 0px 3px;vertical-align:bottom;text-align:center;">79</td> <td data-sheets-numberformat='{"1":2,"2":"0","3":1}' data-sheets-value='{"1":3,"3":72}' style="overflow:hidden;padding:0px 3px 0px 3px;vertical-align:bottom;text-align:center;">72</td> <td data-sheets-numberformat='{"1":2,"2":"0","3":1}' data-sheets-value='{"1":3,"3":20}' style="border-right:1px solid #000000;overflow:hidden;padding:0px 3px 0px 3px;vertical-align:bottom;text-align:center;">20</td> </tr> <tr style="height:20px;"> <td style="border-left:1px solid #000000;overflow:hidden;padding:0px 3px 0px 3px;vertical-align:bottom;font-weight:bold;"></td> <td data-sheets-value='{"1":2,"2":"Double-walled"}' style="overflow:hidden;padding:0px 3px 0px 3px;vertical-align:bottom;font-weight:bold;">Double-walled</td> <td data-sheets-value='{"1":2,"2":"Clear (A/A)"}' style="border-right:1px solid #000000;overflow:hidden;padding:0px 3px 0px 3px;vertical-align:bottom;font-weight:bold;">Clear (A/A)</td> <td data-sheets-numberformat='{"1":2,"2":"0.00","3":1}' data-sheets-value='{"1":3,"3":2.9}' style="overflow:hidden;padding:0px 3px 0px 3px;vertical-align:bottom;text-align:center;">2.90</td> <td data-sheets-numberformat='{"1":2,"2":"0","3":1}' data-sheets-value='{"1":3,"3":77}' style="overflow:hidden;padding:0px 3px 0px 3px;vertical-align:bottom;text-align:center;">77</td> <td data-sheets-numberformat='{"1":2,"2":"0","3":1}' data-sheets-value='{"1":3,"3":69}' style="overflow:hidden;padding:0px 3px 0px 3px;vertical-align:bottom;text-align:center;">69</td> <td data-sheets-numberformat='{"1":2,"2":"0","3":1}' data-sheets-value='{"1":3,"3":20}' style="border-right:1px solid #000000;overflow:hidden;padding:0px 3px 0px 3px;vertical-align:bottom;text-align:center;">20</td> </tr> <tr style="height:20px;"> <td style="border-left:1px solid #000000;overflow:hidden;padding:0px 3px 0px 3px;vertical-align:bottom;font-weight:bold;"></td> <td data-sheets-value='{"1":2,"2":"Double-walled"}' style="overflow:hidden;padding:0px 3px 0px 3px;vertical-align:bottom;font-weight:bold;">Double-walled</td> <td data-sheets-value='{"1":2,"2":"Opal (A/O)"}' style="border-right:1px solid #000000;overflow:hidden;padding:0px 3px 0px 3px;vertical-align:bottom;font-weight:bold;">Opal (A/O)</td> <td data-sheets-numberformat='{"1":2,"2":"0.00","3":1}' data-sheets-value='{"1":3,"3":2.9}' style="overflow:hidden;padding:0px 3px 0px 3px;vertical-align:bottom;text-align:center;">2.90</td> <td data-sheets-numberformat='{"1":2,"2":"0","3":1}' data-sheets-value='{"1":3,"3":73}' style="overflow:hidden;padding:0px 3px 0px 3px;vertical-align:bottom;text-align:center;">73</td> <td data-sheets-numberformat='{"1":2,"2":"0","3":1}' data-sheets-value='{"1":3,"3":63}' style="overflow:hidden;padding:0px 3px 0px 3px;vertical-align:bottom;text-align:center;">63</td> <td data-sheets-numberformat='{"1":2,"2":"0","3":1}' data-sheets-value='{"1":3,"3":20}' style="border-right:1px solid #000000;overflow:hidden;padding:0px 3px 0px 3px;vertical-align:bottom;text-align:center;">20</td> </tr> <tr style="height:20px;"> <td style="border-left:1px solid #000000;overflow:hidden;padding:0px 3px 0px 3px;vertical-align:bottom;font-weight:bold;"></td> <td data-sheets-value='{"1":2,"2":"Double-walled"}' style="overflow:hidden;padding:0px 3px 0px 3px;vertical-align:bottom;font-weight:bold;">Double-walled</td> <td data-sheets-value='{"1":2,"2":"Opal (A/D)"}' style="border-right:1px solid #000000;overflow:hidden;padding:0px 3px 0px 3px;vertical-align:bottom;font-weight:bold;">Opal (A/D)</td> <td data-sheets-numberformat='{"1":2,"2":"0.00","3":1}' data-sheets-value='{"1":3,"3":2.9}' style="overflow:hidden;padding:0px 3px 0px 3px;vertical-align:bottom;text-align:center;">2.90</td> <td data-sheets-numberformat='{"1":2,"2":"0","3":1}' data-sheets-value='{"1":3,"3":51}' style="overflow:hidden;padding:0px 3px 0px 3px;vertical-align:bottom;text-align:center;">51</td> <td data-sheets-numberformat='{"1":2,"2":"0","3":1}' data-sheets-value='{"1":3,"3":50}' style="overflow:hidden;padding:0px 3px 0px 3px;vertical-align:bottom;text-align:center;">50</td> <td data-sheets-numberformat='{"1":2,"2":"0","3":1}' data-sheets-value='{"1":3,"3":20}' style="border-right:1px solid #000000;overflow:hidden;padding:0px 3px 0px 3px;vertical-align:bottom;text-align:center;">20</td> </tr> <tr style="height:20px;"> <td style="border-left:1px solid #000000;overflow:hidden;padding:0px 3px 0px 3px;vertical-align:bottom;font-weight:bold;"></td> <td data-sheets-value='{"1":2,"2":"Triple-walled"}' style="overflow:hidden;padding:0px 3px 0px 3px;vertical-align:bottom;font-weight:bold;">Triple-walled</td> <td data-sheets-value='{"1":2,"2":"Clear (A/H/H)"}' style="border-right:1px solid #000000;overflow:hidden;padding:0px 3px 0px 3px;vertical-align:bottom;font-weight:bold;">Clear (A/H/H)</td> <td data-sheets-numberformat='{"1":2,"2":"0.00","3":1}' data-sheets-value='{"1":3,"3":1.7}' style="overflow:hidden;padding:0px 3px 0px 3px;vertical-align:bottom;text-align:center;">1.70</td> <td data-sheets-numberformat='{"1":2,"2":"0","3":1}' data-sheets-value='{"1":3,"3":71}' style="overflow:hidden;padding:0px 3px 0px 3px;vertical-align:bottom;text-align:center;">71</td> <td data-sheets-numberformat='{"1":2,"2":"0","3":1}' data-sheets-value='{"1":3,"3":63}' style="overflow:hidden;padding:0px 3px 0px 3px;vertical-align:bottom;text-align:center;">63</td> <td data-sheets-numberformat='{"1":2,"2":"0","3":1}' data-sheets-value='{"1":3,"3":22}' style="border-right:1px solid #000000;overflow:hidden;padding:0px 3px 0px 3px;vertical-align:bottom;text-align:center;">22</td> </tr> <tr style="height:20px;"> <td style="border-left:1px solid #000000;overflow:hidden;padding:0px 3px 0px 3px;vertical-align:bottom;font-weight:bold;"></td> <td data-sheets-value='{"1":2,"2":"Triple-walled"}' style="overflow:hidden;padding:0px 3px 0px 3px;vertical-align:bottom;font-weight:bold;">Triple-walled</td> <td data-sheets-value='{"1":2,"2":"Opal (A/O/O)"}' style="border-right:1px solid #000000;overflow:hidden;padding:0px 3px 0px 3px;vertical-align:bottom;font-weight:bold;">Opal (A/O/O)</td> <td data-sheets-numberformat='{"1":2,"2":"0.00","3":1}' data-sheets-value='{"1":3,"3":1.7}' style="overflow:hidden;padding:0px 3px 0px 3px;vertical-align:bottom;text-align:center;">1.70</td> <td data-sheets-numberformat='{"1":2,"2":"0","3":1}' data-sheets-value='{"1":3,"3":61}' style="overflow:hidden;padding:0px 3px 0px 3px;vertical-align:bottom;text-align:center;">61</td> <td data-sheets-numberformat='{"1":2,"2":"0","3":1}' data-sheets-value='{"1":3,"3":48}' style="overflow:hidden;padding:0px 3px 0px 3px;vertical-align:bottom;text-align:center;">48</td> <td data-sheets-numberformat='{"1":2,"2":"0","3":1}' data-sheets-value='{"1":3,"3":22}' style="border-right:1px solid #000000;overflow:hidden;padding:0px 3px 0px 3px;vertical-align:bottom;text-align:center;">22</td> </tr> <tr style="height:20px;"> <td style="border-left:1px solid #000000;overflow:hidden;padding:0px 3px 0px 3px;vertical-align:bottom;font-weight:bold;"></td> <td data-sheets-value='{"1":2,"2":"Four-walled"}' style="overflow:hidden;padding:0px 3px 0px 3px;vertical-align:bottom;font-weight:bold;">Four-walled</td> <td data-sheets-value='{"1":2,"2":"Clear (A/H/H/H)"}' style="border-right:1px solid #000000;overflow:hidden;padding:0px 3px 0px 3px;vertical-align:bottom;font-weight:bold;">Clear (A/H/H/H)</td> <td data-sheets-numberformat='{"1":2,"2":"0.00","3":1}' data-sheets-value='{"1":3,"3":1.28}' style="overflow:hidden;padding:0px 3px 0px 3px;vertical-align:bottom;text-align:center;">1.28</td> <td data-sheets-numberformat='{"1":2,"2":"0","3":1}' data-sheets-value='{"1":3,"3":64}' style="overflow:hidden;padding:0px 3px 0px 3px;vertical-align:bottom;text-align:center;">64</td> <td data-sheets-numberformat='{"1":2,"2":"0","3":1}' data-sheets-value='{"1":3,"3":52}' style="overflow:hidden;padding:0px 3px 0px 3px;vertical-align:bottom;text-align:center;">52</td> <td data-sheets-numberformat='{"1":2,"2":"0","3":1}' data-sheets-value='{"1":3,"3":23}' style="border-right:1px solid #000000;overflow:hidden;padding:0px 3px 0px 3px;vertical-align:bottom;text-align:center;">23</td> </tr> <tr style="height:20px;"> <td style="border-bottom:1px solid #000000;border-left:1px solid #000000;overflow:hidden;padding:0px 3px 0px 3px;vertical-align:bottom;"></td> <td data-sheets-value='{"1":2,"2":"Four-walled"}' style="border-bottom:1px solid #000000;overflow:hidden;padding:0px 3px 0px 3px;vertical-align:bottom;font-weight:bold;">Four-walled</td> <td data-sheets-value='{"1":2,"2":"Opal (A/H/O/H)"}' style="border-right:1px solid #000000;border-bottom:1px solid #000000;overflow:hidden;padding:0px 3px 0px 3px;vertical-align:bottom;font-weight:bold;">Opal (A/H/O/H)</td> <td data-sheets-numberformat='{"1":2,"2":"0.00","3":1}' data-sheets-value='{"1":3,"3":1.28}' style="border-bottom:1px solid #000000;overflow:hidden;padding:0px 3px 0px 3px;vertical-align:bottom;text-align:center;">1.28</td> <td data-sheets-numberformat='{"1":2,"2":"0","3":1}' data-sheets-value='{"1":3,"3":59}' style="border-bottom:1px solid #000000;overflow:hidden;padding:0px 3px 0px 3px;vertical-align:bottom;text-align:center;">59</td> <td data-sheets-numberformat='{"1":2,"2":"0","3":1}' data-sheets-value='{"1":3,"3":46}' style="border-bottom:1px solid #000000;overflow:hidden;padding:0px 3px 0px 3px;vertical-align:bottom;text-align:center;">46</td> <td data-sheets-numberformat='{"1":2,"2":"0","3":1}' data-sheets-value='{"1":3,"3":23}' style="border-right:1px solid #000000;border-bottom:1px solid #000000;overflow:hidden;padding:0px 3px 0px 3px;vertical-align:bottom;text-align:center;">23</td> </tr> <tr style="height:20px;"> <td data-sheets-value='{"1":2,"2":"Polycarbonate"}' style="border-left:1px solid #000000;overflow:hidden;padding:0px 3px 0px 3px;vertical-align:bottom;font-weight:bold;">Polycarbonate</td> <td data-sheets-value='{"1":2,"2":"Single-walled"}' style="overflow:hidden;padding:0px 3px 0px 3px;vertical-align:bottom;font-weight:bold;">Single-walled</td> <td data-sheets-value='{"1":2,"2":"Heatstop Opal (T)"}' style="border-right:1px solid #000000;overflow:hidden;padding:0px 3px 0px 3px;vertical-align:bottom;font-weight:bold;">Heatstop Opal (T)</td> <td data-sheets-numberformat='{"1":2,"2":"0.00","3":1}' data-sheets-value='{"1":3,"3":5.17}' style="overflow:hidden;padding:0px 3px 0px 3px;vertical-align:bottom;text-align:center;">5.17</td> <td data-sheets-numberformat='{"1":2,"2":"0","3":1}' data-sheets-value='{"1":3,"3":49}' style="overflow:hidden;padding:0px 3px 0px 3px;vertical-align:bottom;text-align:center;">49</td> <td data-sheets-numberformat='{"1":2,"2":"0","3":1}' data-sheets-value='{"1":3,"3":59}' style="overflow:hidden;padding:0px 3px 0px 3px;vertical-align:bottom;text-align:center;">59</td> <td data-sheets-numberformat='{"1":2,"2":"0","3":1}' data-sheets-value='{"1":2,"2":"-"}' style="border-right:1px solid #000000;overflow:hidden;padding:0px 3px 0px 3px;vertical-align:bottom;text-align:center;">-</td> </tr> <tr style="height:20px;"> <td data-sheets-value='{"1":2,"2":"Heatstop PC"}' style="border-left:1px solid #000000;overflow:hidden;padding:0px 3px 0px 3px;vertical-align:bottom;font-weight:bold;">Heatstop PC</td> <td data-sheets-value='{"1":2,"2":"Double-walled"}' style="overflow:hidden;padding:0px 3px 0px 3px;vertical-align:bottom;font-weight:bold;">Double-walled</td> <td data-sheets-value='{"1":2,"2":"Clear (T/H)"}' style="border-right:1px solid #000000;overflow:hidden;padding:0px 3px 0px 3px;vertical-align:bottom;font-weight:bold;">Clear (T/H)</td> <td data-sheets-numberformat='{"1":2,"2":"0.00","3":1}' data-sheets-value='{"1":3,"3":2.9}' style="overflow:hidden;padding:0px 3px 0px 3px;vertical-align:bottom;text-align:center;">2.90</td> <td data-sheets-numberformat='{"1":2,"2":"0","3":1}' data-sheets-value='{"1":3,"3":44}' style="overflow:hidden;padding:0px 3px 0px 3px;vertical-align:bottom;text-align:center;">44</td> <td data-sheets-numberformat='{"1":2,"2":"0","3":1}' data-sheets-value='{"1":3,"3":51}' style="overflow:hidden;padding:0px 3px 0px 3px;vertical-align:bottom;text-align:center;">51</td> <td data-sheets-numberformat='{"1":2,"2":"0","3":1}' data-sheets-value='{"1":3,"3":20}' style="border-right:1px solid #000000;overflow:hidden;padding:0px 3px 0px 3px;vertical-align:bottom;text-align:center;">20</td> </tr> <tr style="height:20px;"> <td style="border-left:1px solid #000000;overflow:hidden;padding:0px 3px 0px 3px;vertical-align:bottom;font-weight:bold;"></td> <td data-sheets-value='{"1":2,"2":"Double-walled"}' style="overflow:hidden;padding:0px 3px 0px 3px;vertical-align:bottom;font-weight:bold;">Double-walled</td> <td data-sheets-value='{"1":2,"2":"Opal (T/O)"}' style="border-right:1px solid #000000;overflow:hidden;padding:0px 3px 0px 3px;vertical-align:bottom;font-weight:bold;">Opal (T/O)</td> <td data-sheets-numberformat='{"1":2,"2":"0.00","3":1}' data-sheets-value='{"1":3,"3":2.9}' style="overflow:hidden;padding:0px 3px 0px 3px;vertical-align:bottom;text-align:center;">2.90</td> <td data-sheets-numberformat='{"1":2,"2":"0","3":1}' data-sheets-value='{"1":3,"3":41}' style="overflow:hidden;padding:0px 3px 0px 3px;vertical-align:bottom;text-align:center;">41</td> <td data-sheets-numberformat='{"1":2,"2":"0","3":1}' data-sheets-value='{"1":3,"3":45}' style="overflow:hidden;padding:0px 3px 0px 3px;vertical-align:bottom;text-align:center;">45</td> <td data-sheets-numberformat='{"1":2,"2":"0","3":1}' data-sheets-value='{"1":3,"3":20}' style="border-right:1px solid #000000;overflow:hidden;padding:0px 3px 0px 3px;vertical-align:bottom;text-align:center;">20</td> </tr> <tr style="height:20px;"> <td style="border-left:1px solid #000000;overflow:hidden;padding:0px 3px 0px 3px;vertical-align:bottom;font-weight:bold;"></td> <td data-sheets-value='{"1":2,"2":"Triple-walled"}' style="overflow:hidden; | skylux-160-ce-met-koepel-en-metaalopstand-met-lm-motor-en-windvang-0700-x-1300-mm | 8586004758861 | 46872288788813
Smoke and heat exhaust (SHEV) | SHE system | Skylux | Skylux 160° CE with skylight and metal curb with LM-actuator and spoiler 0700 x 1500 mm |  | 50971 | 5412970509714 | 3558.65 | Yes | 30-45 | 74.54 | 700 x 1500 mm | 1500 | 700 |  | metal curb M30 (30 cm high) | Rectangular | 5.17 W/m²K - 1.28 W/m²K | 87% - 32% | 90% - 32% | 20dB - 23dB | 160° CE (for industry) | skylight | with spoiler | E | Single actuator | Maximum four-walled skylight possible for this product | Ut-value LT-value g-value Rw-value EN 1873 : 2014 EN ISO 13468 EN 16153 EN 410 EN 410 EN ISO 140-3 Material Walls Shells (W/m²K) (%) (%) (dB) Acrylic Single-walled Clear (H) 5.17 90 87 - PMMA Single-walled Opal (O) 5.17 83 76 - Double-walled Clear (H/H) 2.90 81 75 20 Double-walled Opal (O/O) 2.90 69 58 20 Triple-walled Clear (H/H/H) 1.70 73 65 22 Triple-walled Opal (O/H/O) 1.70 62 51 22 Four-walled Clear (H/H/H/H) 1.28 64 54 23 Four-walled Opal (H/H/O/H) 1.28 59 48 23 Polycarbonate Single-walled Clear (A) 5.17 88 83 - PC Single-walled Opal (D) 5.17 58 60 - Double-walled Clear (A/H) 2.90 79 72 20 Double-walled Clear (A/A) 2.90 77 69 20 Double-walled Opal (A/O) 2.90 73 63 20 Double-walled Opal (A/D) 2.90 51 50 20 Triple-walled Clear (A/H/H) 1.70 71 63 22 Triple-walled Opal (A/O/O) 1.70 61 48 22 Four-walled Clear (A/H/H/H) 1.28 64 52 23 Four-walled Opal (A/H/O/H) 1.28 59 46 23 Polycarbonate Single-walled Heatstop Opal (T) 5.17 49 59 - Heatstop PC Double-walled Clear (T/H) 2.90 44 51 20 Double-walled Opal (T/O) 2.90 41 45 20 Triple-walled Clear (T/H/H) 1.70 40 <td data-sheets-numberformat='{"1":2,"2":"0","3":1}' data-sheets-value='{"1":3,"3":44}' style="overflow:hidden;paddin | https://skylux.eu/en/products/skylux-160-ce-met-koepel-en-metaalopstand-met-lm-motor-en-windvang-0700-x-1500-mm | https://skylux.eu/cdn/shop/files/Skylux-160deg-CE-met-koepel-en-metaalopstand-met-LM-motor-en-windvang-0700-x-1500-mm-RWA-systeem.jpg?v=1702977443&width=1600 | https://skylux.eu/cdn/shop/files/e5a82811-1bb0-48e4-a776-cacb59c7c092_1c37209e-fab9-4835-856b-a992bf423679.jpg?v=1688550384&width=1600 | //skylux.eu/cdn/shop/files/E_MH_Mounting_instructions_Skylux_160_CE_LM.pdf?v=12406716259046007223 | //skylux.eu/cdn/shop/files/E_TD_Technical_File_Skylux_Skylux_160_CE_Electric.pdf?v=3667116872303399239 | <style type="text/css" id="isPasted"> <!--td { border: 1px solid #cccccc; } br { mso-data-placement: same-cell; } --> </style> <table border="1" cellpadding="0" cellspacing="0" dir="ltr" style="table-layout:fixed;font-size:10pt;font-family:Arial;border-collapse:collapse;border:none;"><tbody> <tr style="height:20px;"> <td style="overflow:hidden;padding:0px 3px 0px 3px;vertical-align:bottom;"></td> <td style="overflow:hidden;padding:0px 3px 0px 3px;vertical-align:bottom;"></td> <td style="overflow:hidden;padding:0px 3px 0px 3px;vertical-align:bottom;"></td> <td data-sheets-value='{"1":2,"2":"Ut-value"}' style="overflow:hidden;padding:0px 3px 0px 3px;vertical-align:bottom;font-weight:bold;text-align:center;">Ut-value</td> <td data-sheets-value='{"1":2,"2":"LT-value"}' style="overflow:hidden;padding:0px 3px 0px 3px;vertical-align:bottom;font-weight:bold;text-align:center;">LT-value</td> <td data-sheets-value='{"1":2,"2":"g-value"}' style="overflow:hidden;padding:0px 3px 0px 3px;vertical-align:bottom;font-weight:bold;text-align:center;">g-value</td> <td data-sheets-value='{"1":2,"2":"Rw-value "}' style="overflow:hidden;padding:0px 3px 0px 3px;vertical-align:bottom;font-weight:bold;text-align:center;">Rw-value </td> </tr> <tr style="height:20px;"> <td style="overflow:hidden;padding:0px 3px 0px 3px;vertical-align:bottom;"></td> <td style="overflow:hidden;padding:0px 3px 0px 3px;vertical-align:bottom;"></td> <td style="overflow:hidden;padding:0px 3px 0px 3px;vertical-align:bottom;"></td> <td data-sheets-numberformat='{"1":2,"2":"0.00","3":1}' data-sheets-value='{"1":2,"2":"EN 1873 : 2014"}' style="overflow:hidden;padding:0px 3px 0px 3px;vertical-align:bottom;text-align:center;">EN 1873 : 2014</td> <td data-sheets-numberformat='{"1":2,"2":"0","3":1}' data-sheets-value='{"1":2,"2":"EN ISO 13468 EN 16153 EN 410"}' style="overflow:hidden;padding:0px 3px 0px 3px;vertical-align:bottom;text-align:center;">EN ISO 13468 EN 16153 EN 410</td> <td data-sheets-numberformat='{"1":2,"2":"0","3":1}' data-sheets-value='{"1":2,"2":"EN 410"}' style="overflow:hidden;padding:0px 3px 0px 3px;vertical-align:bottom;text-align:center;">EN 410</td> <td data-sheets-value='{"1":2,"2":"EN ISO 140-3\t\t"}' style="overflow:hidden;padding:0px 3px 0px 3px;vertical-align:bottom;text-align:center;">EN ISO 140-3 </td> </tr> <tr style="height:20px;"> <td data-sheets-value='{"1":2,"2":"Material"}' style="border-bottom:1px solid #000000;overflow:hidden;padding:0px 3px 0px 3px;vertical-align:bottom;background-color:#000000;font-weight:bold;color:#ffffff;">Material</td> <td data-sheets-value='{"1":2,"2":"Walls"}' style="border-bottom:1px solid #000000;overflow:hidden;padding:0px 3px 0px 3px;vertical-align:bottom;background-color:#000000;font-weight:bold;color:#ffffff;">Walls</td> <td data-sheets-value='{"1":2,"2":"Shells"}' style="border-bottom:1px solid #000000;overflow:hidden;padding:0px 3px 0px 3px;vertical-align:bottom;background-color:#000000;font-weight:bold;color:#ffffff;">Shells</td> <td data-sheets-numberformat='{"1":2,"2":"0.00","3":1}' data-sheets-value='{"1":2,"2":"(W/m²K)\t"}' style="border-bottom:1px solid #000000;overflow:hidden;padding:0px 3px 0px 3px;vertical-align:bottom;background-color:#000000;font-weight:bold;color:#ffffff;text-align:center;">(W/m²K) </td> <td data-sheets-numberformat='{"1":2,"2":"0","3":1}' data-sheets-value='{"1":2,"2":"(%)"}' style="border-bottom:1px solid #000000;overflow:hidden;padding:0px 3px 0px 3px;vertical-align:bottom;background-color:#000000;font-weight:bold;color:#ffffff;text-align:center;">(%)</td> <td data-sheets-numberformat='{"1":2,"2":"0","3":1}' data-sheets-value='{"1":2,"2":"(%)"}' style="border-bottom:1px solid #000000;overflow:hidden;padding:0px 3px 0px 3px;vertical-align:bottom;background-color:#000000;font-weight:bold;color:#ffffff;text-align:center;">(%)</td> <td data-sheets-value='{"1":2,"2":"(dB)"}' style="border-bottom:1px solid #000000;overflow:hidden;padding:0px 3px 0px 3px;vertical-align:bottom;background-color:#000000;font-weight:bold;color:#ffffff;text-align:center;">(dB)</td> </tr> <tr style="height:20px;"> <td data-sheets-value='{"1":2,"2":"Acrylic"}' style="border-left:1px solid #000000;overflow:hidden;padding:0px 3px 0px 3px;vertical-align:bottom;font-weight:bold;">Acrylic</td> <td data-sheets-value='{"1":2,"2":"Single-walled"}' style="overflow:hidden;padding:0px 3px 0px 3px;vertical-align:bottom;font-weight:bold;">Single-walled</td> <td data-sheets-value='{"1":2,"2":"Clear (H)"}' style="border-right:1px solid #000000;overflow:hidden;padding:0px 3px 0px 3px;vertical-align:bottom;font-weight:bold;">Clear (H)</td> <td data-sheets-numberformat='{"1":2,"2":"0.00","3":1}' data-sheets-value='{"1":3,"3":5.17}' style="overflow:hidden;padding:0px 3px 0px 3px;vertical-align:bottom;text-align:center;">5.17</td> <td data-sheets-numberformat='{"1":2,"2":"0","3":1}' data-sheets-value='{"1":3,"3":90}' style="overflow:hidden;padding:0px 3px 0px 3px;vertical-align:bottom;text-align:center;">90</td> <td data-sheets-numberformat='{"1":2,"2":"0","3":1}' data-sheets-value='{"1":3,"3":87}' style="overflow:hidden;padding:0px 3px 0px 3px;vertical-align:bottom;text-align:center;">87</td> <td data-sheets-numberformat='{"1":2,"2":"0","3":1}' data-sheets-value='{"1":2,"2":"-"}' style="border-right:1px solid #000000;overflow:hidden;padding:0px 3px 0px 3px;vertical-align:bottom;text-align:center;">-</td> </tr> <tr style="height:20px;"> <td data-sheets-value='{"1":2,"2":"PMMA"}' style="border-left:1px solid #000000;overflow:hidden;padding:0px 3px 0px 3px;vertical-align:bottom;font-weight:bold;">PMMA</td> <td data-sheets-value='{"1":2,"2":"Single-walled"}' style="overflow:hidden;padding:0px 3px 0px 3px;vertical-align:bottom;font-weight:bold;">Single-walled</td> <td data-sheets-value='{"1":2,"2":"Opal (O)"}' style="border-right:1px solid #000000;overflow:hidden;padding:0px 3px 0px 3px;vertical-align:bottom;font-weight:bold;">Opal (O)</td> <td data-sheets-numberformat='{"1":2,"2":"0.00","3":1}' data-sheets-value='{"1":3,"3":5.17}' style="overflow:hidden;padding:0px 3px 0px 3px;vertical-align:bottom;text-align:center;">5.17</td> <td data-sheets-numberformat='{"1":2,"2":"0","3":1}' data-sheets-value='{"1":3,"3":83}' style="overflow:hidden;padding:0px 3px 0px 3px;vertical-align:bottom;text-align:center;">83</td> <td data-sheets-numberformat='{"1":2,"2":"0","3":1}' data-sheets-value='{"1":3,"3":76}' style="overflow:hidden;padding:0px 3px 0px 3px;vertical-align:bottom;text-align:center;">76</td> <td data-sheets-numberformat='{"1":2,"2":"0","3":1}' data-sheets-value='{"1":2,"2":"-"}' style="border-right:1px solid #000000;overflow:hidden;padding:0px 3px 0px 3px;vertical-align:bottom;text-align:center;">-</td> </tr> <tr style="height:20px;"> <td style="border-left:1px solid #000000;overflow:hidden;padding:0px 3px 0px 3px;vertical-align:bottom;font-weight:bold;"></td> <td data-sheets-value='{"1":2,"2":"Double-walled"}' style="overflow:hidden;padding:0px 3px 0px 3px;vertical-align:bottom;font-weight:bold;">Double-walled</td> <td data-sheets-value='{"1":2,"2":"Clear (H/H)"}' style="border-right:1px solid #000000;overflow:hidden;padding:0px 3px 0px 3px;vertical-align:bottom;font-weight:bold;">Clear (H/H)</td> <td data-sheets-numberformat='{"1":2,"2":"0.00","3":1}' data-sheets-value='{"1":3,"3":2.9}' style="overflow:hidden;padding:0px 3px 0px 3px;vertical-align:bottom;text-align:center;">2.90</td> <td data-sheets-numberformat='{"1":2,"2":"0","3":1}' data-sheets-value='{"1":3,"3":81}' style="overflow:hidden;padding:0px 3px 0px 3px;vertical-align:bottom;text-align:center;">81</td> <td data-sheets-numberformat='{"1":2,"2":"0","3":1}' data-sheets-value='{"1":3,"3":75}' style="overflow:hidden;padding:0px 3px 0px 3px;vertical-align:bottom;text-align:center;">75</td> <td data-sheets-numberformat='{"1":2,"2":"0","3":1}' data-sheets-value='{"1":3,"3":20}' style="border-right:1px solid #000000;overflow:hidden;padding:0px 3px 0px 3px;vertical-align:bottom;text-align:center;">20</td> </tr> <tr style="height:20px;"> <td style="border-left:1px solid #000000;overflow:hidden;padding:0px 3px 0px 3px;vertical-align:bottom;font-weight:bold;"></td> <td data-sheets-value='{"1":2,"2":"Double-walled"}' style="overflow:hidden;padding:0px 3px 0px 3px;vertical-align:bottom;font-weight:bold;">Double-walled</td> <td data-sheets-value='{"1":2,"2":"Opal (O/O)"}' style="border-right:1px solid #000000;overflow:hidden;padding:0px 3px 0px 3px;vertical-align:bottom;font-weight:bold;">Opal (O/O)</td> <td data-sheets-numberformat='{"1":2,"2":"0.00","3":1}' data-sheets-value='{"1":3,"3":2.9}' style="overflow:hidden;padding:0px 3px 0px 3px;vertical-align:bottom;text-align:center;">2.90</td> <td data-sheets-numberformat='{"1":2,"2":"0","3":1}' data-sheets-value='{"1":3,"3":69}' style="overflow:hidden;padding:0px 3px 0px 3px;vertical-align:bottom;text-align:center;">69</td> <td data-sheets-numberformat='{"1":2,"2":"0","3":1}' data-sheets-value='{"1":3,"3":58}' style="overflow:hidden;padding:0px 3px 0px 3px;vertical-align:bottom;text-align:center;">58</td> <td data-sheets-numberformat='{"1":2,"2":"0","3":1}' data-sheets-value='{"1":3,"3":20}' style="border-right:1px solid #000000;overflow:hidden;padding:0px 3px 0px 3px;vertical-align:bottom;text-align:center;">20</td> </tr> <tr style="height:20px;"> <td style="border-left:1px solid #000000;overflow:hidden;padding:0px 3px 0px 3px;vertical-align:bottom;font-weight:bold;"></td> <td data-sheets-value='{"1":2,"2":"Triple-walled"}' style="overflow:hidden;padding:0px 3px 0px 3px;vertical-align:bottom;font-weight:bold;">Triple-walled</td> <td data-sheets-value='{"1":2,"2":"Clear (H/H/H)"}' style="border-right:1px solid #000000;overflow:hidden;padding:0px 3px 0px 3px;vertical-align:bottom;font-weight:bold;">Clear (H/H/H)</td> <td data-sheets-numberformat='{"1":2,"2":"0.00","3":1}' data-sheets-value='{"1":3,"3":1.7}' style="overflow:hidden;padding:0px 3px 0px 3px;vertical-align:bottom;text-align:center;">1.70</td> <td data-sheets-numberformat='{"1":2,"2":"0","3":1}' data-sheets-value='{"1":3,"3":73}' style="overflow:hidden;padding:0px 3px 0px 3px;vertical-align:bottom;text-align:center;">73</td> <td data-sheets-numberformat='{"1":2,"2":"0","3":1}' data-sheets-value='{"1":3,"3":65}' style="overflow:hidden;padding:0px 3px 0px 3px;vertical-align:bottom;text-align:center;">65</td> <td data-sheets-numberformat='{"1":2,"2":"0","3":1}' data-sheets-value='{"1":3,"3":22}' style="border-right:1px solid #000000;overflow:hidden;padding:0px 3px 0px 3px;vertical-align:bottom;text-align:center;">22</td> </tr> <tr style="height:20px;"> <td style="border-left:1px solid #000000;overflow:hidden;padding:0px 3px 0px 3px;vertical-align:bottom;font-weight:bold;"></td> <td data-sheets-value='{"1":2,"2":"Triple-walled"}' style="overflow:hidden;padding:0px 3px 0px 3px;vertical-align:bottom;font-weight:bold;">Triple-walled</td> <td data-sheets-value='{"1":2,"2":"Opal (O/H/O)"}' style="border-right:1px solid #000000;overflow:hidden;padding:0px 3px 0px 3px;vertical-align:bottom;font-weight:bold;">Opal (O/H/O)</td> <td data-sheets-numberformat='{"1":2,"2":"0.00","3":1}' data-sheets-value='{"1":3,"3":1.7}' style="overflow:hidden;padding:0px 3px 0px 3px;vertical-align:bottom;text-align:center;">1.70</td> <td data-sheets-numberformat='{"1":2,"2":"0","3":1}' data-sheets-value='{"1":3,"3":62}' style="overflow:hidden;padding:0px 3px 0px 3px;vertical-align:bottom;text-align:center;">62</td> <td data-sheets-numberformat='{"1":2,"2":"0","3":1}' data-sheets-value='{"1":3,"3":51}' style="overflow:hidden;padding:0px 3px 0px 3px;vertical-align:bottom;text-align:center;">51</td> <td data-sheets-numberformat='{"1":2,"2":"0","3":1}' data-sheets-value='{"1":3,"3":22}' style="border-right:1px solid #000000;overflow:hidden;padding:0px 3px 0px 3px;vertical-align:bottom;text-align:center;">22</td> </tr> <tr style="height:20px;"> <td style="border-left:1px solid #000000;overflow:hidden;padding:0px 3px 0px 3px;vertical-align:bottom;font-weight:bold;"></td> <td data-sheets-value='{"1":2,"2":"Four-walled"}' style="overflow:hidden;padding:0px 3px 0px 3px;vertical-align:bottom;font-weight:bold;">Four-walled</td> <td data-sheets-value='{"1":2,"2":"Clear (H/H/H/H)"}' style="border-right:1px solid #000000;overflow:hidden;padding:0px 3px 0px 3px;vertical-align:bottom;font-weight:bold;">Clear (H/H/H/H)</td> <td data-sheets-numberformat='{"1":2,"2":"0.00","3":1}' data-sheets-value='{"1":3,"3":1.28}' style="overflow:hidden;padding:0px 3px 0px 3px;vertical-align:bottom;text-align:center;">1.28</td> <td data-sheets-numberformat='{"1":2,"2":"0","3":1}' data-sheets-value='{"1":3,"3":64}' style="overflow:hidden;padding:0px 3px 0px 3px;vertical-align:bottom;text-align:center;">64</td> <td data-sheets-numberformat='{"1":2,"2":"0","3":1}' data-sheets-value='{"1":3,"3":54}' style="overflow:hidden;padding:0px 3px 0px 3px;vertical-align:bottom;text-align:center;">54</td> <td data-sheets-numberformat='{"1":2,"2":"0","3":1}' data-sheets-value='{"1":3,"3":23}' style="border-right:1px solid #000000;overflow:hidden;padding:0px 3px 0px 3px;vertical-align:bottom;text-align:center;">23</td> </tr> <tr style="height:20px;"> <td style="border-bottom:1px solid #000000;border-left:1px solid #000000;overflow:hidden;padding:0px 3px 0px 3px;vertical-align:bottom;"></td> <td data-sheets-value='{"1":2,"2":"Four-walled"}' style="border-bottom:1px solid #000000;overflow:hidden;padding:0px 3px 0px 3px;vertical-align:bottom;font-weight:bold;">Four-walled</td> <td data-sheets-value='{"1":2,"2":"Opal (H/H/O/H)"}' style="border-right:1px solid #000000;border-bottom:1px solid #000000;overflow:hidden;padding:0px 3px 0px 3px;vertical-align:bottom;font-weight:bold;">Opal (H/H/O/H)</td> <td data-sheets-numberformat='{"1":2,"2":"0.00","3":1}' data-sheets-value='{"1":3,"3":1.28}' style="border-bottom:1px solid #000000;overflow:hidden;padding:0px 3px 0px 3px;vertical-align:bottom;text-align:center;">1.28</td> <td data-sheets-numberformat='{"1":2,"2":"0","3":1}' data-sheets-value='{"1":3,"3":59}' style="border-bottom:1px solid #000000;overflow:hidden;padding:0px 3px 0px 3px;vertical-align:bottom;text-align:center;">59</td> <td data-sheets-numberformat='{"1":2,"2":"0","3":1}' data-sheets-value='{"1":3,"3":48}' style="border-bottom:1px solid #000000;overflow:hidden;padding:0px 3px 0px 3px;vertical-align:bottom;text-align:center;">48</td> <td data-sheets-numberformat='{"1":2,"2":"0","3":1}' data-sheets-value='{"1":3,"3":23}' style="border-right:1px solid #000000;border-bottom:1px solid #000000;overflow:hidden;padding:0px 3px 0px 3px;vertical-align:bottom;text-align:center;">23</td> </tr> <tr style="height:20px;"> <td data-sheets-value='{"1":2,"2":"Polycarbonate "}' style="border-left:1px solid #000000;overflow:hidden;padding:0px 3px 0px 3px;vertical-align:bottom;font-weight:bold;">Polycarbonate </td> <td data-sheets-value='{"1":2,"2":"Single-walled"}' style="overflow:hidden;padding:0px 3px 0px 3px;vertical-align:bottom;font-weight:bold;">Single-walled</td> <td data-sheets-value='{"1":2,"2":"Clear (A)"}' style="border-right:1px solid #000000;overflow:hidden;padding:0px 3px 0px 3px;vertical-align:bottom;font-weight:bold;">Clear (A)</td> <td data-sheets-numberformat='{"1":2,"2":"0.00","3":1}' data-sheets-value='{"1":3,"3":5.17}' style="overflow:hidden;padding:0px 3px 0px 3px;vertical-align:bottom;text-align:center;">5.17</td> <td data-sheets-numberformat='{"1":2,"2":"0","3":1}' data-sheets-value='{"1":3,"3":88}' style="overflow:hidden;padding:0px 3px 0px 3px;vertical-align:bottom;text-align:center;">88</td> <td data-sheets-numberformat='{"1":2,"2":"0","3":1}' data-sheets-value='{"1":3,"3":83}' style="overflow:hidden;padding:0px 3px 0px 3px;vertical-align:bottom;text-align:center;">83</td> <td data-sheets-numberformat='{"1":2,"2":"0","3":1}' data-sheets-value='{"1":2,"2":"-"}' style="border-right:1px solid #000000;overflow:hidden;padding:0px 3px 0px 3px;vertical-align:bottom;text-align:center;">-</td> </tr> <tr style="height:20px;"> <td data-sheets-value='{"1":2,"2":"PC"}' style="border-left:1px solid #000000;overflow:hidden;padding:0px 3px 0px 3px;vertical-align:bottom;font-weight:bold;">PC</td> <td data-sheets-value='{"1":2,"2":"Single-walled"}' style="overflow:hidden;padding:0px 3px 0px 3px;vertical-align:bottom;font-weight:bold;">Single-walled</td> <td data-sheets-value='{"1":2,"2":"Opal (D)"}' style="border-right:1px solid #000000;overflow:hidden;padding:0px 3px 0px 3px;vertical-align:bottom;font-weight:bold;">Opal (D)</td> <td data-sheets-numberformat='{"1":2,"2":"0.00","3":1}' data-sheets-value='{"1":3,"3":5.17}' style="overflow:hidden;padding:0px 3px 0px 3px;vertical-align:bottom;text-align:center;">5.17</td> <td data-sheets-numberformat='{"1":2,"2":"0","3":1}' data-sheets-value='{"1":3,"3":58}' style="overflow:hidden;padding:0px 3px 0px 3px;vertical-align:bottom;text-align:center;">58</td> <td data-sheets-numberformat='{"1":2,"2":"0","3":1}' data-sheets-value='{"1":3,"3":60}' style="overflow:hidden;padding:0px 3px 0px 3px;vertical-align:bottom;text-align:center;">60</td> <td data-sheets-numberformat='{"1":2,"2":"0","3":1}' data-sheets-value='{"1":2,"2":"-"}' style="border-right:1px solid #000000;overflow:hidden;padding:0px 3px 0px 3px;vertical-align:bottom;text-align:center;">-</td> </tr> <tr style="height:20px;"> <td style="border-left:1px solid #000000;overflow:hidden;padding:0px 3px 0px 3px;vertical-align:bottom;font-weight:bold;"></td> <td data-sheets-value='{"1":2,"2":"Double-walled"}' style="overflow:hidden;padding:0px 3px 0px 3px;vertical-align:bottom;font-weight:bold;">Double-walled</td> <td data-sheets-value='{"1":2,"2":"Clear (A/H)"}' style="border-right:1px solid #000000;overflow:hidden;padding:0px 3px 0px 3px;vertical-align:bottom;font-weight:bold;">Clear (A/H)</td> <td data-sheets-numberformat='{"1":2,"2":"0.00","3":1}' data-sheets-value='{"1":3,"3":2.9}' style="overflow:hidden;padding:0px 3px 0px 3px;vertical-align:bottom;text-align:center;">2.90</td> <td data-sheets-numberformat='{"1":2,"2":"0","3":1}' data-sheets-value='{"1":3,"3":79}' style="overflow:hidden;padding:0px 3px 0px 3px;vertical-align:bottom;text-align:center;">79</td> <td data-sheets-numberformat='{"1":2,"2":"0","3":1}' data-sheets-value='{"1":3,"3":72}' style="overflow:hidden;padding:0px 3px 0px 3px;vertical-align:bottom;text-align:center;">72</td> <td data-sheets-numberformat='{"1":2,"2":"0","3":1}' data-sheets-value='{"1":3,"3":20}' style="border-right:1px solid #000000;overflow:hidden;padding:0px 3px 0px 3px;vertical-align:bottom;text-align:center;">20</td> </tr> <tr style="height:20px;"> <td style="border-left:1px solid #000000;overflow:hidden;padding:0px 3px 0px 3px;vertical-align:bottom;font-weight:bold;"></td> <td data-sheets-value='{"1":2,"2":"Double-walled"}' style="overflow:hidden;padding:0px 3px 0px 3px;vertical-align:bottom;font-weight:bold;">Double-walled</td> <td data-sheets-value='{"1":2,"2":"Clear (A/A)"}' style="border-right:1px solid #000000;overflow:hidden;padding:0px 3px 0px 3px;vertical-align:bottom;font-weight:bold;">Clear (A/A)</td> <td data-sheets-numberformat='{"1":2,"2":"0.00","3":1}' data-sheets-value='{"1":3,"3":2.9}' style="overflow:hidden;padding:0px 3px 0px 3px;vertical-align:bottom;text-align:center;">2.90</td> <td data-sheets-numberformat='{"1":2,"2":"0","3":1}' data-sheets-value='{"1":3,"3":77}' style="overflow:hidden;padding:0px 3px 0px 3px;vertical-align:bottom;text-align:center;">77</td> <td data-sheets-numberformat='{"1":2,"2":"0","3":1}' data-sheets-value='{"1":3,"3":69}' style="overflow:hidden;padding:0px 3px 0px 3px;vertical-align:bottom;text-align:center;">69</td> <td data-sheets-numberformat='{"1":2,"2":"0","3":1}' data-sheets-value='{"1":3,"3":20}' style="border-right:1px solid #000000;overflow:hidden;padding:0px 3px 0px 3px;vertical-align:bottom;text-align:center;">20</td> </tr> <tr style="height:20px;"> <td style="border-left:1px solid #000000;overflow:hidden;padding:0px 3px 0px 3px;vertical-align:bottom;font-weight:bold;"></td> <td data-sheets-value='{"1":2,"2":"Double-walled"}' style="overflow:hidden;padding:0px 3px 0px 3px;vertical-align:bottom;font-weight:bold;">Double-walled</td> <td data-sheets-value='{"1":2,"2":"Opal (A/O)"}' style="border-right:1px solid #000000;overflow:hidden;padding:0px 3px 0px 3px;vertical-align:bottom;font-weight:bold;">Opal (A/O)</td> <td data-sheets-numberformat='{"1":2,"2":"0.00","3":1}' data-sheets-value='{"1":3,"3":2.9}' style="overflow:hidden;padding:0px 3px 0px 3px;vertical-align:bottom;text-align:center;">2.90</td> <td data-sheets-numberformat='{"1":2,"2":"0","3":1}' data-sheets-value='{"1":3,"3":73}' style="overflow:hidden;padding:0px 3px 0px 3px;vertical-align:bottom;text-align:center;">73</td> <td data-sheets-numberformat='{"1":2,"2":"0","3":1}' data-sheets-value='{"1":3,"3":63}' style="overflow:hidden;padding:0px 3px 0px 3px;vertical-align:bottom;text-align:center;">63</td> <td data-sheets-numberformat='{"1":2,"2":"0","3":1}' data-sheets-value='{"1":3,"3":20}' style="border-right:1px solid #000000;overflow:hidden;padding:0px 3px 0px 3px;vertical-align:bottom;text-align:center;">20</td> </tr> <tr style="height:20px;"> <td style="border-left:1px solid #000000;overflow:hidden;padding:0px 3px 0px 3px;vertical-align:bottom;font-weight:bold;"></td> <td data-sheets-value='{"1":2,"2":"Double-walled"}' style="overflow:hidden;padding:0px 3px 0px 3px;vertical-align:bottom;font-weight:bold;">Double-walled</td> <td data-sheets-value='{"1":2,"2":"Opal (A/D)"}' style="border-right:1px solid #000000;overflow:hidden;padding:0px 3px 0px 3px;vertical-align:bottom;font-weight:bold;">Opal (A/D)</td> <td data-sheets-numberformat='{"1":2,"2":"0.00","3":1}' data-sheets-value='{"1":3,"3":2.9}' style="overflow:hidden;padding:0px 3px 0px 3px;vertical-align:bottom;text-align:center;">2.90</td> <td data-sheets-numberformat='{"1":2,"2":"0","3":1}' data-sheets-value='{"1":3,"3":51}' style="overflow:hidden;padding:0px 3px 0px 3px;vertical-align:bottom;text-align:center;">51</td> <td data-sheets-numberformat='{"1":2,"2":"0","3":1}' data-sheets-value='{"1":3,"3":50}' style="overflow:hidden;padding:0px 3px 0px 3px;vertical-align:bottom;text-align:center;">50</td> <td data-sheets-numberformat='{"1":2,"2":"0","3":1}' data-sheets-value='{"1":3,"3":20}' style="border-right:1px solid #000000;overflow:hidden;padding:0px 3px 0px 3px;vertical-align:bottom;text-align:center;">20</td> </tr> <tr style="height:20px;"> <td style="border-left:1px solid #000000;overflow:hidden;padding:0px 3px 0px 3px;vertical-align:bottom;font-weight:bold;"></td> <td data-sheets-value='{"1":2,"2":"Triple-walled"}' style="overflow:hidden;padding:0px 3px 0px 3px;vertical-align:bottom;font-weight:bold;">Triple-walled</td> <td data-sheets-value='{"1":2,"2":"Clear (A/H/H)"}' style="border-right:1px solid #000000;overflow:hidden;padding:0px 3px 0px 3px;vertical-align:bottom;font-weight:bold;">Clear (A/H/H)</td> <td data-sheets-numberformat='{"1":2,"2":"0.00","3":1}' data-sheets-value='{"1":3,"3":1.7}' style="overflow:hidden;padding:0px 3px 0px 3px;vertical-align:bottom;text-align:center;">1.70</td> <td data-sheets-numberformat='{"1":2,"2":"0","3":1}' data-sheets-value='{"1":3,"3":71}' style="overflow:hidden;padding:0px 3px 0px 3px;vertical-align:bottom;text-align:center;">71</td> <td data-sheets-numberformat='{"1":2,"2":"0","3":1}' data-sheets-value='{"1":3,"3":63}' style="overflow:hidden;padding:0px 3px 0px 3px;vertical-align:bottom;text-align:center;">63</td> <td data-sheets-numberformat='{"1":2,"2":"0","3":1}' data-sheets-value='{"1":3,"3":22}' style="border-right:1px solid #000000;overflow:hidden;padding:0px 3px 0px 3px;vertical-align:bottom;text-align:center;">22</td> </tr> <tr style="height:20px;"> <td style="border-left:1px solid #000000;overflow:hidden;padding:0px 3px 0px 3px;vertical-align:bottom;font-weight:bold;"></td> <td data-sheets-value='{"1":2,"2":"Triple-walled"}' style="overflow:hidden;padding:0px 3px 0px 3px;vertical-align:bottom;font-weight:bold;">Triple-walled</td> <td data-sheets-value='{"1":2,"2":"Opal (A/O/O)"}' style="border-right:1px solid #000000;overflow:hidden;padding:0px 3px 0px 3px;vertical-align:bottom;font-weight:bold;">Opal (A/O/O)</td> <td data-sheets-numberformat='{"1":2,"2":"0.00","3":1}' data-sheets-value='{"1":3,"3":1.7}' style="overflow:hidden;padding:0px 3px 0px 3px;vertical-align:bottom;text-align:center;">1.70</td> <td data-sheets-numberformat='{"1":2,"2":"0","3":1}' data-sheets-value='{"1":3,"3":61}' style="overflow:hidden;padding:0px 3px 0px 3px;vertical-align:bottom;text-align:center;">61</td> <td data-sheets-numberformat='{"1":2,"2":"0","3":1}' data-sheets-value='{"1":3,"3":48}' style="overflow:hidden;padding:0px 3px 0px 3px;vertical-align:bottom;text-align:center;">48</td> <td data-sheets-numberformat='{"1":2,"2":"0","3":1}' data-sheets-value='{"1":3,"3":22}' style="border-right:1px solid #000000;overflow:hidden;padding:0px 3px 0px 3px;vertical-align:bottom;text-align:center;">22</td> </tr> <tr style="height:20px;"> <td style="border-left:1px solid #000000;overflow:hidden;padding:0px 3px 0px 3px;vertical-align:bottom;font-weight:bold;"></td> <td data-sheets-value='{"1":2,"2":"Four-walled"}' style="overflow:hidden;padding:0px 3px 0px 3px;vertical-align:bottom;font-weight:bold;">Four-walled</td> <td data-sheets-value='{"1":2,"2":"Clear (A/H/H/H)"}' style="border-right:1px solid #000000;overflow:hidden;padding:0px 3px 0px 3px;vertical-align:bottom;font-weight:bold;">Clear (A/H/H/H)</td> <td data-sheets-numberformat='{"1":2,"2":"0.00","3":1}' data-sheets-value='{"1":3,"3":1.28}' style="overflow:hidden;padding:0px 3px 0px 3px;vertical-align:bottom;text-align:center;">1.28</td> <td data-sheets-numberformat='{"1":2,"2":"0","3":1}' data-sheets-value='{"1":3,"3":64}' style="overflow:hidden;padding:0px 3px 0px 3px;vertical-align:bottom;text-align:center;">64</td> <td data-sheets-numberformat='{"1":2,"2":"0","3":1}' data-sheets-value='{"1":3,"3":52}' style="overflow:hidden;padding:0px 3px 0px 3px;vertical-align:bottom;text-align:center;">52</td> <td data-sheets-numberformat='{"1":2,"2":"0","3":1}' data-sheets-value='{"1":3,"3":23}' style="border-right:1px solid #000000;overflow:hidden;padding:0px 3px 0px 3px;vertical-align:bottom;text-align:center;">23</td> </tr> <tr style="height:20px;"> <td style="border-bottom:1px solid #000000;border-left:1px solid #000000;overflow:hidden;padding:0px 3px 0px 3px;vertical-align:bottom;"></td> <td data-sheets-value='{"1":2,"2":"Four-walled"}' style="border-bottom:1px solid #000000;overflow:hidden;padding:0px 3px 0px 3px;vertical-align:bottom;font-weight:bold;">Four-walled</td> <td data-sheets-value='{"1":2,"2":"Opal (A/H/O/H)"}' style="border-right:1px solid #000000;border-bottom:1px solid #000000;overflow:hidden;padding:0px 3px 0px 3px;vertical-align:bottom;font-weight:bold;">Opal (A/H/O/H)</td> <td data-sheets-numberformat='{"1":2,"2":"0.00","3":1}' data-sheets-value='{"1":3,"3":1.28}' style="border-bottom:1px solid #000000;overflow:hidden;padding:0px 3px 0px 3px;vertical-align:bottom;text-align:center;">1.28</td> <td data-sheets-numberformat='{"1":2,"2":"0","3":1}' data-sheets-value='{"1":3,"3":59}' style="border-bottom:1px solid #000000;overflow:hidden;padding:0px 3px 0px 3px;vertical-align:bottom;text-align:center;">59</td> <td data-sheets-numberformat='{"1":2,"2":"0","3":1}' data-sheets-value='{"1":3,"3":46}' style="border-bottom:1px solid #000000;overflow:hidden;padding:0px 3px 0px 3px;vertical-align:bottom;text-align:center;">46</td> <td data-sheets-numberformat='{"1":2,"2":"0","3":1}' data-sheets-value='{"1":3,"3":23}' style="border-right:1px solid #000000;border-bottom:1px solid #000000;overflow:hidden;padding:0px 3px 0px 3px;vertical-align:bottom;text-align:center;">23</td> </tr> <tr style="height:20px;"> <td data-sheets-value='{"1":2,"2":"Polycarbonate"}' style="border-left:1px solid #000000;overflow:hidden;padding:0px 3px 0px 3px;vertical-align:bottom;font-weight:bold;">Polycarbonate</td> <td data-sheets-value='{"1":2,"2":"Single-walled"}' style="overflow:hidden;padding:0px 3px 0px 3px;vertical-align:bottom;font-weight:bold;">Single-walled</td> <td data-sheets-value='{"1":2,"2":"Heatstop Opal (T)"}' style="border-right:1px solid #000000;overflow:hidden;padding:0px 3px 0px 3px;vertical-align:bottom;font-weight:bold;">Heatstop Opal (T)</td> <td data-sheets-numberformat='{"1":2,"2":"0.00","3":1}' data-sheets-value='{"1":3,"3":5.17}' style="overflow:hidden;padding:0px 3px 0px 3px;vertical-align:bottom;text-align:center;">5.17</td> <td data-sheets-numberformat='{"1":2,"2":"0","3":1}' data-sheets-value='{"1":3,"3":49}' style="overflow:hidden;padding:0px 3px 0px 3px;vertical-align:bottom;text-align:center;">49</td> <td data-sheets-numberformat='{"1":2,"2":"0","3":1}' data-sheets-value='{"1":3,"3":59}' style="overflow:hidden;padding:0px 3px 0px 3px;vertical-align:bottom;text-align:center;">59</td> <td data-sheets-numberformat='{"1":2,"2":"0","3":1}' data-sheets-value='{"1":2,"2":"-"}' style="border-right:1px solid #000000;overflow:hidden;padding:0px 3px 0px 3px;vertical-align:bottom;text-align:center;">-</td> </tr> <tr style="height:20px;"> <td data-sheets-value='{"1":2,"2":"Heatstop PC"}' style="border-left:1px solid #000000;overflow:hidden;padding:0px 3px 0px 3px;vertical-align:bottom;font-weight:bold;">Heatstop PC</td> <td data-sheets-value='{"1":2,"2":"Double-walled"}' style="overflow:hidden;padding:0px 3px 0px 3px;vertical-align:bottom;font-weight:bold;">Double-walled</td> <td data-sheets-value='{"1":2,"2":"Clear (T/H)"}' style="border-right:1px solid #000000;overflow:hidden;padding:0px 3px 0px 3px;vertical-align:bottom;font-weight:bold;">Clear (T/H)</td> <td data-sheets-numberformat='{"1":2,"2":"0.00","3":1}' data-sheets-value='{"1":3,"3":2.9}' style="overflow:hidden;padding:0px 3px 0px 3px;vertical-align:bottom;text-align:center;">2.90</td> <td data-sheets-numberformat='{"1":2,"2":"0","3":1}' data-sheets-value='{"1":3,"3":44}' style="overflow:hidden;padding:0px 3px 0px 3px;vertical-align:bottom;text-align:center;">44</td> <td data-sheets-numberformat='{"1":2,"2":"0","3":1}' data-sheets-value='{"1":3,"3":51}' style="overflow:hidden;padding:0px 3px 0px 3px;vertical-align:bottom;text-align:center;">51</td> <td data-sheets-numberformat='{"1":2,"2":"0","3":1}' data-sheets-value='{"1":3,"3":20}' style="border-right:1px solid #000000;overflow:hidden;padding:0px 3px 0px 3px;vertical-align:bottom;text-align:center;">20</td> </tr> <tr style="height:20px;"> <td style="border-left:1px solid #000000;overflow:hidden;padding:0px 3px 0px 3px;vertical-align:bottom;font-weight:bold;"></td> <td data-sheets-value='{"1":2,"2":"Double-walled"}' style="overflow:hidden;padding:0px 3px 0px 3px;vertical-align:bottom;font-weight:bold;">Double-walled</td> <td data-sheets-value='{"1":2,"2":"Opal (T/O)"}' style="border-right:1px solid #000000;overflow:hidden;padding:0px 3px 0px 3px;vertical-align:bottom;font-weight:bold;">Opal (T/O)</td> <td data-sheets-numberformat='{"1":2,"2":"0.00","3":1}' data-sheets-value='{"1":3,"3":2.9}' style="overflow:hidden;padding:0px 3px 0px 3px;vertical-align:bottom;text-align:center;">2.90</td> <td data-sheets-numberformat='{"1":2,"2":"0","3":1}' data-sheets-value='{"1":3,"3":41}' style="overflow:hidden;padding:0px 3px 0px 3px;vertical-align:bottom;text-align:center;">41</td> <td data-sheets-numberformat='{"1":2,"2":"0","3":1}' data-sheets-value='{"1":3,"3":45}' style="overflow:hidden;padding:0px 3px 0px 3px;vertical-align:bottom;text-align:center;">45</td> <td data-sheets-numberformat='{"1":2,"2":"0","3":1}' data-sheets-value='{"1":3,"3":20}' style="border-right:1px solid #000000;overflow:hidden;padding:0px 3px 0px 3px;vertical-align:bottom;text-align:center;">20</td> </tr> <tr style="height:20px;"> <td style="border-left:1px solid #000000;overflow:hidden;padding:0px 3px 0px 3px;vertical-align:bottom;font-weight:bold;"></td> <td data-sheets-value='{"1":2,"2":"Triple-walled"}' style="overflow:hidden; | skylux-160-ce-met-koepel-en-metaalopstand-met-lm-motor-en-windvang-0700-x-1500-mm | 8586004791629 | 46872288887117
Smoke and heat exhaust (SHEV) | SHE system | Skylux | Skylux 160° CE with skylight and metal curb with LM-actuator and spoiler 0750 x 1250 mm |  | 50972 | 5412970509721 | 3450.95 | Yes | 30-45 | 69.79 | 750 x 1250 mm | 1250 | 750 |  | metal curb M30 (30 cm high) | Rectangular | 5.17 W/m²K - 1.28 W/m²K | 87% - 32% | 90% - 32% | 20dB - 23dB | 160° CE (for industry) | skylight | with spoiler | E | Single actuator | Maximum four-walled skylight possible for this product | Ut-value LT-value g-value Rw-value EN 1873 : 2014 EN ISO 13468 EN 16153 EN 410 EN 410 EN ISO 140-3 Material Walls Shells (W/m²K) (%) (%) (dB) Acrylic Single-walled Clear (H) 5.17 90 87 - PMMA Single-walled Opal (O) 5.17 83 76 - Double-walled Clear (H/H) 2.90 81 75 20 Double-walled Opal (O/O) 2.90 69 58 20 Triple-walled Clear (H/H/H) 1.70 73 65 22 Triple-walled Opal (O/H/O) 1.70 62 51 22 Four-walled Clear (H/H/H/H) 1.28 64 54 23 Four-walled Opal (H/H/O/H) 1.28 59 48 23 Polycarbonate Single-walled Clear (A) 5.17 88 83 - PC Single-walled Opal (D) 5.17 58 60 - Double-walled Clear (A/H) 2.90 79 72 20 Double-walled Clear (A/A) 2.90 77 69 20 Double-walled Opal (A/O) 2.90 73 63 20 Double-walled Opal (A/D) 2.90 51 50 20 Triple-walled Clear (A/H/H) 1.70 71 63 22 Triple-walled Opal (A/O/O) 1.70 61 48 22 Four-walled Clear (A/H/H/H) 1.28 64 52 23 Four-walled Opal (A/H/O/H) 1.28 59 46 23 Polycarbonate Single-walled Heatstop Opal (T) 5.17 49 59 - Heatstop PC Double-walled Clear (T/H) 2.90 44 51 20 Double-walled Opal (T/O) 2.90 41 45 20 Triple-walled Clear (T/H/H) 1.70 40 <td data-sheets-numberformat='{"1":2,"2":"0","3":1}' data-sheets-value='{"1":3,"3":44}' style="overflow:hidden;paddin | https://skylux.eu/en/products/skylux-160-ce-met-koepel-en-metaalopstand-met-lm-motor-en-windvang-0750-x-1250-mm | https://skylux.eu/cdn/shop/files/Skylux-160deg-CE-met-koepel-en-metaalopstand-met-LM-motor-en-windvang-0750-x-1250-mm-RWA-systeem.jpg?v=1702977448&width=1600 | https://skylux.eu/cdn/shop/files/e5a82811-1bb0-48e4-a776-cacb59c7c092_5f0172f9-30c4-4a2f-8e45-fd2e80259fb8.jpg?v=1688550385&width=1600 | //skylux.eu/cdn/shop/files/E_MH_Mounting_instructions_Skylux_160_CE_LM.pdf?v=12406716259046007223 | //skylux.eu/cdn/shop/files/E_TD_Technical_File_Skylux_Skylux_160_CE_Electric.pdf?v=3667116872303399239 | <style type="text/css" id="isPasted"> <!--td { border: 1px solid #cccccc; } br { mso-data-placement: same-cell; } --> </style> <table border="1" cellpadding="0" cellspacing="0" dir="ltr" style="table-layout:fixed;font-size:10pt;font-family:Arial;border-collapse:collapse;border:none;"><tbody> <tr style="height:20px;"> <td style="overflow:hidden;padding:0px 3px 0px 3px;vertical-align:bottom;"></td> <td style="overflow:hidden;padding:0px 3px 0px 3px;vertical-align:bottom;"></td> <td style="overflow:hidden;padding:0px 3px 0px 3px;vertical-align:bottom;"></td> <td data-sheets-value='{"1":2,"2":"Ut-value"}' style="overflow:hidden;padding:0px 3px 0px 3px;vertical-align:bottom;font-weight:bold;text-align:center;">Ut-value</td> <td data-sheets-value='{"1":2,"2":"LT-value"}' style="overflow:hidden;padding:0px 3px 0px 3px;vertical-align:bottom;font-weight:bold;text-align:center;">LT-value</td> <td data-sheets-value='{"1":2,"2":"g-value"}' style="overflow:hidden;padding:0px 3px 0px 3px;vertical-align:bottom;font-weight:bold;text-align:center;">g-value</td> <td data-sheets-value='{"1":2,"2":"Rw-value "}' style="overflow:hidden;padding:0px 3px 0px 3px;vertical-align:bottom;font-weight:bold;text-align:center;">Rw-value </td> </tr> <tr style="height:20px;"> <td style="overflow:hidden;padding:0px 3px 0px 3px;vertical-align:bottom;"></td> <td style="overflow:hidden;padding:0px 3px 0px 3px;vertical-align:bottom;"></td> <td style="overflow:hidden;padding:0px 3px 0px 3px;vertical-align:bottom;"></td> <td data-sheets-numberformat='{"1":2,"2":"0.00","3":1}' data-sheets-value='{"1":2,"2":"EN 1873 : 2014"}' style="overflow:hidden;padding:0px 3px 0px 3px;vertical-align:bottom;text-align:center;">EN 1873 : 2014</td> <td data-sheets-numberformat='{"1":2,"2":"0","3":1}' data-sheets-value='{"1":2,"2":"EN ISO 13468 EN 16153 EN 410"}' style="overflow:hidden;padding:0px 3px 0px 3px;vertical-align:bottom;text-align:center;">EN ISO 13468 EN 16153 EN 410</td> <td data-sheets-numberformat='{"1":2,"2":"0","3":1}' data-sheets-value='{"1":2,"2":"EN 410"}' style="overflow:hidden;padding:0px 3px 0px 3px;vertical-align:bottom;text-align:center;">EN 410</td> <td data-sheets-value='{"1":2,"2":"EN ISO 140-3\t\t"}' style="overflow:hidden;padding:0px 3px 0px 3px;vertical-align:bottom;text-align:center;">EN ISO 140-3 </td> </tr> <tr style="height:20px;"> <td data-sheets-value='{"1":2,"2":"Material"}' style="border-bottom:1px solid #000000;overflow:hidden;padding:0px 3px 0px 3px;vertical-align:bottom;background-color:#000000;font-weight:bold;color:#ffffff;">Material</td> <td data-sheets-value='{"1":2,"2":"Walls"}' style="border-bottom:1px solid #000000;overflow:hidden;padding:0px 3px 0px 3px;vertical-align:bottom;background-color:#000000;font-weight:bold;color:#ffffff;">Walls</td> <td data-sheets-value='{"1":2,"2":"Shells"}' style="border-bottom:1px solid #000000;overflow:hidden;padding:0px 3px 0px 3px;vertical-align:bottom;background-color:#000000;font-weight:bold;color:#ffffff;">Shells</td> <td data-sheets-numberformat='{"1":2,"2":"0.00","3":1}' data-sheets-value='{"1":2,"2":"(W/m²K)\t"}' style="border-bottom:1px solid #000000;overflow:hidden;padding:0px 3px 0px 3px;vertical-align:bottom;background-color:#000000;font-weight:bold;color:#ffffff;text-align:center;">(W/m²K) </td> <td data-sheets-numberformat='{"1":2,"2":"0","3":1}' data-sheets-value='{"1":2,"2":"(%)"}' style="border-bottom:1px solid #000000;overflow:hidden;padding:0px 3px 0px 3px;vertical-align:bottom;background-color:#000000;font-weight:bold;color:#ffffff;text-align:center;">(%)</td> <td data-sheets-numberformat='{"1":2,"2":"0","3":1}' data-sheets-value='{"1":2,"2":"(%)"}' style="border-bottom:1px solid #000000;overflow:hidden;padding:0px 3px 0px 3px;vertical-align:bottom;background-color:#000000;font-weight:bold;color:#ffffff;text-align:center;">(%)</td> <td data-sheets-value='{"1":2,"2":"(dB)"}' style="border-bottom:1px solid #000000;overflow:hidden;padding:0px 3px 0px 3px;vertical-align:bottom;background-color:#000000;font-weight:bold;color:#ffffff;text-align:center;">(dB)</td> </tr> <tr style="height:20px;"> <td data-sheets-value='{"1":2,"2":"Acrylic"}' style="border-left:1px solid #000000;overflow:hidden;padding:0px 3px 0px 3px;vertical-align:bottom;font-weight:bold;">Acrylic</td> <td data-sheets-value='{"1":2,"2":"Single-walled"}' style="overflow:hidden;padding:0px 3px 0px 3px;vertical-align:bottom;font-weight:bold;">Single-walled</td> <td data-sheets-value='{"1":2,"2":"Clear (H)"}' style="border-right:1px solid #000000;overflow:hidden;padding:0px 3px 0px 3px;vertical-align:bottom;font-weight:bold;">Clear (H)</td> <td data-sheets-numberformat='{"1":2,"2":"0.00","3":1}' data-sheets-value='{"1":3,"3":5.17}' style="overflow:hidden;padding:0px 3px 0px 3px;vertical-align:bottom;text-align:center;">5.17</td> <td data-sheets-numberformat='{"1":2,"2":"0","3":1}' data-sheets-value='{"1":3,"3":90}' style="overflow:hidden;padding:0px 3px 0px 3px;vertical-align:bottom;text-align:center;">90</td> <td data-sheets-numberformat='{"1":2,"2":"0","3":1}' data-sheets-value='{"1":3,"3":87}' style="overflow:hidden;padding:0px 3px 0px 3px;vertical-align:bottom;text-align:center;">87</td> <td data-sheets-numberformat='{"1":2,"2":"0","3":1}' data-sheets-value='{"1":2,"2":"-"}' style="border-right:1px solid #000000;overflow:hidden;padding:0px 3px 0px 3px;vertical-align:bottom;text-align:center;">-</td> </tr> <tr style="height:20px;"> <td data-sheets-value='{"1":2,"2":"PMMA"}' style="border-left:1px solid #000000;overflow:hidden;padding:0px 3px 0px 3px;vertical-align:bottom;font-weight:bold;">PMMA</td> <td data-sheets-value='{"1":2,"2":"Single-walled"}' style="overflow:hidden;padding:0px 3px 0px 3px;vertical-align:bottom;font-weight:bold;">Single-walled</td> <td data-sheets-value='{"1":2,"2":"Opal (O)"}' style="border-right:1px solid #000000;overflow:hidden;padding:0px 3px 0px 3px;vertical-align:bottom;font-weight:bold;">Opal (O)</td> <td data-sheets-numberformat='{"1":2,"2":"0.00","3":1}' data-sheets-value='{"1":3,"3":5.17}' style="overflow:hidden;padding:0px 3px 0px 3px;vertical-align:bottom;text-align:center;">5.17</td> <td data-sheets-numberformat='{"1":2,"2":"0","3":1}' data-sheets-value='{"1":3,"3":83}' style="overflow:hidden;padding:0px 3px 0px 3px;vertical-align:bottom;text-align:center;">83</td> <td data-sheets-numberformat='{"1":2,"2":"0","3":1}' data-sheets-value='{"1":3,"3":76}' style="overflow:hidden;padding:0px 3px 0px 3px;vertical-align:bottom;text-align:center;">76</td> <td data-sheets-numberformat='{"1":2,"2":"0","3":1}' data-sheets-value='{"1":2,"2":"-"}' style="border-right:1px solid #000000;overflow:hidden;padding:0px 3px 0px 3px;vertical-align:bottom;text-align:center;">-</td> </tr> <tr style="height:20px;"> <td style="border-left:1px solid #000000;overflow:hidden;padding:0px 3px 0px 3px;vertical-align:bottom;font-weight:bold;"></td> <td data-sheets-value='{"1":2,"2":"Double-walled"}' style="overflow:hidden;padding:0px 3px 0px 3px;vertical-align:bottom;font-weight:bold;">Double-walled</td> <td data-sheets-value='{"1":2,"2":"Clear (H/H)"}' style="border-right:1px solid #000000;overflow:hidden;padding:0px 3px 0px 3px;vertical-align:bottom;font-weight:bold;">Clear (H/H)</td> <td data-sheets-numberformat='{"1":2,"2":"0.00","3":1}' data-sheets-value='{"1":3,"3":2.9}' style="overflow:hidden;padding:0px 3px 0px 3px;vertical-align:bottom;text-align:center;">2.90</td> <td data-sheets-numberformat='{"1":2,"2":"0","3":1}' data-sheets-value='{"1":3,"3":81}' style="overflow:hidden;padding:0px 3px 0px 3px;vertical-align:bottom;text-align:center;">81</td> <td data-sheets-numberformat='{"1":2,"2":"0","3":1}' data-sheets-value='{"1":3,"3":75}' style="overflow:hidden;padding:0px 3px 0px 3px;vertical-align:bottom;text-align:center;">75</td> <td data-sheets-numberformat='{"1":2,"2":"0","3":1}' data-sheets-value='{"1":3,"3":20}' style="border-right:1px solid #000000;overflow:hidden;padding:0px 3px 0px 3px;vertical-align:bottom;text-align:center;">20</td> </tr> <tr style="height:20px;"> <td style="border-left:1px solid #000000;overflow:hidden;padding:0px 3px 0px 3px;vertical-align:bottom;font-weight:bold;"></td> <td data-sheets-value='{"1":2,"2":"Double-walled"}' style="overflow:hidden;padding:0px 3px 0px 3px;vertical-align:bottom;font-weight:bold;">Double-walled</td> <td data-sheets-value='{"1":2,"2":"Opal (O/O)"}' style="border-right:1px solid #000000;overflow:hidden;padding:0px 3px 0px 3px;vertical-align:bottom;font-weight:bold;">Opal (O/O)</td> <td data-sheets-numberformat='{"1":2,"2":"0.00","3":1}' data-sheets-value='{"1":3,"3":2.9}' style="overflow:hidden;padding:0px 3px 0px 3px;vertical-align:bottom;text-align:center;">2.90</td> <td data-sheets-numberformat='{"1":2,"2":"0","3":1}' data-sheets-value='{"1":3,"3":69}' style="overflow:hidden;padding:0px 3px 0px 3px;vertical-align:bottom;text-align:center;">69</td> <td data-sheets-numberformat='{"1":2,"2":"0","3":1}' data-sheets-value='{"1":3,"3":58}' style="overflow:hidden;padding:0px 3px 0px 3px;vertical-align:bottom;text-align:center;">58</td> <td data-sheets-numberformat='{"1":2,"2":"0","3":1}' data-sheets-value='{"1":3,"3":20}' style="border-right:1px solid #000000;overflow:hidden;padding:0px 3px 0px 3px;vertical-align:bottom;text-align:center;">20</td> </tr> <tr style="height:20px;"> <td style="border-left:1px solid #000000;overflow:hidden;padding:0px 3px 0px 3px;vertical-align:bottom;font-weight:bold;"></td> <td data-sheets-value='{"1":2,"2":"Triple-walled"}' style="overflow:hidden;padding:0px 3px 0px 3px;vertical-align:bottom;font-weight:bold;">Triple-walled</td> <td data-sheets-value='{"1":2,"2":"Clear (H/H/H)"}' style="border-right:1px solid #000000;overflow:hidden;padding:0px 3px 0px 3px;vertical-align:bottom;font-weight:bold;">Clear (H/H/H)</td> <td data-sheets-numberformat='{"1":2,"2":"0.00","3":1}' data-sheets-value='{"1":3,"3":1.7}' style="overflow:hidden;padding:0px 3px 0px 3px;vertical-align:bottom;text-align:center;">1.70</td> <td data-sheets-numberformat='{"1":2,"2":"0","3":1}' data-sheets-value='{"1":3,"3":73}' style="overflow:hidden;padding:0px 3px 0px 3px;vertical-align:bottom;text-align:center;">73</td> <td data-sheets-numberformat='{"1":2,"2":"0","3":1}' data-sheets-value='{"1":3,"3":65}' style="overflow:hidden;padding:0px 3px 0px 3px;vertical-align:bottom;text-align:center;">65</td> <td data-sheets-numberformat='{"1":2,"2":"0","3":1}' data-sheets-value='{"1":3,"3":22}' style="border-right:1px solid #000000;overflow:hidden;padding:0px 3px 0px 3px;vertical-align:bottom;text-align:center;">22</td> </tr> <tr style="height:20px;"> <td style="border-left:1px solid #000000;overflow:hidden;padding:0px 3px 0px 3px;vertical-align:bottom;font-weight:bold;"></td> <td data-sheets-value='{"1":2,"2":"Triple-walled"}' style="overflow:hidden;padding:0px 3px 0px 3px;vertical-align:bottom;font-weight:bold;">Triple-walled</td> <td data-sheets-value='{"1":2,"2":"Opal (O/H/O)"}' style="border-right:1px solid #000000;overflow:hidden;padding:0px 3px 0px 3px;vertical-align:bottom;font-weight:bold;">Opal (O/H/O)</td> <td data-sheets-numberformat='{"1":2,"2":"0.00","3":1}' data-sheets-value='{"1":3,"3":1.7}' style="overflow:hidden;padding:0px 3px 0px 3px;vertical-align:bottom;text-align:center;">1.70</td> <td data-sheets-numberformat='{"1":2,"2":"0","3":1}' data-sheets-value='{"1":3,"3":62}' style="overflow:hidden;padding:0px 3px 0px 3px;vertical-align:bottom;text-align:center;">62</td> <td data-sheets-numberformat='{"1":2,"2":"0","3":1}' data-sheets-value='{"1":3,"3":51}' style="overflow:hidden;padding:0px 3px 0px 3px;vertical-align:bottom;text-align:center;">51</td> <td data-sheets-numberformat='{"1":2,"2":"0","3":1}' data-sheets-value='{"1":3,"3":22}' style="border-right:1px solid #000000;overflow:hidden;padding:0px 3px 0px 3px;vertical-align:bottom;text-align:center;">22</td> </tr> <tr style="height:20px;"> <td style="border-left:1px solid #000000;overflow:hidden;padding:0px 3px 0px 3px;vertical-align:bottom;font-weight:bold;"></td> <td data-sheets-value='{"1":2,"2":"Four-walled"}' style="overflow:hidden;padding:0px 3px 0px 3px;vertical-align:bottom;font-weight:bold;">Four-walled</td> <td data-sheets-value='{"1":2,"2":"Clear (H/H/H/H)"}' style="border-right:1px solid #000000;overflow:hidden;padding:0px 3px 0px 3px;vertical-align:bottom;font-weight:bold;">Clear (H/H/H/H)</td> <td data-sheets-numberformat='{"1":2,"2":"0.00","3":1}' data-sheets-value='{"1":3,"3":1.28}' style="overflow:hidden;padding:0px 3px 0px 3px;vertical-align:bottom;text-align:center;">1.28</td> <td data-sheets-numberformat='{"1":2,"2":"0","3":1}' data-sheets-value='{"1":3,"3":64}' style="overflow:hidden;padding:0px 3px 0px 3px;vertical-align:bottom;text-align:center;">64</td> <td data-sheets-numberformat='{"1":2,"2":"0","3":1}' data-sheets-value='{"1":3,"3":54}' style="overflow:hidden;padding:0px 3px 0px 3px;vertical-align:bottom;text-align:center;">54</td> <td data-sheets-numberformat='{"1":2,"2":"0","3":1}' data-sheets-value='{"1":3,"3":23}' style="border-right:1px solid #000000;overflow:hidden;padding:0px 3px 0px 3px;vertical-align:bottom;text-align:center;">23</td> </tr> <tr style="height:20px;"> <td style="border-bottom:1px solid #000000;border-left:1px solid #000000;overflow:hidden;padding:0px 3px 0px 3px;vertical-align:bottom;"></td> <td data-sheets-value='{"1":2,"2":"Four-walled"}' style="border-bottom:1px solid #000000;overflow:hidden;padding:0px 3px 0px 3px;vertical-align:bottom;font-weight:bold;">Four-walled</td> <td data-sheets-value='{"1":2,"2":"Opal (H/H/O/H)"}' style="border-right:1px solid #000000;border-bottom:1px solid #000000;overflow:hidden;padding:0px 3px 0px 3px;vertical-align:bottom;font-weight:bold;">Opal (H/H/O/H)</td> <td data-sheets-numberformat='{"1":2,"2":"0.00","3":1}' data-sheets-value='{"1":3,"3":1.28}' style="border-bottom:1px solid #000000;overflow:hidden;padding:0px 3px 0px 3px;vertical-align:bottom;text-align:center;">1.28</td> <td data-sheets-numberformat='{"1":2,"2":"0","3":1}' data-sheets-value='{"1":3,"3":59}' style="border-bottom:1px solid #000000;overflow:hidden;padding:0px 3px 0px 3px;vertical-align:bottom;text-align:center;">59</td> <td data-sheets-numberformat='{"1":2,"2":"0","3":1}' data-sheets-value='{"1":3,"3":48}' style="border-bottom:1px solid #000000;overflow:hidden;padding:0px 3px 0px 3px;vertical-align:bottom;text-align:center;">48</td> <td data-sheets-numberformat='{"1":2,"2":"0","3":1}' data-sheets-value='{"1":3,"3":23}' style="border-right:1px solid #000000;border-bottom:1px solid #000000;overflow:hidden;padding:0px 3px 0px 3px;vertical-align:bottom;text-align:center;">23</td> </tr> <tr style="height:20px;"> <td data-sheets-value='{"1":2,"2":"Polycarbonate "}' style="border-left:1px solid #000000;overflow:hidden;padding:0px 3px 0px 3px;vertical-align:bottom;font-weight:bold;">Polycarbonate </td> <td data-sheets-value='{"1":2,"2":"Single-walled"}' style="overflow:hidden;padding:0px 3px 0px 3px;vertical-align:bottom;font-weight:bold;">Single-walled</td> <td data-sheets-value='{"1":2,"2":"Clear (A)"}' style="border-right:1px solid #000000;overflow:hidden;padding:0px 3px 0px 3px;vertical-align:bottom;font-weight:bold;">Clear (A)</td> <td data-sheets-numberformat='{"1":2,"2":"0.00","3":1}' data-sheets-value='{"1":3,"3":5.17}' style="overflow:hidden;padding:0px 3px 0px 3px;vertical-align:bottom;text-align:center;">5.17</td> <td data-sheets-numberformat='{"1":2,"2":"0","3":1}' data-sheets-value='{"1":3,"3":88}' style="overflow:hidden;padding:0px 3px 0px 3px;vertical-align:bottom;text-align:center;">88</td> <td data-sheets-numberformat='{"1":2,"2":"0","3":1}' data-sheets-value='{"1":3,"3":83}' style="overflow:hidden;padding:0px 3px 0px 3px;vertical-align:bottom;text-align:center;">83</td> <td data-sheets-numberformat='{"1":2,"2":"0","3":1}' data-sheets-value='{"1":2,"2":"-"}' style="border-right:1px solid #000000;overflow:hidden;padding:0px 3px 0px 3px;vertical-align:bottom;text-align:center;">-</td> </tr> <tr style="height:20px;"> <td data-sheets-value='{"1":2,"2":"PC"}' style="border-left:1px solid #000000;overflow:hidden;padding:0px 3px 0px 3px;vertical-align:bottom;font-weight:bold;">PC</td> <td data-sheets-value='{"1":2,"2":"Single-walled"}' style="overflow:hidden;padding:0px 3px 0px 3px;vertical-align:bottom;font-weight:bold;">Single-walled</td> <td data-sheets-value='{"1":2,"2":"Opal (D)"}' style="border-right:1px solid #000000;overflow:hidden;padding:0px 3px 0px 3px;vertical-align:bottom;font-weight:bold;">Opal (D)</td> <td data-sheets-numberformat='{"1":2,"2":"0.00","3":1}' data-sheets-value='{"1":3,"3":5.17}' style="overflow:hidden;padding:0px 3px 0px 3px;vertical-align:bottom;text-align:center;">5.17</td> <td data-sheets-numberformat='{"1":2,"2":"0","3":1}' data-sheets-value='{"1":3,"3":58}' style="overflow:hidden;padding:0px 3px 0px 3px;vertical-align:bottom;text-align:center;">58</td> <td data-sheets-numberformat='{"1":2,"2":"0","3":1}' data-sheets-value='{"1":3,"3":60}' style="overflow:hidden;padding:0px 3px 0px 3px;vertical-align:bottom;text-align:center;">60</td> <td data-sheets-numberformat='{"1":2,"2":"0","3":1}' data-sheets-value='{"1":2,"2":"-"}' style="border-right:1px solid #000000;overflow:hidden;padding:0px 3px 0px 3px;vertical-align:bottom;text-align:center;">-</td> </tr> <tr style="height:20px;"> <td style="border-left:1px solid #000000;overflow:hidden;padding:0px 3px 0px 3px;vertical-align:bottom;font-weight:bold;"></td> <td data-sheets-value='{"1":2,"2":"Double-walled"}' style="overflow:hidden;padding:0px 3px 0px 3px;vertical-align:bottom;font-weight:bold;">Double-walled</td> <td data-sheets-value='{"1":2,"2":"Clear (A/H)"}' style="border-right:1px solid #000000;overflow:hidden;padding:0px 3px 0px 3px;vertical-align:bottom;font-weight:bold;">Clear (A/H)</td> <td data-sheets-numberformat='{"1":2,"2":"0.00","3":1}' data-sheets-value='{"1":3,"3":2.9}' style="overflow:hidden;padding:0px 3px 0px 3px;vertical-align:bottom;text-align:center;">2.90</td> <td data-sheets-numberformat='{"1":2,"2":"0","3":1}' data-sheets-value='{"1":3,"3":79}' style="overflow:hidden;padding:0px 3px 0px 3px;vertical-align:bottom;text-align:center;">79</td> <td data-sheets-numberformat='{"1":2,"2":"0","3":1}' data-sheets-value='{"1":3,"3":72}' style="overflow:hidden;padding:0px 3px 0px 3px;vertical-align:bottom;text-align:center;">72</td> <td data-sheets-numberformat='{"1":2,"2":"0","3":1}' data-sheets-value='{"1":3,"3":20}' style="border-right:1px solid #000000;overflow:hidden;padding:0px 3px 0px 3px;vertical-align:bottom;text-align:center;">20</td> </tr> <tr style="height:20px;"> <td style="border-left:1px solid #000000;overflow:hidden;padding:0px 3px 0px 3px;vertical-align:bottom;font-weight:bold;"></td> <td data-sheets-value='{"1":2,"2":"Double-walled"}' style="overflow:hidden;padding:0px 3px 0px 3px;vertical-align:bottom;font-weight:bold;">Double-walled</td> <td data-sheets-value='{"1":2,"2":"Clear (A/A)"}' style="border-right:1px solid #000000;overflow:hidden;padding:0px 3px 0px 3px;vertical-align:bottom;font-weight:bold;">Clear (A/A)</td> <td data-sheets-numberformat='{"1":2,"2":"0.00","3":1}' data-sheets-value='{"1":3,"3":2.9}' style="overflow:hidden;padding:0px 3px 0px 3px;vertical-align:bottom;text-align:center;">2.90</td> <td data-sheets-numberformat='{"1":2,"2":"0","3":1}' data-sheets-value='{"1":3,"3":77}' style="overflow:hidden;padding:0px 3px 0px 3px;vertical-align:bottom;text-align:center;">77</td> <td data-sheets-numberformat='{"1":2,"2":"0","3":1}' data-sheets-value='{"1":3,"3":69}' style="overflow:hidden;padding:0px 3px 0px 3px;vertical-align:bottom;text-align:center;">69</td> <td data-sheets-numberformat='{"1":2,"2":"0","3":1}' data-sheets-value='{"1":3,"3":20}' style="border-right:1px solid #000000;overflow:hidden;padding:0px 3px 0px 3px;vertical-align:bottom;text-align:center;">20</td> </tr> <tr style="height:20px;"> <td style="border-left:1px solid #000000;overflow:hidden;padding:0px 3px 0px 3px;vertical-align:bottom;font-weight:bold;"></td> <td data-sheets-value='{"1":2,"2":"Double-walled"}' style="overflow:hidden;padding:0px 3px 0px 3px;vertical-align:bottom;font-weight:bold;">Double-walled</td> <td data-sheets-value='{"1":2,"2":"Opal (A/O)"}' style="border-right:1px solid #000000;overflow:hidden;padding:0px 3px 0px 3px;vertical-align:bottom;font-weight:bold;">Opal (A/O)</td> <td data-sheets-numberformat='{"1":2,"2":"0.00","3":1}' data-sheets-value='{"1":3,"3":2.9}' style="overflow:hidden;padding:0px 3px 0px 3px;vertical-align:bottom;text-align:center;">2.90</td> <td data-sheets-numberformat='{"1":2,"2":"0","3":1}' data-sheets-value='{"1":3,"3":73}' style="overflow:hidden;padding:0px 3px 0px 3px;vertical-align:bottom;text-align:center;">73</td> <td data-sheets-numberformat='{"1":2,"2":"0","3":1}' data-sheets-value='{"1":3,"3":63}' style="overflow:hidden;padding:0px 3px 0px 3px;vertical-align:bottom;text-align:center;">63</td> <td data-sheets-numberformat='{"1":2,"2":"0","3":1}' data-sheets-value='{"1":3,"3":20}' style="border-right:1px solid #000000;overflow:hidden;padding:0px 3px 0px 3px;vertical-align:bottom;text-align:center;">20</td> </tr> <tr style="height:20px;"> <td style="border-left:1px solid #000000;overflow:hidden;padding:0px 3px 0px 3px;vertical-align:bottom;font-weight:bold;"></td> <td data-sheets-value='{"1":2,"2":"Double-walled"}' style="overflow:hidden;padding:0px 3px 0px 3px;vertical-align:bottom;font-weight:bold;">Double-walled</td> <td data-sheets-value='{"1":2,"2":"Opal (A/D)"}' style="border-right:1px solid #000000;overflow:hidden;padding:0px 3px 0px 3px;vertical-align:bottom;font-weight:bold;">Opal (A/D)</td> <td data-sheets-numberformat='{"1":2,"2":"0.00","3":1}' data-sheets-value='{"1":3,"3":2.9}' style="overflow:hidden;padding:0px 3px 0px 3px;vertical-align:bottom;text-align:center;">2.90</td> <td data-sheets-numberformat='{"1":2,"2":"0","3":1}' data-sheets-value='{"1":3,"3":51}' style="overflow:hidden;padding:0px 3px 0px 3px;vertical-align:bottom;text-align:center;">51</td> <td data-sheets-numberformat='{"1":2,"2":"0","3":1}' data-sheets-value='{"1":3,"3":50}' style="overflow:hidden;padding:0px 3px 0px 3px;vertical-align:bottom;text-align:center;">50</td> <td data-sheets-numberformat='{"1":2,"2":"0","3":1}' data-sheets-value='{"1":3,"3":20}' style="border-right:1px solid #000000;overflow:hidden;padding:0px 3px 0px 3px;vertical-align:bottom;text-align:center;">20</td> </tr> <tr style="height:20px;"> <td style="border-left:1px solid #000000;overflow:hidden;padding:0px 3px 0px 3px;vertical-align:bottom;font-weight:bold;"></td> <td data-sheets-value='{"1":2,"2":"Triple-walled"}' style="overflow:hidden;padding:0px 3px 0px 3px;vertical-align:bottom;font-weight:bold;">Triple-walled</td> <td data-sheets-value='{"1":2,"2":"Clear (A/H/H)"}' style="border-right:1px solid #000000;overflow:hidden;padding:0px 3px 0px 3px;vertical-align:bottom;font-weight:bold;">Clear (A/H/H)</td> <td data-sheets-numberformat='{"1":2,"2":"0.00","3":1}' data-sheets-value='{"1":3,"3":1.7}' style="overflow:hidden;padding:0px 3px 0px 3px;vertical-align:bottom;text-align:center;">1.70</td> <td data-sheets-numberformat='{"1":2,"2":"0","3":1}' data-sheets-value='{"1":3,"3":71}' style="overflow:hidden;padding:0px 3px 0px 3px;vertical-align:bottom;text-align:center;">71</td> <td data-sheets-numberformat='{"1":2,"2":"0","3":1}' data-sheets-value='{"1":3,"3":63}' style="overflow:hidden;padding:0px 3px 0px 3px;vertical-align:bottom;text-align:center;">63</td> <td data-sheets-numberformat='{"1":2,"2":"0","3":1}' data-sheets-value='{"1":3,"3":22}' style="border-right:1px solid #000000;overflow:hidden;padding:0px 3px 0px 3px;vertical-align:bottom;text-align:center;">22</td> </tr> <tr style="height:20px;"> <td style="border-left:1px solid #000000;overflow:hidden;padding:0px 3px 0px 3px;vertical-align:bottom;font-weight:bold;"></td> <td data-sheets-value='{"1":2,"2":"Triple-walled"}' style="overflow:hidden;padding:0px 3px 0px 3px;vertical-align:bottom;font-weight:bold;">Triple-walled</td> <td data-sheets-value='{"1":2,"2":"Opal (A/O/O)"}' style="border-right:1px solid #000000;overflow:hidden;padding:0px 3px 0px 3px;vertical-align:bottom;font-weight:bold;">Opal (A/O/O)</td> <td data-sheets-numberformat='{"1":2,"2":"0.00","3":1}' data-sheets-value='{"1":3,"3":1.7}' style="overflow:hidden;padding:0px 3px 0px 3px;vertical-align:bottom;text-align:center;">1.70</td> <td data-sheets-numberformat='{"1":2,"2":"0","3":1}' data-sheets-value='{"1":3,"3":61}' style="overflow:hidden;padding:0px 3px 0px 3px;vertical-align:bottom;text-align:center;">61</td> <td data-sheets-numberformat='{"1":2,"2":"0","3":1}' data-sheets-value='{"1":3,"3":48}' style="overflow:hidden;padding:0px 3px 0px 3px;vertical-align:bottom;text-align:center;">48</td> <td data-sheets-numberformat='{"1":2,"2":"0","3":1}' data-sheets-value='{"1":3,"3":22}' style="border-right:1px solid #000000;overflow:hidden;padding:0px 3px 0px 3px;vertical-align:bottom;text-align:center;">22</td> </tr> <tr style="height:20px;"> <td style="border-left:1px solid #000000;overflow:hidden;padding:0px 3px 0px 3px;vertical-align:bottom;font-weight:bold;"></td> <td data-sheets-value='{"1":2,"2":"Four-walled"}' style="overflow:hidden;padding:0px 3px 0px 3px;vertical-align:bottom;font-weight:bold;">Four-walled</td> <td data-sheets-value='{"1":2,"2":"Clear (A/H/H/H)"}' style="border-right:1px solid #000000;overflow:hidden;padding:0px 3px 0px 3px;vertical-align:bottom;font-weight:bold;">Clear (A/H/H/H)</td> <td data-sheets-numberformat='{"1":2,"2":"0.00","3":1}' data-sheets-value='{"1":3,"3":1.28}' style="overflow:hidden;padding:0px 3px 0px 3px;vertical-align:bottom;text-align:center;">1.28</td> <td data-sheets-numberformat='{"1":2,"2":"0","3":1}' data-sheets-value='{"1":3,"3":64}' style="overflow:hidden;padding:0px 3px 0px 3px;vertical-align:bottom;text-align:center;">64</td> <td data-sheets-numberformat='{"1":2,"2":"0","3":1}' data-sheets-value='{"1":3,"3":52}' style="overflow:hidden;padding:0px 3px 0px 3px;vertical-align:bottom;text-align:center;">52</td> <td data-sheets-numberformat='{"1":2,"2":"0","3":1}' data-sheets-value='{"1":3,"3":23}' style="border-right:1px solid #000000;overflow:hidden;padding:0px 3px 0px 3px;vertical-align:bottom;text-align:center;">23</td> </tr> <tr style="height:20px;"> <td style="border-bottom:1px solid #000000;border-left:1px solid #000000;overflow:hidden;padding:0px 3px 0px 3px;vertical-align:bottom;"></td> <td data-sheets-value='{"1":2,"2":"Four-walled"}' style="border-bottom:1px solid #000000;overflow:hidden;padding:0px 3px 0px 3px;vertical-align:bottom;font-weight:bold;">Four-walled</td> <td data-sheets-value='{"1":2,"2":"Opal (A/H/O/H)"}' style="border-right:1px solid #000000;border-bottom:1px solid #000000;overflow:hidden;padding:0px 3px 0px 3px;vertical-align:bottom;font-weight:bold;">Opal (A/H/O/H)</td> <td data-sheets-numberformat='{"1":2,"2":"0.00","3":1}' data-sheets-value='{"1":3,"3":1.28}' style="border-bottom:1px solid #000000;overflow:hidden;padding:0px 3px 0px 3px;vertical-align:bottom;text-align:center;">1.28</td> <td data-sheets-numberformat='{"1":2,"2":"0","3":1}' data-sheets-value='{"1":3,"3":59}' style="border-bottom:1px solid #000000;overflow:hidden;padding:0px 3px 0px 3px;vertical-align:bottom;text-align:center;">59</td> <td data-sheets-numberformat='{"1":2,"2":"0","3":1}' data-sheets-value='{"1":3,"3":46}' style="border-bottom:1px solid #000000;overflow:hidden;padding:0px 3px 0px 3px;vertical-align:bottom;text-align:center;">46</td> <td data-sheets-numberformat='{"1":2,"2":"0","3":1}' data-sheets-value='{"1":3,"3":23}' style="border-right:1px solid #000000;border-bottom:1px solid #000000;overflow:hidden;padding:0px 3px 0px 3px;vertical-align:bottom;text-align:center;">23</td> </tr> <tr style="height:20px;"> <td data-sheets-value='{"1":2,"2":"Polycarbonate"}' style="border-left:1px solid #000000;overflow:hidden;padding:0px 3px 0px 3px;vertical-align:bottom;font-weight:bold;">Polycarbonate</td> <td data-sheets-value='{"1":2,"2":"Single-walled"}' style="overflow:hidden;padding:0px 3px 0px 3px;vertical-align:bottom;font-weight:bold;">Single-walled</td> <td data-sheets-value='{"1":2,"2":"Heatstop Opal (T)"}' style="border-right:1px solid #000000;overflow:hidden;padding:0px 3px 0px 3px;vertical-align:bottom;font-weight:bold;">Heatstop Opal (T)</td> <td data-sheets-numberformat='{"1":2,"2":"0.00","3":1}' data-sheets-value='{"1":3,"3":5.17}' style="overflow:hidden;padding:0px 3px 0px 3px;vertical-align:bottom;text-align:center;">5.17</td> <td data-sheets-numberformat='{"1":2,"2":"0","3":1}' data-sheets-value='{"1":3,"3":49}' style="overflow:hidden;padding:0px 3px 0px 3px;vertical-align:bottom;text-align:center;">49</td> <td data-sheets-numberformat='{"1":2,"2":"0","3":1}' data-sheets-value='{"1":3,"3":59}' style="overflow:hidden;padding:0px 3px 0px 3px;vertical-align:bottom;text-align:center;">59</td> <td data-sheets-numberformat='{"1":2,"2":"0","3":1}' data-sheets-value='{"1":2,"2":"-"}' style="border-right:1px solid #000000;overflow:hidden;padding:0px 3px 0px 3px;vertical-align:bottom;text-align:center;">-</td> </tr> <tr style="height:20px;"> <td data-sheets-value='{"1":2,"2":"Heatstop PC"}' style="border-left:1px solid #000000;overflow:hidden;padding:0px 3px 0px 3px;vertical-align:bottom;font-weight:bold;">Heatstop PC</td> <td data-sheets-value='{"1":2,"2":"Double-walled"}' style="overflow:hidden;padding:0px 3px 0px 3px;vertical-align:bottom;font-weight:bold;">Double-walled</td> <td data-sheets-value='{"1":2,"2":"Clear (T/H)"}' style="border-right:1px solid #000000;overflow:hidden;padding:0px 3px 0px 3px;vertical-align:bottom;font-weight:bold;">Clear (T/H)</td> <td data-sheets-numberformat='{"1":2,"2":"0.00","3":1}' data-sheets-value='{"1":3,"3":2.9}' style="overflow:hidden;padding:0px 3px 0px 3px;vertical-align:bottom;text-align:center;">2.90</td> <td data-sheets-numberformat='{"1":2,"2":"0","3":1}' data-sheets-value='{"1":3,"3":44}' style="overflow:hidden;padding:0px 3px 0px 3px;vertical-align:bottom;text-align:center;">44</td> <td data-sheets-numberformat='{"1":2,"2":"0","3":1}' data-sheets-value='{"1":3,"3":51}' style="overflow:hidden;padding:0px 3px 0px 3px;vertical-align:bottom;text-align:center;">51</td> <td data-sheets-numberformat='{"1":2,"2":"0","3":1}' data-sheets-value='{"1":3,"3":20}' style="border-right:1px solid #000000;overflow:hidden;padding:0px 3px 0px 3px;vertical-align:bottom;text-align:center;">20</td> </tr> <tr style="height:20px;"> <td style="border-left:1px solid #000000;overflow:hidden;padding:0px 3px 0px 3px;vertical-align:bottom;font-weight:bold;"></td> <td data-sheets-value='{"1":2,"2":"Double-walled"}' style="overflow:hidden;padding:0px 3px 0px 3px;vertical-align:bottom;font-weight:bold;">Double-walled</td> <td data-sheets-value='{"1":2,"2":"Opal (T/O)"}' style="border-right:1px solid #000000;overflow:hidden;padding:0px 3px 0px 3px;vertical-align:bottom;font-weight:bold;">Opal (T/O)</td> <td data-sheets-numberformat='{"1":2,"2":"0.00","3":1}' data-sheets-value='{"1":3,"3":2.9}' style="overflow:hidden;padding:0px 3px 0px 3px;vertical-align:bottom;text-align:center;">2.90</td> <td data-sheets-numberformat='{"1":2,"2":"0","3":1}' data-sheets-value='{"1":3,"3":41}' style="overflow:hidden;padding:0px 3px 0px 3px;vertical-align:bottom;text-align:center;">41</td> <td data-sheets-numberformat='{"1":2,"2":"0","3":1}' data-sheets-value='{"1":3,"3":45}' style="overflow:hidden;padding:0px 3px 0px 3px;vertical-align:bottom;text-align:center;">45</td> <td data-sheets-numberformat='{"1":2,"2":"0","3":1}' data-sheets-value='{"1":3,"3":20}' style="border-right:1px solid #000000;overflow:hidden;padding:0px 3px 0px 3px;vertical-align:bottom;text-align:center;">20</td> </tr> <tr style="height:20px;"> <td style="border-left:1px solid #000000;overflow:hidden;padding:0px 3px 0px 3px;vertical-align:bottom;font-weight:bold;"></td> <td data-sheets-value='{"1":2,"2":"Triple-walled"}' style="overflow:hidden; | skylux-160-ce-met-koepel-en-metaalopstand-met-lm-motor-en-windvang-0750-x-1250-mm | 8586004857165 | 46872288985421
Smoke and heat exhaust (SHEV) | SHE system | Skylux | Skylux 160° CE with skylight and metal curb with LM-actuator and spoiler 0800 x 1100 mm |  | 50973 | 5412970509738 | 3414.65 | Yes | 30-45 | 67.74 | 800 x 1100 mm | 1100 | 800 |  | metal curb M30 (30 cm high) | Rectangular | 5.17 W/m²K - 1.28 W/m²K | 87% - 32% | 90% - 32% | 20dB - 23dB | 160° CE (for industry) | skylight | with spoiler | E | Single actuator | Maximum four-walled skylight possible for this product | Ut-value LT-value g-value Rw-value EN 1873 : 2014 EN ISO 13468 EN 16153 EN 410 EN 410 EN ISO 140-3 Material Walls Shells (W/m²K) (%) (%) (dB) Acrylic Single-walled Clear (H) 5.17 90 87 - PMMA Single-walled Opal (O) 5.17 83 76 - Double-walled Clear (H/H) 2.90 81 75 20 Double-walled Opal (O/O) 2.90 69 58 20 Triple-walled Clear (H/H/H) 1.70 73 65 22 Triple-walled Opal (O/H/O) 1.70 62 51 22 Four-walled Clear (H/H/H/H) 1.28 64 54 23 Four-walled Opal (H/H/O/H) 1.28 59 48 23 Polycarbonate Single-walled Clear (A) 5.17 88 83 - PC Single-walled Opal (D) 5.17 58 60 - Double-walled Clear (A/H) 2.90 79 72 20 Double-walled Clear (A/A) 2.90 77 69 20 Double-walled Opal (A/O) 2.90 73 63 20 Double-walled Opal (A/D) 2.90 51 50 20 Triple-walled Clear (A/H/H) 1.70 71 63 22 Triple-walled Opal (A/O/O) 1.70 61 48 22 Four-walled Clear (A/H/H/H) 1.28 64 52 23 Four-walled Opal (A/H/O/H) 1.28 59 46 23 Polycarbonate Single-walled Heatstop Opal (T) 5.17 49 59 - Heatstop PC Double-walled Clear (T/H) 2.90 44 51 20 Double-walled Opal (T/O) 2.90 41 45 20 Triple-walled Clear (T/H/H) 1.70 40 <td data-sheets-numberformat='{"1":2,"2":"0","3":1}' data-sheets-value='{"1":3,"3":44}' style="overflow:hidden;paddin | https://skylux.eu/en/products/skylux-160-ce-met-koepel-en-metaalopstand-met-lm-motor-en-windvang-0800-x-1100-mm | https://skylux.eu/cdn/shop/files/Skylux-160deg-CE-met-koepel-en-metaalopstand-met-LM-motor-en-windvang-0800-x-1100-mm-RWA-systeem.jpg?v=1702977454&width=1600 | https://skylux.eu/cdn/shop/files/e5a82811-1bb0-48e4-a776-cacb59c7c092_3140d430-3362-43ce-9943-64eefcb13902.jpg?v=1688550386&width=1600 | //skylux.eu/cdn/shop/files/E_MH_Mounting_instructions_Skylux_160_CE_LM.pdf?v=12406716259046007223 | //skylux.eu/cdn/shop/files/E_TD_Technical_File_Skylux_Skylux_160_CE_Electric.pdf?v=3667116872303399239 | <style type="text/css" id="isPasted"> <!--td { border: 1px solid #cccccc; } br { mso-data-placement: same-cell; } --> </style> <table border="1" cellpadding="0" cellspacing="0" dir="ltr" style="table-layout:fixed;font-size:10pt;font-family:Arial;border-collapse:collapse;border:none;"><tbody> <tr style="height:20px;"> <td style="overflow:hidden;padding:0px 3px 0px 3px;vertical-align:bottom;"></td> <td style="overflow:hidden;padding:0px 3px 0px 3px;vertical-align:bottom;"></td> <td style="overflow:hidden;padding:0px 3px 0px 3px;vertical-align:bottom;"></td> <td data-sheets-value='{"1":2,"2":"Ut-value"}' style="overflow:hidden;padding:0px 3px 0px 3px;vertical-align:bottom;font-weight:bold;text-align:center;">Ut-value</td> <td data-sheets-value='{"1":2,"2":"LT-value"}' style="overflow:hidden;padding:0px 3px 0px 3px;vertical-align:bottom;font-weight:bold;text-align:center;">LT-value</td> <td data-sheets-value='{"1":2,"2":"g-value"}' style="overflow:hidden;padding:0px 3px 0px 3px;vertical-align:bottom;font-weight:bold;text-align:center;">g-value</td> <td data-sheets-value='{"1":2,"2":"Rw-value "}' style="overflow:hidden;padding:0px 3px 0px 3px;vertical-align:bottom;font-weight:bold;text-align:center;">Rw-value </td> </tr> <tr style="height:20px;"> <td style="overflow:hidden;padding:0px 3px 0px 3px;vertical-align:bottom;"></td> <td style="overflow:hidden;padding:0px 3px 0px 3px;vertical-align:bottom;"></td> <td style="overflow:hidden;padding:0px 3px 0px 3px;vertical-align:bottom;"></td> <td data-sheets-numberformat='{"1":2,"2":"0.00","3":1}' data-sheets-value='{"1":2,"2":"EN 1873 : 2014"}' style="overflow:hidden;padding:0px 3px 0px 3px;vertical-align:bottom;text-align:center;">EN 1873 : 2014</td> <td data-sheets-numberformat='{"1":2,"2":"0","3":1}' data-sheets-value='{"1":2,"2":"EN ISO 13468 EN 16153 EN 410"}' style="overflow:hidden;padding:0px 3px 0px 3px;vertical-align:bottom;text-align:center;">EN ISO 13468 EN 16153 EN 410</td> <td data-sheets-numberformat='{"1":2,"2":"0","3":1}' data-sheets-value='{"1":2,"2":"EN 410"}' style="overflow:hidden;padding:0px 3px 0px 3px;vertical-align:bottom;text-align:center;">EN 410</td> <td data-sheets-value='{"1":2,"2":"EN ISO 140-3\t\t"}' style="overflow:hidden;padding:0px 3px 0px 3px;vertical-align:bottom;text-align:center;">EN ISO 140-3 </td> </tr> <tr style="height:20px;"> <td data-sheets-value='{"1":2,"2":"Material"}' style="border-bottom:1px solid #000000;overflow:hidden;padding:0px 3px 0px 3px;vertical-align:bottom;background-color:#000000;font-weight:bold;color:#ffffff;">Material</td> <td data-sheets-value='{"1":2,"2":"Walls"}' style="border-bottom:1px solid #000000;overflow:hidden;padding:0px 3px 0px 3px;vertical-align:bottom;background-color:#000000;font-weight:bold;color:#ffffff;">Walls</td> <td data-sheets-value='{"1":2,"2":"Shells"}' style="border-bottom:1px solid #000000;overflow:hidden;padding:0px 3px 0px 3px;vertical-align:bottom;background-color:#000000;font-weight:bold;color:#ffffff;">Shells</td> <td data-sheets-numberformat='{"1":2,"2":"0.00","3":1}' data-sheets-value='{"1":2,"2":"(W/m²K)\t"}' style="border-bottom:1px solid #000000;overflow:hidden;padding:0px 3px 0px 3px;vertical-align:bottom;background-color:#000000;font-weight:bold;color:#ffffff;text-align:center;">(W/m²K) </td> <td data-sheets-numberformat='{"1":2,"2":"0","3":1}' data-sheets-value='{"1":2,"2":"(%)"}' style="border-bottom:1px solid #000000;overflow:hidden;padding:0px 3px 0px 3px;vertical-align:bottom;background-color:#000000;font-weight:bold;color:#ffffff;text-align:center;">(%)</td> <td data-sheets-numberformat='{"1":2,"2":"0","3":1}' data-sheets-value='{"1":2,"2":"(%)"}' style="border-bottom:1px solid #000000;overflow:hidden;padding:0px 3px 0px 3px;vertical-align:bottom;background-color:#000000;font-weight:bold;color:#ffffff;text-align:center;">(%)</td> <td data-sheets-value='{"1":2,"2":"(dB)"}' style="border-bottom:1px solid #000000;overflow:hidden;padding:0px 3px 0px 3px;vertical-align:bottom;background-color:#000000;font-weight:bold;color:#ffffff;text-align:center;">(dB)</td> </tr> <tr style="height:20px;"> <td data-sheets-value='{"1":2,"2":"Acrylic"}' style="border-left:1px solid #000000;overflow:hidden;padding:0px 3px 0px 3px;vertical-align:bottom;font-weight:bold;">Acrylic</td> <td data-sheets-value='{"1":2,"2":"Single-walled"}' style="overflow:hidden;padding:0px 3px 0px 3px;vertical-align:bottom;font-weight:bold;">Single-walled</td> <td data-sheets-value='{"1":2,"2":"Clear (H)"}' style="border-right:1px solid #000000;overflow:hidden;padding:0px 3px 0px 3px;vertical-align:bottom;font-weight:bold;">Clear (H)</td> <td data-sheets-numberformat='{"1":2,"2":"0.00","3":1}' data-sheets-value='{"1":3,"3":5.17}' style="overflow:hidden;padding:0px 3px 0px 3px;vertical-align:bottom;text-align:center;">5.17</td> <td data-sheets-numberformat='{"1":2,"2":"0","3":1}' data-sheets-value='{"1":3,"3":90}' style="overflow:hidden;padding:0px 3px 0px 3px;vertical-align:bottom;text-align:center;">90</td> <td data-sheets-numberformat='{"1":2,"2":"0","3":1}' data-sheets-value='{"1":3,"3":87}' style="overflow:hidden;padding:0px 3px 0px 3px;vertical-align:bottom;text-align:center;">87</td> <td data-sheets-numberformat='{"1":2,"2":"0","3":1}' data-sheets-value='{"1":2,"2":"-"}' style="border-right:1px solid #000000;overflow:hidden;padding:0px 3px 0px 3px;vertical-align:bottom;text-align:center;">-</td> </tr> <tr style="height:20px;"> <td data-sheets-value='{"1":2,"2":"PMMA"}' style="border-left:1px solid #000000;overflow:hidden;padding:0px 3px 0px 3px;vertical-align:bottom;font-weight:bold;">PMMA</td> <td data-sheets-value='{"1":2,"2":"Single-walled"}' style="overflow:hidden;padding:0px 3px 0px 3px;vertical-align:bottom;font-weight:bold;">Single-walled</td> <td data-sheets-value='{"1":2,"2":"Opal (O)"}' style="border-right:1px solid #000000;overflow:hidden;padding:0px 3px 0px 3px;vertical-align:bottom;font-weight:bold;">Opal (O)</td> <td data-sheets-numberformat='{"1":2,"2":"0.00","3":1}' data-sheets-value='{"1":3,"3":5.17}' style="overflow:hidden;padding:0px 3px 0px 3px;vertical-align:bottom;text-align:center;">5.17</td> <td data-sheets-numberformat='{"1":2,"2":"0","3":1}' data-sheets-value='{"1":3,"3":83}' style="overflow:hidden;padding:0px 3px 0px 3px;vertical-align:bottom;text-align:center;">83</td> <td data-sheets-numberformat='{"1":2,"2":"0","3":1}' data-sheets-value='{"1":3,"3":76}' style="overflow:hidden;padding:0px 3px 0px 3px;vertical-align:bottom;text-align:center;">76</td> <td data-sheets-numberformat='{"1":2,"2":"0","3":1}' data-sheets-value='{"1":2,"2":"-"}' style="border-right:1px solid #000000;overflow:hidden;padding:0px 3px 0px 3px;vertical-align:bottom;text-align:center;">-</td> </tr> <tr style="height:20px;"> <td style="border-left:1px solid #000000;overflow:hidden;padding:0px 3px 0px 3px;vertical-align:bottom;font-weight:bold;"></td> <td data-sheets-value='{"1":2,"2":"Double-walled"}' style="overflow:hidden;padding:0px 3px 0px 3px;vertical-align:bottom;font-weight:bold;">Double-walled</td> <td data-sheets-value='{"1":2,"2":"Clear (H/H)"}' style="border-right:1px solid #000000;overflow:hidden;padding:0px 3px 0px 3px;vertical-align:bottom;font-weight:bold;">Clear (H/H)</td> <td data-sheets-numberformat='{"1":2,"2":"0.00","3":1}' data-sheets-value='{"1":3,"3":2.9}' style="overflow:hidden;padding:0px 3px 0px 3px;vertical-align:bottom;text-align:center;">2.90</td> <td data-sheets-numberformat='{"1":2,"2":"0","3":1}' data-sheets-value='{"1":3,"3":81}' style="overflow:hidden;padding:0px 3px 0px 3px;vertical-align:bottom;text-align:center;">81</td> <td data-sheets-numberformat='{"1":2,"2":"0","3":1}' data-sheets-value='{"1":3,"3":75}' style="overflow:hidden;padding:0px 3px 0px 3px;vertical-align:bottom;text-align:center;">75</td> <td data-sheets-numberformat='{"1":2,"2":"0","3":1}' data-sheets-value='{"1":3,"3":20}' style="border-right:1px solid #000000;overflow:hidden;padding:0px 3px 0px 3px;vertical-align:bottom;text-align:center;">20</td> </tr> <tr style="height:20px;"> <td style="border-left:1px solid #000000;overflow:hidden;padding:0px 3px 0px 3px;vertical-align:bottom;font-weight:bold;"></td> <td data-sheets-value='{"1":2,"2":"Double-walled"}' style="overflow:hidden;padding:0px 3px 0px 3px;vertical-align:bottom;font-weight:bold;">Double-walled</td> <td data-sheets-value='{"1":2,"2":"Opal (O/O)"}' style="border-right:1px solid #000000;overflow:hidden;padding:0px 3px 0px 3px;vertical-align:bottom;font-weight:bold;">Opal (O/O)</td> <td data-sheets-numberformat='{"1":2,"2":"0.00","3":1}' data-sheets-value='{"1":3,"3":2.9}' style="overflow:hidden;padding:0px 3px 0px 3px;vertical-align:bottom;text-align:center;">2.90</td> <td data-sheets-numberformat='{"1":2,"2":"0","3":1}' data-sheets-value='{"1":3,"3":69}' style="overflow:hidden;padding:0px 3px 0px 3px;vertical-align:bottom;text-align:center;">69</td> <td data-sheets-numberformat='{"1":2,"2":"0","3":1}' data-sheets-value='{"1":3,"3":58}' style="overflow:hidden;padding:0px 3px 0px 3px;vertical-align:bottom;text-align:center;">58</td> <td data-sheets-numberformat='{"1":2,"2":"0","3":1}' data-sheets-value='{"1":3,"3":20}' style="border-right:1px solid #000000;overflow:hidden;padding:0px 3px 0px 3px;vertical-align:bottom;text-align:center;">20</td> </tr> <tr style="height:20px;"> <td style="border-left:1px solid #000000;overflow:hidden;padding:0px 3px 0px 3px;vertical-align:bottom;font-weight:bold;"></td> <td data-sheets-value='{"1":2,"2":"Triple-walled"}' style="overflow:hidden;padding:0px 3px 0px 3px;vertical-align:bottom;font-weight:bold;">Triple-walled</td> <td data-sheets-value='{"1":2,"2":"Clear (H/H/H)"}' style="border-right:1px solid #000000;overflow:hidden;padding:0px 3px 0px 3px;vertical-align:bottom;font-weight:bold;">Clear (H/H/H)</td> <td data-sheets-numberformat='{"1":2,"2":"0.00","3":1}' data-sheets-value='{"1":3,"3":1.7}' style="overflow:hidden;padding:0px 3px 0px 3px;vertical-align:bottom;text-align:center;">1.70</td> <td data-sheets-numberformat='{"1":2,"2":"0","3":1}' data-sheets-value='{"1":3,"3":73}' style="overflow:hidden;padding:0px 3px 0px 3px;vertical-align:bottom;text-align:center;">73</td> <td data-sheets-numberformat='{"1":2,"2":"0","3":1}' data-sheets-value='{"1":3,"3":65}' style="overflow:hidden;padding:0px 3px 0px 3px;vertical-align:bottom;text-align:center;">65</td> <td data-sheets-numberformat='{"1":2,"2":"0","3":1}' data-sheets-value='{"1":3,"3":22}' style="border-right:1px solid #000000;overflow:hidden;padding:0px 3px 0px 3px;vertical-align:bottom;text-align:center;">22</td> </tr> <tr style="height:20px;"> <td style="border-left:1px solid #000000;overflow:hidden;padding:0px 3px 0px 3px;vertical-align:bottom;font-weight:bold;"></td> <td data-sheets-value='{"1":2,"2":"Triple-walled"}' style="overflow:hidden;padding:0px 3px 0px 3px;vertical-align:bottom;font-weight:bold;">Triple-walled</td> <td data-sheets-value='{"1":2,"2":"Opal (O/H/O)"}' style="border-right:1px solid #000000;overflow:hidden;padding:0px 3px 0px 3px;vertical-align:bottom;font-weight:bold;">Opal (O/H/O)</td> <td data-sheets-numberformat='{"1":2,"2":"0.00","3":1}' data-sheets-value='{"1":3,"3":1.7}' style="overflow:hidden;padding:0px 3px 0px 3px;vertical-align:bottom;text-align:center;">1.70</td> <td data-sheets-numberformat='{"1":2,"2":"0","3":1}' data-sheets-value='{"1":3,"3":62}' style="overflow:hidden;padding:0px 3px 0px 3px;vertical-align:bottom;text-align:center;">62</td> <td data-sheets-numberformat='{"1":2,"2":"0","3":1}' data-sheets-value='{"1":3,"3":51}' style="overflow:hidden;padding:0px 3px 0px 3px;vertical-align:bottom;text-align:center;">51</td> <td data-sheets-numberformat='{"1":2,"2":"0","3":1}' data-sheets-value='{"1":3,"3":22}' style="border-right:1px solid #000000;overflow:hidden;padding:0px 3px 0px 3px;vertical-align:bottom;text-align:center;">22</td> </tr> <tr style="height:20px;"> <td style="border-left:1px solid #000000;overflow:hidden;padding:0px 3px 0px 3px;vertical-align:bottom;font-weight:bold;"></td> <td data-sheets-value='{"1":2,"2":"Four-walled"}' style="overflow:hidden;padding:0px 3px 0px 3px;vertical-align:bottom;font-weight:bold;">Four-walled</td> <td data-sheets-value='{"1":2,"2":"Clear (H/H/H/H)"}' style="border-right:1px solid #000000;overflow:hidden;padding:0px 3px 0px 3px;vertical-align:bottom;font-weight:bold;">Clear (H/H/H/H)</td> <td data-sheets-numberformat='{"1":2,"2":"0.00","3":1}' data-sheets-value='{"1":3,"3":1.28}' style="overflow:hidden;padding:0px 3px 0px 3px;vertical-align:bottom;text-align:center;">1.28</td> <td data-sheets-numberformat='{"1":2,"2":"0","3":1}' data-sheets-value='{"1":3,"3":64}' style="overflow:hidden;padding:0px 3px 0px 3px;vertical-align:bottom;text-align:center;">64</td> <td data-sheets-numberformat='{"1":2,"2":"0","3":1}' data-sheets-value='{"1":3,"3":54}' style="overflow:hidden;padding:0px 3px 0px 3px;vertical-align:bottom;text-align:center;">54</td> <td data-sheets-numberformat='{"1":2,"2":"0","3":1}' data-sheets-value='{"1":3,"3":23}' style="border-right:1px solid #000000;overflow:hidden;padding:0px 3px 0px 3px;vertical-align:bottom;text-align:center;">23</td> </tr> <tr style="height:20px;"> <td style="border-bottom:1px solid #000000;border-left:1px solid #000000;overflow:hidden;padding:0px 3px 0px 3px;vertical-align:bottom;"></td> <td data-sheets-value='{"1":2,"2":"Four-walled"}' style="border-bottom:1px solid #000000;overflow:hidden;padding:0px 3px 0px 3px;vertical-align:bottom;font-weight:bold;">Four-walled</td> <td data-sheets-value='{"1":2,"2":"Opal (H/H/O/H)"}' style="border-right:1px solid #000000;border-bottom:1px solid #000000;overflow:hidden;padding:0px 3px 0px 3px;vertical-align:bottom;font-weight:bold;">Opal (H/H/O/H)</td> <td data-sheets-numberformat='{"1":2,"2":"0.00","3":1}' data-sheets-value='{"1":3,"3":1.28}' style="border-bottom:1px solid #000000;overflow:hidden;padding:0px 3px 0px 3px;vertical-align:bottom;text-align:center;">1.28</td> <td data-sheets-numberformat='{"1":2,"2":"0","3":1}' data-sheets-value='{"1":3,"3":59}' style="border-bottom:1px solid #000000;overflow:hidden;padding:0px 3px 0px 3px;vertical-align:bottom;text-align:center;">59</td> <td data-sheets-numberformat='{"1":2,"2":"0","3":1}' data-sheets-value='{"1":3,"3":48}' style="border-bottom:1px solid #000000;overflow:hidden;padding:0px 3px 0px 3px;vertical-align:bottom;text-align:center;">48</td> <td data-sheets-numberformat='{"1":2,"2":"0","3":1}' data-sheets-value='{"1":3,"3":23}' style="border-right:1px solid #000000;border-bottom:1px solid #000000;overflow:hidden;padding:0px 3px 0px 3px;vertical-align:bottom;text-align:center;">23</td> </tr> <tr style="height:20px;"> <td data-sheets-value='{"1":2,"2":"Polycarbonate "}' style="border-left:1px solid #000000;overflow:hidden;padding:0px 3px 0px 3px;vertical-align:bottom;font-weight:bold;">Polycarbonate </td> <td data-sheets-value='{"1":2,"2":"Single-walled"}' style="overflow:hidden;padding:0px 3px 0px 3px;vertical-align:bottom;font-weight:bold;">Single-walled</td> <td data-sheets-value='{"1":2,"2":"Clear (A)"}' style="border-right:1px solid #000000;overflow:hidden;padding:0px 3px 0px 3px;vertical-align:bottom;font-weight:bold;">Clear (A)</td> <td data-sheets-numberformat='{"1":2,"2":"0.00","3":1}' data-sheets-value='{"1":3,"3":5.17}' style="overflow:hidden;padding:0px 3px 0px 3px;vertical-align:bottom;text-align:center;">5.17</td> <td data-sheets-numberformat='{"1":2,"2":"0","3":1}' data-sheets-value='{"1":3,"3":88}' style="overflow:hidden;padding:0px 3px 0px 3px;vertical-align:bottom;text-align:center;">88</td> <td data-sheets-numberformat='{"1":2,"2":"0","3":1}' data-sheets-value='{"1":3,"3":83}' style="overflow:hidden;padding:0px 3px 0px 3px;vertical-align:bottom;text-align:center;">83</td> <td data-sheets-numberformat='{"1":2,"2":"0","3":1}' data-sheets-value='{"1":2,"2":"-"}' style="border-right:1px solid #000000;overflow:hidden;padding:0px 3px 0px 3px;vertical-align:bottom;text-align:center;">-</td> </tr> <tr style="height:20px;"> <td data-sheets-value='{"1":2,"2":"PC"}' style="border-left:1px solid #000000;overflow:hidden;padding:0px 3px 0px 3px;vertical-align:bottom;font-weight:bold;">PC</td> <td data-sheets-value='{"1":2,"2":"Single-walled"}' style="overflow:hidden;padding:0px 3px 0px 3px;vertical-align:bottom;font-weight:bold;">Single-walled</td> <td data-sheets-value='{"1":2,"2":"Opal (D)"}' style="border-right:1px solid #000000;overflow:hidden;padding:0px 3px 0px 3px;vertical-align:bottom;font-weight:bold;">Opal (D)</td> <td data-sheets-numberformat='{"1":2,"2":"0.00","3":1}' data-sheets-value='{"1":3,"3":5.17}' style="overflow:hidden;padding:0px 3px 0px 3px;vertical-align:bottom;text-align:center;">5.17</td> <td data-sheets-numberformat='{"1":2,"2":"0","3":1}' data-sheets-value='{"1":3,"3":58}' style="overflow:hidden;padding:0px 3px 0px 3px;vertical-align:bottom;text-align:center;">58</td> <td data-sheets-numberformat='{"1":2,"2":"0","3":1}' data-sheets-value='{"1":3,"3":60}' style="overflow:hidden;padding:0px 3px 0px 3px;vertical-align:bottom;text-align:center;">60</td> <td data-sheets-numberformat='{"1":2,"2":"0","3":1}' data-sheets-value='{"1":2,"2":"-"}' style="border-right:1px solid #000000;overflow:hidden;padding:0px 3px 0px 3px;vertical-align:bottom;text-align:center;">-</td> </tr> <tr style="height:20px;"> <td style="border-left:1px solid #000000;overflow:hidden;padding:0px 3px 0px 3px;vertical-align:bottom;font-weight:bold;"></td> <td data-sheets-value='{"1":2,"2":"Double-walled"}' style="overflow:hidden;padding:0px 3px 0px 3px;vertical-align:bottom;font-weight:bold;">Double-walled</td> <td data-sheets-value='{"1":2,"2":"Clear (A/H)"}' style="border-right:1px solid #000000;overflow:hidden;padding:0px 3px 0px 3px;vertical-align:bottom;font-weight:bold;">Clear (A/H)</td> <td data-sheets-numberformat='{"1":2,"2":"0.00","3":1}' data-sheets-value='{"1":3,"3":2.9}' style="overflow:hidden;padding:0px 3px 0px 3px;vertical-align:bottom;text-align:center;">2.90</td> <td data-sheets-numberformat='{"1":2,"2":"0","3":1}' data-sheets-value='{"1":3,"3":79}' style="overflow:hidden;padding:0px 3px 0px 3px;vertical-align:bottom;text-align:center;">79</td> <td data-sheets-numberformat='{"1":2,"2":"0","3":1}' data-sheets-value='{"1":3,"3":72}' style="overflow:hidden;padding:0px 3px 0px 3px;vertical-align:bottom;text-align:center;">72</td> <td data-sheets-numberformat='{"1":2,"2":"0","3":1}' data-sheets-value='{"1":3,"3":20}' style="border-right:1px solid #000000;overflow:hidden;padding:0px 3px 0px 3px;vertical-align:bottom;text-align:center;">20</td> </tr> <tr style="height:20px;"> <td style="border-left:1px solid #000000;overflow:hidden;padding:0px 3px 0px 3px;vertical-align:bottom;font-weight:bold;"></td> <td data-sheets-value='{"1":2,"2":"Double-walled"}' style="overflow:hidden;padding:0px 3px 0px 3px;vertical-align:bottom;font-weight:bold;">Double-walled</td> <td data-sheets-value='{"1":2,"2":"Clear (A/A)"}' style="border-right:1px solid #000000;overflow:hidden;padding:0px 3px 0px 3px;vertical-align:bottom;font-weight:bold;">Clear (A/A)</td> <td data-sheets-numberformat='{"1":2,"2":"0.00","3":1}' data-sheets-value='{"1":3,"3":2.9}' style="overflow:hidden;padding:0px 3px 0px 3px;vertical-align:bottom;text-align:center;">2.90</td> <td data-sheets-numberformat='{"1":2,"2":"0","3":1}' data-sheets-value='{"1":3,"3":77}' style="overflow:hidden;padding:0px 3px 0px 3px;vertical-align:bottom;text-align:center;">77</td> <td data-sheets-numberformat='{"1":2,"2":"0","3":1}' data-sheets-value='{"1":3,"3":69}' style="overflow:hidden;padding:0px 3px 0px 3px;vertical-align:bottom;text-align:center;">69</td> <td data-sheets-numberformat='{"1":2,"2":"0","3":1}' data-sheets-value='{"1":3,"3":20}' style="border-right:1px solid #000000;overflow:hidden;padding:0px 3px 0px 3px;vertical-align:bottom;text-align:center;">20</td> </tr> <tr style="height:20px;"> <td style="border-left:1px solid #000000;overflow:hidden;padding:0px 3px 0px 3px;vertical-align:bottom;font-weight:bold;"></td> <td data-sheets-value='{"1":2,"2":"Double-walled"}' style="overflow:hidden;padding:0px 3px 0px 3px;vertical-align:bottom;font-weight:bold;">Double-walled</td> <td data-sheets-value='{"1":2,"2":"Opal (A/O)"}' style="border-right:1px solid #000000;overflow:hidden;padding:0px 3px 0px 3px;vertical-align:bottom;font-weight:bold;">Opal (A/O)</td> <td data-sheets-numberformat='{"1":2,"2":"0.00","3":1}' data-sheets-value='{"1":3,"3":2.9}' style="overflow:hidden;padding:0px 3px 0px 3px;vertical-align:bottom;text-align:center;">2.90</td> <td data-sheets-numberformat='{"1":2,"2":"0","3":1}' data-sheets-value='{"1":3,"3":73}' style="overflow:hidden;padding:0px 3px 0px 3px;vertical-align:bottom;text-align:center;">73</td> <td data-sheets-numberformat='{"1":2,"2":"0","3":1}' data-sheets-value='{"1":3,"3":63}' style="overflow:hidden;padding:0px 3px 0px 3px;vertical-align:bottom;text-align:center;">63</td> <td data-sheets-numberformat='{"1":2,"2":"0","3":1}' data-sheets-value='{"1":3,"3":20}' style="border-right:1px solid #000000;overflow:hidden;padding:0px 3px 0px 3px;vertical-align:bottom;text-align:center;">20</td> </tr> <tr style="height:20px;"> <td style="border-left:1px solid #000000;overflow:hidden;padding:0px 3px 0px 3px;vertical-align:bottom;font-weight:bold;"></td> <td data-sheets-value='{"1":2,"2":"Double-walled"}' style="overflow:hidden;padding:0px 3px 0px 3px;vertical-align:bottom;font-weight:bold;">Double-walled</td> <td data-sheets-value='{"1":2,"2":"Opal (A/D)"}' style="border-right:1px solid #000000;overflow:hidden;padding:0px 3px 0px 3px;vertical-align:bottom;font-weight:bold;">Opal (A/D)</td> <td data-sheets-numberformat='{"1":2,"2":"0.00","3":1}' data-sheets-value='{"1":3,"3":2.9}' style="overflow:hidden;padding:0px 3px 0px 3px;vertical-align:bottom;text-align:center;">2.90</td> <td data-sheets-numberformat='{"1":2,"2":"0","3":1}' data-sheets-value='{"1":3,"3":51}' style="overflow:hidden;padding:0px 3px 0px 3px;vertical-align:bottom;text-align:center;">51</td> <td data-sheets-numberformat='{"1":2,"2":"0","3":1}' data-sheets-value='{"1":3,"3":50}' style="overflow:hidden;padding:0px 3px 0px 3px;vertical-align:bottom;text-align:center;">50</td> <td data-sheets-numberformat='{"1":2,"2":"0","3":1}' data-sheets-value='{"1":3,"3":20}' style="border-right:1px solid #000000;overflow:hidden;padding:0px 3px 0px 3px;vertical-align:bottom;text-align:center;">20</td> </tr> <tr style="height:20px;"> <td style="border-left:1px solid #000000;overflow:hidden;padding:0px 3px 0px 3px;vertical-align:bottom;font-weight:bold;"></td> <td data-sheets-value='{"1":2,"2":"Triple-walled"}' style="overflow:hidden;padding:0px 3px 0px 3px;vertical-align:bottom;font-weight:bold;">Triple-walled</td> <td data-sheets-value='{"1":2,"2":"Clear (A/H/H)"}' style="border-right:1px solid #000000;overflow:hidden;padding:0px 3px 0px 3px;vertical-align:bottom;font-weight:bold;">Clear (A/H/H)</td> <td data-sheets-numberformat='{"1":2,"2":"0.00","3":1}' data-sheets-value='{"1":3,"3":1.7}' style="overflow:hidden;padding:0px 3px 0px 3px;vertical-align:bottom;text-align:center;">1.70</td> <td data-sheets-numberformat='{"1":2,"2":"0","3":1}' data-sheets-value='{"1":3,"3":71}' style="overflow:hidden;padding:0px 3px 0px 3px;vertical-align:bottom;text-align:center;">71</td> <td data-sheets-numberformat='{"1":2,"2":"0","3":1}' data-sheets-value='{"1":3,"3":63}' style="overflow:hidden;padding:0px 3px 0px 3px;vertical-align:bottom;text-align:center;">63</td> <td data-sheets-numberformat='{"1":2,"2":"0","3":1}' data-sheets-value='{"1":3,"3":22}' style="border-right:1px solid #000000;overflow:hidden;padding:0px 3px 0px 3px;vertical-align:bottom;text-align:center;">22</td> </tr> <tr style="height:20px;"> <td style="border-left:1px solid #000000;overflow:hidden;padding:0px 3px 0px 3px;vertical-align:bottom;font-weight:bold;"></td> <td data-sheets-value='{"1":2,"2":"Triple-walled"}' style="overflow:hidden;padding:0px 3px 0px 3px;vertical-align:bottom;font-weight:bold;">Triple-walled</td> <td data-sheets-value='{"1":2,"2":"Opal (A/O/O)"}' style="border-right:1px solid #000000;overflow:hidden;padding:0px 3px 0px 3px;vertical-align:bottom;font-weight:bold;">Opal (A/O/O)</td> <td data-sheets-numberformat='{"1":2,"2":"0.00","3":1}' data-sheets-value='{"1":3,"3":1.7}' style="overflow:hidden;padding:0px 3px 0px 3px;vertical-align:bottom;text-align:center;">1.70</td> <td data-sheets-numberformat='{"1":2,"2":"0","3":1}' data-sheets-value='{"1":3,"3":61}' style="overflow:hidden;padding:0px 3px 0px 3px;vertical-align:bottom;text-align:center;">61</td> <td data-sheets-numberformat='{"1":2,"2":"0","3":1}' data-sheets-value='{"1":3,"3":48}' style="overflow:hidden;padding:0px 3px 0px 3px;vertical-align:bottom;text-align:center;">48</td> <td data-sheets-numberformat='{"1":2,"2":"0","3":1}' data-sheets-value='{"1":3,"3":22}' style="border-right:1px solid #000000;overflow:hidden;padding:0px 3px 0px 3px;vertical-align:bottom;text-align:center;">22</td> </tr> <tr style="height:20px;"> <td style="border-left:1px solid #000000;overflow:hidden;padding:0px 3px 0px 3px;vertical-align:bottom;font-weight:bold;"></td> <td data-sheets-value='{"1":2,"2":"Four-walled"}' style="overflow:hidden;padding:0px 3px 0px 3px;vertical-align:bottom;font-weight:bold;">Four-walled</td> <td data-sheets-value='{"1":2,"2":"Clear (A/H/H/H)"}' style="border-right:1px solid #000000;overflow:hidden;padding:0px 3px 0px 3px;vertical-align:bottom;font-weight:bold;">Clear (A/H/H/H)</td> <td data-sheets-numberformat='{"1":2,"2":"0.00","3":1}' data-sheets-value='{"1":3,"3":1.28}' style="overflow:hidden;padding:0px 3px 0px 3px;vertical-align:bottom;text-align:center;">1.28</td> <td data-sheets-numberformat='{"1":2,"2":"0","3":1}' data-sheets-value='{"1":3,"3":64}' style="overflow:hidden;padding:0px 3px 0px 3px;vertical-align:bottom;text-align:center;">64</td> <td data-sheets-numberformat='{"1":2,"2":"0","3":1}' data-sheets-value='{"1":3,"3":52}' style="overflow:hidden;padding:0px 3px 0px 3px;vertical-align:bottom;text-align:center;">52</td> <td data-sheets-numberformat='{"1":2,"2":"0","3":1}' data-sheets-value='{"1":3,"3":23}' style="border-right:1px solid #000000;overflow:hidden;padding:0px 3px 0px 3px;vertical-align:bottom;text-align:center;">23</td> </tr> <tr style="height:20px;"> <td style="border-bottom:1px solid #000000;border-left:1px solid #000000;overflow:hidden;padding:0px 3px 0px 3px;vertical-align:bottom;"></td> <td data-sheets-value='{"1":2,"2":"Four-walled"}' style="border-bottom:1px solid #000000;overflow:hidden;padding:0px 3px 0px 3px;vertical-align:bottom;font-weight:bold;">Four-walled</td> <td data-sheets-value='{"1":2,"2":"Opal (A/H/O/H)"}' style="border-right:1px solid #000000;border-bottom:1px solid #000000;overflow:hidden;padding:0px 3px 0px 3px;vertical-align:bottom;font-weight:bold;">Opal (A/H/O/H)</td> <td data-sheets-numberformat='{"1":2,"2":"0.00","3":1}' data-sheets-value='{"1":3,"3":1.28}' style="border-bottom:1px solid #000000;overflow:hidden;padding:0px 3px 0px 3px;vertical-align:bottom;text-align:center;">1.28</td> <td data-sheets-numberformat='{"1":2,"2":"0","3":1}' data-sheets-value='{"1":3,"3":59}' style="border-bottom:1px solid #000000;overflow:hidden;padding:0px 3px 0px 3px;vertical-align:bottom;text-align:center;">59</td> <td data-sheets-numberformat='{"1":2,"2":"0","3":1}' data-sheets-value='{"1":3,"3":46}' style="border-bottom:1px solid #000000;overflow:hidden;padding:0px 3px 0px 3px;vertical-align:bottom;text-align:center;">46</td> <td data-sheets-numberformat='{"1":2,"2":"0","3":1}' data-sheets-value='{"1":3,"3":23}' style="border-right:1px solid #000000;border-bottom:1px solid #000000;overflow:hidden;padding:0px 3px 0px 3px;vertical-align:bottom;text-align:center;">23</td> </tr> <tr style="height:20px;"> <td data-sheets-value='{"1":2,"2":"Polycarbonate"}' style="border-left:1px solid #000000;overflow:hidden;padding:0px 3px 0px 3px;vertical-align:bottom;font-weight:bold;">Polycarbonate</td> <td data-sheets-value='{"1":2,"2":"Single-walled"}' style="overflow:hidden;padding:0px 3px 0px 3px;vertical-align:bottom;font-weight:bold;">Single-walled</td> <td data-sheets-value='{"1":2,"2":"Heatstop Opal (T)"}' style="border-right:1px solid #000000;overflow:hidden;padding:0px 3px 0px 3px;vertical-align:bottom;font-weight:bold;">Heatstop Opal (T)</td> <td data-sheets-numberformat='{"1":2,"2":"0.00","3":1}' data-sheets-value='{"1":3,"3":5.17}' style="overflow:hidden;padding:0px 3px 0px 3px;vertical-align:bottom;text-align:center;">5.17</td> <td data-sheets-numberformat='{"1":2,"2":"0","3":1}' data-sheets-value='{"1":3,"3":49}' style="overflow:hidden;padding:0px 3px 0px 3px;vertical-align:bottom;text-align:center;">49</td> <td data-sheets-numberformat='{"1":2,"2":"0","3":1}' data-sheets-value='{"1":3,"3":59}' style="overflow:hidden;padding:0px 3px 0px 3px;vertical-align:bottom;text-align:center;">59</td> <td data-sheets-numberformat='{"1":2,"2":"0","3":1}' data-sheets-value='{"1":2,"2":"-"}' style="border-right:1px solid #000000;overflow:hidden;padding:0px 3px 0px 3px;vertical-align:bottom;text-align:center;">-</td> </tr> <tr style="height:20px;"> <td data-sheets-value='{"1":2,"2":"Heatstop PC"}' style="border-left:1px solid #000000;overflow:hidden;padding:0px 3px 0px 3px;vertical-align:bottom;font-weight:bold;">Heatstop PC</td> <td data-sheets-value='{"1":2,"2":"Double-walled"}' style="overflow:hidden;padding:0px 3px 0px 3px;vertical-align:bottom;font-weight:bold;">Double-walled</td> <td data-sheets-value='{"1":2,"2":"Clear (T/H)"}' style="border-right:1px solid #000000;overflow:hidden;padding:0px 3px 0px 3px;vertical-align:bottom;font-weight:bold;">Clear (T/H)</td> <td data-sheets-numberformat='{"1":2,"2":"0.00","3":1}' data-sheets-value='{"1":3,"3":2.9}' style="overflow:hidden;padding:0px 3px 0px 3px;vertical-align:bottom;text-align:center;">2.90</td> <td data-sheets-numberformat='{"1":2,"2":"0","3":1}' data-sheets-value='{"1":3,"3":44}' style="overflow:hidden;padding:0px 3px 0px 3px;vertical-align:bottom;text-align:center;">44</td> <td data-sheets-numberformat='{"1":2,"2":"0","3":1}' data-sheets-value='{"1":3,"3":51}' style="overflow:hidden;padding:0px 3px 0px 3px;vertical-align:bottom;text-align:center;">51</td> <td data-sheets-numberformat='{"1":2,"2":"0","3":1}' data-sheets-value='{"1":3,"3":20}' style="border-right:1px solid #000000;overflow:hidden;padding:0px 3px 0px 3px;vertical-align:bottom;text-align:center;">20</td> </tr> <tr style="height:20px;"> <td style="border-left:1px solid #000000;overflow:hidden;padding:0px 3px 0px 3px;vertical-align:bottom;font-weight:bold;"></td> <td data-sheets-value='{"1":2,"2":"Double-walled"}' style="overflow:hidden;padding:0px 3px 0px 3px;vertical-align:bottom;font-weight:bold;">Double-walled</td> <td data-sheets-value='{"1":2,"2":"Opal (T/O)"}' style="border-right:1px solid #000000;overflow:hidden;padding:0px 3px 0px 3px;vertical-align:bottom;font-weight:bold;">Opal (T/O)</td> <td data-sheets-numberformat='{"1":2,"2":"0.00","3":1}' data-sheets-value='{"1":3,"3":2.9}' style="overflow:hidden;padding:0px 3px 0px 3px;vertical-align:bottom;text-align:center;">2.90</td> <td data-sheets-numberformat='{"1":2,"2":"0","3":1}' data-sheets-value='{"1":3,"3":41}' style="overflow:hidden;padding:0px 3px 0px 3px;vertical-align:bottom;text-align:center;">41</td> <td data-sheets-numberformat='{"1":2,"2":"0","3":1}' data-sheets-value='{"1":3,"3":45}' style="overflow:hidden;padding:0px 3px 0px 3px;vertical-align:bottom;text-align:center;">45</td> <td data-sheets-numberformat='{"1":2,"2":"0","3":1}' data-sheets-value='{"1":3,"3":20}' style="border-right:1px solid #000000;overflow:hidden;padding:0px 3px 0px 3px;vertical-align:bottom;text-align:center;">20</td> </tr> <tr style="height:20px;"> <td style="border-left:1px solid #000000;overflow:hidden;padding:0px 3px 0px 3px;vertical-align:bottom;font-weight:bold;"></td> <td data-sheets-value='{"1":2,"2":"Triple-walled"}' style="overflow:hidden; | skylux-160-ce-met-koepel-en-metaalopstand-met-lm-motor-en-windvang-0800-x-1100-mm | 8586004922701 | 46872289050957
Smoke and heat exhaust (SHEV) | SHE system | Skylux | Skylux 160° CE with skylight and metal curb with LM-actuator and spoiler 0800 x 1300 mm |  | 50974 | 5412970509745 | 3501.75 | Yes | 30-45 | 71.89 | 800 x 1300 mm | 1300 | 800 |  | metal curb M30 (30 cm high) | Rectangular | 5.17 W/m²K - 1.28 W/m²K | 87% - 32% | 90% - 32% | 20dB - 23dB | 160° CE (for industry) | skylight | with spoiler | E | Single actuator | Maximum four-walled skylight possible for this product | Ut-value LT-value g-value Rw-value EN 1873 : 2014 EN ISO 13468 EN 16153 EN 410 EN 410 EN ISO 140-3 Material Walls Shells (W/m²K) (%) (%) (dB) Acrylic Single-walled Clear (H) 5.17 90 87 - PMMA Single-walled Opal (O) 5.17 83 76 - Double-walled Clear (H/H) 2.90 81 75 20 Double-walled Opal (O/O) 2.90 69 58 20 Triple-walled Clear (H/H/H) 1.70 73 65 22 Triple-walled Opal (O/H/O) 1.70 62 51 22 Four-walled Clear (H/H/H/H) 1.28 64 54 23 Four-walled Opal (H/H/O/H) 1.28 59 48 23 Polycarbonate Single-walled Clear (A) 5.17 88 83 - PC Single-walled Opal (D) 5.17 58 60 - Double-walled Clear (A/H) 2.90 79 72 20 Double-walled Clear (A/A) 2.90 77 69 20 Double-walled Opal (A/O) 2.90 73 63 20 Double-walled Opal (A/D) 2.90 51 50 20 Triple-walled Clear (A/H/H) 1.70 71 63 22 Triple-walled Opal (A/O/O) 1.70 61 48 22 Four-walled Clear (A/H/H/H) 1.28 64 52 23 Four-walled Opal (A/H/O/H) 1.28 59 46 23 Polycarbonate Single-walled Heatstop Opal (T) 5.17 49 59 - Heatstop PC Double-walled Clear (T/H) 2.90 44 51 20 Double-walled Opal (T/O) 2.90 41 45 20 Triple-walled Clear (T/H/H) 1.70 40 <td data-sheets-numberformat='{"1":2,"2":"0","3":1}' data-sheets-value='{"1":3,"3":44}' style="overflow:hidden;paddin | https://skylux.eu/en/products/skylux-160-ce-met-koepel-en-metaalopstand-met-lm-motor-en-windvang-0800-x-1300-mm | https://skylux.eu/cdn/shop/files/Skylux-160deg-CE-met-koepel-en-metaalopstand-met-LM-motor-en-windvang-0800-x-1300-mm-RWA-systeem.jpg?v=1702977460&width=1600 | https://skylux.eu/cdn/shop/files/e5a82811-1bb0-48e4-a776-cacb59c7c092_a332de6c-6f1a-4a28-90f6-3b517168f87f.jpg?v=1688550387&width=1600 | //skylux.eu/cdn/shop/files/E_MH_Mounting_instructions_Skylux_160_CE_LM.pdf?v=12406716259046007223 | //skylux.eu/cdn/shop/files/E_TD_Technical_File_Skylux_Skylux_160_CE_Electric.pdf?v=3667116872303399239 | <style type="text/css" id="isPasted"> <!--td { border: 1px solid #cccccc; } br { mso-data-placement: same-cell; } --> </style> <table border="1" cellpadding="0" cellspacing="0" dir="ltr" style="table-layout:fixed;font-size:10pt;font-family:Arial;border-collapse:collapse;border:none;"><tbody> <tr style="height:20px;"> <td style="overflow:hidden;padding:0px 3px 0px 3px;vertical-align:bottom;"></td> <td style="overflow:hidden;padding:0px 3px 0px 3px;vertical-align:bottom;"></td> <td style="overflow:hidden;padding:0px 3px 0px 3px;vertical-align:bottom;"></td> <td data-sheets-value='{"1":2,"2":"Ut-value"}' style="overflow:hidden;padding:0px 3px 0px 3px;vertical-align:bottom;font-weight:bold;text-align:center;">Ut-value</td> <td data-sheets-value='{"1":2,"2":"LT-value"}' style="overflow:hidden;padding:0px 3px 0px 3px;vertical-align:bottom;font-weight:bold;text-align:center;">LT-value</td> <td data-sheets-value='{"1":2,"2":"g-value"}' style="overflow:hidden;padding:0px 3px 0px 3px;vertical-align:bottom;font-weight:bold;text-align:center;">g-value</td> <td data-sheets-value='{"1":2,"2":"Rw-value "}' style="overflow:hidden;padding:0px 3px 0px 3px;vertical-align:bottom;font-weight:bold;text-align:center;">Rw-value </td> </tr> <tr style="height:20px;"> <td style="overflow:hidden;padding:0px 3px 0px 3px;vertical-align:bottom;"></td> <td style="overflow:hidden;padding:0px 3px 0px 3px;vertical-align:bottom;"></td> <td style="overflow:hidden;padding:0px 3px 0px 3px;vertical-align:bottom;"></td> <td data-sheets-numberformat='{"1":2,"2":"0.00","3":1}' data-sheets-value='{"1":2,"2":"EN 1873 : 2014"}' style="overflow:hidden;padding:0px 3px 0px 3px;vertical-align:bottom;text-align:center;">EN 1873 : 2014</td> <td data-sheets-numberformat='{"1":2,"2":"0","3":1}' data-sheets-value='{"1":2,"2":"EN ISO 13468 EN 16153 EN 410"}' style="overflow:hidden;padding:0px 3px 0px 3px;vertical-align:bottom;text-align:center;">EN ISO 13468 EN 16153 EN 410</td> <td data-sheets-numberformat='{"1":2,"2":"0","3":1}' data-sheets-value='{"1":2,"2":"EN 410"}' style="overflow:hidden;padding:0px 3px 0px 3px;vertical-align:bottom;text-align:center;">EN 410</td> <td data-sheets-value='{"1":2,"2":"EN ISO 140-3\t\t"}' style="overflow:hidden;padding:0px 3px 0px 3px;vertical-align:bottom;text-align:center;">EN ISO 140-3 </td> </tr> <tr style="height:20px;"> <td data-sheets-value='{"1":2,"2":"Material"}' style="border-bottom:1px solid #000000;overflow:hidden;padding:0px 3px 0px 3px;vertical-align:bottom;background-color:#000000;font-weight:bold;color:#ffffff;">Material</td> <td data-sheets-value='{"1":2,"2":"Walls"}' style="border-bottom:1px solid #000000;overflow:hidden;padding:0px 3px 0px 3px;vertical-align:bottom;background-color:#000000;font-weight:bold;color:#ffffff;">Walls</td> <td data-sheets-value='{"1":2,"2":"Shells"}' style="border-bottom:1px solid #000000;overflow:hidden;padding:0px 3px 0px 3px;vertical-align:bottom;background-color:#000000;font-weight:bold;color:#ffffff;">Shells</td> <td data-sheets-numberformat='{"1":2,"2":"0.00","3":1}' data-sheets-value='{"1":2,"2":"(W/m²K)\t"}' style="border-bottom:1px solid #000000;overflow:hidden;padding:0px 3px 0px 3px;vertical-align:bottom;background-color:#000000;font-weight:bold;color:#ffffff;text-align:center;">(W/m²K) </td> <td data-sheets-numberformat='{"1":2,"2":"0","3":1}' data-sheets-value='{"1":2,"2":"(%)"}' style="border-bottom:1px solid #000000;overflow:hidden;padding:0px 3px 0px 3px;vertical-align:bottom;background-color:#000000;font-weight:bold;color:#ffffff;text-align:center;">(%)</td> <td data-sheets-numberformat='{"1":2,"2":"0","3":1}' data-sheets-value='{"1":2,"2":"(%)"}' style="border-bottom:1px solid #000000;overflow:hidden;padding:0px 3px 0px 3px;vertical-align:bottom;background-color:#000000;font-weight:bold;color:#ffffff;text-align:center;">(%)</td> <td data-sheets-value='{"1":2,"2":"(dB)"}' style="border-bottom:1px solid #000000;overflow:hidden;padding:0px 3px 0px 3px;vertical-align:bottom;background-color:#000000;font-weight:bold;color:#ffffff;text-align:center;">(dB)</td> </tr> <tr style="height:20px;"> <td data-sheets-value='{"1":2,"2":"Acrylic"}' style="border-left:1px solid #000000;overflow:hidden;padding:0px 3px 0px 3px;vertical-align:bottom;font-weight:bold;">Acrylic</td> <td data-sheets-value='{"1":2,"2":"Single-walled"}' style="overflow:hidden;padding:0px 3px 0px 3px;vertical-align:bottom;font-weight:bold;">Single-walled</td> <td data-sheets-value='{"1":2,"2":"Clear (H)"}' style="border-right:1px solid #000000;overflow:hidden;padding:0px 3px 0px 3px;vertical-align:bottom;font-weight:bold;">Clear (H)</td> <td data-sheets-numberformat='{"1":2,"2":"0.00","3":1}' data-sheets-value='{"1":3,"3":5.17}' style="overflow:hidden;padding:0px 3px 0px 3px;vertical-align:bottom;text-align:center;">5.17</td> <td data-sheets-numberformat='{"1":2,"2":"0","3":1}' data-sheets-value='{"1":3,"3":90}' style="overflow:hidden;padding:0px 3px 0px 3px;vertical-align:bottom;text-align:center;">90</td> <td data-sheets-numberformat='{"1":2,"2":"0","3":1}' data-sheets-value='{"1":3,"3":87}' style="overflow:hidden;padding:0px 3px 0px 3px;vertical-align:bottom;text-align:center;">87</td> <td data-sheets-numberformat='{"1":2,"2":"0","3":1}' data-sheets-value='{"1":2,"2":"-"}' style="border-right:1px solid #000000;overflow:hidden;padding:0px 3px 0px 3px;vertical-align:bottom;text-align:center;">-</td> </tr> <tr style="height:20px;"> <td data-sheets-value='{"1":2,"2":"PMMA"}' style="border-left:1px solid #000000;overflow:hidden;padding:0px 3px 0px 3px;vertical-align:bottom;font-weight:bold;">PMMA</td> <td data-sheets-value='{"1":2,"2":"Single-walled"}' style="overflow:hidden;padding:0px 3px 0px 3px;vertical-align:bottom;font-weight:bold;">Single-walled</td> <td data-sheets-value='{"1":2,"2":"Opal (O)"}' style="border-right:1px solid #000000;overflow:hidden;padding:0px 3px 0px 3px;vertical-align:bottom;font-weight:bold;">Opal (O)</td> <td data-sheets-numberformat='{"1":2,"2":"0.00","3":1}' data-sheets-value='{"1":3,"3":5.17}' style="overflow:hidden;padding:0px 3px 0px 3px;vertical-align:bottom;text-align:center;">5.17</td> <td data-sheets-numberformat='{"1":2,"2":"0","3":1}' data-sheets-value='{"1":3,"3":83}' style="overflow:hidden;padding:0px 3px 0px 3px;vertical-align:bottom;text-align:center;">83</td> <td data-sheets-numberformat='{"1":2,"2":"0","3":1}' data-sheets-value='{"1":3,"3":76}' style="overflow:hidden;padding:0px 3px 0px 3px;vertical-align:bottom;text-align:center;">76</td> <td data-sheets-numberformat='{"1":2,"2":"0","3":1}' data-sheets-value='{"1":2,"2":"-"}' style="border-right:1px solid #000000;overflow:hidden;padding:0px 3px 0px 3px;vertical-align:bottom;text-align:center;">-</td> </tr> <tr style="height:20px;"> <td style="border-left:1px solid #000000;overflow:hidden;padding:0px 3px 0px 3px;vertical-align:bottom;font-weight:bold;"></td> <td data-sheets-value='{"1":2,"2":"Double-walled"}' style="overflow:hidden;padding:0px 3px 0px 3px;vertical-align:bottom;font-weight:bold;">Double-walled</td> <td data-sheets-value='{"1":2,"2":"Clear (H/H)"}' style="border-right:1px solid #000000;overflow:hidden;padding:0px 3px 0px 3px;vertical-align:bottom;font-weight:bold;">Clear (H/H)</td> <td data-sheets-numberformat='{"1":2,"2":"0.00","3":1}' data-sheets-value='{"1":3,"3":2.9}' style="overflow:hidden;padding:0px 3px 0px 3px;vertical-align:bottom;text-align:center;">2.90</td> <td data-sheets-numberformat='{"1":2,"2":"0","3":1}' data-sheets-value='{"1":3,"3":81}' style="overflow:hidden;padding:0px 3px 0px 3px;vertical-align:bottom;text-align:center;">81</td> <td data-sheets-numberformat='{"1":2,"2":"0","3":1}' data-sheets-value='{"1":3,"3":75}' style="overflow:hidden;padding:0px 3px 0px 3px;vertical-align:bottom;text-align:center;">75</td> <td data-sheets-numberformat='{"1":2,"2":"0","3":1}' data-sheets-value='{"1":3,"3":20}' style="border-right:1px solid #000000;overflow:hidden;padding:0px 3px 0px 3px;vertical-align:bottom;text-align:center;">20</td> </tr> <tr style="height:20px;"> <td style="border-left:1px solid #000000;overflow:hidden;padding:0px 3px 0px 3px;vertical-align:bottom;font-weight:bold;"></td> <td data-sheets-value='{"1":2,"2":"Double-walled"}' style="overflow:hidden;padding:0px 3px 0px 3px;vertical-align:bottom;font-weight:bold;">Double-walled</td> <td data-sheets-value='{"1":2,"2":"Opal (O/O)"}' style="border-right:1px solid #000000;overflow:hidden;padding:0px 3px 0px 3px;vertical-align:bottom;font-weight:bold;">Opal (O/O)</td> <td data-sheets-numberformat='{"1":2,"2":"0.00","3":1}' data-sheets-value='{"1":3,"3":2.9}' style="overflow:hidden;padding:0px 3px 0px 3px;vertical-align:bottom;text-align:center;">2.90</td> <td data-sheets-numberformat='{"1":2,"2":"0","3":1}' data-sheets-value='{"1":3,"3":69}' style="overflow:hidden;padding:0px 3px 0px 3px;vertical-align:bottom;text-align:center;">69</td> <td data-sheets-numberformat='{"1":2,"2":"0","3":1}' data-sheets-value='{"1":3,"3":58}' style="overflow:hidden;padding:0px 3px 0px 3px;vertical-align:bottom;text-align:center;">58</td> <td data-sheets-numberformat='{"1":2,"2":"0","3":1}' data-sheets-value='{"1":3,"3":20}' style="border-right:1px solid #000000;overflow:hidden;padding:0px 3px 0px 3px;vertical-align:bottom;text-align:center;">20</td> </tr> <tr style="height:20px;"> <td style="border-left:1px solid #000000;overflow:hidden;padding:0px 3px 0px 3px;vertical-align:bottom;font-weight:bold;"></td> <td data-sheets-value='{"1":2,"2":"Triple-walled"}' style="overflow:hidden;padding:0px 3px 0px 3px;vertical-align:bottom;font-weight:bold;">Triple-walled</td> <td data-sheets-value='{"1":2,"2":"Clear (H/H/H)"}' style="border-right:1px solid #000000;overflow:hidden;padding:0px 3px 0px 3px;vertical-align:bottom;font-weight:bold;">Clear (H/H/H)</td> <td data-sheets-numberformat='{"1":2,"2":"0.00","3":1}' data-sheets-value='{"1":3,"3":1.7}' style="overflow:hidden;padding:0px 3px 0px 3px;vertical-align:bottom;text-align:center;">1.70</td> <td data-sheets-numberformat='{"1":2,"2":"0","3":1}' data-sheets-value='{"1":3,"3":73}' style="overflow:hidden;padding:0px 3px 0px 3px;vertical-align:bottom;text-align:center;">73</td> <td data-sheets-numberformat='{"1":2,"2":"0","3":1}' data-sheets-value='{"1":3,"3":65}' style="overflow:hidden;padding:0px 3px 0px 3px;vertical-align:bottom;text-align:center;">65</td> <td data-sheets-numberformat='{"1":2,"2":"0","3":1}' data-sheets-value='{"1":3,"3":22}' style="border-right:1px solid #000000;overflow:hidden;padding:0px 3px 0px 3px;vertical-align:bottom;text-align:center;">22</td> </tr> <tr style="height:20px;"> <td style="border-left:1px solid #000000;overflow:hidden;padding:0px 3px 0px 3px;vertical-align:bottom;font-weight:bold;"></td> <td data-sheets-value='{"1":2,"2":"Triple-walled"}' style="overflow:hidden;padding:0px 3px 0px 3px;vertical-align:bottom;font-weight:bold;">Triple-walled</td> <td data-sheets-value='{"1":2,"2":"Opal (O/H/O)"}' style="border-right:1px solid #000000;overflow:hidden;padding:0px 3px 0px 3px;vertical-align:bottom;font-weight:bold;">Opal (O/H/O)</td> <td data-sheets-numberformat='{"1":2,"2":"0.00","3":1}' data-sheets-value='{"1":3,"3":1.7}' style="overflow:hidden;padding:0px 3px 0px 3px;vertical-align:bottom;text-align:center;">1.70</td> <td data-sheets-numberformat='{"1":2,"2":"0","3":1}' data-sheets-value='{"1":3,"3":62}' style="overflow:hidden;padding:0px 3px 0px 3px;vertical-align:bottom;text-align:center;">62</td> <td data-sheets-numberformat='{"1":2,"2":"0","3":1}' data-sheets-value='{"1":3,"3":51}' style="overflow:hidden;padding:0px 3px 0px 3px;vertical-align:bottom;text-align:center;">51</td> <td data-sheets-numberformat='{"1":2,"2":"0","3":1}' data-sheets-value='{"1":3,"3":22}' style="border-right:1px solid #000000;overflow:hidden;padding:0px 3px 0px 3px;vertical-align:bottom;text-align:center;">22</td> </tr> <tr style="height:20px;"> <td style="border-left:1px solid #000000;overflow:hidden;padding:0px 3px 0px 3px;vertical-align:bottom;font-weight:bold;"></td> <td data-sheets-value='{"1":2,"2":"Four-walled"}' style="overflow:hidden;padding:0px 3px 0px 3px;vertical-align:bottom;font-weight:bold;">Four-walled</td> <td data-sheets-value='{"1":2,"2":"Clear (H/H/H/H)"}' style="border-right:1px solid #000000;overflow:hidden;padding:0px 3px 0px 3px;vertical-align:bottom;font-weight:bold;">Clear (H/H/H/H)</td> <td data-sheets-numberformat='{"1":2,"2":"0.00","3":1}' data-sheets-value='{"1":3,"3":1.28}' style="overflow:hidden;padding:0px 3px 0px 3px;vertical-align:bottom;text-align:center;">1.28</td> <td data-sheets-numberformat='{"1":2,"2":"0","3":1}' data-sheets-value='{"1":3,"3":64}' style="overflow:hidden;padding:0px 3px 0px 3px;vertical-align:bottom;text-align:center;">64</td> <td data-sheets-numberformat='{"1":2,"2":"0","3":1}' data-sheets-value='{"1":3,"3":54}' style="overflow:hidden;padding:0px 3px 0px 3px;vertical-align:bottom;text-align:center;">54</td> <td data-sheets-numberformat='{"1":2,"2":"0","3":1}' data-sheets-value='{"1":3,"3":23}' style="border-right:1px solid #000000;overflow:hidden;padding:0px 3px 0px 3px;vertical-align:bottom;text-align:center;">23</td> </tr> <tr style="height:20px;"> <td style="border-bottom:1px solid #000000;border-left:1px solid #000000;overflow:hidden;padding:0px 3px 0px 3px;vertical-align:bottom;"></td> <td data-sheets-value='{"1":2,"2":"Four-walled"}' style="border-bottom:1px solid #000000;overflow:hidden;padding:0px 3px 0px 3px;vertical-align:bottom;font-weight:bold;">Four-walled</td> <td data-sheets-value='{"1":2,"2":"Opal (H/H/O/H)"}' style="border-right:1px solid #000000;border-bottom:1px solid #000000;overflow:hidden;padding:0px 3px 0px 3px;vertical-align:bottom;font-weight:bold;">Opal (H/H/O/H)</td> <td data-sheets-numberformat='{"1":2,"2":"0.00","3":1}' data-sheets-value='{"1":3,"3":1.28}' style="border-bottom:1px solid #000000;overflow:hidden;padding:0px 3px 0px 3px;vertical-align:bottom;text-align:center;">1.28</td> <td data-sheets-numberformat='{"1":2,"2":"0","3":1}' data-sheets-value='{"1":3,"3":59}' style="border-bottom:1px solid #000000;overflow:hidden;padding:0px 3px 0px 3px;vertical-align:bottom;text-align:center;">59</td> <td data-sheets-numberformat='{"1":2,"2":"0","3":1}' data-sheets-value='{"1":3,"3":48}' style="border-bottom:1px solid #000000;overflow:hidden;padding:0px 3px 0px 3px;vertical-align:bottom;text-align:center;">48</td> <td data-sheets-numberformat='{"1":2,"2":"0","3":1}' data-sheets-value='{"1":3,"3":23}' style="border-right:1px solid #000000;border-bottom:1px solid #000000;overflow:hidden;padding:0px 3px 0px 3px;vertical-align:bottom;text-align:center;">23</td> </tr> <tr style="height:20px;"> <td data-sheets-value='{"1":2,"2":"Polycarbonate "}' style="border-left:1px solid #000000;overflow:hidden;padding:0px 3px 0px 3px;vertical-align:bottom;font-weight:bold;">Polycarbonate </td> <td data-sheets-value='{"1":2,"2":"Single-walled"}' style="overflow:hidden;padding:0px 3px 0px 3px;vertical-align:bottom;font-weight:bold;">Single-walled</td> <td data-sheets-value='{"1":2,"2":"Clear (A)"}' style="border-right:1px solid #000000;overflow:hidden;padding:0px 3px 0px 3px;vertical-align:bottom;font-weight:bold;">Clear (A)</td> <td data-sheets-numberformat='{"1":2,"2":"0.00","3":1}' data-sheets-value='{"1":3,"3":5.17}' style="overflow:hidden;padding:0px 3px 0px 3px;vertical-align:bottom;text-align:center;">5.17</td> <td data-sheets-numberformat='{"1":2,"2":"0","3":1}' data-sheets-value='{"1":3,"3":88}' style="overflow:hidden;padding:0px 3px 0px 3px;vertical-align:bottom;text-align:center;">88</td> <td data-sheets-numberformat='{"1":2,"2":"0","3":1}' data-sheets-value='{"1":3,"3":83}' style="overflow:hidden;padding:0px 3px 0px 3px;vertical-align:bottom;text-align:center;">83</td> <td data-sheets-numberformat='{"1":2,"2":"0","3":1}' data-sheets-value='{"1":2,"2":"-"}' style="border-right:1px solid #000000;overflow:hidden;padding:0px 3px 0px 3px;vertical-align:bottom;text-align:center;">-</td> </tr> <tr style="height:20px;"> <td data-sheets-value='{"1":2,"2":"PC"}' style="border-left:1px solid #000000;overflow:hidden;padding:0px 3px 0px 3px;vertical-align:bottom;font-weight:bold;">PC</td> <td data-sheets-value='{"1":2,"2":"Single-walled"}' style="overflow:hidden;padding:0px 3px 0px 3px;vertical-align:bottom;font-weight:bold;">Single-walled</td> <td data-sheets-value='{"1":2,"2":"Opal (D)"}' style="border-right:1px solid #000000;overflow:hidden;padding:0px 3px 0px 3px;vertical-align:bottom;font-weight:bold;">Opal (D)</td> <td data-sheets-numberformat='{"1":2,"2":"0.00","3":1}' data-sheets-value='{"1":3,"3":5.17}' style="overflow:hidden;padding:0px 3px 0px 3px;vertical-align:bottom;text-align:center;">5.17</td> <td data-sheets-numberformat='{"1":2,"2":"0","3":1}' data-sheets-value='{"1":3,"3":58}' style="overflow:hidden;padding:0px 3px 0px 3px;vertical-align:bottom;text-align:center;">58</td> <td data-sheets-numberformat='{"1":2,"2":"0","3":1}' data-sheets-value='{"1":3,"3":60}' style="overflow:hidden;padding:0px 3px 0px 3px;vertical-align:bottom;text-align:center;">60</td> <td data-sheets-numberformat='{"1":2,"2":"0","3":1}' data-sheets-value='{"1":2,"2":"-"}' style="border-right:1px solid #000000;overflow:hidden;padding:0px 3px 0px 3px;vertical-align:bottom;text-align:center;">-</td> </tr> <tr style="height:20px;"> <td style="border-left:1px solid #000000;overflow:hidden;padding:0px 3px 0px 3px;vertical-align:bottom;font-weight:bold;"></td> <td data-sheets-value='{"1":2,"2":"Double-walled"}' style="overflow:hidden;padding:0px 3px 0px 3px;vertical-align:bottom;font-weight:bold;">Double-walled</td> <td data-sheets-value='{"1":2,"2":"Clear (A/H)"}' style="border-right:1px solid #000000;overflow:hidden;padding:0px 3px 0px 3px;vertical-align:bottom;font-weight:bold;">Clear (A/H)</td> <td data-sheets-numberformat='{"1":2,"2":"0.00","3":1}' data-sheets-value='{"1":3,"3":2.9}' style="overflow:hidden;padding:0px 3px 0px 3px;vertical-align:bottom;text-align:center;">2.90</td> <td data-sheets-numberformat='{"1":2,"2":"0","3":1}' data-sheets-value='{"1":3,"3":79}' style="overflow:hidden;padding:0px 3px 0px 3px;vertical-align:bottom;text-align:center;">79</td> <td data-sheets-numberformat='{"1":2,"2":"0","3":1}' data-sheets-value='{"1":3,"3":72}' style="overflow:hidden;padding:0px 3px 0px 3px;vertical-align:bottom;text-align:center;">72</td> <td data-sheets-numberformat='{"1":2,"2":"0","3":1}' data-sheets-value='{"1":3,"3":20}' style="border-right:1px solid #000000;overflow:hidden;padding:0px 3px 0px 3px;vertical-align:bottom;text-align:center;">20</td> </tr> <tr style="height:20px;"> <td style="border-left:1px solid #000000;overflow:hidden;padding:0px 3px 0px 3px;vertical-align:bottom;font-weight:bold;"></td> <td data-sheets-value='{"1":2,"2":"Double-walled"}' style="overflow:hidden;padding:0px 3px 0px 3px;vertical-align:bottom;font-weight:bold;">Double-walled</td> <td data-sheets-value='{"1":2,"2":"Clear (A/A)"}' style="border-right:1px solid #000000;overflow:hidden;padding:0px 3px 0px 3px;vertical-align:bottom;font-weight:bold;">Clear (A/A)</td> <td data-sheets-numberformat='{"1":2,"2":"0.00","3":1}' data-sheets-value='{"1":3,"3":2.9}' style="overflow:hidden;padding:0px 3px 0px 3px;vertical-align:bottom;text-align:center;">2.90</td> <td data-sheets-numberformat='{"1":2,"2":"0","3":1}' data-sheets-value='{"1":3,"3":77}' style="overflow:hidden;padding:0px 3px 0px 3px;vertical-align:bottom;text-align:center;">77</td> <td data-sheets-numberformat='{"1":2,"2":"0","3":1}' data-sheets-value='{"1":3,"3":69}' style="overflow:hidden;padding:0px 3px 0px 3px;vertical-align:bottom;text-align:center;">69</td> <td data-sheets-numberformat='{"1":2,"2":"0","3":1}' data-sheets-value='{"1":3,"3":20}' style="border-right:1px solid #000000;overflow:hidden;padding:0px 3px 0px 3px;vertical-align:bottom;text-align:center;">20</td> </tr> <tr style="height:20px;"> <td style="border-left:1px solid #000000;overflow:hidden;padding:0px 3px 0px 3px;vertical-align:bottom;font-weight:bold;"></td> <td data-sheets-value='{"1":2,"2":"Double-walled"}' style="overflow:hidden;padding:0px 3px 0px 3px;vertical-align:bottom;font-weight:bold;">Double-walled</td> <td data-sheets-value='{"1":2,"2":"Opal (A/O)"}' style="border-right:1px solid #000000;overflow:hidden;padding:0px 3px 0px 3px;vertical-align:bottom;font-weight:bold;">Opal (A/O)</td> <td data-sheets-numberformat='{"1":2,"2":"0.00","3":1}' data-sheets-value='{"1":3,"3":2.9}' style="overflow:hidden;padding:0px 3px 0px 3px;vertical-align:bottom;text-align:center;">2.90</td> <td data-sheets-numberformat='{"1":2,"2":"0","3":1}' data-sheets-value='{"1":3,"3":73}' style="overflow:hidden;padding:0px 3px 0px 3px;vertical-align:bottom;text-align:center;">73</td> <td data-sheets-numberformat='{"1":2,"2":"0","3":1}' data-sheets-value='{"1":3,"3":63}' style="overflow:hidden;padding:0px 3px 0px 3px;vertical-align:bottom;text-align:center;">63</td> <td data-sheets-numberformat='{"1":2,"2":"0","3":1}' data-sheets-value='{"1":3,"3":20}' style="border-right:1px solid #000000;overflow:hidden;padding:0px 3px 0px 3px;vertical-align:bottom;text-align:center;">20</td> </tr> <tr style="height:20px;"> <td style="border-left:1px solid #000000;overflow:hidden;padding:0px 3px 0px 3px;vertical-align:bottom;font-weight:bold;"></td> <td data-sheets-value='{"1":2,"2":"Double-walled"}' style="overflow:hidden;padding:0px 3px 0px 3px;vertical-align:bottom;font-weight:bold;">Double-walled</td> <td data-sheets-value='{"1":2,"2":"Opal (A/D)"}' style="border-right:1px solid #000000;overflow:hidden;padding:0px 3px 0px 3px;vertical-align:bottom;font-weight:bold;">Opal (A/D)</td> <td data-sheets-numberformat='{"1":2,"2":"0.00","3":1}' data-sheets-value='{"1":3,"3":2.9}' style="overflow:hidden;padding:0px 3px 0px 3px;vertical-align:bottom;text-align:center;">2.90</td> <td data-sheets-numberformat='{"1":2,"2":"0","3":1}' data-sheets-value='{"1":3,"3":51}' style="overflow:hidden;padding:0px 3px 0px 3px;vertical-align:bottom;text-align:center;">51</td> <td data-sheets-numberformat='{"1":2,"2":"0","3":1}' data-sheets-value='{"1":3,"3":50}' style="overflow:hidden;padding:0px 3px 0px 3px;vertical-align:bottom;text-align:center;">50</td> <td data-sheets-numberformat='{"1":2,"2":"0","3":1}' data-sheets-value='{"1":3,"3":20}' style="border-right:1px solid #000000;overflow:hidden;padding:0px 3px 0px 3px;vertical-align:bottom;text-align:center;">20</td> </tr> <tr style="height:20px;"> <td style="border-left:1px solid #000000;overflow:hidden;padding:0px 3px 0px 3px;vertical-align:bottom;font-weight:bold;"></td> <td data-sheets-value='{"1":2,"2":"Triple-walled"}' style="overflow:hidden;padding:0px 3px 0px 3px;vertical-align:bottom;font-weight:bold;">Triple-walled</td> <td data-sheets-value='{"1":2,"2":"Clear (A/H/H)"}' style="border-right:1px solid #000000;overflow:hidden;padding:0px 3px 0px 3px;vertical-align:bottom;font-weight:bold;">Clear (A/H/H)</td> <td data-sheets-numberformat='{"1":2,"2":"0.00","3":1}' data-sheets-value='{"1":3,"3":1.7}' style="overflow:hidden;padding:0px 3px 0px 3px;vertical-align:bottom;text-align:center;">1.70</td> <td data-sheets-numberformat='{"1":2,"2":"0","3":1}' data-sheets-value='{"1":3,"3":71}' style="overflow:hidden;padding:0px 3px 0px 3px;vertical-align:bottom;text-align:center;">71</td> <td data-sheets-numberformat='{"1":2,"2":"0","3":1}' data-sheets-value='{"1":3,"3":63}' style="overflow:hidden;padding:0px 3px 0px 3px;vertical-align:bottom;text-align:center;">63</td> <td data-sheets-numberformat='{"1":2,"2":"0","3":1}' data-sheets-value='{"1":3,"3":22}' style="border-right:1px solid #000000;overflow:hidden;padding:0px 3px 0px 3px;vertical-align:bottom;text-align:center;">22</td> </tr> <tr style="height:20px;"> <td style="border-left:1px solid #000000;overflow:hidden;padding:0px 3px 0px 3px;vertical-align:bottom;font-weight:bold;"></td> <td data-sheets-value='{"1":2,"2":"Triple-walled"}' style="overflow:hidden;padding:0px 3px 0px 3px;vertical-align:bottom;font-weight:bold;">Triple-walled</td> <td data-sheets-value='{"1":2,"2":"Opal (A/O/O)"}' style="border-right:1px solid #000000;overflow:hidden;padding:0px 3px 0px 3px;vertical-align:bottom;font-weight:bold;">Opal (A/O/O)</td> <td data-sheets-numberformat='{"1":2,"2":"0.00","3":1}' data-sheets-value='{"1":3,"3":1.7}' style="overflow:hidden;padding:0px 3px 0px 3px;vertical-align:bottom;text-align:center;">1.70</td> <td data-sheets-numberformat='{"1":2,"2":"0","3":1}' data-sheets-value='{"1":3,"3":61}' style="overflow:hidden;padding:0px 3px 0px 3px;vertical-align:bottom;text-align:center;">61</td> <td data-sheets-numberformat='{"1":2,"2":"0","3":1}' data-sheets-value='{"1":3,"3":48}' style="overflow:hidden;padding:0px 3px 0px 3px;vertical-align:bottom;text-align:center;">48</td> <td data-sheets-numberformat='{"1":2,"2":"0","3":1}' data-sheets-value='{"1":3,"3":22}' style="border-right:1px solid #000000;overflow:hidden;padding:0px 3px 0px 3px;vertical-align:bottom;text-align:center;">22</td> </tr> <tr style="height:20px;"> <td style="border-left:1px solid #000000;overflow:hidden;padding:0px 3px 0px 3px;vertical-align:bottom;font-weight:bold;"></td> <td data-sheets-value='{"1":2,"2":"Four-walled"}' style="overflow:hidden;padding:0px 3px 0px 3px;vertical-align:bottom;font-weight:bold;">Four-walled</td> <td data-sheets-value='{"1":2,"2":"Clear (A/H/H/H)"}' style="border-right:1px solid #000000;overflow:hidden;padding:0px 3px 0px 3px;vertical-align:bottom;font-weight:bold;">Clear (A/H/H/H)</td> <td data-sheets-numberformat='{"1":2,"2":"0.00","3":1}' data-sheets-value='{"1":3,"3":1.28}' style="overflow:hidden;padding:0px 3px 0px 3px;vertical-align:bottom;text-align:center;">1.28</td> <td data-sheets-numberformat='{"1":2,"2":"0","3":1}' data-sheets-value='{"1":3,"3":64}' style="overflow:hidden;padding:0px 3px 0px 3px;vertical-align:bottom;text-align:center;">64</td> <td data-sheets-numberformat='{"1":2,"2":"0","3":1}' data-sheets-value='{"1":3,"3":52}' style="overflow:hidden;padding:0px 3px 0px 3px;vertical-align:bottom;text-align:center;">52</td> <td data-sheets-numberformat='{"1":2,"2":"0","3":1}' data-sheets-value='{"1":3,"3":23}' style="border-right:1px solid #000000;overflow:hidden;padding:0px 3px 0px 3px;vertical-align:bottom;text-align:center;">23</td> </tr> <tr style="height:20px;"> <td style="border-bottom:1px solid #000000;border-left:1px solid #000000;overflow:hidden;padding:0px 3px 0px 3px;vertical-align:bottom;"></td> <td data-sheets-value='{"1":2,"2":"Four-walled"}' style="border-bottom:1px solid #000000;overflow:hidden;padding:0px 3px 0px 3px;vertical-align:bottom;font-weight:bold;">Four-walled</td> <td data-sheets-value='{"1":2,"2":"Opal (A/H/O/H)"}' style="border-right:1px solid #000000;border-bottom:1px solid #000000;overflow:hidden;padding:0px 3px 0px 3px;vertical-align:bottom;font-weight:bold;">Opal (A/H/O/H)</td> <td data-sheets-numberformat='{"1":2,"2":"0.00","3":1}' data-sheets-value='{"1":3,"3":1.28}' style="border-bottom:1px solid #000000;overflow:hidden;padding:0px 3px 0px 3px;vertical-align:bottom;text-align:center;">1.28</td> <td data-sheets-numberformat='{"1":2,"2":"0","3":1}' data-sheets-value='{"1":3,"3":59}' style="border-bottom:1px solid #000000;overflow:hidden;padding:0px 3px 0px 3px;vertical-align:bottom;text-align:center;">59</td> <td data-sheets-numberformat='{"1":2,"2":"0","3":1}' data-sheets-value='{"1":3,"3":46}' style="border-bottom:1px solid #000000;overflow:hidden;padding:0px 3px 0px 3px;vertical-align:bottom;text-align:center;">46</td> <td data-sheets-numberformat='{"1":2,"2":"0","3":1}' data-sheets-value='{"1":3,"3":23}' style="border-right:1px solid #000000;border-bottom:1px solid #000000;overflow:hidden;padding:0px 3px 0px 3px;vertical-align:bottom;text-align:center;">23</td> </tr> <tr style="height:20px;"> <td data-sheets-value='{"1":2,"2":"Polycarbonate"}' style="border-left:1px solid #000000;overflow:hidden;padding:0px 3px 0px 3px;vertical-align:bottom;font-weight:bold;">Polycarbonate</td> <td data-sheets-value='{"1":2,"2":"Single-walled"}' style="overflow:hidden;padding:0px 3px 0px 3px;vertical-align:bottom;font-weight:bold;">Single-walled</td> <td data-sheets-value='{"1":2,"2":"Heatstop Opal (T)"}' style="border-right:1px solid #000000;overflow:hidden;padding:0px 3px 0px 3px;vertical-align:bottom;font-weight:bold;">Heatstop Opal (T)</td> <td data-sheets-numberformat='{"1":2,"2":"0.00","3":1}' data-sheets-value='{"1":3,"3":5.17}' style="overflow:hidden;padding:0px 3px 0px 3px;vertical-align:bottom;text-align:center;">5.17</td> <td data-sheets-numberformat='{"1":2,"2":"0","3":1}' data-sheets-value='{"1":3,"3":49}' style="overflow:hidden;padding:0px 3px 0px 3px;vertical-align:bottom;text-align:center;">49</td> <td data-sheets-numberformat='{"1":2,"2":"0","3":1}' data-sheets-value='{"1":3,"3":59}' style="overflow:hidden;padding:0px 3px 0px 3px;vertical-align:bottom;text-align:center;">59</td> <td data-sheets-numberformat='{"1":2,"2":"0","3":1}' data-sheets-value='{"1":2,"2":"-"}' style="border-right:1px solid #000000;overflow:hidden;padding:0px 3px 0px 3px;vertical-align:bottom;text-align:center;">-</td> </tr> <tr style="height:20px;"> <td data-sheets-value='{"1":2,"2":"Heatstop PC"}' style="border-left:1px solid #000000;overflow:hidden;padding:0px 3px 0px 3px;vertical-align:bottom;font-weight:bold;">Heatstop PC</td> <td data-sheets-value='{"1":2,"2":"Double-walled"}' style="overflow:hidden;padding:0px 3px 0px 3px;vertical-align:bottom;font-weight:bold;">Double-walled</td> <td data-sheets-value='{"1":2,"2":"Clear (T/H)"}' style="border-right:1px solid #000000;overflow:hidden;padding:0px 3px 0px 3px;vertical-align:bottom;font-weight:bold;">Clear (T/H)</td> <td data-sheets-numberformat='{"1":2,"2":"0.00","3":1}' data-sheets-value='{"1":3,"3":2.9}' style="overflow:hidden;padding:0px 3px 0px 3px;vertical-align:bottom;text-align:center;">2.90</td> <td data-sheets-numberformat='{"1":2,"2":"0","3":1}' data-sheets-value='{"1":3,"3":44}' style="overflow:hidden;padding:0px 3px 0px 3px;vertical-align:bottom;text-align:center;">44</td> <td data-sheets-numberformat='{"1":2,"2":"0","3":1}' data-sheets-value='{"1":3,"3":51}' style="overflow:hidden;padding:0px 3px 0px 3px;vertical-align:bottom;text-align:center;">51</td> <td data-sheets-numberformat='{"1":2,"2":"0","3":1}' data-sheets-value='{"1":3,"3":20}' style="border-right:1px solid #000000;overflow:hidden;padding:0px 3px 0px 3px;vertical-align:bottom;text-align:center;">20</td> </tr> <tr style="height:20px;"> <td style="border-left:1px solid #000000;overflow:hidden;padding:0px 3px 0px 3px;vertical-align:bottom;font-weight:bold;"></td> <td data-sheets-value='{"1":2,"2":"Double-walled"}' style="overflow:hidden;padding:0px 3px 0px 3px;vertical-align:bottom;font-weight:bold;">Double-walled</td> <td data-sheets-value='{"1":2,"2":"Opal (T/O)"}' style="border-right:1px solid #000000;overflow:hidden;padding:0px 3px 0px 3px;vertical-align:bottom;font-weight:bold;">Opal (T/O)</td> <td data-sheets-numberformat='{"1":2,"2":"0.00","3":1}' data-sheets-value='{"1":3,"3":2.9}' style="overflow:hidden;padding:0px 3px 0px 3px;vertical-align:bottom;text-align:center;">2.90</td> <td data-sheets-numberformat='{"1":2,"2":"0","3":1}' data-sheets-value='{"1":3,"3":41}' style="overflow:hidden;padding:0px 3px 0px 3px;vertical-align:bottom;text-align:center;">41</td> <td data-sheets-numberformat='{"1":2,"2":"0","3":1}' data-sheets-value='{"1":3,"3":45}' style="overflow:hidden;padding:0px 3px 0px 3px;vertical-align:bottom;text-align:center;">45</td> <td data-sheets-numberformat='{"1":2,"2":"0","3":1}' data-sheets-value='{"1":3,"3":20}' style="border-right:1px solid #000000;overflow:hidden;padding:0px 3px 0px 3px;vertical-align:bottom;text-align:center;">20</td> </tr> <tr style="height:20px;"> <td style="border-left:1px solid #000000;overflow:hidden;padding:0px 3px 0px 3px;vertical-align:bottom;font-weight:bold;"></td> <td data-sheets-value='{"1":2,"2":"Triple-walled"}' style="overflow:hidden; | skylux-160-ce-met-koepel-en-metaalopstand-met-lm-motor-en-windvang-0800-x-1300-mm | 8586004988237 | 46872289149261
Smoke and heat exhaust (SHEV) | SHE system | Skylux | Skylux 160° CE with skylight and metal curb with LM-actuator and spoiler 0800 x 1400 mm |  | 50975 | 5412970509752 | 3656.65 | Yes | 30-45 | 71.19 | 800 x 1400 mm | 1400 | 800 |  | metal curb M30 (30 cm high) | Rectangular | 5.17 W/m²K - 1.28 W/m²K | 87% - 32% | 90% - 32% | 20dB - 23dB | 160° CE (for industry) | skylight | with spoiler | E | Single actuator | Maximum four-walled skylight possible for this product | Ut-value LT-value g-value Rw-value EN 1873 : 2014 EN ISO 13468 EN 16153 EN 410 EN 410 EN ISO 140-3 Material Walls Shells (W/m²K) (%) (%) (dB) Acrylic Single-walled Clear (H) 5.17 90 87 - PMMA Single-walled Opal (O) 5.17 83 76 - Double-walled Clear (H/H) 2.90 81 75 20 Double-walled Opal (O/O) 2.90 69 58 20 Triple-walled Clear (H/H/H) 1.70 73 65 22 Triple-walled Opal (O/H/O) 1.70 62 51 22 Four-walled Clear (H/H/H/H) 1.28 64 54 23 Four-walled Opal (H/H/O/H) 1.28 59 48 23 Polycarbonate Single-walled Clear (A) 5.17 88 83 - PC Single-walled Opal (D) 5.17 58 60 - Double-walled Clear (A/H) 2.90 79 72 20 Double-walled Clear (A/A) 2.90 77 69 20 Double-walled Opal (A/O) 2.90 73 63 20 Double-walled Opal (A/D) 2.90 51 50 20 Triple-walled Clear (A/H/H) 1.70 71 63 22 Triple-walled Opal (A/O/O) 1.70 61 48 22 Four-walled Clear (A/H/H/H) 1.28 64 52 23 Four-walled Opal (A/H/O/H) 1.28 59 46 23 Polycarbonate Single-walled Heatstop Opal (T) 5.17 49 59 - Heatstop PC Double-walled Clear (T/H) 2.90 44 51 20 Double-walled Opal (T/O) 2.90 41 45 20 Triple-walled Clear (T/H/H) 1.70 40 <td data-sheets-numberformat='{"1":2,"2":"0","3":1}' data-sheets-value='{"1":3,"3":44}' style="overflow:hidden;paddin | https://skylux.eu/en/products/skylux-160-ce-met-koepel-en-metaalopstand-met-lm-motor-en-windvang-0800-x-1400-mm | https://skylux.eu/cdn/shop/files/Skylux-160deg-CE-met-koepel-en-metaalopstand-met-LM-motor-en-windvang-0800-x-1400-mm-RWA-systeem.jpg?v=1702977465&width=1600 | https://skylux.eu/cdn/shop/files/e5a82811-1bb0-48e4-a776-cacb59c7c092_a6035853-ad44-4647-ab4a-668cf4401c97.jpg?v=1688550389&width=1600 | //skylux.eu/cdn/shop/files/E_MH_Mounting_instructions_Skylux_160_CE_LM.pdf?v=12406716259046007223 | //skylux.eu/cdn/shop/files/E_TD_Technical_File_Skylux_Skylux_160_CE_Electric.pdf?v=3667116872303399239 | <style type="text/css" id="isPasted"> <!--td { border: 1px solid #cccccc; } br { mso-data-placement: same-cell; } --> </style> <table border="1" cellpadding="0" cellspacing="0" dir="ltr" style="table-layout:fixed;font-size:10pt;font-family:Arial;border-collapse:collapse;border:none;"><tbody> <tr style="height:20px;"> <td style="overflow:hidden;padding:0px 3px 0px 3px;vertical-align:bottom;"></td> <td style="overflow:hidden;padding:0px 3px 0px 3px;vertical-align:bottom;"></td> <td style="overflow:hidden;padding:0px 3px 0px 3px;vertical-align:bottom;"></td> <td data-sheets-value='{"1":2,"2":"Ut-value"}' style="overflow:hidden;padding:0px 3px 0px 3px;vertical-align:bottom;font-weight:bold;text-align:center;">Ut-value</td> <td data-sheets-value='{"1":2,"2":"LT-value"}' style="overflow:hidden;padding:0px 3px 0px 3px;vertical-align:bottom;font-weight:bold;text-align:center;">LT-value</td> <td data-sheets-value='{"1":2,"2":"g-value"}' style="overflow:hidden;padding:0px 3px 0px 3px;vertical-align:bottom;font-weight:bold;text-align:center;">g-value</td> <td data-sheets-value='{"1":2,"2":"Rw-value "}' style="overflow:hidden;padding:0px 3px 0px 3px;vertical-align:bottom;font-weight:bold;text-align:center;">Rw-value </td> </tr> <tr style="height:20px;"> <td style="overflow:hidden;padding:0px 3px 0px 3px;vertical-align:bottom;"></td> <td style="overflow:hidden;padding:0px 3px 0px 3px;vertical-align:bottom;"></td> <td style="overflow:hidden;padding:0px 3px 0px 3px;vertical-align:bottom;"></td> <td data-sheets-numberformat='{"1":2,"2":"0.00","3":1}' data-sheets-value='{"1":2,"2":"EN 1873 : 2014"}' style="overflow:hidden;padding:0px 3px 0px 3px;vertical-align:bottom;text-align:center;">EN 1873 : 2014</td> <td data-sheets-numberformat='{"1":2,"2":"0","3":1}' data-sheets-value='{"1":2,"2":"EN ISO 13468 EN 16153 EN 410"}' style="overflow:hidden;padding:0px 3px 0px 3px;vertical-align:bottom;text-align:center;">EN ISO 13468 EN 16153 EN 410</td> <td data-sheets-numberformat='{"1":2,"2":"0","3":1}' data-sheets-value='{"1":2,"2":"EN 410"}' style="overflow:hidden;padding:0px 3px 0px 3px;vertical-align:bottom;text-align:center;">EN 410</td> <td data-sheets-value='{"1":2,"2":"EN ISO 140-3\t\t"}' style="overflow:hidden;padding:0px 3px 0px 3px;vertical-align:bottom;text-align:center;">EN ISO 140-3 </td> </tr> <tr style="height:20px;"> <td data-sheets-value='{"1":2,"2":"Material"}' style="border-bottom:1px solid #000000;overflow:hidden;padding:0px 3px 0px 3px;vertical-align:bottom;background-color:#000000;font-weight:bold;color:#ffffff;">Material</td> <td data-sheets-value='{"1":2,"2":"Walls"}' style="border-bottom:1px solid #000000;overflow:hidden;padding:0px 3px 0px 3px;vertical-align:bottom;background-color:#000000;font-weight:bold;color:#ffffff;">Walls</td> <td data-sheets-value='{"1":2,"2":"Shells"}' style="border-bottom:1px solid #000000;overflow:hidden;padding:0px 3px 0px 3px;vertical-align:bottom;background-color:#000000;font-weight:bold;color:#ffffff;">Shells</td> <td data-sheets-numberformat='{"1":2,"2":"0.00","3":1}' data-sheets-value='{"1":2,"2":"(W/m²K)\t"}' style="border-bottom:1px solid #000000;overflow:hidden;padding:0px 3px 0px 3px;vertical-align:bottom;background-color:#000000;font-weight:bold;color:#ffffff;text-align:center;">(W/m²K) </td> <td data-sheets-numberformat='{"1":2,"2":"0","3":1}' data-sheets-value='{"1":2,"2":"(%)"}' style="border-bottom:1px solid #000000;overflow:hidden;padding:0px 3px 0px 3px;vertical-align:bottom;background-color:#000000;font-weight:bold;color:#ffffff;text-align:center;">(%)</td> <td data-sheets-numberformat='{"1":2,"2":"0","3":1}' data-sheets-value='{"1":2,"2":"(%)"}' style="border-bottom:1px solid #000000;overflow:hidden;padding:0px 3px 0px 3px;vertical-align:bottom;background-color:#000000;font-weight:bold;color:#ffffff;text-align:center;">(%)</td> <td data-sheets-value='{"1":2,"2":"(dB)"}' style="border-bottom:1px solid #000000;overflow:hidden;padding:0px 3px 0px 3px;vertical-align:bottom;background-color:#000000;font-weight:bold;color:#ffffff;text-align:center;">(dB)</td> </tr> <tr style="height:20px;"> <td data-sheets-value='{"1":2,"2":"Acrylic"}' style="border-left:1px solid #000000;overflow:hidden;padding:0px 3px 0px 3px;vertical-align:bottom;font-weight:bold;">Acrylic</td> <td data-sheets-value='{"1":2,"2":"Single-walled"}' style="overflow:hidden;padding:0px 3px 0px 3px;vertical-align:bottom;font-weight:bold;">Single-walled</td> <td data-sheets-value='{"1":2,"2":"Clear (H)"}' style="border-right:1px solid #000000;overflow:hidden;padding:0px 3px 0px 3px;vertical-align:bottom;font-weight:bold;">Clear (H)</td> <td data-sheets-numberformat='{"1":2,"2":"0.00","3":1}' data-sheets-value='{"1":3,"3":5.17}' style="overflow:hidden;padding:0px 3px 0px 3px;vertical-align:bottom;text-align:center;">5.17</td> <td data-sheets-numberformat='{"1":2,"2":"0","3":1}' data-sheets-value='{"1":3,"3":90}' style="overflow:hidden;padding:0px 3px 0px 3px;vertical-align:bottom;text-align:center;">90</td> <td data-sheets-numberformat='{"1":2,"2":"0","3":1}' data-sheets-value='{"1":3,"3":87}' style="overflow:hidden;padding:0px 3px 0px 3px;vertical-align:bottom;text-align:center;">87</td> <td data-sheets-numberformat='{"1":2,"2":"0","3":1}' data-sheets-value='{"1":2,"2":"-"}' style="border-right:1px solid #000000;overflow:hidden;padding:0px 3px 0px 3px;vertical-align:bottom;text-align:center;">-</td> </tr> <tr style="height:20px;"> <td data-sheets-value='{"1":2,"2":"PMMA"}' style="border-left:1px solid #000000;overflow:hidden;padding:0px 3px 0px 3px;vertical-align:bottom;font-weight:bold;">PMMA</td> <td data-sheets-value='{"1":2,"2":"Single-walled"}' style="overflow:hidden;padding:0px 3px 0px 3px;vertical-align:bottom;font-weight:bold;">Single-walled</td> <td data-sheets-value='{"1":2,"2":"Opal (O)"}' style="border-right:1px solid #000000;overflow:hidden;padding:0px 3px 0px 3px;vertical-align:bottom;font-weight:bold;">Opal (O)</td> <td data-sheets-numberformat='{"1":2,"2":"0.00","3":1}' data-sheets-value='{"1":3,"3":5.17}' style="overflow:hidden;padding:0px 3px 0px 3px;vertical-align:bottom;text-align:center;">5.17</td> <td data-sheets-numberformat='{"1":2,"2":"0","3":1}' data-sheets-value='{"1":3,"3":83}' style="overflow:hidden;padding:0px 3px 0px 3px;vertical-align:bottom;text-align:center;">83</td> <td data-sheets-numberformat='{"1":2,"2":"0","3":1}' data-sheets-value='{"1":3,"3":76}' style="overflow:hidden;padding:0px 3px 0px 3px;vertical-align:bottom;text-align:center;">76</td> <td data-sheets-numberformat='{"1":2,"2":"0","3":1}' data-sheets-value='{"1":2,"2":"-"}' style="border-right:1px solid #000000;overflow:hidden;padding:0px 3px 0px 3px;vertical-align:bottom;text-align:center;">-</td> </tr> <tr style="height:20px;"> <td style="border-left:1px solid #000000;overflow:hidden;padding:0px 3px 0px 3px;vertical-align:bottom;font-weight:bold;"></td> <td data-sheets-value='{"1":2,"2":"Double-walled"}' style="overflow:hidden;padding:0px 3px 0px 3px;vertical-align:bottom;font-weight:bold;">Double-walled</td> <td data-sheets-value='{"1":2,"2":"Clear (H/H)"}' style="border-right:1px solid #000000;overflow:hidden;padding:0px 3px 0px 3px;vertical-align:bottom;font-weight:bold;">Clear (H/H)</td> <td data-sheets-numberformat='{"1":2,"2":"0.00","3":1}' data-sheets-value='{"1":3,"3":2.9}' style="overflow:hidden;padding:0px 3px 0px 3px;vertical-align:bottom;text-align:center;">2.90</td> <td data-sheets-numberformat='{"1":2,"2":"0","3":1}' data-sheets-value='{"1":3,"3":81}' style="overflow:hidden;padding:0px 3px 0px 3px;vertical-align:bottom;text-align:center;">81</td> <td data-sheets-numberformat='{"1":2,"2":"0","3":1}' data-sheets-value='{"1":3,"3":75}' style="overflow:hidden;padding:0px 3px 0px 3px;vertical-align:bottom;text-align:center;">75</td> <td data-sheets-numberformat='{"1":2,"2":"0","3":1}' data-sheets-value='{"1":3,"3":20}' style="border-right:1px solid #000000;overflow:hidden;padding:0px 3px 0px 3px;vertical-align:bottom;text-align:center;">20</td> </tr> <tr style="height:20px;"> <td style="border-left:1px solid #000000;overflow:hidden;padding:0px 3px 0px 3px;vertical-align:bottom;font-weight:bold;"></td> <td data-sheets-value='{"1":2,"2":"Double-walled"}' style="overflow:hidden;padding:0px 3px 0px 3px;vertical-align:bottom;font-weight:bold;">Double-walled</td> <td data-sheets-value='{"1":2,"2":"Opal (O/O)"}' style="border-right:1px solid #000000;overflow:hidden;padding:0px 3px 0px 3px;vertical-align:bottom;font-weight:bold;">Opal (O/O)</td> <td data-sheets-numberformat='{"1":2,"2":"0.00","3":1}' data-sheets-value='{"1":3,"3":2.9}' style="overflow:hidden;padding:0px 3px 0px 3px;vertical-align:bottom;text-align:center;">2.90</td> <td data-sheets-numberformat='{"1":2,"2":"0","3":1}' data-sheets-value='{"1":3,"3":69}' style="overflow:hidden;padding:0px 3px 0px 3px;vertical-align:bottom;text-align:center;">69</td> <td data-sheets-numberformat='{"1":2,"2":"0","3":1}' data-sheets-value='{"1":3,"3":58}' style="overflow:hidden;padding:0px 3px 0px 3px;vertical-align:bottom;text-align:center;">58</td> <td data-sheets-numberformat='{"1":2,"2":"0","3":1}' data-sheets-value='{"1":3,"3":20}' style="border-right:1px solid #000000;overflow:hidden;padding:0px 3px 0px 3px;vertical-align:bottom;text-align:center;">20</td> </tr> <tr style="height:20px;"> <td style="border-left:1px solid #000000;overflow:hidden;padding:0px 3px 0px 3px;vertical-align:bottom;font-weight:bold;"></td> <td data-sheets-value='{"1":2,"2":"Triple-walled"}' style="overflow:hidden;padding:0px 3px 0px 3px;vertical-align:bottom;font-weight:bold;">Triple-walled</td> <td data-sheets-value='{"1":2,"2":"Clear (H/H/H)"}' style="border-right:1px solid #000000;overflow:hidden;padding:0px 3px 0px 3px;vertical-align:bottom;font-weight:bold;">Clear (H/H/H)</td> <td data-sheets-numberformat='{"1":2,"2":"0.00","3":1}' data-sheets-value='{"1":3,"3":1.7}' style="overflow:hidden;padding:0px 3px 0px 3px;vertical-align:bottom;text-align:center;">1.70</td> <td data-sheets-numberformat='{"1":2,"2":"0","3":1}' data-sheets-value='{"1":3,"3":73}' style="overflow:hidden;padding:0px 3px 0px 3px;vertical-align:bottom;text-align:center;">73</td> <td data-sheets-numberformat='{"1":2,"2":"0","3":1}' data-sheets-value='{"1":3,"3":65}' style="overflow:hidden;padding:0px 3px 0px 3px;vertical-align:bottom;text-align:center;">65</td> <td data-sheets-numberformat='{"1":2,"2":"0","3":1}' data-sheets-value='{"1":3,"3":22}' style="border-right:1px solid #000000;overflow:hidden;padding:0px 3px 0px 3px;vertical-align:bottom;text-align:center;">22</td> </tr> <tr style="height:20px;"> <td style="border-left:1px solid #000000;overflow:hidden;padding:0px 3px 0px 3px;vertical-align:bottom;font-weight:bold;"></td> <td data-sheets-value='{"1":2,"2":"Triple-walled"}' style="overflow:hidden;padding:0px 3px 0px 3px;vertical-align:bottom;font-weight:bold;">Triple-walled</td> <td data-sheets-value='{"1":2,"2":"Opal (O/H/O)"}' style="border-right:1px solid #000000;overflow:hidden;padding:0px 3px 0px 3px;vertical-align:bottom;font-weight:bold;">Opal (O/H/O)</td> <td data-sheets-numberformat='{"1":2,"2":"0.00","3":1}' data-sheets-value='{"1":3,"3":1.7}' style="overflow:hidden;padding:0px 3px 0px 3px;vertical-align:bottom;text-align:center;">1.70</td> <td data-sheets-numberformat='{"1":2,"2":"0","3":1}' data-sheets-value='{"1":3,"3":62}' style="overflow:hidden;padding:0px 3px 0px 3px;vertical-align:bottom;text-align:center;">62</td> <td data-sheets-numberformat='{"1":2,"2":"0","3":1}' data-sheets-value='{"1":3,"3":51}' style="overflow:hidden;padding:0px 3px 0px 3px;vertical-align:bottom;text-align:center;">51</td> <td data-sheets-numberformat='{"1":2,"2":"0","3":1}' data-sheets-value='{"1":3,"3":22}' style="border-right:1px solid #000000;overflow:hidden;padding:0px 3px 0px 3px;vertical-align:bottom;text-align:center;">22</td> </tr> <tr style="height:20px;"> <td style="border-left:1px solid #000000;overflow:hidden;padding:0px 3px 0px 3px;vertical-align:bottom;font-weight:bold;"></td> <td data-sheets-value='{"1":2,"2":"Four-walled"}' style="overflow:hidden;padding:0px 3px 0px 3px;vertical-align:bottom;font-weight:bold;">Four-walled</td> <td data-sheets-value='{"1":2,"2":"Clear (H/H/H/H)"}' style="border-right:1px solid #000000;overflow:hidden;padding:0px 3px 0px 3px;vertical-align:bottom;font-weight:bold;">Clear (H/H/H/H)</td> <td data-sheets-numberformat='{"1":2,"2":"0.00","3":1}' data-sheets-value='{"1":3,"3":1.28}' style="overflow:hidden;padding:0px 3px 0px 3px;vertical-align:bottom;text-align:center;">1.28</td> <td data-sheets-numberformat='{"1":2,"2":"0","3":1}' data-sheets-value='{"1":3,"3":64}' style="overflow:hidden;padding:0px 3px 0px 3px;vertical-align:bottom;text-align:center;">64</td> <td data-sheets-numberformat='{"1":2,"2":"0","3":1}' data-sheets-value='{"1":3,"3":54}' style="overflow:hidden;padding:0px 3px 0px 3px;vertical-align:bottom;text-align:center;">54</td> <td data-sheets-numberformat='{"1":2,"2":"0","3":1}' data-sheets-value='{"1":3,"3":23}' style="border-right:1px solid #000000;overflow:hidden;padding:0px 3px 0px 3px;vertical-align:bottom;text-align:center;">23</td> </tr> <tr style="height:20px;"> <td style="border-bottom:1px solid #000000;border-left:1px solid #000000;overflow:hidden;padding:0px 3px 0px 3px;vertical-align:bottom;"></td> <td data-sheets-value='{"1":2,"2":"Four-walled"}' style="border-bottom:1px solid #000000;overflow:hidden;padding:0px 3px 0px 3px;vertical-align:bottom;font-weight:bold;">Four-walled</td> <td data-sheets-value='{"1":2,"2":"Opal (H/H/O/H)"}' style="border-right:1px solid #000000;border-bottom:1px solid #000000;overflow:hidden;padding:0px 3px 0px 3px;vertical-align:bottom;font-weight:bold;">Opal (H/H/O/H)</td> <td data-sheets-numberformat='{"1":2,"2":"0.00","3":1}' data-sheets-value='{"1":3,"3":1.28}' style="border-bottom:1px solid #000000;overflow:hidden;padding:0px 3px 0px 3px;vertical-align:bottom;text-align:center;">1.28</td> <td data-sheets-numberformat='{"1":2,"2":"0","3":1}' data-sheets-value='{"1":3,"3":59}' style="border-bottom:1px solid #000000;overflow:hidden;padding:0px 3px 0px 3px;vertical-align:bottom;text-align:center;">59</td> <td data-sheets-numberformat='{"1":2,"2":"0","3":1}' data-sheets-value='{"1":3,"3":48}' style="border-bottom:1px solid #000000;overflow:hidden;padding:0px 3px 0px 3px;vertical-align:bottom;text-align:center;">48</td> <td data-sheets-numberformat='{"1":2,"2":"0","3":1}' data-sheets-value='{"1":3,"3":23}' style="border-right:1px solid #000000;border-bottom:1px solid #000000;overflow:hidden;padding:0px 3px 0px 3px;vertical-align:bottom;text-align:center;">23</td> </tr> <tr style="height:20px;"> <td data-sheets-value='{"1":2,"2":"Polycarbonate "}' style="border-left:1px solid #000000;overflow:hidden;padding:0px 3px 0px 3px;vertical-align:bottom;font-weight:bold;">Polycarbonate </td> <td data-sheets-value='{"1":2,"2":"Single-walled"}' style="overflow:hidden;padding:0px 3px 0px 3px;vertical-align:bottom;font-weight:bold;">Single-walled</td> <td data-sheets-value='{"1":2,"2":"Clear (A)"}' style="border-right:1px solid #000000;overflow:hidden;padding:0px 3px 0px 3px;vertical-align:bottom;font-weight:bold;">Clear (A)</td> <td data-sheets-numberformat='{"1":2,"2":"0.00","3":1}' data-sheets-value='{"1":3,"3":5.17}' style="overflow:hidden;padding:0px 3px 0px 3px;vertical-align:bottom;text-align:center;">5.17</td> <td data-sheets-numberformat='{"1":2,"2":"0","3":1}' data-sheets-value='{"1":3,"3":88}' style="overflow:hidden;padding:0px 3px 0px 3px;vertical-align:bottom;text-align:center;">88</td> <td data-sheets-numberformat='{"1":2,"2":"0","3":1}' data-sheets-value='{"1":3,"3":83}' style="overflow:hidden;padding:0px 3px 0px 3px;vertical-align:bottom;text-align:center;">83</td> <td data-sheets-numberformat='{"1":2,"2":"0","3":1}' data-sheets-value='{"1":2,"2":"-"}' style="border-right:1px solid #000000;overflow:hidden;padding:0px 3px 0px 3px;vertical-align:bottom;text-align:center;">-</td> </tr> <tr style="height:20px;"> <td data-sheets-value='{"1":2,"2":"PC"}' style="border-left:1px solid #000000;overflow:hidden;padding:0px 3px 0px 3px;vertical-align:bottom;font-weight:bold;">PC</td> <td data-sheets-value='{"1":2,"2":"Single-walled"}' style="overflow:hidden;padding:0px 3px 0px 3px;vertical-align:bottom;font-weight:bold;">Single-walled</td> <td data-sheets-value='{"1":2,"2":"Opal (D)"}' style="border-right:1px solid #000000;overflow:hidden;padding:0px 3px 0px 3px;vertical-align:bottom;font-weight:bold;">Opal (D)</td> <td data-sheets-numberformat='{"1":2,"2":"0.00","3":1}' data-sheets-value='{"1":3,"3":5.17}' style="overflow:hidden;padding:0px 3px 0px 3px;vertical-align:bottom;text-align:center;">5.17</td> <td data-sheets-numberformat='{"1":2,"2":"0","3":1}' data-sheets-value='{"1":3,"3":58}' style="overflow:hidden;padding:0px 3px 0px 3px;vertical-align:bottom;text-align:center;">58</td> <td data-sheets-numberformat='{"1":2,"2":"0","3":1}' data-sheets-value='{"1":3,"3":60}' style="overflow:hidden;padding:0px 3px 0px 3px;vertical-align:bottom;text-align:center;">60</td> <td data-sheets-numberformat='{"1":2,"2":"0","3":1}' data-sheets-value='{"1":2,"2":"-"}' style="border-right:1px solid #000000;overflow:hidden;padding:0px 3px 0px 3px;vertical-align:bottom;text-align:center;">-</td> </tr> <tr style="height:20px;"> <td style="border-left:1px solid #000000;overflow:hidden;padding:0px 3px 0px 3px;vertical-align:bottom;font-weight:bold;"></td> <td data-sheets-value='{"1":2,"2":"Double-walled"}' style="overflow:hidden;padding:0px 3px 0px 3px;vertical-align:bottom;font-weight:bold;">Double-walled</td> <td data-sheets-value='{"1":2,"2":"Clear (A/H)"}' style="border-right:1px solid #000000;overflow:hidden;padding:0px 3px 0px 3px;vertical-align:bottom;font-weight:bold;">Clear (A/H)</td> <td data-sheets-numberformat='{"1":2,"2":"0.00","3":1}' data-sheets-value='{"1":3,"3":2.9}' style="overflow:hidden;padding:0px 3px 0px 3px;vertical-align:bottom;text-align:center;">2.90</td> <td data-sheets-numberformat='{"1":2,"2":"0","3":1}' data-sheets-value='{"1":3,"3":79}' style="overflow:hidden;padding:0px 3px 0px 3px;vertical-align:bottom;text-align:center;">79</td> <td data-sheets-numberformat='{"1":2,"2":"0","3":1}' data-sheets-value='{"1":3,"3":72}' style="overflow:hidden;padding:0px 3px 0px 3px;vertical-align:bottom;text-align:center;">72</td> <td data-sheets-numberformat='{"1":2,"2":"0","3":1}' data-sheets-value='{"1":3,"3":20}' style="border-right:1px solid #000000;overflow:hidden;padding:0px 3px 0px 3px;vertical-align:bottom;text-align:center;">20</td> </tr> <tr style="height:20px;"> <td style="border-left:1px solid #000000;overflow:hidden;padding:0px 3px 0px 3px;vertical-align:bottom;font-weight:bold;"></td> <td data-sheets-value='{"1":2,"2":"Double-walled"}' style="overflow:hidden;padding:0px 3px 0px 3px;vertical-align:bottom;font-weight:bold;">Double-walled</td> <td data-sheets-value='{"1":2,"2":"Clear (A/A)"}' style="border-right:1px solid #000000;overflow:hidden;padding:0px 3px 0px 3px;vertical-align:bottom;font-weight:bold;">Clear (A/A)</td> <td data-sheets-numberformat='{"1":2,"2":"0.00","3":1}' data-sheets-value='{"1":3,"3":2.9}' style="overflow:hidden;padding:0px 3px 0px 3px;vertical-align:bottom;text-align:center;">2.90</td> <td data-sheets-numberformat='{"1":2,"2":"0","3":1}' data-sheets-value='{"1":3,"3":77}' style="overflow:hidden;padding:0px 3px 0px 3px;vertical-align:bottom;text-align:center;">77</td> <td data-sheets-numberformat='{"1":2,"2":"0","3":1}' data-sheets-value='{"1":3,"3":69}' style="overflow:hidden;padding:0px 3px 0px 3px;vertical-align:bottom;text-align:center;">69</td> <td data-sheets-numberformat='{"1":2,"2":"0","3":1}' data-sheets-value='{"1":3,"3":20}' style="border-right:1px solid #000000;overflow:hidden;padding:0px 3px 0px 3px;vertical-align:bottom;text-align:center;">20</td> </tr> <tr style="height:20px;"> <td style="border-left:1px solid #000000;overflow:hidden;padding:0px 3px 0px 3px;vertical-align:bottom;font-weight:bold;"></td> <td data-sheets-value='{"1":2,"2":"Double-walled"}' style="overflow:hidden;padding:0px 3px 0px 3px;vertical-align:bottom;font-weight:bold;">Double-walled</td> <td data-sheets-value='{"1":2,"2":"Opal (A/O)"}' style="border-right:1px solid #000000;overflow:hidden;padding:0px 3px 0px 3px;vertical-align:bottom;font-weight:bold;">Opal (A/O)</td> <td data-sheets-numberformat='{"1":2,"2":"0.00","3":1}' data-sheets-value='{"1":3,"3":2.9}' style="overflow:hidden;padding:0px 3px 0px 3px;vertical-align:bottom;text-align:center;">2.90</td> <td data-sheets-numberformat='{"1":2,"2":"0","3":1}' data-sheets-value='{"1":3,"3":73}' style="overflow:hidden;padding:0px 3px 0px 3px;vertical-align:bottom;text-align:center;">73</td> <td data-sheets-numberformat='{"1":2,"2":"0","3":1}' data-sheets-value='{"1":3,"3":63}' style="overflow:hidden;padding:0px 3px 0px 3px;vertical-align:bottom;text-align:center;">63</td> <td data-sheets-numberformat='{"1":2,"2":"0","3":1}' data-sheets-value='{"1":3,"3":20}' style="border-right:1px solid #000000;overflow:hidden;padding:0px 3px 0px 3px;vertical-align:bottom;text-align:center;">20</td> </tr> <tr style="height:20px;"> <td style="border-left:1px solid #000000;overflow:hidden;padding:0px 3px 0px 3px;vertical-align:bottom;font-weight:bold;"></td> <td data-sheets-value='{"1":2,"2":"Double-walled"}' style="overflow:hidden;padding:0px 3px 0px 3px;vertical-align:bottom;font-weight:bold;">Double-walled</td> <td data-sheets-value='{"1":2,"2":"Opal (A/D)"}' style="border-right:1px solid #000000;overflow:hidden;padding:0px 3px 0px 3px;vertical-align:bottom;font-weight:bold;">Opal (A/D)</td> <td data-sheets-numberformat='{"1":2,"2":"0.00","3":1}' data-sheets-value='{"1":3,"3":2.9}' style="overflow:hidden;padding:0px 3px 0px 3px;vertical-align:bottom;text-align:center;">2.90</td> <td data-sheets-numberformat='{"1":2,"2":"0","3":1}' data-sheets-value='{"1":3,"3":51}' style="overflow:hidden;padding:0px 3px 0px 3px;vertical-align:bottom;text-align:center;">51</td> <td data-sheets-numberformat='{"1":2,"2":"0","3":1}' data-sheets-value='{"1":3,"3":50}' style="overflow:hidden;padding:0px 3px 0px 3px;vertical-align:bottom;text-align:center;">50</td> <td data-sheets-numberformat='{"1":2,"2":"0","3":1}' data-sheets-value='{"1":3,"3":20}' style="border-right:1px solid #000000;overflow:hidden;padding:0px 3px 0px 3px;vertical-align:bottom;text-align:center;">20</td> </tr> <tr style="height:20px;"> <td style="border-left:1px solid #000000;overflow:hidden;padding:0px 3px 0px 3px;vertical-align:bottom;font-weight:bold;"></td> <td data-sheets-value='{"1":2,"2":"Triple-walled"}' style="overflow:hidden;padding:0px 3px 0px 3px;vertical-align:bottom;font-weight:bold;">Triple-walled</td> <td data-sheets-value='{"1":2,"2":"Clear (A/H/H)"}' style="border-right:1px solid #000000;overflow:hidden;padding:0px 3px 0px 3px;vertical-align:bottom;font-weight:bold;">Clear (A/H/H)</td> <td data-sheets-numberformat='{"1":2,"2":"0.00","3":1}' data-sheets-value='{"1":3,"3":1.7}' style="overflow:hidden;padding:0px 3px 0px 3px;vertical-align:bottom;text-align:center;">1.70</td> <td data-sheets-numberformat='{"1":2,"2":"0","3":1}' data-sheets-value='{"1":3,"3":71}' style="overflow:hidden;padding:0px 3px 0px 3px;vertical-align:bottom;text-align:center;">71</td> <td data-sheets-numberformat='{"1":2,"2":"0","3":1}' data-sheets-value='{"1":3,"3":63}' style="overflow:hidden;padding:0px 3px 0px 3px;vertical-align:bottom;text-align:center;">63</td> <td data-sheets-numberformat='{"1":2,"2":"0","3":1}' data-sheets-value='{"1":3,"3":22}' style="border-right:1px solid #000000;overflow:hidden;padding:0px 3px 0px 3px;vertical-align:bottom;text-align:center;">22</td> </tr> <tr style="height:20px;"> <td style="border-left:1px solid #000000;overflow:hidden;padding:0px 3px 0px 3px;vertical-align:bottom;font-weight:bold;"></td> <td data-sheets-value='{"1":2,"2":"Triple-walled"}' style="overflow:hidden;padding:0px 3px 0px 3px;vertical-align:bottom;font-weight:bold;">Triple-walled</td> <td data-sheets-value='{"1":2,"2":"Opal (A/O/O)"}' style="border-right:1px solid #000000;overflow:hidden;padding:0px 3px 0px 3px;vertical-align:bottom;font-weight:bold;">Opal (A/O/O)</td> <td data-sheets-numberformat='{"1":2,"2":"0.00","3":1}' data-sheets-value='{"1":3,"3":1.7}' style="overflow:hidden;padding:0px 3px 0px 3px;vertical-align:bottom;text-align:center;">1.70</td> <td data-sheets-numberformat='{"1":2,"2":"0","3":1}' data-sheets-value='{"1":3,"3":61}' style="overflow:hidden;padding:0px 3px 0px 3px;vertical-align:bottom;text-align:center;">61</td> <td data-sheets-numberformat='{"1":2,"2":"0","3":1}' data-sheets-value='{"1":3,"3":48}' style="overflow:hidden;padding:0px 3px 0px 3px;vertical-align:bottom;text-align:center;">48</td> <td data-sheets-numberformat='{"1":2,"2":"0","3":1}' data-sheets-value='{"1":3,"3":22}' style="border-right:1px solid #000000;overflow:hidden;padding:0px 3px 0px 3px;vertical-align:bottom;text-align:center;">22</td> </tr> <tr style="height:20px;"> <td style="border-left:1px solid #000000;overflow:hidden;padding:0px 3px 0px 3px;vertical-align:bottom;font-weight:bold;"></td> <td data-sheets-value='{"1":2,"2":"Four-walled"}' style="overflow:hidden;padding:0px 3px 0px 3px;vertical-align:bottom;font-weight:bold;">Four-walled</td> <td data-sheets-value='{"1":2,"2":"Clear (A/H/H/H)"}' style="border-right:1px solid #000000;overflow:hidden;padding:0px 3px 0px 3px;vertical-align:bottom;font-weight:bold;">Clear (A/H/H/H)</td> <td data-sheets-numberformat='{"1":2,"2":"0.00","3":1}' data-sheets-value='{"1":3,"3":1.28}' style="overflow:hidden;padding:0px 3px 0px 3px;vertical-align:bottom;text-align:center;">1.28</td> <td data-sheets-numberformat='{"1":2,"2":"0","3":1}' data-sheets-value='{"1":3,"3":64}' style="overflow:hidden;padding:0px 3px 0px 3px;vertical-align:bottom;text-align:center;">64</td> <td data-sheets-numberformat='{"1":2,"2":"0","3":1}' data-sheets-value='{"1":3,"3":52}' style="overflow:hidden;padding:0px 3px 0px 3px;vertical-align:bottom;text-align:center;">52</td> <td data-sheets-numberformat='{"1":2,"2":"0","3":1}' data-sheets-value='{"1":3,"3":23}' style="border-right:1px solid #000000;overflow:hidden;padding:0px 3px 0px 3px;vertical-align:bottom;text-align:center;">23</td> </tr> <tr style="height:20px;"> <td style="border-bottom:1px solid #000000;border-left:1px solid #000000;overflow:hidden;padding:0px 3px 0px 3px;vertical-align:bottom;"></td> <td data-sheets-value='{"1":2,"2":"Four-walled"}' style="border-bottom:1px solid #000000;overflow:hidden;padding:0px 3px 0px 3px;vertical-align:bottom;font-weight:bold;">Four-walled</td> <td data-sheets-value='{"1":2,"2":"Opal (A/H/O/H)"}' style="border-right:1px solid #000000;border-bottom:1px solid #000000;overflow:hidden;padding:0px 3px 0px 3px;vertical-align:bottom;font-weight:bold;">Opal (A/H/O/H)</td> <td data-sheets-numberformat='{"1":2,"2":"0.00","3":1}' data-sheets-value='{"1":3,"3":1.28}' style="border-bottom:1px solid #000000;overflow:hidden;padding:0px 3px 0px 3px;vertical-align:bottom;text-align:center;">1.28</td> <td data-sheets-numberformat='{"1":2,"2":"0","3":1}' data-sheets-value='{"1":3,"3":59}' style="border-bottom:1px solid #000000;overflow:hidden;padding:0px 3px 0px 3px;vertical-align:bottom;text-align:center;">59</td> <td data-sheets-numberformat='{"1":2,"2":"0","3":1}' data-sheets-value='{"1":3,"3":46}' style="border-bottom:1px solid #000000;overflow:hidden;padding:0px 3px 0px 3px;vertical-align:bottom;text-align:center;">46</td> <td data-sheets-numberformat='{"1":2,"2":"0","3":1}' data-sheets-value='{"1":3,"3":23}' style="border-right:1px solid #000000;border-bottom:1px solid #000000;overflow:hidden;padding:0px 3px 0px 3px;vertical-align:bottom;text-align:center;">23</td> </tr> <tr style="height:20px;"> <td data-sheets-value='{"1":2,"2":"Polycarbonate"}' style="border-left:1px solid #000000;overflow:hidden;padding:0px 3px 0px 3px;vertical-align:bottom;font-weight:bold;">Polycarbonate</td> <td data-sheets-value='{"1":2,"2":"Single-walled"}' style="overflow:hidden;padding:0px 3px 0px 3px;vertical-align:bottom;font-weight:bold;">Single-walled</td> <td data-sheets-value='{"1":2,"2":"Heatstop Opal (T)"}' style="border-right:1px solid #000000;overflow:hidden;padding:0px 3px 0px 3px;vertical-align:bottom;font-weight:bold;">Heatstop Opal (T)</td> <td data-sheets-numberformat='{"1":2,"2":"0.00","3":1}' data-sheets-value='{"1":3,"3":5.17}' style="overflow:hidden;padding:0px 3px 0px 3px;vertical-align:bottom;text-align:center;">5.17</td> <td data-sheets-numberformat='{"1":2,"2":"0","3":1}' data-sheets-value='{"1":3,"3":49}' style="overflow:hidden;padding:0px 3px 0px 3px;vertical-align:bottom;text-align:center;">49</td> <td data-sheets-numberformat='{"1":2,"2":"0","3":1}' data-sheets-value='{"1":3,"3":59}' style="overflow:hidden;padding:0px 3px 0px 3px;vertical-align:bottom;text-align:center;">59</td> <td data-sheets-numberformat='{"1":2,"2":"0","3":1}' data-sheets-value='{"1":2,"2":"-"}' style="border-right:1px solid #000000;overflow:hidden;padding:0px 3px 0px 3px;vertical-align:bottom;text-align:center;">-</td> </tr> <tr style="height:20px;"> <td data-sheets-value='{"1":2,"2":"Heatstop PC"}' style="border-left:1px solid #000000;overflow:hidden;padding:0px 3px 0px 3px;vertical-align:bottom;font-weight:bold;">Heatstop PC</td> <td data-sheets-value='{"1":2,"2":"Double-walled"}' style="overflow:hidden;padding:0px 3px 0px 3px;vertical-align:bottom;font-weight:bold;">Double-walled</td> <td data-sheets-value='{"1":2,"2":"Clear (T/H)"}' style="border-right:1px solid #000000;overflow:hidden;padding:0px 3px 0px 3px;vertical-align:bottom;font-weight:bold;">Clear (T/H)</td> <td data-sheets-numberformat='{"1":2,"2":"0.00","3":1}' data-sheets-value='{"1":3,"3":2.9}' style="overflow:hidden;padding:0px 3px 0px 3px;vertical-align:bottom;text-align:center;">2.90</td> <td data-sheets-numberformat='{"1":2,"2":"0","3":1}' data-sheets-value='{"1":3,"3":44}' style="overflow:hidden;padding:0px 3px 0px 3px;vertical-align:bottom;text-align:center;">44</td> <td data-sheets-numberformat='{"1":2,"2":"0","3":1}' data-sheets-value='{"1":3,"3":51}' style="overflow:hidden;padding:0px 3px 0px 3px;vertical-align:bottom;text-align:center;">51</td> <td data-sheets-numberformat='{"1":2,"2":"0","3":1}' data-sheets-value='{"1":3,"3":20}' style="border-right:1px solid #000000;overflow:hidden;padding:0px 3px 0px 3px;vertical-align:bottom;text-align:center;">20</td> </tr> <tr style="height:20px;"> <td style="border-left:1px solid #000000;overflow:hidden;padding:0px 3px 0px 3px;vertical-align:bottom;font-weight:bold;"></td> <td data-sheets-value='{"1":2,"2":"Double-walled"}' style="overflow:hidden;padding:0px 3px 0px 3px;vertical-align:bottom;font-weight:bold;">Double-walled</td> <td data-sheets-value='{"1":2,"2":"Opal (T/O)"}' style="border-right:1px solid #000000;overflow:hidden;padding:0px 3px 0px 3px;vertical-align:bottom;font-weight:bold;">Opal (T/O)</td> <td data-sheets-numberformat='{"1":2,"2":"0.00","3":1}' data-sheets-value='{"1":3,"3":2.9}' style="overflow:hidden;padding:0px 3px 0px 3px;vertical-align:bottom;text-align:center;">2.90</td> <td data-sheets-numberformat='{"1":2,"2":"0","3":1}' data-sheets-value='{"1":3,"3":41}' style="overflow:hidden;padding:0px 3px 0px 3px;vertical-align:bottom;text-align:center;">41</td> <td data-sheets-numberformat='{"1":2,"2":"0","3":1}' data-sheets-value='{"1":3,"3":45}' style="overflow:hidden;padding:0px 3px 0px 3px;vertical-align:bottom;text-align:center;">45</td> <td data-sheets-numberformat='{"1":2,"2":"0","3":1}' data-sheets-value='{"1":3,"3":20}' style="border-right:1px solid #000000;overflow:hidden;padding:0px 3px 0px 3px;vertical-align:bottom;text-align:center;">20</td> </tr> <tr style="height:20px;"> <td style="border-left:1px solid #000000;overflow:hidden;padding:0px 3px 0px 3px;vertical-align:bottom;font-weight:bold;"></td> <td data-sheets-value='{"1":2,"2":"Triple-walled"}' style="overflow:hidden; | skylux-160-ce-met-koepel-en-metaalopstand-met-lm-motor-en-windvang-0800-x-1400-mm | 8586005021005 | 46872289214797
Smoke and heat exhaust (SHEV) | SHE system | Skylux | Skylux 160° CE with skylight and metal curb with LM-actuator and spoiler 0900 x 1200 mm |  | 50976 | 5412970509769 | 3518.7 | Yes | 30-45 | 72.29 | 900 x 1200 mm | 1200 | 900 |  | metal curb M30 (30 cm high) | Rectangular | 5.17 W/m²K - 1.28 W/m²K | 87% - 32% | 90% - 32% | 20dB - 23dB | 160° CE (for industry) | skylight | with spoiler | E | Single actuator | Maximum four-walled skylight possible for this product | Ut-value LT-value g-value Rw-value EN 1873 : 2014 EN ISO 13468 EN 16153 EN 410 EN 410 EN ISO 140-3 Material Walls Shells (W/m²K) (%) (%) (dB) Acrylic Single-walled Clear (H) 5.17 90 87 - PMMA Single-walled Opal (O) 5.17 83 76 - Double-walled Clear (H/H) 2.90 81 75 20 Double-walled Opal (O/O) 2.90 69 58 20 Triple-walled Clear (H/H/H) 1.70 73 65 22 Triple-walled Opal (O/H/O) 1.70 62 51 22 Four-walled Clear (H/H/H/H) 1.28 64 54 23 Four-walled Opal (H/H/O/H) 1.28 59 48 23 Polycarbonate Single-walled Clear (A) 5.17 88 83 - PC Single-walled Opal (D) 5.17 58 60 - Double-walled Clear (A/H) 2.90 79 72 20 Double-walled Clear (A/A) 2.90 77 69 20 Double-walled Opal (A/O) 2.90 73 63 20 Double-walled Opal (A/D) 2.90 51 50 20 Triple-walled Clear (A/H/H) 1.70 71 63 22 Triple-walled Opal (A/O/O) 1.70 61 48 22 Four-walled Clear (A/H/H/H) 1.28 64 52 23 Four-walled Opal (A/H/O/H) 1.28 59 46 23 Polycarbonate Single-walled Heatstop Opal (T) 5.17 49 59 - Heatstop PC Double-walled Clear (T/H) 2.90 44 51 20 Double-walled Opal (T/O) 2.90 41 45 20 Triple-walled Clear (T/H/H) 1.70 40 <td data-sheets-numberformat='{"1":2,"2":"0","3":1}' data-sheets-value='{"1":3,"3":44}' style="overflow:hidden;paddin | https://skylux.eu/en/products/skylux-160-ce-met-koepel-en-metaalopstand-met-lm-motor-en-windvang-0900-x-1200-mm | https://skylux.eu/cdn/shop/files/Skylux-160deg-CE-met-koepel-en-metaalopstand-met-LM-motor-en-windvang-0900-x-1200-mm-RWA-systeem.jpg?v=1702977470&width=1600 | https://skylux.eu/cdn/shop/files/e5a82811-1bb0-48e4-a776-cacb59c7c092_26e91828-7932-4d57-9dca-0d710209c0e0.jpg?v=1688550390&width=1600 | //skylux.eu/cdn/shop/files/E_MH_Mounting_instructions_Skylux_160_CE_LM.pdf?v=12406716259046007223 | //skylux.eu/cdn/shop/files/E_TD_Technical_File_Skylux_Skylux_160_CE_Electric.pdf?v=3667116872303399239 | <style type="text/css" id="isPasted"> <!--td { border: 1px solid #cccccc; } br { mso-data-placement: same-cell; } --> </style> <table border="1" cellpadding="0" cellspacing="0" dir="ltr" style="table-layout:fixed;font-size:10pt;font-family:Arial;border-collapse:collapse;border:none;"><tbody> <tr style="height:20px;"> <td style="overflow:hidden;padding:0px 3px 0px 3px;vertical-align:bottom;"></td> <td style="overflow:hidden;padding:0px 3px 0px 3px;vertical-align:bottom;"></td> <td style="overflow:hidden;padding:0px 3px 0px 3px;vertical-align:bottom;"></td> <td data-sheets-value='{"1":2,"2":"Ut-value"}' style="overflow:hidden;padding:0px 3px 0px 3px;vertical-align:bottom;font-weight:bold;text-align:center;">Ut-value</td> <td data-sheets-value='{"1":2,"2":"LT-value"}' style="overflow:hidden;padding:0px 3px 0px 3px;vertical-align:bottom;font-weight:bold;text-align:center;">LT-value</td> <td data-sheets-value='{"1":2,"2":"g-value"}' style="overflow:hidden;padding:0px 3px 0px 3px;vertical-align:bottom;font-weight:bold;text-align:center;">g-value</td> <td data-sheets-value='{"1":2,"2":"Rw-value "}' style="overflow:hidden;padding:0px 3px 0px 3px;vertical-align:bottom;font-weight:bold;text-align:center;">Rw-value </td> </tr> <tr style="height:20px;"> <td style="overflow:hidden;padding:0px 3px 0px 3px;vertical-align:bottom;"></td> <td style="overflow:hidden;padding:0px 3px 0px 3px;vertical-align:bottom;"></td> <td style="overflow:hidden;padding:0px 3px 0px 3px;vertical-align:bottom;"></td> <td data-sheets-numberformat='{"1":2,"2":"0.00","3":1}' data-sheets-value='{"1":2,"2":"EN 1873 : 2014"}' style="overflow:hidden;padding:0px 3px 0px 3px;vertical-align:bottom;text-align:center;">EN 1873 : 2014</td> <td data-sheets-numberformat='{"1":2,"2":"0","3":1}' data-sheets-value='{"1":2,"2":"EN ISO 13468 EN 16153 EN 410"}' style="overflow:hidden;padding:0px 3px 0px 3px;vertical-align:bottom;text-align:center;">EN ISO 13468 EN 16153 EN 410</td> <td data-sheets-numberformat='{"1":2,"2":"0","3":1}' data-sheets-value='{"1":2,"2":"EN 410"}' style="overflow:hidden;padding:0px 3px 0px 3px;vertical-align:bottom;text-align:center;">EN 410</td> <td data-sheets-value='{"1":2,"2":"EN ISO 140-3\t\t"}' style="overflow:hidden;padding:0px 3px 0px 3px;vertical-align:bottom;text-align:center;">EN ISO 140-3 </td> </tr> <tr style="height:20px;"> <td data-sheets-value='{"1":2,"2":"Material"}' style="border-bottom:1px solid #000000;overflow:hidden;padding:0px 3px 0px 3px;vertical-align:bottom;background-color:#000000;font-weight:bold;color:#ffffff;">Material</td> <td data-sheets-value='{"1":2,"2":"Walls"}' style="border-bottom:1px solid #000000;overflow:hidden;padding:0px 3px 0px 3px;vertical-align:bottom;background-color:#000000;font-weight:bold;color:#ffffff;">Walls</td> <td data-sheets-value='{"1":2,"2":"Shells"}' style="border-bottom:1px solid #000000;overflow:hidden;padding:0px 3px 0px 3px;vertical-align:bottom;background-color:#000000;font-weight:bold;color:#ffffff;">Shells</td> <td data-sheets-numberformat='{"1":2,"2":"0.00","3":1}' data-sheets-value='{"1":2,"2":"(W/m²K)\t"}' style="border-bottom:1px solid #000000;overflow:hidden;padding:0px 3px 0px 3px;vertical-align:bottom;background-color:#000000;font-weight:bold;color:#ffffff;text-align:center;">(W/m²K) </td> <td data-sheets-numberformat='{"1":2,"2":"0","3":1}' data-sheets-value='{"1":2,"2":"(%)"}' style="border-bottom:1px solid #000000;overflow:hidden;padding:0px 3px 0px 3px;vertical-align:bottom;background-color:#000000;font-weight:bold;color:#ffffff;text-align:center;">(%)</td> <td data-sheets-numberformat='{"1":2,"2":"0","3":1}' data-sheets-value='{"1":2,"2":"(%)"}' style="border-bottom:1px solid #000000;overflow:hidden;padding:0px 3px 0px 3px;vertical-align:bottom;background-color:#000000;font-weight:bold;color:#ffffff;text-align:center;">(%)</td> <td data-sheets-value='{"1":2,"2":"(dB)"}' style="border-bottom:1px solid #000000;overflow:hidden;padding:0px 3px 0px 3px;vertical-align:bottom;background-color:#000000;font-weight:bold;color:#ffffff;text-align:center;">(dB)</td> </tr> <tr style="height:20px;"> <td data-sheets-value='{"1":2,"2":"Acrylic"}' style="border-left:1px solid #000000;overflow:hidden;padding:0px 3px 0px 3px;vertical-align:bottom;font-weight:bold;">Acrylic</td> <td data-sheets-value='{"1":2,"2":"Single-walled"}' style="overflow:hidden;padding:0px 3px 0px 3px;vertical-align:bottom;font-weight:bold;">Single-walled</td> <td data-sheets-value='{"1":2,"2":"Clear (H)"}' style="border-right:1px solid #000000;overflow:hidden;padding:0px 3px 0px 3px;vertical-align:bottom;font-weight:bold;">Clear (H)</td> <td data-sheets-numberformat='{"1":2,"2":"0.00","3":1}' data-sheets-value='{"1":3,"3":5.17}' style="overflow:hidden;padding:0px 3px 0px 3px;vertical-align:bottom;text-align:center;">5.17</td> <td data-sheets-numberformat='{"1":2,"2":"0","3":1}' data-sheets-value='{"1":3,"3":90}' style="overflow:hidden;padding:0px 3px 0px 3px;vertical-align:bottom;text-align:center;">90</td> <td data-sheets-numberformat='{"1":2,"2":"0","3":1}' data-sheets-value='{"1":3,"3":87}' style="overflow:hidden;padding:0px 3px 0px 3px;vertical-align:bottom;text-align:center;">87</td> <td data-sheets-numberformat='{"1":2,"2":"0","3":1}' data-sheets-value='{"1":2,"2":"-"}' style="border-right:1px solid #000000;overflow:hidden;padding:0px 3px 0px 3px;vertical-align:bottom;text-align:center;">-</td> </tr> <tr style="height:20px;"> <td data-sheets-value='{"1":2,"2":"PMMA"}' style="border-left:1px solid #000000;overflow:hidden;padding:0px 3px 0px 3px;vertical-align:bottom;font-weight:bold;">PMMA</td> <td data-sheets-value='{"1":2,"2":"Single-walled"}' style="overflow:hidden;padding:0px 3px 0px 3px;vertical-align:bottom;font-weight:bold;">Single-walled</td> <td data-sheets-value='{"1":2,"2":"Opal (O)"}' style="border-right:1px solid #000000;overflow:hidden;padding:0px 3px 0px 3px;vertical-align:bottom;font-weight:bold;">Opal (O)</td> <td data-sheets-numberformat='{"1":2,"2":"0.00","3":1}' data-sheets-value='{"1":3,"3":5.17}' style="overflow:hidden;padding:0px 3px 0px 3px;vertical-align:bottom;text-align:center;">5.17</td> <td data-sheets-numberformat='{"1":2,"2":"0","3":1}' data-sheets-value='{"1":3,"3":83}' style="overflow:hidden;padding:0px 3px 0px 3px;vertical-align:bottom;text-align:center;">83</td> <td data-sheets-numberformat='{"1":2,"2":"0","3":1}' data-sheets-value='{"1":3,"3":76}' style="overflow:hidden;padding:0px 3px 0px 3px;vertical-align:bottom;text-align:center;">76</td> <td data-sheets-numberformat='{"1":2,"2":"0","3":1}' data-sheets-value='{"1":2,"2":"-"}' style="border-right:1px solid #000000;overflow:hidden;padding:0px 3px 0px 3px;vertical-align:bottom;text-align:center;">-</td> </tr> <tr style="height:20px;"> <td style="border-left:1px solid #000000;overflow:hidden;padding:0px 3px 0px 3px;vertical-align:bottom;font-weight:bold;"></td> <td data-sheets-value='{"1":2,"2":"Double-walled"}' style="overflow:hidden;padding:0px 3px 0px 3px;vertical-align:bottom;font-weight:bold;">Double-walled</td> <td data-sheets-value='{"1":2,"2":"Clear (H/H)"}' style="border-right:1px solid #000000;overflow:hidden;padding:0px 3px 0px 3px;vertical-align:bottom;font-weight:bold;">Clear (H/H)</td> <td data-sheets-numberformat='{"1":2,"2":"0.00","3":1}' data-sheets-value='{"1":3,"3":2.9}' style="overflow:hidden;padding:0px 3px 0px 3px;vertical-align:bottom;text-align:center;">2.90</td> <td data-sheets-numberformat='{"1":2,"2":"0","3":1}' data-sheets-value='{"1":3,"3":81}' style="overflow:hidden;padding:0px 3px 0px 3px;vertical-align:bottom;text-align:center;">81</td> <td data-sheets-numberformat='{"1":2,"2":"0","3":1}' data-sheets-value='{"1":3,"3":75}' style="overflow:hidden;padding:0px 3px 0px 3px;vertical-align:bottom;text-align:center;">75</td> <td data-sheets-numberformat='{"1":2,"2":"0","3":1}' data-sheets-value='{"1":3,"3":20}' style="border-right:1px solid #000000;overflow:hidden;padding:0px 3px 0px 3px;vertical-align:bottom;text-align:center;">20</td> </tr> <tr style="height:20px;"> <td style="border-left:1px solid #000000;overflow:hidden;padding:0px 3px 0px 3px;vertical-align:bottom;font-weight:bold;"></td> <td data-sheets-value='{"1":2,"2":"Double-walled"}' style="overflow:hidden;padding:0px 3px 0px 3px;vertical-align:bottom;font-weight:bold;">Double-walled</td> <td data-sheets-value='{"1":2,"2":"Opal (O/O)"}' style="border-right:1px solid #000000;overflow:hidden;padding:0px 3px 0px 3px;vertical-align:bottom;font-weight:bold;">Opal (O/O)</td> <td data-sheets-numberformat='{"1":2,"2":"0.00","3":1}' data-sheets-value='{"1":3,"3":2.9}' style="overflow:hidden;padding:0px 3px 0px 3px;vertical-align:bottom;text-align:center;">2.90</td> <td data-sheets-numberformat='{"1":2,"2":"0","3":1}' data-sheets-value='{"1":3,"3":69}' style="overflow:hidden;padding:0px 3px 0px 3px;vertical-align:bottom;text-align:center;">69</td> <td data-sheets-numberformat='{"1":2,"2":"0","3":1}' data-sheets-value='{"1":3,"3":58}' style="overflow:hidden;padding:0px 3px 0px 3px;vertical-align:bottom;text-align:center;">58</td> <td data-sheets-numberformat='{"1":2,"2":"0","3":1}' data-sheets-value='{"1":3,"3":20}' style="border-right:1px solid #000000;overflow:hidden;padding:0px 3px 0px 3px;vertical-align:bottom;text-align:center;">20</td> </tr> <tr style="height:20px;"> <td style="border-left:1px solid #000000;overflow:hidden;padding:0px 3px 0px 3px;vertical-align:bottom;font-weight:bold;"></td> <td data-sheets-value='{"1":2,"2":"Triple-walled"}' style="overflow:hidden;padding:0px 3px 0px 3px;vertical-align:bottom;font-weight:bold;">Triple-walled</td> <td data-sheets-value='{"1":2,"2":"Clear (H/H/H)"}' style="border-right:1px solid #000000;overflow:hidden;padding:0px 3px 0px 3px;vertical-align:bottom;font-weight:bold;">Clear (H/H/H)</td> <td data-sheets-numberformat='{"1":2,"2":"0.00","3":1}' data-sheets-value='{"1":3,"3":1.7}' style="overflow:hidden;padding:0px 3px 0px 3px;vertical-align:bottom;text-align:center;">1.70</td> <td data-sheets-numberformat='{"1":2,"2":"0","3":1}' data-sheets-value='{"1":3,"3":73}' style="overflow:hidden;padding:0px 3px 0px 3px;vertical-align:bottom;text-align:center;">73</td> <td data-sheets-numberformat='{"1":2,"2":"0","3":1}' data-sheets-value='{"1":3,"3":65}' style="overflow:hidden;padding:0px 3px 0px 3px;vertical-align:bottom;text-align:center;">65</td> <td data-sheets-numberformat='{"1":2,"2":"0","3":1}' data-sheets-value='{"1":3,"3":22}' style="border-right:1px solid #000000;overflow:hidden;padding:0px 3px 0px 3px;vertical-align:bottom;text-align:center;">22</td> </tr> <tr style="height:20px;"> <td style="border-left:1px solid #000000;overflow:hidden;padding:0px 3px 0px 3px;vertical-align:bottom;font-weight:bold;"></td> <td data-sheets-value='{"1":2,"2":"Triple-walled"}' style="overflow:hidden;padding:0px 3px 0px 3px;vertical-align:bottom;font-weight:bold;">Triple-walled</td> <td data-sheets-value='{"1":2,"2":"Opal (O/H/O)"}' style="border-right:1px solid #000000;overflow:hidden;padding:0px 3px 0px 3px;vertical-align:bottom;font-weight:bold;">Opal (O/H/O)</td> <td data-sheets-numberformat='{"1":2,"2":"0.00","3":1}' data-sheets-value='{"1":3,"3":1.7}' style="overflow:hidden;padding:0px 3px 0px 3px;vertical-align:bottom;text-align:center;">1.70</td> <td data-sheets-numberformat='{"1":2,"2":"0","3":1}' data-sheets-value='{"1":3,"3":62}' style="overflow:hidden;padding:0px 3px 0px 3px;vertical-align:bottom;text-align:center;">62</td> <td data-sheets-numberformat='{"1":2,"2":"0","3":1}' data-sheets-value='{"1":3,"3":51}' style="overflow:hidden;padding:0px 3px 0px 3px;vertical-align:bottom;text-align:center;">51</td> <td data-sheets-numberformat='{"1":2,"2":"0","3":1}' data-sheets-value='{"1":3,"3":22}' style="border-right:1px solid #000000;overflow:hidden;padding:0px 3px 0px 3px;vertical-align:bottom;text-align:center;">22</td> </tr> <tr style="height:20px;"> <td style="border-left:1px solid #000000;overflow:hidden;padding:0px 3px 0px 3px;vertical-align:bottom;font-weight:bold;"></td> <td data-sheets-value='{"1":2,"2":"Four-walled"}' style="overflow:hidden;padding:0px 3px 0px 3px;vertical-align:bottom;font-weight:bold;">Four-walled</td> <td data-sheets-value='{"1":2,"2":"Clear (H/H/H/H)"}' style="border-right:1px solid #000000;overflow:hidden;padding:0px 3px 0px 3px;vertical-align:bottom;font-weight:bold;">Clear (H/H/H/H)</td> <td data-sheets-numberformat='{"1":2,"2":"0.00","3":1}' data-sheets-value='{"1":3,"3":1.28}' style="overflow:hidden;padding:0px 3px 0px 3px;vertical-align:bottom;text-align:center;">1.28</td> <td data-sheets-numberformat='{"1":2,"2":"0","3":1}' data-sheets-value='{"1":3,"3":64}' style="overflow:hidden;padding:0px 3px 0px 3px;vertical-align:bottom;text-align:center;">64</td> <td data-sheets-numberformat='{"1":2,"2":"0","3":1}' data-sheets-value='{"1":3,"3":54}' style="overflow:hidden;padding:0px 3px 0px 3px;vertical-align:bottom;text-align:center;">54</td> <td data-sheets-numberformat='{"1":2,"2":"0","3":1}' data-sheets-value='{"1":3,"3":23}' style="border-right:1px solid #000000;overflow:hidden;padding:0px 3px 0px 3px;vertical-align:bottom;text-align:center;">23</td> </tr> <tr style="height:20px;"> <td style="border-bottom:1px solid #000000;border-left:1px solid #000000;overflow:hidden;padding:0px 3px 0px 3px;vertical-align:bottom;"></td> <td data-sheets-value='{"1":2,"2":"Four-walled"}' style="border-bottom:1px solid #000000;overflow:hidden;padding:0px 3px 0px 3px;vertical-align:bottom;font-weight:bold;">Four-walled</td> <td data-sheets-value='{"1":2,"2":"Opal (H/H/O/H)"}' style="border-right:1px solid #000000;border-bottom:1px solid #000000;overflow:hidden;padding:0px 3px 0px 3px;vertical-align:bottom;font-weight:bold;">Opal (H/H/O/H)</td> <td data-sheets-numberformat='{"1":2,"2":"0.00","3":1}' data-sheets-value='{"1":3,"3":1.28}' style="border-bottom:1px solid #000000;overflow:hidden;padding:0px 3px 0px 3px;vertical-align:bottom;text-align:center;">1.28</td> <td data-sheets-numberformat='{"1":2,"2":"0","3":1}' data-sheets-value='{"1":3,"3":59}' style="border-bottom:1px solid #000000;overflow:hidden;padding:0px 3px 0px 3px;vertical-align:bottom;text-align:center;">59</td> <td data-sheets-numberformat='{"1":2,"2":"0","3":1}' data-sheets-value='{"1":3,"3":48}' style="border-bottom:1px solid #000000;overflow:hidden;padding:0px 3px 0px 3px;vertical-align:bottom;text-align:center;">48</td> <td data-sheets-numberformat='{"1":2,"2":"0","3":1}' data-sheets-value='{"1":3,"3":23}' style="border-right:1px solid #000000;border-bottom:1px solid #000000;overflow:hidden;padding:0px 3px 0px 3px;vertical-align:bottom;text-align:center;">23</td> </tr> <tr style="height:20px;"> <td data-sheets-value='{"1":2,"2":"Polycarbonate "}' style="border-left:1px solid #000000;overflow:hidden;padding:0px 3px 0px 3px;vertical-align:bottom;font-weight:bold;">Polycarbonate </td> <td data-sheets-value='{"1":2,"2":"Single-walled"}' style="overflow:hidden;padding:0px 3px 0px 3px;vertical-align:bottom;font-weight:bold;">Single-walled</td> <td data-sheets-value='{"1":2,"2":"Clear (A)"}' style="border-right:1px solid #000000;overflow:hidden;padding:0px 3px 0px 3px;vertical-align:bottom;font-weight:bold;">Clear (A)</td> <td data-sheets-numberformat='{"1":2,"2":"0.00","3":1}' data-sheets-value='{"1":3,"3":5.17}' style="overflow:hidden;padding:0px 3px 0px 3px;vertical-align:bottom;text-align:center;">5.17</td> <td data-sheets-numberformat='{"1":2,"2":"0","3":1}' data-sheets-value='{"1":3,"3":88}' style="overflow:hidden;padding:0px 3px 0px 3px;vertical-align:bottom;text-align:center;">88</td> <td data-sheets-numberformat='{"1":2,"2":"0","3":1}' data-sheets-value='{"1":3,"3":83}' style="overflow:hidden;padding:0px 3px 0px 3px;vertical-align:bottom;text-align:center;">83</td> <td data-sheets-numberformat='{"1":2,"2":"0","3":1}' data-sheets-value='{"1":2,"2":"-"}' style="border-right:1px solid #000000;overflow:hidden;padding:0px 3px 0px 3px;vertical-align:bottom;text-align:center;">-</td> </tr> <tr style="height:20px;"> <td data-sheets-value='{"1":2,"2":"PC"}' style="border-left:1px solid #000000;overflow:hidden;padding:0px 3px 0px 3px;vertical-align:bottom;font-weight:bold;">PC</td> <td data-sheets-value='{"1":2,"2":"Single-walled"}' style="overflow:hidden;padding:0px 3px 0px 3px;vertical-align:bottom;font-weight:bold;">Single-walled</td> <td data-sheets-value='{"1":2,"2":"Opal (D)"}' style="border-right:1px solid #000000;overflow:hidden;padding:0px 3px 0px 3px;vertical-align:bottom;font-weight:bold;">Opal (D)</td> <td data-sheets-numberformat='{"1":2,"2":"0.00","3":1}' data-sheets-value='{"1":3,"3":5.17}' style="overflow:hidden;padding:0px 3px 0px 3px;vertical-align:bottom;text-align:center;">5.17</td> <td data-sheets-numberformat='{"1":2,"2":"0","3":1}' data-sheets-value='{"1":3,"3":58}' style="overflow:hidden;padding:0px 3px 0px 3px;vertical-align:bottom;text-align:center;">58</td> <td data-sheets-numberformat='{"1":2,"2":"0","3":1}' data-sheets-value='{"1":3,"3":60}' style="overflow:hidden;padding:0px 3px 0px 3px;vertical-align:bottom;text-align:center;">60</td> <td data-sheets-numberformat='{"1":2,"2":"0","3":1}' data-sheets-value='{"1":2,"2":"-"}' style="border-right:1px solid #000000;overflow:hidden;padding:0px 3px 0px 3px;vertical-align:bottom;text-align:center;">-</td> </tr> <tr style="height:20px;"> <td style="border-left:1px solid #000000;overflow:hidden;padding:0px 3px 0px 3px;vertical-align:bottom;font-weight:bold;"></td> <td data-sheets-value='{"1":2,"2":"Double-walled"}' style="overflow:hidden;padding:0px 3px 0px 3px;vertical-align:bottom;font-weight:bold;">Double-walled</td> <td data-sheets-value='{"1":2,"2":"Clear (A/H)"}' style="border-right:1px solid #000000;overflow:hidden;padding:0px 3px 0px 3px;vertical-align:bottom;font-weight:bold;">Clear (A/H)</td> <td data-sheets-numberformat='{"1":2,"2":"0.00","3":1}' data-sheets-value='{"1":3,"3":2.9}' style="overflow:hidden;padding:0px 3px 0px 3px;vertical-align:bottom;text-align:center;">2.90</td> <td data-sheets-numberformat='{"1":2,"2":"0","3":1}' data-sheets-value='{"1":3,"3":79}' style="overflow:hidden;padding:0px 3px 0px 3px;vertical-align:bottom;text-align:center;">79</td> <td data-sheets-numberformat='{"1":2,"2":"0","3":1}' data-sheets-value='{"1":3,"3":72}' style="overflow:hidden;padding:0px 3px 0px 3px;vertical-align:bottom;text-align:center;">72</td> <td data-sheets-numberformat='{"1":2,"2":"0","3":1}' data-sheets-value='{"1":3,"3":20}' style="border-right:1px solid #000000;overflow:hidden;padding:0px 3px 0px 3px;vertical-align:bottom;text-align:center;">20</td> </tr> <tr style="height:20px;"> <td style="border-left:1px solid #000000;overflow:hidden;padding:0px 3px 0px 3px;vertical-align:bottom;font-weight:bold;"></td> <td data-sheets-value='{"1":2,"2":"Double-walled"}' style="overflow:hidden;padding:0px 3px 0px 3px;vertical-align:bottom;font-weight:bold;">Double-walled</td> <td data-sheets-value='{"1":2,"2":"Clear (A/A)"}' style="border-right:1px solid #000000;overflow:hidden;padding:0px 3px 0px 3px;vertical-align:bottom;font-weight:bold;">Clear (A/A)</td> <td data-sheets-numberformat='{"1":2,"2":"0.00","3":1}' data-sheets-value='{"1":3,"3":2.9}' style="overflow:hidden;padding:0px 3px 0px 3px;vertical-align:bottom;text-align:center;">2.90</td> <td data-sheets-numberformat='{"1":2,"2":"0","3":1}' data-sheets-value='{"1":3,"3":77}' style="overflow:hidden;padding:0px 3px 0px 3px;vertical-align:bottom;text-align:center;">77</td> <td data-sheets-numberformat='{"1":2,"2":"0","3":1}' data-sheets-value='{"1":3,"3":69}' style="overflow:hidden;padding:0px 3px 0px 3px;vertical-align:bottom;text-align:center;">69</td> <td data-sheets-numberformat='{"1":2,"2":"0","3":1}' data-sheets-value='{"1":3,"3":20}' style="border-right:1px solid #000000;overflow:hidden;padding:0px 3px 0px 3px;vertical-align:bottom;text-align:center;">20</td> </tr> <tr style="height:20px;"> <td style="border-left:1px solid #000000;overflow:hidden;padding:0px 3px 0px 3px;vertical-align:bottom;font-weight:bold;"></td> <td data-sheets-value='{"1":2,"2":"Double-walled"}' style="overflow:hidden;padding:0px 3px 0px 3px;vertical-align:bottom;font-weight:bold;">Double-walled</td> <td data-sheets-value='{"1":2,"2":"Opal (A/O)"}' style="border-right:1px solid #000000;overflow:hidden;padding:0px 3px 0px 3px;vertical-align:bottom;font-weight:bold;">Opal (A/O)</td> <td data-sheets-numberformat='{"1":2,"2":"0.00","3":1}' data-sheets-value='{"1":3,"3":2.9}' style="overflow:hidden;padding:0px 3px 0px 3px;vertical-align:bottom;text-align:center;">2.90</td> <td data-sheets-numberformat='{"1":2,"2":"0","3":1}' data-sheets-value='{"1":3,"3":73}' style="overflow:hidden;padding:0px 3px 0px 3px;vertical-align:bottom;text-align:center;">73</td> <td data-sheets-numberformat='{"1":2,"2":"0","3":1}' data-sheets-value='{"1":3,"3":63}' style="overflow:hidden;padding:0px 3px 0px 3px;vertical-align:bottom;text-align:center;">63</td> <td data-sheets-numberformat='{"1":2,"2":"0","3":1}' data-sheets-value='{"1":3,"3":20}' style="border-right:1px solid #000000;overflow:hidden;padding:0px 3px 0px 3px;vertical-align:bottom;text-align:center;">20</td> </tr> <tr style="height:20px;"> <td style="border-left:1px solid #000000;overflow:hidden;padding:0px 3px 0px 3px;vertical-align:bottom;font-weight:bold;"></td> <td data-sheets-value='{"1":2,"2":"Double-walled"}' style="overflow:hidden;padding:0px 3px 0px 3px;vertical-align:bottom;font-weight:bold;">Double-walled</td> <td data-sheets-value='{"1":2,"2":"Opal (A/D)"}' style="border-right:1px solid #000000;overflow:hidden;padding:0px 3px 0px 3px;vertical-align:bottom;font-weight:bold;">Opal (A/D)</td> <td data-sheets-numberformat='{"1":2,"2":"0.00","3":1}' data-sheets-value='{"1":3,"3":2.9}' style="overflow:hidden;padding:0px 3px 0px 3px;vertical-align:bottom;text-align:center;">2.90</td> <td data-sheets-numberformat='{"1":2,"2":"0","3":1}' data-sheets-value='{"1":3,"3":51}' style="overflow:hidden;padding:0px 3px 0px 3px;vertical-align:bottom;text-align:center;">51</td> <td data-sheets-numberformat='{"1":2,"2":"0","3":1}' data-sheets-value='{"1":3,"3":50}' style="overflow:hidden;padding:0px 3px 0px 3px;vertical-align:bottom;text-align:center;">50</td> <td data-sheets-numberformat='{"1":2,"2":"0","3":1}' data-sheets-value='{"1":3,"3":20}' style="border-right:1px solid #000000;overflow:hidden;padding:0px 3px 0px 3px;vertical-align:bottom;text-align:center;">20</td> </tr> <tr style="height:20px;"> <td style="border-left:1px solid #000000;overflow:hidden;padding:0px 3px 0px 3px;vertical-align:bottom;font-weight:bold;"></td> <td data-sheets-value='{"1":2,"2":"Triple-walled"}' style="overflow:hidden;padding:0px 3px 0px 3px;vertical-align:bottom;font-weight:bold;">Triple-walled</td> <td data-sheets-value='{"1":2,"2":"Clear (A/H/H)"}' style="border-right:1px solid #000000;overflow:hidden;padding:0px 3px 0px 3px;vertical-align:bottom;font-weight:bold;">Clear (A/H/H)</td> <td data-sheets-numberformat='{"1":2,"2":"0.00","3":1}' data-sheets-value='{"1":3,"3":1.7}' style="overflow:hidden;padding:0px 3px 0px 3px;vertical-align:bottom;text-align:center;">1.70</td> <td data-sheets-numberformat='{"1":2,"2":"0","3":1}' data-sheets-value='{"1":3,"3":71}' style="overflow:hidden;padding:0px 3px 0px 3px;vertical-align:bottom;text-align:center;">71</td> <td data-sheets-numberformat='{"1":2,"2":"0","3":1}' data-sheets-value='{"1":3,"3":63}' style="overflow:hidden;padding:0px 3px 0px 3px;vertical-align:bottom;text-align:center;">63</td> <td data-sheets-numberformat='{"1":2,"2":"0","3":1}' data-sheets-value='{"1":3,"3":22}' style="border-right:1px solid #000000;overflow:hidden;padding:0px 3px 0px 3px;vertical-align:bottom;text-align:center;">22</td> </tr> <tr style="height:20px;"> <td style="border-left:1px solid #000000;overflow:hidden;padding:0px 3px 0px 3px;vertical-align:bottom;font-weight:bold;"></td> <td data-sheets-value='{"1":2,"2":"Triple-walled"}' style="overflow:hidden;padding:0px 3px 0px 3px;vertical-align:bottom;font-weight:bold;">Triple-walled</td> <td data-sheets-value='{"1":2,"2":"Opal (A/O/O)"}' style="border-right:1px solid #000000;overflow:hidden;padding:0px 3px 0px 3px;vertical-align:bottom;font-weight:bold;">Opal (A/O/O)</td> <td data-sheets-numberformat='{"1":2,"2":"0.00","3":1}' data-sheets-value='{"1":3,"3":1.7}' style="overflow:hidden;padding:0px 3px 0px 3px;vertical-align:bottom;text-align:center;">1.70</td> <td data-sheets-numberformat='{"1":2,"2":"0","3":1}' data-sheets-value='{"1":3,"3":61}' style="overflow:hidden;padding:0px 3px 0px 3px;vertical-align:bottom;text-align:center;">61</td> <td data-sheets-numberformat='{"1":2,"2":"0","3":1}' data-sheets-value='{"1":3,"3":48}' style="overflow:hidden;padding:0px 3px 0px 3px;vertical-align:bottom;text-align:center;">48</td> <td data-sheets-numberformat='{"1":2,"2":"0","3":1}' data-sheets-value='{"1":3,"3":22}' style="border-right:1px solid #000000;overflow:hidden;padding:0px 3px 0px 3px;vertical-align:bottom;text-align:center;">22</td> </tr> <tr style="height:20px;"> <td style="border-left:1px solid #000000;overflow:hidden;padding:0px 3px 0px 3px;vertical-align:bottom;font-weight:bold;"></td> <td data-sheets-value='{"1":2,"2":"Four-walled"}' style="overflow:hidden;padding:0px 3px 0px 3px;vertical-align:bottom;font-weight:bold;">Four-walled</td> <td data-sheets-value='{"1":2,"2":"Clear (A/H/H/H)"}' style="border-right:1px solid #000000;overflow:hidden;padding:0px 3px 0px 3px;vertical-align:bottom;font-weight:bold;">Clear (A/H/H/H)</td> <td data-sheets-numberformat='{"1":2,"2":"0.00","3":1}' data-sheets-value='{"1":3,"3":1.28}' style="overflow:hidden;padding:0px 3px 0px 3px;vertical-align:bottom;text-align:center;">1.28</td> <td data-sheets-numberformat='{"1":2,"2":"0","3":1}' data-sheets-value='{"1":3,"3":64}' style="overflow:hidden;padding:0px 3px 0px 3px;vertical-align:bottom;text-align:center;">64</td> <td data-sheets-numberformat='{"1":2,"2":"0","3":1}' data-sheets-value='{"1":3,"3":52}' style="overflow:hidden;padding:0px 3px 0px 3px;vertical-align:bottom;text-align:center;">52</td> <td data-sheets-numberformat='{"1":2,"2":"0","3":1}' data-sheets-value='{"1":3,"3":23}' style="border-right:1px solid #000000;overflow:hidden;padding:0px 3px 0px 3px;vertical-align:bottom;text-align:center;">23</td> </tr> <tr style="height:20px;"> <td style="border-bottom:1px solid #000000;border-left:1px solid #000000;overflow:hidden;padding:0px 3px 0px 3px;vertical-align:bottom;"></td> <td data-sheets-value='{"1":2,"2":"Four-walled"}' style="border-bottom:1px solid #000000;overflow:hidden;padding:0px 3px 0px 3px;vertical-align:bottom;font-weight:bold;">Four-walled</td> <td data-sheets-value='{"1":2,"2":"Opal (A/H/O/H)"}' style="border-right:1px solid #000000;border-bottom:1px solid #000000;overflow:hidden;padding:0px 3px 0px 3px;vertical-align:bottom;font-weight:bold;">Opal (A/H/O/H)</td> <td data-sheets-numberformat='{"1":2,"2":"0.00","3":1}' data-sheets-value='{"1":3,"3":1.28}' style="border-bottom:1px solid #000000;overflow:hidden;padding:0px 3px 0px 3px;vertical-align:bottom;text-align:center;">1.28</td> <td data-sheets-numberformat='{"1":2,"2":"0","3":1}' data-sheets-value='{"1":3,"3":59}' style="border-bottom:1px solid #000000;overflow:hidden;padding:0px 3px 0px 3px;vertical-align:bottom;text-align:center;">59</td> <td data-sheets-numberformat='{"1":2,"2":"0","3":1}' data-sheets-value='{"1":3,"3":46}' style="border-bottom:1px solid #000000;overflow:hidden;padding:0px 3px 0px 3px;vertical-align:bottom;text-align:center;">46</td> <td data-sheets-numberformat='{"1":2,"2":"0","3":1}' data-sheets-value='{"1":3,"3":23}' style="border-right:1px solid #000000;border-bottom:1px solid #000000;overflow:hidden;padding:0px 3px 0px 3px;vertical-align:bottom;text-align:center;">23</td> </tr> <tr style="height:20px;"> <td data-sheets-value='{"1":2,"2":"Polycarbonate"}' style="border-left:1px solid #000000;overflow:hidden;padding:0px 3px 0px 3px;vertical-align:bottom;font-weight:bold;">Polycarbonate</td> <td data-sheets-value='{"1":2,"2":"Single-walled"}' style="overflow:hidden;padding:0px 3px 0px 3px;vertical-align:bottom;font-weight:bold;">Single-walled</td> <td data-sheets-value='{"1":2,"2":"Heatstop Opal (T)"}' style="border-right:1px solid #000000;overflow:hidden;padding:0px 3px 0px 3px;vertical-align:bottom;font-weight:bold;">Heatstop Opal (T)</td> <td data-sheets-numberformat='{"1":2,"2":"0.00","3":1}' data-sheets-value='{"1":3,"3":5.17}' style="overflow:hidden;padding:0px 3px 0px 3px;vertical-align:bottom;text-align:center;">5.17</td> <td data-sheets-numberformat='{"1":2,"2":"0","3":1}' data-sheets-value='{"1":3,"3":49}' style="overflow:hidden;padding:0px 3px 0px 3px;vertical-align:bottom;text-align:center;">49</td> <td data-sheets-numberformat='{"1":2,"2":"0","3":1}' data-sheets-value='{"1":3,"3":59}' style="overflow:hidden;padding:0px 3px 0px 3px;vertical-align:bottom;text-align:center;">59</td> <td data-sheets-numberformat='{"1":2,"2":"0","3":1}' data-sheets-value='{"1":2,"2":"-"}' style="border-right:1px solid #000000;overflow:hidden;padding:0px 3px 0px 3px;vertical-align:bottom;text-align:center;">-</td> </tr> <tr style="height:20px;"> <td data-sheets-value='{"1":2,"2":"Heatstop PC"}' style="border-left:1px solid #000000;overflow:hidden;padding:0px 3px 0px 3px;vertical-align:bottom;font-weight:bold;">Heatstop PC</td> <td data-sheets-value='{"1":2,"2":"Double-walled"}' style="overflow:hidden;padding:0px 3px 0px 3px;vertical-align:bottom;font-weight:bold;">Double-walled</td> <td data-sheets-value='{"1":2,"2":"Clear (T/H)"}' style="border-right:1px solid #000000;overflow:hidden;padding:0px 3px 0px 3px;vertical-align:bottom;font-weight:bold;">Clear (T/H)</td> <td data-sheets-numberformat='{"1":2,"2":"0.00","3":1}' data-sheets-value='{"1":3,"3":2.9}' style="overflow:hidden;padding:0px 3px 0px 3px;vertical-align:bottom;text-align:center;">2.90</td> <td data-sheets-numberformat='{"1":2,"2":"0","3":1}' data-sheets-value='{"1":3,"3":44}' style="overflow:hidden;padding:0px 3px 0px 3px;vertical-align:bottom;text-align:center;">44</td> <td data-sheets-numberformat='{"1":2,"2":"0","3":1}' data-sheets-value='{"1":3,"3":51}' style="overflow:hidden;padding:0px 3px 0px 3px;vertical-align:bottom;text-align:center;">51</td> <td data-sheets-numberformat='{"1":2,"2":"0","3":1}' data-sheets-value='{"1":3,"3":20}' style="border-right:1px solid #000000;overflow:hidden;padding:0px 3px 0px 3px;vertical-align:bottom;text-align:center;">20</td> </tr> <tr style="height:20px;"> <td style="border-left:1px solid #000000;overflow:hidden;padding:0px 3px 0px 3px;vertical-align:bottom;font-weight:bold;"></td> <td data-sheets-value='{"1":2,"2":"Double-walled"}' style="overflow:hidden;padding:0px 3px 0px 3px;vertical-align:bottom;font-weight:bold;">Double-walled</td> <td data-sheets-value='{"1":2,"2":"Opal (T/O)"}' style="border-right:1px solid #000000;overflow:hidden;padding:0px 3px 0px 3px;vertical-align:bottom;font-weight:bold;">Opal (T/O)</td> <td data-sheets-numberformat='{"1":2,"2":"0.00","3":1}' data-sheets-value='{"1":3,"3":2.9}' style="overflow:hidden;padding:0px 3px 0px 3px;vertical-align:bottom;text-align:center;">2.90</td> <td data-sheets-numberformat='{"1":2,"2":"0","3":1}' data-sheets-value='{"1":3,"3":41}' style="overflow:hidden;padding:0px 3px 0px 3px;vertical-align:bottom;text-align:center;">41</td> <td data-sheets-numberformat='{"1":2,"2":"0","3":1}' data-sheets-value='{"1":3,"3":45}' style="overflow:hidden;padding:0px 3px 0px 3px;vertical-align:bottom;text-align:center;">45</td> <td data-sheets-numberformat='{"1":2,"2":"0","3":1}' data-sheets-value='{"1":3,"3":20}' style="border-right:1px solid #000000;overflow:hidden;padding:0px 3px 0px 3px;vertical-align:bottom;text-align:center;">20</td> </tr> <tr style="height:20px;"> <td style="border-left:1px solid #000000;overflow:hidden;padding:0px 3px 0px 3px;vertical-align:bottom;font-weight:bold;"></td> <td data-sheets-value='{"1":2,"2":"Triple-walled"}' style="overflow:hidden; | skylux-160-ce-met-koepel-en-metaalopstand-met-lm-motor-en-windvang-0900-x-1200-mm | 8586005086541 | 46872289280333
Smoke and heat exhaust (SHEV) | SHE system | Skylux | Skylux 160° CE with skylight and metal curb with LM-actuator and spoiler 0900 x 1500 mm |  | 50977 | 5412970509776 | 3703.85 | Yes | 30-45 | 78.14 | 900 x 1500 mm | 1500 | 900 |  | metal curb M30 (30 cm high) | Rectangular | 5.17 W/m²K - 1.28 W/m²K | 87% - 32% | 90% - 32% | 20dB - 23dB | 160° CE (for industry) | skylight | with spoiler | E | Single actuator | Maximum four-walled skylight possible for this product | Ut-value LT-value g-value Rw-value EN 1873 : 2014 EN ISO 13468 EN 16153 EN 410 EN 410 EN ISO 140-3 Material Walls Shells (W/m²K) (%) (%) (dB) Acrylic Single-walled Clear (H) 5.17 90 87 - PMMA Single-walled Opal (O) 5.17 83 76 - Double-walled Clear (H/H) 2.90 81 75 20 Double-walled Opal (O/O) 2.90 69 58 20 Triple-walled Clear (H/H/H) 1.70 73 65 22 Triple-walled Opal (O/H/O) 1.70 62 51 22 Four-walled Clear (H/H/H/H) 1.28 64 54 23 Four-walled Opal (H/H/O/H) 1.28 59 48 23 Polycarbonate Single-walled Clear (A) 5.17 88 83 - PC Single-walled Opal (D) 5.17 58 60 - Double-walled Clear (A/H) 2.90 79 72 20 Double-walled Clear (A/A) 2.90 77 69 20 Double-walled Opal (A/O) 2.90 73 63 20 Double-walled Opal (A/D) 2.90 51 50 20 Triple-walled Clear (A/H/H) 1.70 71 63 22 Triple-walled Opal (A/O/O) 1.70 61 48 22 Four-walled Clear (A/H/H/H) 1.28 64 52 23 Four-walled Opal (A/H/O/H) 1.28 59 46 23 Polycarbonate Single-walled Heatstop Opal (T) 5.17 49 59 - Heatstop PC Double-walled Clear (T/H) 2.90 44 51 20 Double-walled Opal (T/O) 2.90 41 45 20 Triple-walled Clear (T/H/H) 1.70 40 <td data-sheets-numberformat='{"1":2,"2":"0","3":1}' data-sheets-value='{"1":3,"3":44}' style="overflow:hidden;paddin | https://skylux.eu/en/products/skylux-160-ce-met-koepel-en-metaalopstand-met-lm-motor-en-windvang-0900-x-1500-mm | https://skylux.eu/cdn/shop/files/Skylux-160deg-CE-met-koepel-en-metaalopstand-met-LM-motor-en-windvang-0900-x-1500-mm-RWA-systeem.jpg?v=1702977475&width=1600 | https://skylux.eu/cdn/shop/files/e5a82811-1bb0-48e4-a776-cacb59c7c092_48c01f0a-b4c3-4bec-b21f-e32f0cb447bd.jpg?v=1688550391&width=1600 | //skylux.eu/cdn/shop/files/E_MH_Mounting_instructions_Skylux_160_CE_LM.pdf?v=12406716259046007223 | //skylux.eu/cdn/shop/files/E_TD_Technical_File_Skylux_Skylux_160_CE_Electric.pdf?v=3667116872303399239 | <style type="text/css" id="isPasted"> <!--td { border: 1px solid #cccccc; } br { mso-data-placement: same-cell; } --> </style> <table border="1" cellpadding="0" cellspacing="0" dir="ltr" style="table-layout:fixed;font-size:10pt;font-family:Arial;border-collapse:collapse;border:none;"><tbody> <tr style="height:20px;"> <td style="overflow:hidden;padding:0px 3px 0px 3px;vertical-align:bottom;"></td> <td style="overflow:hidden;padding:0px 3px 0px 3px;vertical-align:bottom;"></td> <td style="overflow:hidden;padding:0px 3px 0px 3px;vertical-align:bottom;"></td> <td data-sheets-value='{"1":2,"2":"Ut-value"}' style="overflow:hidden;padding:0px 3px 0px 3px;vertical-align:bottom;font-weight:bold;text-align:center;">Ut-value</td> <td data-sheets-value='{"1":2,"2":"LT-value"}' style="overflow:hidden;padding:0px 3px 0px 3px;vertical-align:bottom;font-weight:bold;text-align:center;">LT-value</td> <td data-sheets-value='{"1":2,"2":"g-value"}' style="overflow:hidden;padding:0px 3px 0px 3px;vertical-align:bottom;font-weight:bold;text-align:center;">g-value</td> <td data-sheets-value='{"1":2,"2":"Rw-value "}' style="overflow:hidden;padding:0px 3px 0px 3px;vertical-align:bottom;font-weight:bold;text-align:center;">Rw-value </td> </tr> <tr style="height:20px;"> <td style="overflow:hidden;padding:0px 3px 0px 3px;vertical-align:bottom;"></td> <td style="overflow:hidden;padding:0px 3px 0px 3px;vertical-align:bottom;"></td> <td style="overflow:hidden;padding:0px 3px 0px 3px;vertical-align:bottom;"></td> <td data-sheets-numberformat='{"1":2,"2":"0.00","3":1}' data-sheets-value='{"1":2,"2":"EN 1873 : 2014"}' style="overflow:hidden;padding:0px 3px 0px 3px;vertical-align:bottom;text-align:center;">EN 1873 : 2014</td> <td data-sheets-numberformat='{"1":2,"2":"0","3":1}' data-sheets-value='{"1":2,"2":"EN ISO 13468 EN 16153 EN 410"}' style="overflow:hidden;padding:0px 3px 0px 3px;vertical-align:bottom;text-align:center;">EN ISO 13468 EN 16153 EN 410</td> <td data-sheets-numberformat='{"1":2,"2":"0","3":1}' data-sheets-value='{"1":2,"2":"EN 410"}' style="overflow:hidden;padding:0px 3px 0px 3px;vertical-align:bottom;text-align:center;">EN 410</td> <td data-sheets-value='{"1":2,"2":"EN ISO 140-3\t\t"}' style="overflow:hidden;padding:0px 3px 0px 3px;vertical-align:bottom;text-align:center;">EN ISO 140-3 </td> </tr> <tr style="height:20px;"> <td data-sheets-value='{"1":2,"2":"Material"}' style="border-bottom:1px solid #000000;overflow:hidden;padding:0px 3px 0px 3px;vertical-align:bottom;background-color:#000000;font-weight:bold;color:#ffffff;">Material</td> <td data-sheets-value='{"1":2,"2":"Walls"}' style="border-bottom:1px solid #000000;overflow:hidden;padding:0px 3px 0px 3px;vertical-align:bottom;background-color:#000000;font-weight:bold;color:#ffffff;">Walls</td> <td data-sheets-value='{"1":2,"2":"Shells"}' style="border-bottom:1px solid #000000;overflow:hidden;padding:0px 3px 0px 3px;vertical-align:bottom;background-color:#000000;font-weight:bold;color:#ffffff;">Shells</td> <td data-sheets-numberformat='{"1":2,"2":"0.00","3":1}' data-sheets-value='{"1":2,"2":"(W/m²K)\t"}' style="border-bottom:1px solid #000000;overflow:hidden;padding:0px 3px 0px 3px;vertical-align:bottom;background-color:#000000;font-weight:bold;color:#ffffff;text-align:center;">(W/m²K) </td> <td data-sheets-numberformat='{"1":2,"2":"0","3":1}' data-sheets-value='{"1":2,"2":"(%)"}' style="border-bottom:1px solid #000000;overflow:hidden;padding:0px 3px 0px 3px;vertical-align:bottom;background-color:#000000;font-weight:bold;color:#ffffff;text-align:center;">(%)</td> <td data-sheets-numberformat='{"1":2,"2":"0","3":1}' data-sheets-value='{"1":2,"2":"(%)"}' style="border-bottom:1px solid #000000;overflow:hidden;padding:0px 3px 0px 3px;vertical-align:bottom;background-color:#000000;font-weight:bold;color:#ffffff;text-align:center;">(%)</td> <td data-sheets-value='{"1":2,"2":"(dB)"}' style="border-bottom:1px solid #000000;overflow:hidden;padding:0px 3px 0px 3px;vertical-align:bottom;background-color:#000000;font-weight:bold;color:#ffffff;text-align:center;">(dB)</td> </tr> <tr style="height:20px;"> <td data-sheets-value='{"1":2,"2":"Acrylic"}' style="border-left:1px solid #000000;overflow:hidden;padding:0px 3px 0px 3px;vertical-align:bottom;font-weight:bold;">Acrylic</td> <td data-sheets-value='{"1":2,"2":"Single-walled"}' style="overflow:hidden;padding:0px 3px 0px 3px;vertical-align:bottom;font-weight:bold;">Single-walled</td> <td data-sheets-value='{"1":2,"2":"Clear (H)"}' style="border-right:1px solid #000000;overflow:hidden;padding:0px 3px 0px 3px;vertical-align:bottom;font-weight:bold;">Clear (H)</td> <td data-sheets-numberformat='{"1":2,"2":"0.00","3":1}' data-sheets-value='{"1":3,"3":5.17}' style="overflow:hidden;padding:0px 3px 0px 3px;vertical-align:bottom;text-align:center;">5.17</td> <td data-sheets-numberformat='{"1":2,"2":"0","3":1}' data-sheets-value='{"1":3,"3":90}' style="overflow:hidden;padding:0px 3px 0px 3px;vertical-align:bottom;text-align:center;">90</td> <td data-sheets-numberformat='{"1":2,"2":"0","3":1}' data-sheets-value='{"1":3,"3":87}' style="overflow:hidden;padding:0px 3px 0px 3px;vertical-align:bottom;text-align:center;">87</td> <td data-sheets-numberformat='{"1":2,"2":"0","3":1}' data-sheets-value='{"1":2,"2":"-"}' style="border-right:1px solid #000000;overflow:hidden;padding:0px 3px 0px 3px;vertical-align:bottom;text-align:center;">-</td> </tr> <tr style="height:20px;"> <td data-sheets-value='{"1":2,"2":"PMMA"}' style="border-left:1px solid #000000;overflow:hidden;padding:0px 3px 0px 3px;vertical-align:bottom;font-weight:bold;">PMMA</td> <td data-sheets-value='{"1":2,"2":"Single-walled"}' style="overflow:hidden;padding:0px 3px 0px 3px;vertical-align:bottom;font-weight:bold;">Single-walled</td> <td data-sheets-value='{"1":2,"2":"Opal (O)"}' style="border-right:1px solid #000000;overflow:hidden;padding:0px 3px 0px 3px;vertical-align:bottom;font-weight:bold;">Opal (O)</td> <td data-sheets-numberformat='{"1":2,"2":"0.00","3":1}' data-sheets-value='{"1":3,"3":5.17}' style="overflow:hidden;padding:0px 3px 0px 3px;vertical-align:bottom;text-align:center;">5.17</td> <td data-sheets-numberformat='{"1":2,"2":"0","3":1}' data-sheets-value='{"1":3,"3":83}' style="overflow:hidden;padding:0px 3px 0px 3px;vertical-align:bottom;text-align:center;">83</td> <td data-sheets-numberformat='{"1":2,"2":"0","3":1}' data-sheets-value='{"1":3,"3":76}' style="overflow:hidden;padding:0px 3px 0px 3px;vertical-align:bottom;text-align:center;">76</td> <td data-sheets-numberformat='{"1":2,"2":"0","3":1}' data-sheets-value='{"1":2,"2":"-"}' style="border-right:1px solid #000000;overflow:hidden;padding:0px 3px 0px 3px;vertical-align:bottom;text-align:center;">-</td> </tr> <tr style="height:20px;"> <td style="border-left:1px solid #000000;overflow:hidden;padding:0px 3px 0px 3px;vertical-align:bottom;font-weight:bold;"></td> <td data-sheets-value='{"1":2,"2":"Double-walled"}' style="overflow:hidden;padding:0px 3px 0px 3px;vertical-align:bottom;font-weight:bold;">Double-walled</td> <td data-sheets-value='{"1":2,"2":"Clear (H/H)"}' style="border-right:1px solid #000000;overflow:hidden;padding:0px 3px 0px 3px;vertical-align:bottom;font-weight:bold;">Clear (H/H)</td> <td data-sheets-numberformat='{"1":2,"2":"0.00","3":1}' data-sheets-value='{"1":3,"3":2.9}' style="overflow:hidden;padding:0px 3px 0px 3px;vertical-align:bottom;text-align:center;">2.90</td> <td data-sheets-numberformat='{"1":2,"2":"0","3":1}' data-sheets-value='{"1":3,"3":81}' style="overflow:hidden;padding:0px 3px 0px 3px;vertical-align:bottom;text-align:center;">81</td> <td data-sheets-numberformat='{"1":2,"2":"0","3":1}' data-sheets-value='{"1":3,"3":75}' style="overflow:hidden;padding:0px 3px 0px 3px;vertical-align:bottom;text-align:center;">75</td> <td data-sheets-numberformat='{"1":2,"2":"0","3":1}' data-sheets-value='{"1":3,"3":20}' style="border-right:1px solid #000000;overflow:hidden;padding:0px 3px 0px 3px;vertical-align:bottom;text-align:center;">20</td> </tr> <tr style="height:20px;"> <td style="border-left:1px solid #000000;overflow:hidden;padding:0px 3px 0px 3px;vertical-align:bottom;font-weight:bold;"></td> <td data-sheets-value='{"1":2,"2":"Double-walled"}' style="overflow:hidden;padding:0px 3px 0px 3px;vertical-align:bottom;font-weight:bold;">Double-walled</td> <td data-sheets-value='{"1":2,"2":"Opal (O/O)"}' style="border-right:1px solid #000000;overflow:hidden;padding:0px 3px 0px 3px;vertical-align:bottom;font-weight:bold;">Opal (O/O)</td> <td data-sheets-numberformat='{"1":2,"2":"0.00","3":1}' data-sheets-value='{"1":3,"3":2.9}' style="overflow:hidden;padding:0px 3px 0px 3px;vertical-align:bottom;text-align:center;">2.90</td> <td data-sheets-numberformat='{"1":2,"2":"0","3":1}' data-sheets-value='{"1":3,"3":69}' style="overflow:hidden;padding:0px 3px 0px 3px;vertical-align:bottom;text-align:center;">69</td> <td data-sheets-numberformat='{"1":2,"2":"0","3":1}' data-sheets-value='{"1":3,"3":58}' style="overflow:hidden;padding:0px 3px 0px 3px;vertical-align:bottom;text-align:center;">58</td> <td data-sheets-numberformat='{"1":2,"2":"0","3":1}' data-sheets-value='{"1":3,"3":20}' style="border-right:1px solid #000000;overflow:hidden;padding:0px 3px 0px 3px;vertical-align:bottom;text-align:center;">20</td> </tr> <tr style="height:20px;"> <td style="border-left:1px solid #000000;overflow:hidden;padding:0px 3px 0px 3px;vertical-align:bottom;font-weight:bold;"></td> <td data-sheets-value='{"1":2,"2":"Triple-walled"}' style="overflow:hidden;padding:0px 3px 0px 3px;vertical-align:bottom;font-weight:bold;">Triple-walled</td> <td data-sheets-value='{"1":2,"2":"Clear (H/H/H)"}' style="border-right:1px solid #000000;overflow:hidden;padding:0px 3px 0px 3px;vertical-align:bottom;font-weight:bold;">Clear (H/H/H)</td> <td data-sheets-numberformat='{"1":2,"2":"0.00","3":1}' data-sheets-value='{"1":3,"3":1.7}' style="overflow:hidden;padding:0px 3px 0px 3px;vertical-align:bottom;text-align:center;">1.70</td> <td data-sheets-numberformat='{"1":2,"2":"0","3":1}' data-sheets-value='{"1":3,"3":73}' style="overflow:hidden;padding:0px 3px 0px 3px;vertical-align:bottom;text-align:center;">73</td> <td data-sheets-numberformat='{"1":2,"2":"0","3":1}' data-sheets-value='{"1":3,"3":65}' style="overflow:hidden;padding:0px 3px 0px 3px;vertical-align:bottom;text-align:center;">65</td> <td data-sheets-numberformat='{"1":2,"2":"0","3":1}' data-sheets-value='{"1":3,"3":22}' style="border-right:1px solid #000000;overflow:hidden;padding:0px 3px 0px 3px;vertical-align:bottom;text-align:center;">22</td> </tr> <tr style="height:20px;"> <td style="border-left:1px solid #000000;overflow:hidden;padding:0px 3px 0px 3px;vertical-align:bottom;font-weight:bold;"></td> <td data-sheets-value='{"1":2,"2":"Triple-walled"}' style="overflow:hidden;padding:0px 3px 0px 3px;vertical-align:bottom;font-weight:bold;">Triple-walled</td> <td data-sheets-value='{"1":2,"2":"Opal (O/H/O)"}' style="border-right:1px solid #000000;overflow:hidden;padding:0px 3px 0px 3px;vertical-align:bottom;font-weight:bold;">Opal (O/H/O)</td> <td data-sheets-numberformat='{"1":2,"2":"0.00","3":1}' data-sheets-value='{"1":3,"3":1.7}' style="overflow:hidden;padding:0px 3px 0px 3px;vertical-align:bottom;text-align:center;">1.70</td> <td data-sheets-numberformat='{"1":2,"2":"0","3":1}' data-sheets-value='{"1":3,"3":62}' style="overflow:hidden;padding:0px 3px 0px 3px;vertical-align:bottom;text-align:center;">62</td> <td data-sheets-numberformat='{"1":2,"2":"0","3":1}' data-sheets-value='{"1":3,"3":51}' style="overflow:hidden;padding:0px 3px 0px 3px;vertical-align:bottom;text-align:center;">51</td> <td data-sheets-numberformat='{"1":2,"2":"0","3":1}' data-sheets-value='{"1":3,"3":22}' style="border-right:1px solid #000000;overflow:hidden;padding:0px 3px 0px 3px;vertical-align:bottom;text-align:center;">22</td> </tr> <tr style="height:20px;"> <td style="border-left:1px solid #000000;overflow:hidden;padding:0px 3px 0px 3px;vertical-align:bottom;font-weight:bold;"></td> <td data-sheets-value='{"1":2,"2":"Four-walled"}' style="overflow:hidden;padding:0px 3px 0px 3px;vertical-align:bottom;font-weight:bold;">Four-walled</td> <td data-sheets-value='{"1":2,"2":"Clear (H/H/H/H)"}' style="border-right:1px solid #000000;overflow:hidden;padding:0px 3px 0px 3px;vertical-align:bottom;font-weight:bold;">Clear (H/H/H/H)</td> <td data-sheets-numberformat='{"1":2,"2":"0.00","3":1}' data-sheets-value='{"1":3,"3":1.28}' style="overflow:hidden;padding:0px 3px 0px 3px;vertical-align:bottom;text-align:center;">1.28</td> <td data-sheets-numberformat='{"1":2,"2":"0","3":1}' data-sheets-value='{"1":3,"3":64}' style="overflow:hidden;padding:0px 3px 0px 3px;vertical-align:bottom;text-align:center;">64</td> <td data-sheets-numberformat='{"1":2,"2":"0","3":1}' data-sheets-value='{"1":3,"3":54}' style="overflow:hidden;padding:0px 3px 0px 3px;vertical-align:bottom;text-align:center;">54</td> <td data-sheets-numberformat='{"1":2,"2":"0","3":1}' data-sheets-value='{"1":3,"3":23}' style="border-right:1px solid #000000;overflow:hidden;padding:0px 3px 0px 3px;vertical-align:bottom;text-align:center;">23</td> </tr> <tr style="height:20px;"> <td style="border-bottom:1px solid #000000;border-left:1px solid #000000;overflow:hidden;padding:0px 3px 0px 3px;vertical-align:bottom;"></td> <td data-sheets-value='{"1":2,"2":"Four-walled"}' style="border-bottom:1px solid #000000;overflow:hidden;padding:0px 3px 0px 3px;vertical-align:bottom;font-weight:bold;">Four-walled</td> <td data-sheets-value='{"1":2,"2":"Opal (H/H/O/H)"}' style="border-right:1px solid #000000;border-bottom:1px solid #000000;overflow:hidden;padding:0px 3px 0px 3px;vertical-align:bottom;font-weight:bold;">Opal (H/H/O/H)</td> <td data-sheets-numberformat='{"1":2,"2":"0.00","3":1}' data-sheets-value='{"1":3,"3":1.28}' style="border-bottom:1px solid #000000;overflow:hidden;padding:0px 3px 0px 3px;vertical-align:bottom;text-align:center;">1.28</td> <td data-sheets-numberformat='{"1":2,"2":"0","3":1}' data-sheets-value='{"1":3,"3":59}' style="border-bottom:1px solid #000000;overflow:hidden;padding:0px 3px 0px 3px;vertical-align:bottom;text-align:center;">59</td> <td data-sheets-numberformat='{"1":2,"2":"0","3":1}' data-sheets-value='{"1":3,"3":48}' style="border-bottom:1px solid #000000;overflow:hidden;padding:0px 3px 0px 3px;vertical-align:bottom;text-align:center;">48</td> <td data-sheets-numberformat='{"1":2,"2":"0","3":1}' data-sheets-value='{"1":3,"3":23}' style="border-right:1px solid #000000;border-bottom:1px solid #000000;overflow:hidden;padding:0px 3px 0px 3px;vertical-align:bottom;text-align:center;">23</td> </tr> <tr style="height:20px;"> <td data-sheets-value='{"1":2,"2":"Polycarbonate "}' style="border-left:1px solid #000000;overflow:hidden;padding:0px 3px 0px 3px;vertical-align:bottom;font-weight:bold;">Polycarbonate </td> <td data-sheets-value='{"1":2,"2":"Single-walled"}' style="overflow:hidden;padding:0px 3px 0px 3px;vertical-align:bottom;font-weight:bold;">Single-walled</td> <td data-sheets-value='{"1":2,"2":"Clear (A)"}' style="border-right:1px solid #000000;overflow:hidden;padding:0px 3px 0px 3px;vertical-align:bottom;font-weight:bold;">Clear (A)</td> <td data-sheets-numberformat='{"1":2,"2":"0.00","3":1}' data-sheets-value='{"1":3,"3":5.17}' style="overflow:hidden;padding:0px 3px 0px 3px;vertical-align:bottom;text-align:center;">5.17</td> <td data-sheets-numberformat='{"1":2,"2":"0","3":1}' data-sheets-value='{"1":3,"3":88}' style="overflow:hidden;padding:0px 3px 0px 3px;vertical-align:bottom;text-align:center;">88</td> <td data-sheets-numberformat='{"1":2,"2":"0","3":1}' data-sheets-value='{"1":3,"3":83}' style="overflow:hidden;padding:0px 3px 0px 3px;vertical-align:bottom;text-align:center;">83</td> <td data-sheets-numberformat='{"1":2,"2":"0","3":1}' data-sheets-value='{"1":2,"2":"-"}' style="border-right:1px solid #000000;overflow:hidden;padding:0px 3px 0px 3px;vertical-align:bottom;text-align:center;">-</td> </tr> <tr style="height:20px;"> <td data-sheets-value='{"1":2,"2":"PC"}' style="border-left:1px solid #000000;overflow:hidden;padding:0px 3px 0px 3px;vertical-align:bottom;font-weight:bold;">PC</td> <td data-sheets-value='{"1":2,"2":"Single-walled"}' style="overflow:hidden;padding:0px 3px 0px 3px;vertical-align:bottom;font-weight:bold;">Single-walled</td> <td data-sheets-value='{"1":2,"2":"Opal (D)"}' style="border-right:1px solid #000000;overflow:hidden;padding:0px 3px 0px 3px;vertical-align:bottom;font-weight:bold;">Opal (D)</td> <td data-sheets-numberformat='{"1":2,"2":"0.00","3":1}' data-sheets-value='{"1":3,"3":5.17}' style="overflow:hidden;padding:0px 3px 0px 3px;vertical-align:bottom;text-align:center;">5.17</td> <td data-sheets-numberformat='{"1":2,"2":"0","3":1}' data-sheets-value='{"1":3,"3":58}' style="overflow:hidden;padding:0px 3px 0px 3px;vertical-align:bottom;text-align:center;">58</td> <td data-sheets-numberformat='{"1":2,"2":"0","3":1}' data-sheets-value='{"1":3,"3":60}' style="overflow:hidden;padding:0px 3px 0px 3px;vertical-align:bottom;text-align:center;">60</td> <td data-sheets-numberformat='{"1":2,"2":"0","3":1}' data-sheets-value='{"1":2,"2":"-"}' style="border-right:1px solid #000000;overflow:hidden;padding:0px 3px 0px 3px;vertical-align:bottom;text-align:center;">-</td> </tr> <tr style="height:20px;"> <td style="border-left:1px solid #000000;overflow:hidden;padding:0px 3px 0px 3px;vertical-align:bottom;font-weight:bold;"></td> <td data-sheets-value='{"1":2,"2":"Double-walled"}' style="overflow:hidden;padding:0px 3px 0px 3px;vertical-align:bottom;font-weight:bold;">Double-walled</td> <td data-sheets-value='{"1":2,"2":"Clear (A/H)"}' style="border-right:1px solid #000000;overflow:hidden;padding:0px 3px 0px 3px;vertical-align:bottom;font-weight:bold;">Clear (A/H)</td> <td data-sheets-numberformat='{"1":2,"2":"0.00","3":1}' data-sheets-value='{"1":3,"3":2.9}' style="overflow:hidden;padding:0px 3px 0px 3px;vertical-align:bottom;text-align:center;">2.90</td> <td data-sheets-numberformat='{"1":2,"2":"0","3":1}' data-sheets-value='{"1":3,"3":79}' style="overflow:hidden;padding:0px 3px 0px 3px;vertical-align:bottom;text-align:center;">79</td> <td data-sheets-numberformat='{"1":2,"2":"0","3":1}' data-sheets-value='{"1":3,"3":72}' style="overflow:hidden;padding:0px 3px 0px 3px;vertical-align:bottom;text-align:center;">72</td> <td data-sheets-numberformat='{"1":2,"2":"0","3":1}' data-sheets-value='{"1":3,"3":20}' style="border-right:1px solid #000000;overflow:hidden;padding:0px 3px 0px 3px;vertical-align:bottom;text-align:center;">20</td> </tr> <tr style="height:20px;"> <td style="border-left:1px solid #000000;overflow:hidden;padding:0px 3px 0px 3px;vertical-align:bottom;font-weight:bold;"></td> <td data-sheets-value='{"1":2,"2":"Double-walled"}' style="overflow:hidden;padding:0px 3px 0px 3px;vertical-align:bottom;font-weight:bold;">Double-walled</td> <td data-sheets-value='{"1":2,"2":"Clear (A/A)"}' style="border-right:1px solid #000000;overflow:hidden;padding:0px 3px 0px 3px;vertical-align:bottom;font-weight:bold;">Clear (A/A)</td> <td data-sheets-numberformat='{"1":2,"2":"0.00","3":1}' data-sheets-value='{"1":3,"3":2.9}' style="overflow:hidden;padding:0px 3px 0px 3px;vertical-align:bottom;text-align:center;">2.90</td> <td data-sheets-numberformat='{"1":2,"2":"0","3":1}' data-sheets-value='{"1":3,"3":77}' style="overflow:hidden;padding:0px 3px 0px 3px;vertical-align:bottom;text-align:center;">77</td> <td data-sheets-numberformat='{"1":2,"2":"0","3":1}' data-sheets-value='{"1":3,"3":69}' style="overflow:hidden;padding:0px 3px 0px 3px;vertical-align:bottom;text-align:center;">69</td> <td data-sheets-numberformat='{"1":2,"2":"0","3":1}' data-sheets-value='{"1":3,"3":20}' style="border-right:1px solid #000000;overflow:hidden;padding:0px 3px 0px 3px;vertical-align:bottom;text-align:center;">20</td> </tr> <tr style="height:20px;"> <td style="border-left:1px solid #000000;overflow:hidden;padding:0px 3px 0px 3px;vertical-align:bottom;font-weight:bold;"></td> <td data-sheets-value='{"1":2,"2":"Double-walled"}' style="overflow:hidden;padding:0px 3px 0px 3px;vertical-align:bottom;font-weight:bold;">Double-walled</td> <td data-sheets-value='{"1":2,"2":"Opal (A/O)"}' style="border-right:1px solid #000000;overflow:hidden;padding:0px 3px 0px 3px;vertical-align:bottom;font-weight:bold;">Opal (A/O)</td> <td data-sheets-numberformat='{"1":2,"2":"0.00","3":1}' data-sheets-value='{"1":3,"3":2.9}' style="overflow:hidden;padding:0px 3px 0px 3px;vertical-align:bottom;text-align:center;">2.90</td> <td data-sheets-numberformat='{"1":2,"2":"0","3":1}' data-sheets-value='{"1":3,"3":73}' style="overflow:hidden;padding:0px 3px 0px 3px;vertical-align:bottom;text-align:center;">73</td> <td data-sheets-numberformat='{"1":2,"2":"0","3":1}' data-sheets-value='{"1":3,"3":63}' style="overflow:hidden;padding:0px 3px 0px 3px;vertical-align:bottom;text-align:center;">63</td> <td data-sheets-numberformat='{"1":2,"2":"0","3":1}' data-sheets-value='{"1":3,"3":20}' style="border-right:1px solid #000000;overflow:hidden;padding:0px 3px 0px 3px;vertical-align:bottom;text-align:center;">20</td> </tr> <tr style="height:20px;"> <td style="border-left:1px solid #000000;overflow:hidden;padding:0px 3px 0px 3px;vertical-align:bottom;font-weight:bold;"></td> <td data-sheets-value='{"1":2,"2":"Double-walled"}' style="overflow:hidden;padding:0px 3px 0px 3px;vertical-align:bottom;font-weight:bold;">Double-walled</td> <td data-sheets-value='{"1":2,"2":"Opal (A/D)"}' style="border-right:1px solid #000000;overflow:hidden;padding:0px 3px 0px 3px;vertical-align:bottom;font-weight:bold;">Opal (A/D)</td> <td data-sheets-numberformat='{"1":2,"2":"0.00","3":1}' data-sheets-value='{"1":3,"3":2.9}' style="overflow:hidden;padding:0px 3px 0px 3px;vertical-align:bottom;text-align:center;">2.90</td> <td data-sheets-numberformat='{"1":2,"2":"0","3":1}' data-sheets-value='{"1":3,"3":51}' style="overflow:hidden;padding:0px 3px 0px 3px;vertical-align:bottom;text-align:center;">51</td> <td data-sheets-numberformat='{"1":2,"2":"0","3":1}' data-sheets-value='{"1":3,"3":50}' style="overflow:hidden;padding:0px 3px 0px 3px;vertical-align:bottom;text-align:center;">50</td> <td data-sheets-numberformat='{"1":2,"2":"0","3":1}' data-sheets-value='{"1":3,"3":20}' style="border-right:1px solid #000000;overflow:hidden;padding:0px 3px 0px 3px;vertical-align:bottom;text-align:center;">20</td> </tr> <tr style="height:20px;"> <td style="border-left:1px solid #000000;overflow:hidden;padding:0px 3px 0px 3px;vertical-align:bottom;font-weight:bold;"></td> <td data-sheets-value='{"1":2,"2":"Triple-walled"}' style="overflow:hidden;padding:0px 3px 0px 3px;vertical-align:bottom;font-weight:bold;">Triple-walled</td> <td data-sheets-value='{"1":2,"2":"Clear (A/H/H)"}' style="border-right:1px solid #000000;overflow:hidden;padding:0px 3px 0px 3px;vertical-align:bottom;font-weight:bold;">Clear (A/H/H)</td> <td data-sheets-numberformat='{"1":2,"2":"0.00","3":1}' data-sheets-value='{"1":3,"3":1.7}' style="overflow:hidden;padding:0px 3px 0px 3px;vertical-align:bottom;text-align:center;">1.70</td> <td data-sheets-numberformat='{"1":2,"2":"0","3":1}' data-sheets-value='{"1":3,"3":71}' style="overflow:hidden;padding:0px 3px 0px 3px;vertical-align:bottom;text-align:center;">71</td> <td data-sheets-numberformat='{"1":2,"2":"0","3":1}' data-sheets-value='{"1":3,"3":63}' style="overflow:hidden;padding:0px 3px 0px 3px;vertical-align:bottom;text-align:center;">63</td> <td data-sheets-numberformat='{"1":2,"2":"0","3":1}' data-sheets-value='{"1":3,"3":22}' style="border-right:1px solid #000000;overflow:hidden;padding:0px 3px 0px 3px;vertical-align:bottom;text-align:center;">22</td> </tr> <tr style="height:20px;"> <td style="border-left:1px solid #000000;overflow:hidden;padding:0px 3px 0px 3px;vertical-align:bottom;font-weight:bold;"></td> <td data-sheets-value='{"1":2,"2":"Triple-walled"}' style="overflow:hidden;padding:0px 3px 0px 3px;vertical-align:bottom;font-weight:bold;">Triple-walled</td> <td data-sheets-value='{"1":2,"2":"Opal (A/O/O)"}' style="border-right:1px solid #000000;overflow:hidden;padding:0px 3px 0px 3px;vertical-align:bottom;font-weight:bold;">Opal (A/O/O)</td> <td data-sheets-numberformat='{"1":2,"2":"0.00","3":1}' data-sheets-value='{"1":3,"3":1.7}' style="overflow:hidden;padding:0px 3px 0px 3px;vertical-align:bottom;text-align:center;">1.70</td> <td data-sheets-numberformat='{"1":2,"2":"0","3":1}' data-sheets-value='{"1":3,"3":61}' style="overflow:hidden;padding:0px 3px 0px 3px;vertical-align:bottom;text-align:center;">61</td> <td data-sheets-numberformat='{"1":2,"2":"0","3":1}' data-sheets-value='{"1":3,"3":48}' style="overflow:hidden;padding:0px 3px 0px 3px;vertical-align:bottom;text-align:center;">48</td> <td data-sheets-numberformat='{"1":2,"2":"0","3":1}' data-sheets-value='{"1":3,"3":22}' style="border-right:1px solid #000000;overflow:hidden;padding:0px 3px 0px 3px;vertical-align:bottom;text-align:center;">22</td> </tr> <tr style="height:20px;"> <td style="border-left:1px solid #000000;overflow:hidden;padding:0px 3px 0px 3px;vertical-align:bottom;font-weight:bold;"></td> <td data-sheets-value='{"1":2,"2":"Four-walled"}' style="overflow:hidden;padding:0px 3px 0px 3px;vertical-align:bottom;font-weight:bold;">Four-walled</td> <td data-sheets-value='{"1":2,"2":"Clear (A/H/H/H)"}' style="border-right:1px solid #000000;overflow:hidden;padding:0px 3px 0px 3px;vertical-align:bottom;font-weight:bold;">Clear (A/H/H/H)</td> <td data-sheets-numberformat='{"1":2,"2":"0.00","3":1}' data-sheets-value='{"1":3,"3":1.28}' style="overflow:hidden;padding:0px 3px 0px 3px;vertical-align:bottom;text-align:center;">1.28</td> <td data-sheets-numberformat='{"1":2,"2":"0","3":1}' data-sheets-value='{"1":3,"3":64}' style="overflow:hidden;padding:0px 3px 0px 3px;vertical-align:bottom;text-align:center;">64</td> <td data-sheets-numberformat='{"1":2,"2":"0","3":1}' data-sheets-value='{"1":3,"3":52}' style="overflow:hidden;padding:0px 3px 0px 3px;vertical-align:bottom;text-align:center;">52</td> <td data-sheets-numberformat='{"1":2,"2":"0","3":1}' data-sheets-value='{"1":3,"3":23}' style="border-right:1px solid #000000;overflow:hidden;padding:0px 3px 0px 3px;vertical-align:bottom;text-align:center;">23</td> </tr> <tr style="height:20px;"> <td style="border-bottom:1px solid #000000;border-left:1px solid #000000;overflow:hidden;padding:0px 3px 0px 3px;vertical-align:bottom;"></td> <td data-sheets-value='{"1":2,"2":"Four-walled"}' style="border-bottom:1px solid #000000;overflow:hidden;padding:0px 3px 0px 3px;vertical-align:bottom;font-weight:bold;">Four-walled</td> <td data-sheets-value='{"1":2,"2":"Opal (A/H/O/H)"}' style="border-right:1px solid #000000;border-bottom:1px solid #000000;overflow:hidden;padding:0px 3px 0px 3px;vertical-align:bottom;font-weight:bold;">Opal (A/H/O/H)</td> <td data-sheets-numberformat='{"1":2,"2":"0.00","3":1}' data-sheets-value='{"1":3,"3":1.28}' style="border-bottom:1px solid #000000;overflow:hidden;padding:0px 3px 0px 3px;vertical-align:bottom;text-align:center;">1.28</td> <td data-sheets-numberformat='{"1":2,"2":"0","3":1}' data-sheets-value='{"1":3,"3":59}' style="border-bottom:1px solid #000000;overflow:hidden;padding:0px 3px 0px 3px;vertical-align:bottom;text-align:center;">59</td> <td data-sheets-numberformat='{"1":2,"2":"0","3":1}' data-sheets-value='{"1":3,"3":46}' style="border-bottom:1px solid #000000;overflow:hidden;padding:0px 3px 0px 3px;vertical-align:bottom;text-align:center;">46</td> <td data-sheets-numberformat='{"1":2,"2":"0","3":1}' data-sheets-value='{"1":3,"3":23}' style="border-right:1px solid #000000;border-bottom:1px solid #000000;overflow:hidden;padding:0px 3px 0px 3px;vertical-align:bottom;text-align:center;">23</td> </tr> <tr style="height:20px;"> <td data-sheets-value='{"1":2,"2":"Polycarbonate"}' style="border-left:1px solid #000000;overflow:hidden;padding:0px 3px 0px 3px;vertical-align:bottom;font-weight:bold;">Polycarbonate</td> <td data-sheets-value='{"1":2,"2":"Single-walled"}' style="overflow:hidden;padding:0px 3px 0px 3px;vertical-align:bottom;font-weight:bold;">Single-walled</td> <td data-sheets-value='{"1":2,"2":"Heatstop Opal (T)"}' style="border-right:1px solid #000000;overflow:hidden;padding:0px 3px 0px 3px;vertical-align:bottom;font-weight:bold;">Heatstop Opal (T)</td> <td data-sheets-numberformat='{"1":2,"2":"0.00","3":1}' data-sheets-value='{"1":3,"3":5.17}' style="overflow:hidden;padding:0px 3px 0px 3px;vertical-align:bottom;text-align:center;">5.17</td> <td data-sheets-numberformat='{"1":2,"2":"0","3":1}' data-sheets-value='{"1":3,"3":49}' style="overflow:hidden;padding:0px 3px 0px 3px;vertical-align:bottom;text-align:center;">49</td> <td data-sheets-numberformat='{"1":2,"2":"0","3":1}' data-sheets-value='{"1":3,"3":59}' style="overflow:hidden;padding:0px 3px 0px 3px;vertical-align:bottom;text-align:center;">59</td> <td data-sheets-numberformat='{"1":2,"2":"0","3":1}' data-sheets-value='{"1":2,"2":"-"}' style="border-right:1px solid #000000;overflow:hidden;padding:0px 3px 0px 3px;vertical-align:bottom;text-align:center;">-</td> </tr> <tr style="height:20px;"> <td data-sheets-value='{"1":2,"2":"Heatstop PC"}' style="border-left:1px solid #000000;overflow:hidden;padding:0px 3px 0px 3px;vertical-align:bottom;font-weight:bold;">Heatstop PC</td> <td data-sheets-value='{"1":2,"2":"Double-walled"}' style="overflow:hidden;padding:0px 3px 0px 3px;vertical-align:bottom;font-weight:bold;">Double-walled</td> <td data-sheets-value='{"1":2,"2":"Clear (T/H)"}' style="border-right:1px solid #000000;overflow:hidden;padding:0px 3px 0px 3px;vertical-align:bottom;font-weight:bold;">Clear (T/H)</td> <td data-sheets-numberformat='{"1":2,"2":"0.00","3":1}' data-sheets-value='{"1":3,"3":2.9}' style="overflow:hidden;padding:0px 3px 0px 3px;vertical-align:bottom;text-align:center;">2.90</td> <td data-sheets-numberformat='{"1":2,"2":"0","3":1}' data-sheets-value='{"1":3,"3":44}' style="overflow:hidden;padding:0px 3px 0px 3px;vertical-align:bottom;text-align:center;">44</td> <td data-sheets-numberformat='{"1":2,"2":"0","3":1}' data-sheets-value='{"1":3,"3":51}' style="overflow:hidden;padding:0px 3px 0px 3px;vertical-align:bottom;text-align:center;">51</td> <td data-sheets-numberformat='{"1":2,"2":"0","3":1}' data-sheets-value='{"1":3,"3":20}' style="border-right:1px solid #000000;overflow:hidden;padding:0px 3px 0px 3px;vertical-align:bottom;text-align:center;">20</td> </tr> <tr style="height:20px;"> <td style="border-left:1px solid #000000;overflow:hidden;padding:0px 3px 0px 3px;vertical-align:bottom;font-weight:bold;"></td> <td data-sheets-value='{"1":2,"2":"Double-walled"}' style="overflow:hidden;padding:0px 3px 0px 3px;vertical-align:bottom;font-weight:bold;">Double-walled</td> <td data-sheets-value='{"1":2,"2":"Opal (T/O)"}' style="border-right:1px solid #000000;overflow:hidden;padding:0px 3px 0px 3px;vertical-align:bottom;font-weight:bold;">Opal (T/O)</td> <td data-sheets-numberformat='{"1":2,"2":"0.00","3":1}' data-sheets-value='{"1":3,"3":2.9}' style="overflow:hidden;padding:0px 3px 0px 3px;vertical-align:bottom;text-align:center;">2.90</td> <td data-sheets-numberformat='{"1":2,"2":"0","3":1}' data-sheets-value='{"1":3,"3":41}' style="overflow:hidden;padding:0px 3px 0px 3px;vertical-align:bottom;text-align:center;">41</td> <td data-sheets-numberformat='{"1":2,"2":"0","3":1}' data-sheets-value='{"1":3,"3":45}' style="overflow:hidden;padding:0px 3px 0px 3px;vertical-align:bottom;text-align:center;">45</td> <td data-sheets-numberformat='{"1":2,"2":"0","3":1}' data-sheets-value='{"1":3,"3":20}' style="border-right:1px solid #000000;overflow:hidden;padding:0px 3px 0px 3px;vertical-align:bottom;text-align:center;">20</td> </tr> <tr style="height:20px;"> <td style="border-left:1px solid #000000;overflow:hidden;padding:0px 3px 0px 3px;vertical-align:bottom;font-weight:bold;"></td> <td data-sheets-value='{"1":2,"2":"Triple-walled"}' style="overflow:hidden; | skylux-160-ce-met-koepel-en-metaalopstand-met-lm-motor-en-windvang-0900-x-1500-mm | 8586005119309 | 46872289345869
Smoke and heat exhaust (SHEV) | SHE system | Skylux | Skylux 160° CE with skylight and metal curb with LM-actuator and spoiler 1000 x 1000 mm |  | 28304 | 5412970283041 | 3397.7 | Yes | 30-45 | 70.09 | 1000 x 1000 mm | 1000 | 1000 |  | metal curb M30 (30 cm high) | Square | 5.17 W/m²K - 1.28 W/m²K | 87% - 32% | 90% - 32% | 20dB - 23dB | 160° CE (for industry) | skylight | with spoiler | E | Single actuator | Maximum four-walled skylight possible for this product | Ut-value LT-value g-value Rw-value EN 1873 : 2014 EN ISO 13468 EN 16153 EN 410 EN 410 EN ISO 140-3 Material Walls Shells (W/m²K) (%) (%) (dB) Acrylic Single-walled Clear (H) 5.17 90 87 - PMMA Single-walled Opal (O) 5.17 83 76 - Double-walled Clear (H/H) 2.90 81 75 20 Double-walled Opal (O/O) 2.90 69 58 20 Triple-walled Clear (H/H/H) 1.70 73 65 22 Triple-walled Opal (O/H/O) 1.70 62 51 22 Four-walled Clear (H/H/H/H) 1.28 64 54 23 Four-walled Opal (H/H/O/H) 1.28 59 48 23 Polycarbonate Single-walled Clear (A) 5.17 88 83 - PC Single-walled Opal (D) 5.17 58 60 - Double-walled Clear (A/H) 2.90 79 72 20 Double-walled Clear (A/A) 2.90 77 69 20 Double-walled Opal (A/O) 2.90 73 63 20 Double-walled Opal (A/D) 2.90 51 50 20 Triple-walled Clear (A/H/H) 1.70 71 63 22 Triple-walled Opal (A/O/O) 1.70 61 48 22 Four-walled Clear (A/H/H/H) 1.28 64 52 23 Four-walled Opal (A/H/O/H) 1.28 59 46 23 Polycarbonate Single-walled Heatstop Opal (T) 5.17 49 59 - Heatstop PC Double-walled Clear (T/H) 2.90 44 51 20 Double-walled Opal (T/O) 2.90 41 45 20 Triple-walled Clear (T/H/H) 1.70 40 <td data-sheets-numberformat='{"1":2,"2":"0","3":1}' data-sheets-value='{"1":3,"3":44}' style="overflow:hidden;paddin | https://skylux.eu/en/products/skylux-160-ce-met-koepel-en-metaalopstand-met-lm-motor-en-windvang-1000-x-1000-mm | https://skylux.eu/cdn/shop/files/Skylux-160deg-CE-met-koepel-en-metaalopstand-met-LM-motor-en-windvang-1000-x-1000-mm-RWA-systeem.jpg?v=1702977481&width=1600 | https://skylux.eu/cdn/shop/files/e5a82811-1bb0-48e4-a776-cacb59c7c092_880a6364-74c9-4ea2-8184-e5dcb2dc7570.jpg?v=1688550392&width=1600 | //skylux.eu/cdn/shop/files/E_MH_Mounting_instructions_Skylux_160_CE_LM.pdf?v=12406716259046007223 | //skylux.eu/cdn/shop/files/E_TD_Technical_File_Skylux_Skylux_160_CE_Electric.pdf?v=3667116872303399239 | <style type="text/css" id="isPasted"> <!--td { border: 1px solid #cccccc; } br { mso-data-placement: same-cell; } --> </style> <table border="1" cellpadding="0" cellspacing="0" dir="ltr" style="table-layout:fixed;font-size:10pt;font-family:Arial;border-collapse:collapse;border:none;"><tbody> <tr style="height:20px;"> <td style="overflow:hidden;padding:0px 3px 0px 3px;vertical-align:bottom;"></td> <td style="overflow:hidden;padding:0px 3px 0px 3px;vertical-align:bottom;"></td> <td style="overflow:hidden;padding:0px 3px 0px 3px;vertical-align:bottom;"></td> <td data-sheets-value='{"1":2,"2":"Ut-value"}' style="overflow:hidden;padding:0px 3px 0px 3px;vertical-align:bottom;font-weight:bold;text-align:center;">Ut-value</td> <td data-sheets-value='{"1":2,"2":"LT-value"}' style="overflow:hidden;padding:0px 3px 0px 3px;vertical-align:bottom;font-weight:bold;text-align:center;">LT-value</td> <td data-sheets-value='{"1":2,"2":"g-value"}' style="overflow:hidden;padding:0px 3px 0px 3px;vertical-align:bottom;font-weight:bold;text-align:center;">g-value</td> <td data-sheets-value='{"1":2,"2":"Rw-value "}' style="overflow:hidden;padding:0px 3px 0px 3px;vertical-align:bottom;font-weight:bold;text-align:center;">Rw-value </td> </tr> <tr style="height:20px;"> <td style="overflow:hidden;padding:0px 3px 0px 3px;vertical-align:bottom;"></td> <td style="overflow:hidden;padding:0px 3px 0px 3px;vertical-align:bottom;"></td> <td style="overflow:hidden;padding:0px 3px 0px 3px;vertical-align:bottom;"></td> <td data-sheets-numberformat='{"1":2,"2":"0.00","3":1}' data-sheets-value='{"1":2,"2":"EN 1873 : 2014"}' style="overflow:hidden;padding:0px 3px 0px 3px;vertical-align:bottom;text-align:center;">EN 1873 : 2014</td> <td data-sheets-numberformat='{"1":2,"2":"0","3":1}' data-sheets-value='{"1":2,"2":"EN ISO 13468 EN 16153 EN 410"}' style="overflow:hidden;padding:0px 3px 0px 3px;vertical-align:bottom;text-align:center;">EN ISO 13468 EN 16153 EN 410</td> <td data-sheets-numberformat='{"1":2,"2":"0","3":1}' data-sheets-value='{"1":2,"2":"EN 410"}' style="overflow:hidden;padding:0px 3px 0px 3px;vertical-align:bottom;text-align:center;">EN 410</td> <td data-sheets-value='{"1":2,"2":"EN ISO 140-3\t\t"}' style="overflow:hidden;padding:0px 3px 0px 3px;vertical-align:bottom;text-align:center;">EN ISO 140-3 </td> </tr> <tr style="height:20px;"> <td data-sheets-value='{"1":2,"2":"Material"}' style="border-bottom:1px solid #000000;overflow:hidden;padding:0px 3px 0px 3px;vertical-align:bottom;background-color:#000000;font-weight:bold;color:#ffffff;">Material</td> <td data-sheets-value='{"1":2,"2":"Walls"}' style="border-bottom:1px solid #000000;overflow:hidden;padding:0px 3px 0px 3px;vertical-align:bottom;background-color:#000000;font-weight:bold;color:#ffffff;">Walls</td> <td data-sheets-value='{"1":2,"2":"Shells"}' style="border-bottom:1px solid #000000;overflow:hidden;padding:0px 3px 0px 3px;vertical-align:bottom;background-color:#000000;font-weight:bold;color:#ffffff;">Shells</td> <td data-sheets-numberformat='{"1":2,"2":"0.00","3":1}' data-sheets-value='{"1":2,"2":"(W/m²K)\t"}' style="border-bottom:1px solid #000000;overflow:hidden;padding:0px 3px 0px 3px;vertical-align:bottom;background-color:#000000;font-weight:bold;color:#ffffff;text-align:center;">(W/m²K) </td> <td data-sheets-numberformat='{"1":2,"2":"0","3":1}' data-sheets-value='{"1":2,"2":"(%)"}' style="border-bottom:1px solid #000000;overflow:hidden;padding:0px 3px 0px 3px;vertical-align:bottom;background-color:#000000;font-weight:bold;color:#ffffff;text-align:center;">(%)</td> <td data-sheets-numberformat='{"1":2,"2":"0","3":1}' data-sheets-value='{"1":2,"2":"(%)"}' style="border-bottom:1px solid #000000;overflow:hidden;padding:0px 3px 0px 3px;vertical-align:bottom;background-color:#000000;font-weight:bold;color:#ffffff;text-align:center;">(%)</td> <td data-sheets-value='{"1":2,"2":"(dB)"}' style="border-bottom:1px solid #000000;overflow:hidden;padding:0px 3px 0px 3px;vertical-align:bottom;background-color:#000000;font-weight:bold;color:#ffffff;text-align:center;">(dB)</td> </tr> <tr style="height:20px;"> <td data-sheets-value='{"1":2,"2":"Acrylic"}' style="border-left:1px solid #000000;overflow:hidden;padding:0px 3px 0px 3px;vertical-align:bottom;font-weight:bold;">Acrylic</td> <td data-sheets-value='{"1":2,"2":"Single-walled"}' style="overflow:hidden;padding:0px 3px 0px 3px;vertical-align:bottom;font-weight:bold;">Single-walled</td> <td data-sheets-value='{"1":2,"2":"Clear (H)"}' style="border-right:1px solid #000000;overflow:hidden;padding:0px 3px 0px 3px;vertical-align:bottom;font-weight:bold;">Clear (H)</td> <td data-sheets-numberformat='{"1":2,"2":"0.00","3":1}' data-sheets-value='{"1":3,"3":5.17}' style="overflow:hidden;padding:0px 3px 0px 3px;vertical-align:bottom;text-align:center;">5.17</td> <td data-sheets-numberformat='{"1":2,"2":"0","3":1}' data-sheets-value='{"1":3,"3":90}' style="overflow:hidden;padding:0px 3px 0px 3px;vertical-align:bottom;text-align:center;">90</td> <td data-sheets-numberformat='{"1":2,"2":"0","3":1}' data-sheets-value='{"1":3,"3":87}' style="overflow:hidden;padding:0px 3px 0px 3px;vertical-align:bottom;text-align:center;">87</td> <td data-sheets-numberformat='{"1":2,"2":"0","3":1}' data-sheets-value='{"1":2,"2":"-"}' style="border-right:1px solid #000000;overflow:hidden;padding:0px 3px 0px 3px;vertical-align:bottom;text-align:center;">-</td> </tr> <tr style="height:20px;"> <td data-sheets-value='{"1":2,"2":"PMMA"}' style="border-left:1px solid #000000;overflow:hidden;padding:0px 3px 0px 3px;vertical-align:bottom;font-weight:bold;">PMMA</td> <td data-sheets-value='{"1":2,"2":"Single-walled"}' style="overflow:hidden;padding:0px 3px 0px 3px;vertical-align:bottom;font-weight:bold;">Single-walled</td> <td data-sheets-value='{"1":2,"2":"Opal (O)"}' style="border-right:1px solid #000000;overflow:hidden;padding:0px 3px 0px 3px;vertical-align:bottom;font-weight:bold;">Opal (O)</td> <td data-sheets-numberformat='{"1":2,"2":"0.00","3":1}' data-sheets-value='{"1":3,"3":5.17}' style="overflow:hidden;padding:0px 3px 0px 3px;vertical-align:bottom;text-align:center;">5.17</td> <td data-sheets-numberformat='{"1":2,"2":"0","3":1}' data-sheets-value='{"1":3,"3":83}' style="overflow:hidden;padding:0px 3px 0px 3px;vertical-align:bottom;text-align:center;">83</td> <td data-sheets-numberformat='{"1":2,"2":"0","3":1}' data-sheets-value='{"1":3,"3":76}' style="overflow:hidden;padding:0px 3px 0px 3px;vertical-align:bottom;text-align:center;">76</td> <td data-sheets-numberformat='{"1":2,"2":"0","3":1}' data-sheets-value='{"1":2,"2":"-"}' style="border-right:1px solid #000000;overflow:hidden;padding:0px 3px 0px 3px;vertical-align:bottom;text-align:center;">-</td> </tr> <tr style="height:20px;"> <td style="border-left:1px solid #000000;overflow:hidden;padding:0px 3px 0px 3px;vertical-align:bottom;font-weight:bold;"></td> <td data-sheets-value='{"1":2,"2":"Double-walled"}' style="overflow:hidden;padding:0px 3px 0px 3px;vertical-align:bottom;font-weight:bold;">Double-walled</td> <td data-sheets-value='{"1":2,"2":"Clear (H/H)"}' style="border-right:1px solid #000000;overflow:hidden;padding:0px 3px 0px 3px;vertical-align:bottom;font-weight:bold;">Clear (H/H)</td> <td data-sheets-numberformat='{"1":2,"2":"0.00","3":1}' data-sheets-value='{"1":3,"3":2.9}' style="overflow:hidden;padding:0px 3px 0px 3px;vertical-align:bottom;text-align:center;">2.90</td> <td data-sheets-numberformat='{"1":2,"2":"0","3":1}' data-sheets-value='{"1":3,"3":81}' style="overflow:hidden;padding:0px 3px 0px 3px;vertical-align:bottom;text-align:center;">81</td> <td data-sheets-numberformat='{"1":2,"2":"0","3":1}' data-sheets-value='{"1":3,"3":75}' style="overflow:hidden;padding:0px 3px 0px 3px;vertical-align:bottom;text-align:center;">75</td> <td data-sheets-numberformat='{"1":2,"2":"0","3":1}' data-sheets-value='{"1":3,"3":20}' style="border-right:1px solid #000000;overflow:hidden;padding:0px 3px 0px 3px;vertical-align:bottom;text-align:center;">20</td> </tr> <tr style="height:20px;"> <td style="border-left:1px solid #000000;overflow:hidden;padding:0px 3px 0px 3px;vertical-align:bottom;font-weight:bold;"></td> <td data-sheets-value='{"1":2,"2":"Double-walled"}' style="overflow:hidden;padding:0px 3px 0px 3px;vertical-align:bottom;font-weight:bold;">Double-walled</td> <td data-sheets-value='{"1":2,"2":"Opal (O/O)"}' style="border-right:1px solid #000000;overflow:hidden;padding:0px 3px 0px 3px;vertical-align:bottom;font-weight:bold;">Opal (O/O)</td> <td data-sheets-numberformat='{"1":2,"2":"0.00","3":1}' data-sheets-value='{"1":3,"3":2.9}' style="overflow:hidden;padding:0px 3px 0px 3px;vertical-align:bottom;text-align:center;">2.90</td> <td data-sheets-numberformat='{"1":2,"2":"0","3":1}' data-sheets-value='{"1":3,"3":69}' style="overflow:hidden;padding:0px 3px 0px 3px;vertical-align:bottom;text-align:center;">69</td> <td data-sheets-numberformat='{"1":2,"2":"0","3":1}' data-sheets-value='{"1":3,"3":58}' style="overflow:hidden;padding:0px 3px 0px 3px;vertical-align:bottom;text-align:center;">58</td> <td data-sheets-numberformat='{"1":2,"2":"0","3":1}' data-sheets-value='{"1":3,"3":20}' style="border-right:1px solid #000000;overflow:hidden;padding:0px 3px 0px 3px;vertical-align:bottom;text-align:center;">20</td> </tr> <tr style="height:20px;"> <td style="border-left:1px solid #000000;overflow:hidden;padding:0px 3px 0px 3px;vertical-align:bottom;font-weight:bold;"></td> <td data-sheets-value='{"1":2,"2":"Triple-walled"}' style="overflow:hidden;padding:0px 3px 0px 3px;vertical-align:bottom;font-weight:bold;">Triple-walled</td> <td data-sheets-value='{"1":2,"2":"Clear (H/H/H)"}' style="border-right:1px solid #000000;overflow:hidden;padding:0px 3px 0px 3px;vertical-align:bottom;font-weight:bold;">Clear (H/H/H)</td> <td data-sheets-numberformat='{"1":2,"2":"0.00","3":1}' data-sheets-value='{"1":3,"3":1.7}' style="overflow:hidden;padding:0px 3px 0px 3px;vertical-align:bottom;text-align:center;">1.70</td> <td data-sheets-numberformat='{"1":2,"2":"0","3":1}' data-sheets-value='{"1":3,"3":73}' style="overflow:hidden;padding:0px 3px 0px 3px;vertical-align:bottom;text-align:center;">73</td> <td data-sheets-numberformat='{"1":2,"2":"0","3":1}' data-sheets-value='{"1":3,"3":65}' style="overflow:hidden;padding:0px 3px 0px 3px;vertical-align:bottom;text-align:center;">65</td> <td data-sheets-numberformat='{"1":2,"2":"0","3":1}' data-sheets-value='{"1":3,"3":22}' style="border-right:1px solid #000000;overflow:hidden;padding:0px 3px 0px 3px;vertical-align:bottom;text-align:center;">22</td> </tr> <tr style="height:20px;"> <td style="border-left:1px solid #000000;overflow:hidden;padding:0px 3px 0px 3px;vertical-align:bottom;font-weight:bold;"></td> <td data-sheets-value='{"1":2,"2":"Triple-walled"}' style="overflow:hidden;padding:0px 3px 0px 3px;vertical-align:bottom;font-weight:bold;">Triple-walled</td> <td data-sheets-value='{"1":2,"2":"Opal (O/H/O)"}' style="border-right:1px solid #000000;overflow:hidden;padding:0px 3px 0px 3px;vertical-align:bottom;font-weight:bold;">Opal (O/H/O)</td> <td data-sheets-numberformat='{"1":2,"2":"0.00","3":1}' data-sheets-value='{"1":3,"3":1.7}' style="overflow:hidden;padding:0px 3px 0px 3px;vertical-align:bottom;text-align:center;">1.70</td> <td data-sheets-numberformat='{"1":2,"2":"0","3":1}' data-sheets-value='{"1":3,"3":62}' style="overflow:hidden;padding:0px 3px 0px 3px;vertical-align:bottom;text-align:center;">62</td> <td data-sheets-numberformat='{"1":2,"2":"0","3":1}' data-sheets-value='{"1":3,"3":51}' style="overflow:hidden;padding:0px 3px 0px 3px;vertical-align:bottom;text-align:center;">51</td> <td data-sheets-numberformat='{"1":2,"2":"0","3":1}' data-sheets-value='{"1":3,"3":22}' style="border-right:1px solid #000000;overflow:hidden;padding:0px 3px 0px 3px;vertical-align:bottom;text-align:center;">22</td> </tr> <tr style="height:20px;"> <td style="border-left:1px solid #000000;overflow:hidden;padding:0px 3px 0px 3px;vertical-align:bottom;font-weight:bold;"></td> <td data-sheets-value='{"1":2,"2":"Four-walled"}' style="overflow:hidden;padding:0px 3px 0px 3px;vertical-align:bottom;font-weight:bold;">Four-walled</td> <td data-sheets-value='{"1":2,"2":"Clear (H/H/H/H)"}' style="border-right:1px solid #000000;overflow:hidden;padding:0px 3px 0px 3px;vertical-align:bottom;font-weight:bold;">Clear (H/H/H/H)</td> <td data-sheets-numberformat='{"1":2,"2":"0.00","3":1}' data-sheets-value='{"1":3,"3":1.28}' style="overflow:hidden;padding:0px 3px 0px 3px;vertical-align:bottom;text-align:center;">1.28</td> <td data-sheets-numberformat='{"1":2,"2":"0","3":1}' data-sheets-value='{"1":3,"3":64}' style="overflow:hidden;padding:0px 3px 0px 3px;vertical-align:bottom;text-align:center;">64</td> <td data-sheets-numberformat='{"1":2,"2":"0","3":1}' data-sheets-value='{"1":3,"3":54}' style="overflow:hidden;padding:0px 3px 0px 3px;vertical-align:bottom;text-align:center;">54</td> <td data-sheets-numberformat='{"1":2,"2":"0","3":1}' data-sheets-value='{"1":3,"3":23}' style="border-right:1px solid #000000;overflow:hidden;padding:0px 3px 0px 3px;vertical-align:bottom;text-align:center;">23</td> </tr> <tr style="height:20px;"> <td style="border-bottom:1px solid #000000;border-left:1px solid #000000;overflow:hidden;padding:0px 3px 0px 3px;vertical-align:bottom;"></td> <td data-sheets-value='{"1":2,"2":"Four-walled"}' style="border-bottom:1px solid #000000;overflow:hidden;padding:0px 3px 0px 3px;vertical-align:bottom;font-weight:bold;">Four-walled</td> <td data-sheets-value='{"1":2,"2":"Opal (H/H/O/H)"}' style="border-right:1px solid #000000;border-bottom:1px solid #000000;overflow:hidden;padding:0px 3px 0px 3px;vertical-align:bottom;font-weight:bold;">Opal (H/H/O/H)</td> <td data-sheets-numberformat='{"1":2,"2":"0.00","3":1}' data-sheets-value='{"1":3,"3":1.28}' style="border-bottom:1px solid #000000;overflow:hidden;padding:0px 3px 0px 3px;vertical-align:bottom;text-align:center;">1.28</td> <td data-sheets-numberformat='{"1":2,"2":"0","3":1}' data-sheets-value='{"1":3,"3":59}' style="border-bottom:1px solid #000000;overflow:hidden;padding:0px 3px 0px 3px;vertical-align:bottom;text-align:center;">59</td> <td data-sheets-numberformat='{"1":2,"2":"0","3":1}' data-sheets-value='{"1":3,"3":48}' style="border-bottom:1px solid #000000;overflow:hidden;padding:0px 3px 0px 3px;vertical-align:bottom;text-align:center;">48</td> <td data-sheets-numberformat='{"1":2,"2":"0","3":1}' data-sheets-value='{"1":3,"3":23}' style="border-right:1px solid #000000;border-bottom:1px solid #000000;overflow:hidden;padding:0px 3px 0px 3px;vertical-align:bottom;text-align:center;">23</td> </tr> <tr style="height:20px;"> <td data-sheets-value='{"1":2,"2":"Polycarbonate "}' style="border-left:1px solid #000000;overflow:hidden;padding:0px 3px 0px 3px;vertical-align:bottom;font-weight:bold;">Polycarbonate </td> <td data-sheets-value='{"1":2,"2":"Single-walled"}' style="overflow:hidden;padding:0px 3px 0px 3px;vertical-align:bottom;font-weight:bold;">Single-walled</td> <td data-sheets-value='{"1":2,"2":"Clear (A)"}' style="border-right:1px solid #000000;overflow:hidden;padding:0px 3px 0px 3px;vertical-align:bottom;font-weight:bold;">Clear (A)</td> <td data-sheets-numberformat='{"1":2,"2":"0.00","3":1}' data-sheets-value='{"1":3,"3":5.17}' style="overflow:hidden;padding:0px 3px 0px 3px;vertical-align:bottom;text-align:center;">5.17</td> <td data-sheets-numberformat='{"1":2,"2":"0","3":1}' data-sheets-value='{"1":3,"3":88}' style="overflow:hidden;padding:0px 3px 0px 3px;vertical-align:bottom;text-align:center;">88</td> <td data-sheets-numberformat='{"1":2,"2":"0","3":1}' data-sheets-value='{"1":3,"3":83}' style="overflow:hidden;padding:0px 3px 0px 3px;vertical-align:bottom;text-align:center;">83</td> <td data-sheets-numberformat='{"1":2,"2":"0","3":1}' data-sheets-value='{"1":2,"2":"-"}' style="border-right:1px solid #000000;overflow:hidden;padding:0px 3px 0px 3px;vertical-align:bottom;text-align:center;">-</td> </tr> <tr style="height:20px;"> <td data-sheets-value='{"1":2,"2":"PC"}' style="border-left:1px solid #000000;overflow:hidden;padding:0px 3px 0px 3px;vertical-align:bottom;font-weight:bold;">PC</td> <td data-sheets-value='{"1":2,"2":"Single-walled"}' style="overflow:hidden;padding:0px 3px 0px 3px;vertical-align:bottom;font-weight:bold;">Single-walled</td> <td data-sheets-value='{"1":2,"2":"Opal (D)"}' style="border-right:1px solid #000000;overflow:hidden;padding:0px 3px 0px 3px;vertical-align:bottom;font-weight:bold;">Opal (D)</td> <td data-sheets-numberformat='{"1":2,"2":"0.00","3":1}' data-sheets-value='{"1":3,"3":5.17}' style="overflow:hidden;padding:0px 3px 0px 3px;vertical-align:bottom;text-align:center;">5.17</td> <td data-sheets-numberformat='{"1":2,"2":"0","3":1}' data-sheets-value='{"1":3,"3":58}' style="overflow:hidden;padding:0px 3px 0px 3px;vertical-align:bottom;text-align:center;">58</td> <td data-sheets-numberformat='{"1":2,"2":"0","3":1}' data-sheets-value='{"1":3,"3":60}' style="overflow:hidden;padding:0px 3px 0px 3px;vertical-align:bottom;text-align:center;">60</td> <td data-sheets-numberformat='{"1":2,"2":"0","3":1}' data-sheets-value='{"1":2,"2":"-"}' style="border-right:1px solid #000000;overflow:hidden;padding:0px 3px 0px 3px;vertical-align:bottom;text-align:center;">-</td> </tr> <tr style="height:20px;"> <td style="border-left:1px solid #000000;overflow:hidden;padding:0px 3px 0px 3px;vertical-align:bottom;font-weight:bold;"></td> <td data-sheets-value='{"1":2,"2":"Double-walled"}' style="overflow:hidden;padding:0px 3px 0px 3px;vertical-align:bottom;font-weight:bold;">Double-walled</td> <td data-sheets-value='{"1":2,"2":"Clear (A/H)"}' style="border-right:1px solid #000000;overflow:hidden;padding:0px 3px 0px 3px;vertical-align:bottom;font-weight:bold;">Clear (A/H)</td> <td data-sheets-numberformat='{"1":2,"2":"0.00","3":1}' data-sheets-value='{"1":3,"3":2.9}' style="overflow:hidden;padding:0px 3px 0px 3px;vertical-align:bottom;text-align:center;">2.90</td> <td data-sheets-numberformat='{"1":2,"2":"0","3":1}' data-sheets-value='{"1":3,"3":79}' style="overflow:hidden;padding:0px 3px 0px 3px;vertical-align:bottom;text-align:center;">79</td> <td data-sheets-numberformat='{"1":2,"2":"0","3":1}' data-sheets-value='{"1":3,"3":72}' style="overflow:hidden;padding:0px 3px 0px 3px;vertical-align:bottom;text-align:center;">72</td> <td data-sheets-numberformat='{"1":2,"2":"0","3":1}' data-sheets-value='{"1":3,"3":20}' style="border-right:1px solid #000000;overflow:hidden;padding:0px 3px 0px 3px;vertical-align:bottom;text-align:center;">20</td> </tr> <tr style="height:20px;"> <td style="border-left:1px solid #000000;overflow:hidden;padding:0px 3px 0px 3px;vertical-align:bottom;font-weight:bold;"></td> <td data-sheets-value='{"1":2,"2":"Double-walled"}' style="overflow:hidden;padding:0px 3px 0px 3px;vertical-align:bottom;font-weight:bold;">Double-walled</td> <td data-sheets-value='{"1":2,"2":"Clear (A/A)"}' style="border-right:1px solid #000000;overflow:hidden;padding:0px 3px 0px 3px;vertical-align:bottom;font-weight:bold;">Clear (A/A)</td> <td data-sheets-numberformat='{"1":2,"2":"0.00","3":1}' data-sheets-value='{"1":3,"3":2.9}' style="overflow:hidden;padding:0px 3px 0px 3px;vertical-align:bottom;text-align:center;">2.90</td> <td data-sheets-numberformat='{"1":2,"2":"0","3":1}' data-sheets-value='{"1":3,"3":77}' style="overflow:hidden;padding:0px 3px 0px 3px;vertical-align:bottom;text-align:center;">77</td> <td data-sheets-numberformat='{"1":2,"2":"0","3":1}' data-sheets-value='{"1":3,"3":69}' style="overflow:hidden;padding:0px 3px 0px 3px;vertical-align:bottom;text-align:center;">69</td> <td data-sheets-numberformat='{"1":2,"2":"0","3":1}' data-sheets-value='{"1":3,"3":20}' style="border-right:1px solid #000000;overflow:hidden;padding:0px 3px 0px 3px;vertical-align:bottom;text-align:center;">20</td> </tr> <tr style="height:20px;"> <td style="border-left:1px solid #000000;overflow:hidden;padding:0px 3px 0px 3px;vertical-align:bottom;font-weight:bold;"></td> <td data-sheets-value='{"1":2,"2":"Double-walled"}' style="overflow:hidden;padding:0px 3px 0px 3px;vertical-align:bottom;font-weight:bold;">Double-walled</td> <td data-sheets-value='{"1":2,"2":"Opal (A/O)"}' style="border-right:1px solid #000000;overflow:hidden;padding:0px 3px 0px 3px;vertical-align:bottom;font-weight:bold;">Opal (A/O)</td> <td data-sheets-numberformat='{"1":2,"2":"0.00","3":1}' data-sheets-value='{"1":3,"3":2.9}' style="overflow:hidden;padding:0px 3px 0px 3px;vertical-align:bottom;text-align:center;">2.90</td> <td data-sheets-numberformat='{"1":2,"2":"0","3":1}' data-sheets-value='{"1":3,"3":73}' style="overflow:hidden;padding:0px 3px 0px 3px;vertical-align:bottom;text-align:center;">73</td> <td data-sheets-numberformat='{"1":2,"2":"0","3":1}' data-sheets-value='{"1":3,"3":63}' style="overflow:hidden;padding:0px 3px 0px 3px;vertical-align:bottom;text-align:center;">63</td> <td data-sheets-numberformat='{"1":2,"2":"0","3":1}' data-sheets-value='{"1":3,"3":20}' style="border-right:1px solid #000000;overflow:hidden;padding:0px 3px 0px 3px;vertical-align:bottom;text-align:center;">20</td> </tr> <tr style="height:20px;"> <td style="border-left:1px solid #000000;overflow:hidden;padding:0px 3px 0px 3px;vertical-align:bottom;font-weight:bold;"></td> <td data-sheets-value='{"1":2,"2":"Double-walled"}' style="overflow:hidden;padding:0px 3px 0px 3px;vertical-align:bottom;font-weight:bold;">Double-walled</td> <td data-sheets-value='{"1":2,"2":"Opal (A/D)"}' style="border-right:1px solid #000000;overflow:hidden;padding:0px 3px 0px 3px;vertical-align:bottom;font-weight:bold;">Opal (A/D)</td> <td data-sheets-numberformat='{"1":2,"2":"0.00","3":1}' data-sheets-value='{"1":3,"3":2.9}' style="overflow:hidden;padding:0px 3px 0px 3px;vertical-align:bottom;text-align:center;">2.90</td> <td data-sheets-numberformat='{"1":2,"2":"0","3":1}' data-sheets-value='{"1":3,"3":51}' style="overflow:hidden;padding:0px 3px 0px 3px;vertical-align:bottom;text-align:center;">51</td> <td data-sheets-numberformat='{"1":2,"2":"0","3":1}' data-sheets-value='{"1":3,"3":50}' style="overflow:hidden;padding:0px 3px 0px 3px;vertical-align:bottom;text-align:center;">50</td> <td data-sheets-numberformat='{"1":2,"2":"0","3":1}' data-sheets-value='{"1":3,"3":20}' style="border-right:1px solid #000000;overflow:hidden;padding:0px 3px 0px 3px;vertical-align:bottom;text-align:center;">20</td> </tr> <tr style="height:20px;"> <td style="border-left:1px solid #000000;overflow:hidden;padding:0px 3px 0px 3px;vertical-align:bottom;font-weight:bold;"></td> <td data-sheets-value='{"1":2,"2":"Triple-walled"}' style="overflow:hidden;padding:0px 3px 0px 3px;vertical-align:bottom;font-weight:bold;">Triple-walled</td> <td data-sheets-value='{"1":2,"2":"Clear (A/H/H)"}' style="border-right:1px solid #000000;overflow:hidden;padding:0px 3px 0px 3px;vertical-align:bottom;font-weight:bold;">Clear (A/H/H)</td> <td data-sheets-numberformat='{"1":2,"2":"0.00","3":1}' data-sheets-value='{"1":3,"3":1.7}' style="overflow:hidden;padding:0px 3px 0px 3px;vertical-align:bottom;text-align:center;">1.70</td> <td data-sheets-numberformat='{"1":2,"2":"0","3":1}' data-sheets-value='{"1":3,"3":71}' style="overflow:hidden;padding:0px 3px 0px 3px;vertical-align:bottom;text-align:center;">71</td> <td data-sheets-numberformat='{"1":2,"2":"0","3":1}' data-sheets-value='{"1":3,"3":63}' style="overflow:hidden;padding:0px 3px 0px 3px;vertical-align:bottom;text-align:center;">63</td> <td data-sheets-numberformat='{"1":2,"2":"0","3":1}' data-sheets-value='{"1":3,"3":22}' style="border-right:1px solid #000000;overflow:hidden;padding:0px 3px 0px 3px;vertical-align:bottom;text-align:center;">22</td> </tr> <tr style="height:20px;"> <td style="border-left:1px solid #000000;overflow:hidden;padding:0px 3px 0px 3px;vertical-align:bottom;font-weight:bold;"></td> <td data-sheets-value='{"1":2,"2":"Triple-walled"}' style="overflow:hidden;padding:0px 3px 0px 3px;vertical-align:bottom;font-weight:bold;">Triple-walled</td> <td data-sheets-value='{"1":2,"2":"Opal (A/O/O)"}' style="border-right:1px solid #000000;overflow:hidden;padding:0px 3px 0px 3px;vertical-align:bottom;font-weight:bold;">Opal (A/O/O)</td> <td data-sheets-numberformat='{"1":2,"2":"0.00","3":1}' data-sheets-value='{"1":3,"3":1.7}' style="overflow:hidden;padding:0px 3px 0px 3px;vertical-align:bottom;text-align:center;">1.70</td> <td data-sheets-numberformat='{"1":2,"2":"0","3":1}' data-sheets-value='{"1":3,"3":61}' style="overflow:hidden;padding:0px 3px 0px 3px;vertical-align:bottom;text-align:center;">61</td> <td data-sheets-numberformat='{"1":2,"2":"0","3":1}' data-sheets-value='{"1":3,"3":48}' style="overflow:hidden;padding:0px 3px 0px 3px;vertical-align:bottom;text-align:center;">48</td> <td data-sheets-numberformat='{"1":2,"2":"0","3":1}' data-sheets-value='{"1":3,"3":22}' style="border-right:1px solid #000000;overflow:hidden;padding:0px 3px 0px 3px;vertical-align:bottom;text-align:center;">22</td> </tr> <tr style="height:20px;"> <td style="border-left:1px solid #000000;overflow:hidden;padding:0px 3px 0px 3px;vertical-align:bottom;font-weight:bold;"></td> <td data-sheets-value='{"1":2,"2":"Four-walled"}' style="overflow:hidden;padding:0px 3px 0px 3px;vertical-align:bottom;font-weight:bold;">Four-walled</td> <td data-sheets-value='{"1":2,"2":"Clear (A/H/H/H)"}' style="border-right:1px solid #000000;overflow:hidden;padding:0px 3px 0px 3px;vertical-align:bottom;font-weight:bold;">Clear (A/H/H/H)</td> <td data-sheets-numberformat='{"1":2,"2":"0.00","3":1}' data-sheets-value='{"1":3,"3":1.28}' style="overflow:hidden;padding:0px 3px 0px 3px;vertical-align:bottom;text-align:center;">1.28</td> <td data-sheets-numberformat='{"1":2,"2":"0","3":1}' data-sheets-value='{"1":3,"3":64}' style="overflow:hidden;padding:0px 3px 0px 3px;vertical-align:bottom;text-align:center;">64</td> <td data-sheets-numberformat='{"1":2,"2":"0","3":1}' data-sheets-value='{"1":3,"3":52}' style="overflow:hidden;padding:0px 3px 0px 3px;vertical-align:bottom;text-align:center;">52</td> <td data-sheets-numberformat='{"1":2,"2":"0","3":1}' data-sheets-value='{"1":3,"3":23}' style="border-right:1px solid #000000;overflow:hidden;padding:0px 3px 0px 3px;vertical-align:bottom;text-align:center;">23</td> </tr> <tr style="height:20px;"> <td style="border-bottom:1px solid #000000;border-left:1px solid #000000;overflow:hidden;padding:0px 3px 0px 3px;vertical-align:bottom;"></td> <td data-sheets-value='{"1":2,"2":"Four-walled"}' style="border-bottom:1px solid #000000;overflow:hidden;padding:0px 3px 0px 3px;vertical-align:bottom;font-weight:bold;">Four-walled</td> <td data-sheets-value='{"1":2,"2":"Opal (A/H/O/H)"}' style="border-right:1px solid #000000;border-bottom:1px solid #000000;overflow:hidden;padding:0px 3px 0px 3px;vertical-align:bottom;font-weight:bold;">Opal (A/H/O/H)</td> <td data-sheets-numberformat='{"1":2,"2":"0.00","3":1}' data-sheets-value='{"1":3,"3":1.28}' style="border-bottom:1px solid #000000;overflow:hidden;padding:0px 3px 0px 3px;vertical-align:bottom;text-align:center;">1.28</td> <td data-sheets-numberformat='{"1":2,"2":"0","3":1}' data-sheets-value='{"1":3,"3":59}' style="border-bottom:1px solid #000000;overflow:hidden;padding:0px 3px 0px 3px;vertical-align:bottom;text-align:center;">59</td> <td data-sheets-numberformat='{"1":2,"2":"0","3":1}' data-sheets-value='{"1":3,"3":46}' style="border-bottom:1px solid #000000;overflow:hidden;padding:0px 3px 0px 3px;vertical-align:bottom;text-align:center;">46</td> <td data-sheets-numberformat='{"1":2,"2":"0","3":1}' data-sheets-value='{"1":3,"3":23}' style="border-right:1px solid #000000;border-bottom:1px solid #000000;overflow:hidden;padding:0px 3px 0px 3px;vertical-align:bottom;text-align:center;">23</td> </tr> <tr style="height:20px;"> <td data-sheets-value='{"1":2,"2":"Polycarbonate"}' style="border-left:1px solid #000000;overflow:hidden;padding:0px 3px 0px 3px;vertical-align:bottom;font-weight:bold;">Polycarbonate</td> <td data-sheets-value='{"1":2,"2":"Single-walled"}' style="overflow:hidden;padding:0px 3px 0px 3px;vertical-align:bottom;font-weight:bold;">Single-walled</td> <td data-sheets-value='{"1":2,"2":"Heatstop Opal (T)"}' style="border-right:1px solid #000000;overflow:hidden;padding:0px 3px 0px 3px;vertical-align:bottom;font-weight:bold;">Heatstop Opal (T)</td> <td data-sheets-numberformat='{"1":2,"2":"0.00","3":1}' data-sheets-value='{"1":3,"3":5.17}' style="overflow:hidden;padding:0px 3px 0px 3px;vertical-align:bottom;text-align:center;">5.17</td> <td data-sheets-numberformat='{"1":2,"2":"0","3":1}' data-sheets-value='{"1":3,"3":49}' style="overflow:hidden;padding:0px 3px 0px 3px;vertical-align:bottom;text-align:center;">49</td> <td data-sheets-numberformat='{"1":2,"2":"0","3":1}' data-sheets-value='{"1":3,"3":59}' style="overflow:hidden;padding:0px 3px 0px 3px;vertical-align:bottom;text-align:center;">59</td> <td data-sheets-numberformat='{"1":2,"2":"0","3":1}' data-sheets-value='{"1":2,"2":"-"}' style="border-right:1px solid #000000;overflow:hidden;padding:0px 3px 0px 3px;vertical-align:bottom;text-align:center;">-</td> </tr> <tr style="height:20px;"> <td data-sheets-value='{"1":2,"2":"Heatstop PC"}' style="border-left:1px solid #000000;overflow:hidden;padding:0px 3px 0px 3px;vertical-align:bottom;font-weight:bold;">Heatstop PC</td> <td data-sheets-value='{"1":2,"2":"Double-walled"}' style="overflow:hidden;padding:0px 3px 0px 3px;vertical-align:bottom;font-weight:bold;">Double-walled</td> <td data-sheets-value='{"1":2,"2":"Clear (T/H)"}' style="border-right:1px solid #000000;overflow:hidden;padding:0px 3px 0px 3px;vertical-align:bottom;font-weight:bold;">Clear (T/H)</td> <td data-sheets-numberformat='{"1":2,"2":"0.00","3":1}' data-sheets-value='{"1":3,"3":2.9}' style="overflow:hidden;padding:0px 3px 0px 3px;vertical-align:bottom;text-align:center;">2.90</td> <td data-sheets-numberformat='{"1":2,"2":"0","3":1}' data-sheets-value='{"1":3,"3":44}' style="overflow:hidden;padding:0px 3px 0px 3px;vertical-align:bottom;text-align:center;">44</td> <td data-sheets-numberformat='{"1":2,"2":"0","3":1}' data-sheets-value='{"1":3,"3":51}' style="overflow:hidden;padding:0px 3px 0px 3px;vertical-align:bottom;text-align:center;">51</td> <td data-sheets-numberformat='{"1":2,"2":"0","3":1}' data-sheets-value='{"1":3,"3":20}' style="border-right:1px solid #000000;overflow:hidden;padding:0px 3px 0px 3px;vertical-align:bottom;text-align:center;">20</td> </tr> <tr style="height:20px;"> <td style="border-left:1px solid #000000;overflow:hidden;padding:0px 3px 0px 3px;vertical-align:bottom;font-weight:bold;"></td> <td data-sheets-value='{"1":2,"2":"Double-walled"}' style="overflow:hidden;padding:0px 3px 0px 3px;vertical-align:bottom;font-weight:bold;">Double-walled</td> <td data-sheets-value='{"1":2,"2":"Opal (T/O)"}' style="border-right:1px solid #000000;overflow:hidden;padding:0px 3px 0px 3px;vertical-align:bottom;font-weight:bold;">Opal (T/O)</td> <td data-sheets-numberformat='{"1":2,"2":"0.00","3":1}' data-sheets-value='{"1":3,"3":2.9}' style="overflow:hidden;padding:0px 3px 0px 3px;vertical-align:bottom;text-align:center;">2.90</td> <td data-sheets-numberformat='{"1":2,"2":"0","3":1}' data-sheets-value='{"1":3,"3":41}' style="overflow:hidden;padding:0px 3px 0px 3px;vertical-align:bottom;text-align:center;">41</td> <td data-sheets-numberformat='{"1":2,"2":"0","3":1}' data-sheets-value='{"1":3,"3":45}' style="overflow:hidden;padding:0px 3px 0px 3px;vertical-align:bottom;text-align:center;">45</td> <td data-sheets-numberformat='{"1":2,"2":"0","3":1}' data-sheets-value='{"1":3,"3":20}' style="border-right:1px solid #000000;overflow:hidden;padding:0px 3px 0px 3px;vertical-align:bottom;text-align:center;">20</td> </tr> <tr style="height:20px;"> <td style="border-left:1px solid #000000;overflow:hidden;padding:0px 3px 0px 3px;vertical-align:bottom;font-weight:bold;"></td> <td data-sheets-value='{"1":2,"2":"Triple-walled"}' style="overflow:hidden; | skylux-160-ce-met-koepel-en-metaalopstand-met-lm-motor-en-windvang-1000-x-1000-mm | 8586005184845 | 46872289411405
Smoke and heat exhaust (SHEV) | SHE system | Skylux | Skylux 160° CE with skylight and metal curb with LM-actuator and spoiler 1000 x 1300 mm |  | 50978 | 5412970509783 | 3620.35 | Yes | 30-45 | 77.04 | 1000 x 1300 mm | 1300 | 1000 |  | metal curb M30 (30 cm high) | Rectangular | 5.17 W/m²K - 1.28 W/m²K | 87% - 32% | 90% - 32% | 20dB - 23dB | 160° CE (for industry) | skylight | with spoiler | E | Single actuator | Maximum four-walled skylight possible for this product | Ut-value LT-value g-value Rw-value EN 1873 : 2014 EN ISO 13468 EN 16153 EN 410 EN 410 EN ISO 140-3 Material Walls Shells (W/m²K) (%) (%) (dB) Acrylic Single-walled Clear (H) 5.17 90 87 - PMMA Single-walled Opal (O) 5.17 83 76 - Double-walled Clear (H/H) 2.90 81 75 20 Double-walled Opal (O/O) 2.90 69 58 20 Triple-walled Clear (H/H/H) 1.70 73 65 22 Triple-walled Opal (O/H/O) 1.70 62 51 22 Four-walled Clear (H/H/H/H) 1.28 64 54 23 Four-walled Opal (H/H/O/H) 1.28 59 48 23 Polycarbonate Single-walled Clear (A) 5.17 88 83 - PC Single-walled Opal (D) 5.17 58 60 - Double-walled Clear (A/H) 2.90 79 72 20 Double-walled Clear (A/A) 2.90 77 69 20 Double-walled Opal (A/O) 2.90 73 63 20 Double-walled Opal (A/D) 2.90 51 50 20 Triple-walled Clear (A/H/H) 1.70 71 63 22 Triple-walled Opal (A/O/O) 1.70 61 48 22 Four-walled Clear (A/H/H/H) 1.28 64 52 23 Four-walled Opal (A/H/O/H) 1.28 59 46 23 Polycarbonate Single-walled Heatstop Opal (T) 5.17 49 59 - Heatstop PC Double-walled Clear (T/H) 2.90 44 51 20 Double-walled Opal (T/O) 2.90 41 45 20 Triple-walled Clear (T/H/H) 1.70 40 <td data-sheets-numberformat='{"1":2,"2":"0","3":1}' data-sheets-value='{"1":3,"3":44}' style="overflow:hidden;paddin | https://skylux.eu/en/products/skylux-160-ce-met-koepel-en-metaalopstand-met-lm-motor-en-windvang-1000-x-1300-mm | https://skylux.eu/cdn/shop/files/Skylux-160deg-CE-met-koepel-en-metaalopstand-met-LM-motor-en-windvang-1000-x-1300-mm-RWA-systeem.jpg?v=1702977487&width=1600 | https://skylux.eu/cdn/shop/files/e5a82811-1bb0-48e4-a776-cacb59c7c092_6845c46a-d005-4f6b-82c3-1dab256f5626.jpg?v=1688550393&width=1600 | //skylux.eu/cdn/shop/files/E_MH_Mounting_instructions_Skylux_160_CE_LM.pdf?v=12406716259046007223 | //skylux.eu/cdn/shop/files/E_TD_Technical_File_Skylux_Skylux_160_CE_Electric.pdf?v=3667116872303399239 | <style type="text/css" id="isPasted"> <!--td { border: 1px solid #cccccc; } br { mso-data-placement: same-cell; } --> </style> <table border="1" cellpadding="0" cellspacing="0" dir="ltr" style="table-layout:fixed;font-size:10pt;font-family:Arial;border-collapse:collapse;border:none;"><tbody> <tr style="height:20px;"> <td style="overflow:hidden;padding:0px 3px 0px 3px;vertical-align:bottom;"></td> <td style="overflow:hidden;padding:0px 3px 0px 3px;vertical-align:bottom;"></td> <td style="overflow:hidden;padding:0px 3px 0px 3px;vertical-align:bottom;"></td> <td data-sheets-value='{"1":2,"2":"Ut-value"}' style="overflow:hidden;padding:0px 3px 0px 3px;vertical-align:bottom;font-weight:bold;text-align:center;">Ut-value</td> <td data-sheets-value='{"1":2,"2":"LT-value"}' style="overflow:hidden;padding:0px 3px 0px 3px;vertical-align:bottom;font-weight:bold;text-align:center;">LT-value</td> <td data-sheets-value='{"1":2,"2":"g-value"}' style="overflow:hidden;padding:0px 3px 0px 3px;vertical-align:bottom;font-weight:bold;text-align:center;">g-value</td> <td data-sheets-value='{"1":2,"2":"Rw-value "}' style="overflow:hidden;padding:0px 3px 0px 3px;vertical-align:bottom;font-weight:bold;text-align:center;">Rw-value </td> </tr> <tr style="height:20px;"> <td style="overflow:hidden;padding:0px 3px 0px 3px;vertical-align:bottom;"></td> <td style="overflow:hidden;padding:0px 3px 0px 3px;vertical-align:bottom;"></td> <td style="overflow:hidden;padding:0px 3px 0px 3px;vertical-align:bottom;"></td> <td data-sheets-numberformat='{"1":2,"2":"0.00","3":1}' data-sheets-value='{"1":2,"2":"EN 1873 : 2014"}' style="overflow:hidden;padding:0px 3px 0px 3px;vertical-align:bottom;text-align:center;">EN 1873 : 2014</td> <td data-sheets-numberformat='{"1":2,"2":"0","3":1}' data-sheets-value='{"1":2,"2":"EN ISO 13468 EN 16153 EN 410"}' style="overflow:hidden;padding:0px 3px 0px 3px;vertical-align:bottom;text-align:center;">EN ISO 13468 EN 16153 EN 410</td> <td data-sheets-numberformat='{"1":2,"2":"0","3":1}' data-sheets-value='{"1":2,"2":"EN 410"}' style="overflow:hidden;padding:0px 3px 0px 3px;vertical-align:bottom;text-align:center;">EN 410</td> <td data-sheets-value='{"1":2,"2":"EN ISO 140-3\t\t"}' style="overflow:hidden;padding:0px 3px 0px 3px;vertical-align:bottom;text-align:center;">EN ISO 140-3 </td> </tr> <tr style="height:20px;"> <td data-sheets-value='{"1":2,"2":"Material"}' style="border-bottom:1px solid #000000;overflow:hidden;padding:0px 3px 0px 3px;vertical-align:bottom;background-color:#000000;font-weight:bold;color:#ffffff;">Material</td> <td data-sheets-value='{"1":2,"2":"Walls"}' style="border-bottom:1px solid #000000;overflow:hidden;padding:0px 3px 0px 3px;vertical-align:bottom;background-color:#000000;font-weight:bold;color:#ffffff;">Walls</td> <td data-sheets-value='{"1":2,"2":"Shells"}' style="border-bottom:1px solid #000000;overflow:hidden;padding:0px 3px 0px 3px;vertical-align:bottom;background-color:#000000;font-weight:bold;color:#ffffff;">Shells</td> <td data-sheets-numberformat='{"1":2,"2":"0.00","3":1}' data-sheets-value='{"1":2,"2":"(W/m²K)\t"}' style="border-bottom:1px solid #000000;overflow:hidden;padding:0px 3px 0px 3px;vertical-align:bottom;background-color:#000000;font-weight:bold;color:#ffffff;text-align:center;">(W/m²K) </td> <td data-sheets-numberformat='{"1":2,"2":"0","3":1}' data-sheets-value='{"1":2,"2":"(%)"}' style="border-bottom:1px solid #000000;overflow:hidden;padding:0px 3px 0px 3px;vertical-align:bottom;background-color:#000000;font-weight:bold;color:#ffffff;text-align:center;">(%)</td> <td data-sheets-numberformat='{"1":2,"2":"0","3":1}' data-sheets-value='{"1":2,"2":"(%)"}' style="border-bottom:1px solid #000000;overflow:hidden;padding:0px 3px 0px 3px;vertical-align:bottom;background-color:#000000;font-weight:bold;color:#ffffff;text-align:center;">(%)</td> <td data-sheets-value='{"1":2,"2":"(dB)"}' style="border-bottom:1px solid #000000;overflow:hidden;padding:0px 3px 0px 3px;vertical-align:bottom;background-color:#000000;font-weight:bold;color:#ffffff;text-align:center;">(dB)</td> </tr> <tr style="height:20px;"> <td data-sheets-value='{"1":2,"2":"Acrylic"}' style="border-left:1px solid #000000;overflow:hidden;padding:0px 3px 0px 3px;vertical-align:bottom;font-weight:bold;">Acrylic</td> <td data-sheets-value='{"1":2,"2":"Single-walled"}' style="overflow:hidden;padding:0px 3px 0px 3px;vertical-align:bottom;font-weight:bold;">Single-walled</td> <td data-sheets-value='{"1":2,"2":"Clear (H)"}' style="border-right:1px solid #000000;overflow:hidden;padding:0px 3px 0px 3px;vertical-align:bottom;font-weight:bold;">Clear (H)</td> <td data-sheets-numberformat='{"1":2,"2":"0.00","3":1}' data-sheets-value='{"1":3,"3":5.17}' style="overflow:hidden;padding:0px 3px 0px 3px;vertical-align:bottom;text-align:center;">5.17</td> <td data-sheets-numberformat='{"1":2,"2":"0","3":1}' data-sheets-value='{"1":3,"3":90}' style="overflow:hidden;padding:0px 3px 0px 3px;vertical-align:bottom;text-align:center;">90</td> <td data-sheets-numberformat='{"1":2,"2":"0","3":1}' data-sheets-value='{"1":3,"3":87}' style="overflow:hidden;padding:0px 3px 0px 3px;vertical-align:bottom;text-align:center;">87</td> <td data-sheets-numberformat='{"1":2,"2":"0","3":1}' data-sheets-value='{"1":2,"2":"-"}' style="border-right:1px solid #000000;overflow:hidden;padding:0px 3px 0px 3px;vertical-align:bottom;text-align:center;">-</td> </tr> <tr style="height:20px;"> <td data-sheets-value='{"1":2,"2":"PMMA"}' style="border-left:1px solid #000000;overflow:hidden;padding:0px 3px 0px 3px;vertical-align:bottom;font-weight:bold;">PMMA</td> <td data-sheets-value='{"1":2,"2":"Single-walled"}' style="overflow:hidden;padding:0px 3px 0px 3px;vertical-align:bottom;font-weight:bold;">Single-walled</td> <td data-sheets-value='{"1":2,"2":"Opal (O)"}' style="border-right:1px solid #000000;overflow:hidden;padding:0px 3px 0px 3px;vertical-align:bottom;font-weight:bold;">Opal (O)</td> <td data-sheets-numberformat='{"1":2,"2":"0.00","3":1}' data-sheets-value='{"1":3,"3":5.17}' style="overflow:hidden;padding:0px 3px 0px 3px;vertical-align:bottom;text-align:center;">5.17</td> <td data-sheets-numberformat='{"1":2,"2":"0","3":1}' data-sheets-value='{"1":3,"3":83}' style="overflow:hidden;padding:0px 3px 0px 3px;vertical-align:bottom;text-align:center;">83</td> <td data-sheets-numberformat='{"1":2,"2":"0","3":1}' data-sheets-value='{"1":3,"3":76}' style="overflow:hidden;padding:0px 3px 0px 3px;vertical-align:bottom;text-align:center;">76</td> <td data-sheets-numberformat='{"1":2,"2":"0","3":1}' data-sheets-value='{"1":2,"2":"-"}' style="border-right:1px solid #000000;overflow:hidden;padding:0px 3px 0px 3px;vertical-align:bottom;text-align:center;">-</td> </tr> <tr style="height:20px;"> <td style="border-left:1px solid #000000;overflow:hidden;padding:0px 3px 0px 3px;vertical-align:bottom;font-weight:bold;"></td> <td data-sheets-value='{"1":2,"2":"Double-walled"}' style="overflow:hidden;padding:0px 3px 0px 3px;vertical-align:bottom;font-weight:bold;">Double-walled</td> <td data-sheets-value='{"1":2,"2":"Clear (H/H)"}' style="border-right:1px solid #000000;overflow:hidden;padding:0px 3px 0px 3px;vertical-align:bottom;font-weight:bold;">Clear (H/H)</td> <td data-sheets-numberformat='{"1":2,"2":"0.00","3":1}' data-sheets-value='{"1":3,"3":2.9}' style="overflow:hidden;padding:0px 3px 0px 3px;vertical-align:bottom;text-align:center;">2.90</td> <td data-sheets-numberformat='{"1":2,"2":"0","3":1}' data-sheets-value='{"1":3,"3":81}' style="overflow:hidden;padding:0px 3px 0px 3px;vertical-align:bottom;text-align:center;">81</td> <td data-sheets-numberformat='{"1":2,"2":"0","3":1}' data-sheets-value='{"1":3,"3":75}' style="overflow:hidden;padding:0px 3px 0px 3px;vertical-align:bottom;text-align:center;">75</td> <td data-sheets-numberformat='{"1":2,"2":"0","3":1}' data-sheets-value='{"1":3,"3":20}' style="border-right:1px solid #000000;overflow:hidden;padding:0px 3px 0px 3px;vertical-align:bottom;text-align:center;">20</td> </tr> <tr style="height:20px;"> <td style="border-left:1px solid #000000;overflow:hidden;padding:0px 3px 0px 3px;vertical-align:bottom;font-weight:bold;"></td> <td data-sheets-value='{"1":2,"2":"Double-walled"}' style="overflow:hidden;padding:0px 3px 0px 3px;vertical-align:bottom;font-weight:bold;">Double-walled</td> <td data-sheets-value='{"1":2,"2":"Opal (O/O)"}' style="border-right:1px solid #000000;overflow:hidden;padding:0px 3px 0px 3px;vertical-align:bottom;font-weight:bold;">Opal (O/O)</td> <td data-sheets-numberformat='{"1":2,"2":"0.00","3":1}' data-sheets-value='{"1":3,"3":2.9}' style="overflow:hidden;padding:0px 3px 0px 3px;vertical-align:bottom;text-align:center;">2.90</td> <td data-sheets-numberformat='{"1":2,"2":"0","3":1}' data-sheets-value='{"1":3,"3":69}' style="overflow:hidden;padding:0px 3px 0px 3px;vertical-align:bottom;text-align:center;">69</td> <td data-sheets-numberformat='{"1":2,"2":"0","3":1}' data-sheets-value='{"1":3,"3":58}' style="overflow:hidden;padding:0px 3px 0px 3px;vertical-align:bottom;text-align:center;">58</td> <td data-sheets-numberformat='{"1":2,"2":"0","3":1}' data-sheets-value='{"1":3,"3":20}' style="border-right:1px solid #000000;overflow:hidden;padding:0px 3px 0px 3px;vertical-align:bottom;text-align:center;">20</td> </tr> <tr style="height:20px;"> <td style="border-left:1px solid #000000;overflow:hidden;padding:0px 3px 0px 3px;vertical-align:bottom;font-weight:bold;"></td> <td data-sheets-value='{"1":2,"2":"Triple-walled"}' style="overflow:hidden;padding:0px 3px 0px 3px;vertical-align:bottom;font-weight:bold;">Triple-walled</td> <td data-sheets-value='{"1":2,"2":"Clear (H/H/H)"}' style="border-right:1px solid #000000;overflow:hidden;padding:0px 3px 0px 3px;vertical-align:bottom;font-weight:bold;">Clear (H/H/H)</td> <td data-sheets-numberformat='{"1":2,"2":"0.00","3":1}' data-sheets-value='{"1":3,"3":1.7}' style="overflow:hidden;padding:0px 3px 0px 3px;vertical-align:bottom;text-align:center;">1.70</td> <td data-sheets-numberformat='{"1":2,"2":"0","3":1}' data-sheets-value='{"1":3,"3":73}' style="overflow:hidden;padding:0px 3px 0px 3px;vertical-align:bottom;text-align:center;">73</td> <td data-sheets-numberformat='{"1":2,"2":"0","3":1}' data-sheets-value='{"1":3,"3":65}' style="overflow:hidden;padding:0px 3px 0px 3px;vertical-align:bottom;text-align:center;">65</td> <td data-sheets-numberformat='{"1":2,"2":"0","3":1}' data-sheets-value='{"1":3,"3":22}' style="border-right:1px solid #000000;overflow:hidden;padding:0px 3px 0px 3px;vertical-align:bottom;text-align:center;">22</td> </tr> <tr style="height:20px;"> <td style="border-left:1px solid #000000;overflow:hidden;padding:0px 3px 0px 3px;vertical-align:bottom;font-weight:bold;"></td> <td data-sheets-value='{"1":2,"2":"Triple-walled"}' style="overflow:hidden;padding:0px 3px 0px 3px;vertical-align:bottom;font-weight:bold;">Triple-walled</td> <td data-sheets-value='{"1":2,"2":"Opal (O/H/O)"}' style="border-right:1px solid #000000;overflow:hidden;padding:0px 3px 0px 3px;vertical-align:bottom;font-weight:bold;">Opal (O/H/O)</td> <td data-sheets-numberformat='{"1":2,"2":"0.00","3":1}' data-sheets-value='{"1":3,"3":1.7}' style="overflow:hidden;padding:0px 3px 0px 3px;vertical-align:bottom;text-align:center;">1.70</td> <td data-sheets-numberformat='{"1":2,"2":"0","3":1}' data-sheets-value='{"1":3,"3":62}' style="overflow:hidden;padding:0px 3px 0px 3px;vertical-align:bottom;text-align:center;">62</td> <td data-sheets-numberformat='{"1":2,"2":"0","3":1}' data-sheets-value='{"1":3,"3":51}' style="overflow:hidden;padding:0px 3px 0px 3px;vertical-align:bottom;text-align:center;">51</td> <td data-sheets-numberformat='{"1":2,"2":"0","3":1}' data-sheets-value='{"1":3,"3":22}' style="border-right:1px solid #000000;overflow:hidden;padding:0px 3px 0px 3px;vertical-align:bottom;text-align:center;">22</td> </tr> <tr style="height:20px;"> <td style="border-left:1px solid #000000;overflow:hidden;padding:0px 3px 0px 3px;vertical-align:bottom;font-weight:bold;"></td> <td data-sheets-value='{"1":2,"2":"Four-walled"}' style="overflow:hidden;padding:0px 3px 0px 3px;vertical-align:bottom;font-weight:bold;">Four-walled</td> <td data-sheets-value='{"1":2,"2":"Clear (H/H/H/H)"}' style="border-right:1px solid #000000;overflow:hidden;padding:0px 3px 0px 3px;vertical-align:bottom;font-weight:bold;">Clear (H/H/H/H)</td> <td data-sheets-numberformat='{"1":2,"2":"0.00","3":1}' data-sheets-value='{"1":3,"3":1.28}' style="overflow:hidden;padding:0px 3px 0px 3px;vertical-align:bottom;text-align:center;">1.28</td> <td data-sheets-numberformat='{"1":2,"2":"0","3":1}' data-sheets-value='{"1":3,"3":64}' style="overflow:hidden;padding:0px 3px 0px 3px;vertical-align:bottom;text-align:center;">64</td> <td data-sheets-numberformat='{"1":2,"2":"0","3":1}' data-sheets-value='{"1":3,"3":54}' style="overflow:hidden;padding:0px 3px 0px 3px;vertical-align:bottom;text-align:center;">54</td> <td data-sheets-numberformat='{"1":2,"2":"0","3":1}' data-sheets-value='{"1":3,"3":23}' style="border-right:1px solid #000000;overflow:hidden;padding:0px 3px 0px 3px;vertical-align:bottom;text-align:center;">23</td> </tr> <tr style="height:20px;"> <td style="border-bottom:1px solid #000000;border-left:1px solid #000000;overflow:hidden;padding:0px 3px 0px 3px;vertical-align:bottom;"></td> <td data-sheets-value='{"1":2,"2":"Four-walled"}' style="border-bottom:1px solid #000000;overflow:hidden;padding:0px 3px 0px 3px;vertical-align:bottom;font-weight:bold;">Four-walled</td> <td data-sheets-value='{"1":2,"2":"Opal (H/H/O/H)"}' style="border-right:1px solid #000000;border-bottom:1px solid #000000;overflow:hidden;padding:0px 3px 0px 3px;vertical-align:bottom;font-weight:bold;">Opal (H/H/O/H)</td> <td data-sheets-numberformat='{"1":2,"2":"0.00","3":1}' data-sheets-value='{"1":3,"3":1.28}' style="border-bottom:1px solid #000000;overflow:hidden;padding:0px 3px 0px 3px;vertical-align:bottom;text-align:center;">1.28</td> <td data-sheets-numberformat='{"1":2,"2":"0","3":1}' data-sheets-value='{"1":3,"3":59}' style="border-bottom:1px solid #000000;overflow:hidden;padding:0px 3px 0px 3px;vertical-align:bottom;text-align:center;">59</td> <td data-sheets-numberformat='{"1":2,"2":"0","3":1}' data-sheets-value='{"1":3,"3":48}' style="border-bottom:1px solid #000000;overflow:hidden;padding:0px 3px 0px 3px;vertical-align:bottom;text-align:center;">48</td> <td data-sheets-numberformat='{"1":2,"2":"0","3":1}' data-sheets-value='{"1":3,"3":23}' style="border-right:1px solid #000000;border-bottom:1px solid #000000;overflow:hidden;padding:0px 3px 0px 3px;vertical-align:bottom;text-align:center;">23</td> </tr> <tr style="height:20px;"> <td data-sheets-value='{"1":2,"2":"Polycarbonate "}' style="border-left:1px solid #000000;overflow:hidden;padding:0px 3px 0px 3px;vertical-align:bottom;font-weight:bold;">Polycarbonate </td> <td data-sheets-value='{"1":2,"2":"Single-walled"}' style="overflow:hidden;padding:0px 3px 0px 3px;vertical-align:bottom;font-weight:bold;">Single-walled</td> <td data-sheets-value='{"1":2,"2":"Clear (A)"}' style="border-right:1px solid #000000;overflow:hidden;padding:0px 3px 0px 3px;vertical-align:bottom;font-weight:bold;">Clear (A)</td> <td data-sheets-numberformat='{"1":2,"2":"0.00","3":1}' data-sheets-value='{"1":3,"3":5.17}' style="overflow:hidden;padding:0px 3px 0px 3px;vertical-align:bottom;text-align:center;">5.17</td> <td data-sheets-numberformat='{"1":2,"2":"0","3":1}' data-sheets-value='{"1":3,"3":88}' style="overflow:hidden;padding:0px 3px 0px 3px;vertical-align:bottom;text-align:center;">88</td> <td data-sheets-numberformat='{"1":2,"2":"0","3":1}' data-sheets-value='{"1":3,"3":83}' style="overflow:hidden;padding:0px 3px 0px 3px;vertical-align:bottom;text-align:center;">83</td> <td data-sheets-numberformat='{"1":2,"2":"0","3":1}' data-sheets-value='{"1":2,"2":"-"}' style="border-right:1px solid #000000;overflow:hidden;padding:0px 3px 0px 3px;vertical-align:bottom;text-align:center;">-</td> </tr> <tr style="height:20px;"> <td data-sheets-value='{"1":2,"2":"PC"}' style="border-left:1px solid #000000;overflow:hidden;padding:0px 3px 0px 3px;vertical-align:bottom;font-weight:bold;">PC</td> <td data-sheets-value='{"1":2,"2":"Single-walled"}' style="overflow:hidden;padding:0px 3px 0px 3px;vertical-align:bottom;font-weight:bold;">Single-walled</td> <td data-sheets-value='{"1":2,"2":"Opal (D)"}' style="border-right:1px solid #000000;overflow:hidden;padding:0px 3px 0px 3px;vertical-align:bottom;font-weight:bold;">Opal (D)</td> <td data-sheets-numberformat='{"1":2,"2":"0.00","3":1}' data-sheets-value='{"1":3,"3":5.17}' style="overflow:hidden;padding:0px 3px 0px 3px;vertical-align:bottom;text-align:center;">5.17</td> <td data-sheets-numberformat='{"1":2,"2":"0","3":1}' data-sheets-value='{"1":3,"3":58}' style="overflow:hidden;padding:0px 3px 0px 3px;vertical-align:bottom;text-align:center;">58</td> <td data-sheets-numberformat='{"1":2,"2":"0","3":1}' data-sheets-value='{"1":3,"3":60}' style="overflow:hidden;padding:0px 3px 0px 3px;vertical-align:bottom;text-align:center;">60</td> <td data-sheets-numberformat='{"1":2,"2":"0","3":1}' data-sheets-value='{"1":2,"2":"-"}' style="border-right:1px solid #000000;overflow:hidden;padding:0px 3px 0px 3px;vertical-align:bottom;text-align:center;">-</td> </tr> <tr style="height:20px;"> <td style="border-left:1px solid #000000;overflow:hidden;padding:0px 3px 0px 3px;vertical-align:bottom;font-weight:bold;"></td> <td data-sheets-value='{"1":2,"2":"Double-walled"}' style="overflow:hidden;padding:0px 3px 0px 3px;vertical-align:bottom;font-weight:bold;">Double-walled</td> <td data-sheets-value='{"1":2,"2":"Clear (A/H)"}' style="border-right:1px solid #000000;overflow:hidden;padding:0px 3px 0px 3px;vertical-align:bottom;font-weight:bold;">Clear (A/H)</td> <td data-sheets-numberformat='{"1":2,"2":"0.00","3":1}' data-sheets-value='{"1":3,"3":2.9}' style="overflow:hidden;padding:0px 3px 0px 3px;vertical-align:bottom;text-align:center;">2.90</td> <td data-sheets-numberformat='{"1":2,"2":"0","3":1}' data-sheets-value='{"1":3,"3":79}' style="overflow:hidden;padding:0px 3px 0px 3px;vertical-align:bottom;text-align:center;">79</td> <td data-sheets-numberformat='{"1":2,"2":"0","3":1}' data-sheets-value='{"1":3,"3":72}' style="overflow:hidden;padding:0px 3px 0px 3px;vertical-align:bottom;text-align:center;">72</td> <td data-sheets-numberformat='{"1":2,"2":"0","3":1}' data-sheets-value='{"1":3,"3":20}' style="border-right:1px solid #000000;overflow:hidden;padding:0px 3px 0px 3px;vertical-align:bottom;text-align:center;">20</td> </tr> <tr style="height:20px;"> <td style="border-left:1px solid #000000;overflow:hidden;padding:0px 3px 0px 3px;vertical-align:bottom;font-weight:bold;"></td> <td data-sheets-value='{"1":2,"2":"Double-walled"}' style="overflow:hidden;padding:0px 3px 0px 3px;vertical-align:bottom;font-weight:bold;">Double-walled</td> <td data-sheets-value='{"1":2,"2":"Clear (A/A)"}' style="border-right:1px solid #000000;overflow:hidden;padding:0px 3px 0px 3px;vertical-align:bottom;font-weight:bold;">Clear (A/A)</td> <td data-sheets-numberformat='{"1":2,"2":"0.00","3":1}' data-sheets-value='{"1":3,"3":2.9}' style="overflow:hidden;padding:0px 3px 0px 3px;vertical-align:bottom;text-align:center;">2.90</td> <td data-sheets-numberformat='{"1":2,"2":"0","3":1}' data-sheets-value='{"1":3,"3":77}' style="overflow:hidden;padding:0px 3px 0px 3px;vertical-align:bottom;text-align:center;">77</td> <td data-sheets-numberformat='{"1":2,"2":"0","3":1}' data-sheets-value='{"1":3,"3":69}' style="overflow:hidden;padding:0px 3px 0px 3px;vertical-align:bottom;text-align:center;">69</td> <td data-sheets-numberformat='{"1":2,"2":"0","3":1}' data-sheets-value='{"1":3,"3":20}' style="border-right:1px solid #000000;overflow:hidden;padding:0px 3px 0px 3px;vertical-align:bottom;text-align:center;">20</td> </tr> <tr style="height:20px;"> <td style="border-left:1px solid #000000;overflow:hidden;padding:0px 3px 0px 3px;vertical-align:bottom;font-weight:bold;"></td> <td data-sheets-value='{"1":2,"2":"Double-walled"}' style="overflow:hidden;padding:0px 3px 0px 3px;vertical-align:bottom;font-weight:bold;">Double-walled</td> <td data-sheets-value='{"1":2,"2":"Opal (A/O)"}' style="border-right:1px solid #000000;overflow:hidden;padding:0px 3px 0px 3px;vertical-align:bottom;font-weight:bold;">Opal (A/O)</td> <td data-sheets-numberformat='{"1":2,"2":"0.00","3":1}' data-sheets-value='{"1":3,"3":2.9}' style="overflow:hidden;padding:0px 3px 0px 3px;vertical-align:bottom;text-align:center;">2.90</td> <td data-sheets-numberformat='{"1":2,"2":"0","3":1}' data-sheets-value='{"1":3,"3":73}' style="overflow:hidden;padding:0px 3px 0px 3px;vertical-align:bottom;text-align:center;">73</td> <td data-sheets-numberformat='{"1":2,"2":"0","3":1}' data-sheets-value='{"1":3,"3":63}' style="overflow:hidden;padding:0px 3px 0px 3px;vertical-align:bottom;text-align:center;">63</td> <td data-sheets-numberformat='{"1":2,"2":"0","3":1}' data-sheets-value='{"1":3,"3":20}' style="border-right:1px solid #000000;overflow:hidden;padding:0px 3px 0px 3px;vertical-align:bottom;text-align:center;">20</td> </tr> <tr style="height:20px;"> <td style="border-left:1px solid #000000;overflow:hidden;padding:0px 3px 0px 3px;vertical-align:bottom;font-weight:bold;"></td> <td data-sheets-value='{"1":2,"2":"Double-walled"}' style="overflow:hidden;padding:0px 3px 0px 3px;vertical-align:bottom;font-weight:bold;">Double-walled</td> <td data-sheets-value='{"1":2,"2":"Opal (A/D)"}' style="border-right:1px solid #000000;overflow:hidden;padding:0px 3px 0px 3px;vertical-align:bottom;font-weight:bold;">Opal (A/D)</td> <td data-sheets-numberformat='{"1":2,"2":"0.00","3":1}' data-sheets-value='{"1":3,"3":2.9}' style="overflow:hidden;padding:0px 3px 0px 3px;vertical-align:bottom;text-align:center;">2.90</td> <td data-sheets-numberformat='{"1":2,"2":"0","3":1}' data-sheets-value='{"1":3,"3":51}' style="overflow:hidden;padding:0px 3px 0px 3px;vertical-align:bottom;text-align:center;">51</td> <td data-sheets-numberformat='{"1":2,"2":"0","3":1}' data-sheets-value='{"1":3,"3":50}' style="overflow:hidden;padding:0px 3px 0px 3px;vertical-align:bottom;text-align:center;">50</td> <td data-sheets-numberformat='{"1":2,"2":"0","3":1}' data-sheets-value='{"1":3,"3":20}' style="border-right:1px solid #000000;overflow:hidden;padding:0px 3px 0px 3px;vertical-align:bottom;text-align:center;">20</td> </tr> <tr style="height:20px;"> <td style="border-left:1px solid #000000;overflow:hidden;padding:0px 3px 0px 3px;vertical-align:bottom;font-weight:bold;"></td> <td data-sheets-value='{"1":2,"2":"Triple-walled"}' style="overflow:hidden;padding:0px 3px 0px 3px;vertical-align:bottom;font-weight:bold;">Triple-walled</td> <td data-sheets-value='{"1":2,"2":"Clear (A/H/H)"}' style="border-right:1px solid #000000;overflow:hidden;padding:0px 3px 0px 3px;vertical-align:bottom;font-weight:bold;">Clear (A/H/H)</td> <td data-sheets-numberformat='{"1":2,"2":"0.00","3":1}' data-sheets-value='{"1":3,"3":1.7}' style="overflow:hidden;padding:0px 3px 0px 3px;vertical-align:bottom;text-align:center;">1.70</td> <td data-sheets-numberformat='{"1":2,"2":"0","3":1}' data-sheets-value='{"1":3,"3":71}' style="overflow:hidden;padding:0px 3px 0px 3px;vertical-align:bottom;text-align:center;">71</td> <td data-sheets-numberformat='{"1":2,"2":"0","3":1}' data-sheets-value='{"1":3,"3":63}' style="overflow:hidden;padding:0px 3px 0px 3px;vertical-align:bottom;text-align:center;">63</td> <td data-sheets-numberformat='{"1":2,"2":"0","3":1}' data-sheets-value='{"1":3,"3":22}' style="border-right:1px solid #000000;overflow:hidden;padding:0px 3px 0px 3px;vertical-align:bottom;text-align:center;">22</td> </tr> <tr style="height:20px;"> <td style="border-left:1px solid #000000;overflow:hidden;padding:0px 3px 0px 3px;vertical-align:bottom;font-weight:bold;"></td> <td data-sheets-value='{"1":2,"2":"Triple-walled"}' style="overflow:hidden;padding:0px 3px 0px 3px;vertical-align:bottom;font-weight:bold;">Triple-walled</td> <td data-sheets-value='{"1":2,"2":"Opal (A/O/O)"}' style="border-right:1px solid #000000;overflow:hidden;padding:0px 3px 0px 3px;vertical-align:bottom;font-weight:bold;">Opal (A/O/O)</td> <td data-sheets-numberformat='{"1":2,"2":"0.00","3":1}' data-sheets-value='{"1":3,"3":1.7}' style="overflow:hidden;padding:0px 3px 0px 3px;vertical-align:bottom;text-align:center;">1.70</td> <td data-sheets-numberformat='{"1":2,"2":"0","3":1}' data-sheets-value='{"1":3,"3":61}' style="overflow:hidden;padding:0px 3px 0px 3px;vertical-align:bottom;text-align:center;">61</td> <td data-sheets-numberformat='{"1":2,"2":"0","3":1}' data-sheets-value='{"1":3,"3":48}' style="overflow:hidden;padding:0px 3px 0px 3px;vertical-align:bottom;text-align:center;">48</td> <td data-sheets-numberformat='{"1":2,"2":"0","3":1}' data-sheets-value='{"1":3,"3":22}' style="border-right:1px solid #000000;overflow:hidden;padding:0px 3px 0px 3px;vertical-align:bottom;text-align:center;">22</td> </tr> <tr style="height:20px;"> <td style="border-left:1px solid #000000;overflow:hidden;padding:0px 3px 0px 3px;vertical-align:bottom;font-weight:bold;"></td> <td data-sheets-value='{"1":2,"2":"Four-walled"}' style="overflow:hidden;padding:0px 3px 0px 3px;vertical-align:bottom;font-weight:bold;">Four-walled</td> <td data-sheets-value='{"1":2,"2":"Clear (A/H/H/H)"}' style="border-right:1px solid #000000;overflow:hidden;padding:0px 3px 0px 3px;vertical-align:bottom;font-weight:bold;">Clear (A/H/H/H)</td> <td data-sheets-numberformat='{"1":2,"2":"0.00","3":1}' data-sheets-value='{"1":3,"3":1.28}' style="overflow:hidden;padding:0px 3px 0px 3px;vertical-align:bottom;text-align:center;">1.28</td> <td data-sheets-numberformat='{"1":2,"2":"0","3":1}' data-sheets-value='{"1":3,"3":64}' style="overflow:hidden;padding:0px 3px 0px 3px;vertical-align:bottom;text-align:center;">64</td> <td data-sheets-numberformat='{"1":2,"2":"0","3":1}' data-sheets-value='{"1":3,"3":52}' style="overflow:hidden;padding:0px 3px 0px 3px;vertical-align:bottom;text-align:center;">52</td> <td data-sheets-numberformat='{"1":2,"2":"0","3":1}' data-sheets-value='{"1":3,"3":23}' style="border-right:1px solid #000000;overflow:hidden;padding:0px 3px 0px 3px;vertical-align:bottom;text-align:center;">23</td> </tr> <tr style="height:20px;"> <td style="border-bottom:1px solid #000000;border-left:1px solid #000000;overflow:hidden;padding:0px 3px 0px 3px;vertical-align:bottom;"></td> <td data-sheets-value='{"1":2,"2":"Four-walled"}' style="border-bottom:1px solid #000000;overflow:hidden;padding:0px 3px 0px 3px;vertical-align:bottom;font-weight:bold;">Four-walled</td> <td data-sheets-value='{"1":2,"2":"Opal (A/H/O/H)"}' style="border-right:1px solid #000000;border-bottom:1px solid #000000;overflow:hidden;padding:0px 3px 0px 3px;vertical-align:bottom;font-weight:bold;">Opal (A/H/O/H)</td> <td data-sheets-numberformat='{"1":2,"2":"0.00","3":1}' data-sheets-value='{"1":3,"3":1.28}' style="border-bottom:1px solid #000000;overflow:hidden;padding:0px 3px 0px 3px;vertical-align:bottom;text-align:center;">1.28</td> <td data-sheets-numberformat='{"1":2,"2":"0","3":1}' data-sheets-value='{"1":3,"3":59}' style="border-bottom:1px solid #000000;overflow:hidden;padding:0px 3px 0px 3px;vertical-align:bottom;text-align:center;">59</td> <td data-sheets-numberformat='{"1":2,"2":"0","3":1}' data-sheets-value='{"1":3,"3":46}' style="border-bottom:1px solid #000000;overflow:hidden;padding:0px 3px 0px 3px;vertical-align:bottom;text-align:center;">46</td> <td data-sheets-numberformat='{"1":2,"2":"0","3":1}' data-sheets-value='{"1":3,"3":23}' style="border-right:1px solid #000000;border-bottom:1px solid #000000;overflow:hidden;padding:0px 3px 0px 3px;vertical-align:bottom;text-align:center;">23</td> </tr> <tr style="height:20px;"> <td data-sheets-value='{"1":2,"2":"Polycarbonate"}' style="border-left:1px solid #000000;overflow:hidden;padding:0px 3px 0px 3px;vertical-align:bottom;font-weight:bold;">Polycarbonate</td> <td data-sheets-value='{"1":2,"2":"Single-walled"}' style="overflow:hidden;padding:0px 3px 0px 3px;vertical-align:bottom;font-weight:bold;">Single-walled</td> <td data-sheets-value='{"1":2,"2":"Heatstop Opal (T)"}' style="border-right:1px solid #000000;overflow:hidden;padding:0px 3px 0px 3px;vertical-align:bottom;font-weight:bold;">Heatstop Opal (T)</td> <td data-sheets-numberformat='{"1":2,"2":"0.00","3":1}' data-sheets-value='{"1":3,"3":5.17}' style="overflow:hidden;padding:0px 3px 0px 3px;vertical-align:bottom;text-align:center;">5.17</td> <td data-sheets-numberformat='{"1":2,"2":"0","3":1}' data-sheets-value='{"1":3,"3":49}' style="overflow:hidden;padding:0px 3px 0px 3px;vertical-align:bottom;text-align:center;">49</td> <td data-sheets-numberformat='{"1":2,"2":"0","3":1}' data-sheets-value='{"1":3,"3":59}' style="overflow:hidden;padding:0px 3px 0px 3px;vertical-align:bottom;text-align:center;">59</td> <td data-sheets-numberformat='{"1":2,"2":"0","3":1}' data-sheets-value='{"1":2,"2":"-"}' style="border-right:1px solid #000000;overflow:hidden;padding:0px 3px 0px 3px;vertical-align:bottom;text-align:center;">-</td> </tr> <tr style="height:20px;"> <td data-sheets-value='{"1":2,"2":"Heatstop PC"}' style="border-left:1px solid #000000;overflow:hidden;padding:0px 3px 0px 3px;vertical-align:bottom;font-weight:bold;">Heatstop PC</td> <td data-sheets-value='{"1":2,"2":"Double-walled"}' style="overflow:hidden;padding:0px 3px 0px 3px;vertical-align:bottom;font-weight:bold;">Double-walled</td> <td data-sheets-value='{"1":2,"2":"Clear (T/H)"}' style="border-right:1px solid #000000;overflow:hidden;padding:0px 3px 0px 3px;vertical-align:bottom;font-weight:bold;">Clear (T/H)</td> <td data-sheets-numberformat='{"1":2,"2":"0.00","3":1}' data-sheets-value='{"1":3,"3":2.9}' style="overflow:hidden;padding:0px 3px 0px 3px;vertical-align:bottom;text-align:center;">2.90</td> <td data-sheets-numberformat='{"1":2,"2":"0","3":1}' data-sheets-value='{"1":3,"3":44}' style="overflow:hidden;padding:0px 3px 0px 3px;vertical-align:bottom;text-align:center;">44</td> <td data-sheets-numberformat='{"1":2,"2":"0","3":1}' data-sheets-value='{"1":3,"3":51}' style="overflow:hidden;padding:0px 3px 0px 3px;vertical-align:bottom;text-align:center;">51</td> <td data-sheets-numberformat='{"1":2,"2":"0","3":1}' data-sheets-value='{"1":3,"3":20}' style="border-right:1px solid #000000;overflow:hidden;padding:0px 3px 0px 3px;vertical-align:bottom;text-align:center;">20</td> </tr> <tr style="height:20px;"> <td style="border-left:1px solid #000000;overflow:hidden;padding:0px 3px 0px 3px;vertical-align:bottom;font-weight:bold;"></td> <td data-sheets-value='{"1":2,"2":"Double-walled"}' style="overflow:hidden;padding:0px 3px 0px 3px;vertical-align:bottom;font-weight:bold;">Double-walled</td> <td data-sheets-value='{"1":2,"2":"Opal (T/O)"}' style="border-right:1px solid #000000;overflow:hidden;padding:0px 3px 0px 3px;vertical-align:bottom;font-weight:bold;">Opal (T/O)</td> <td data-sheets-numberformat='{"1":2,"2":"0.00","3":1}' data-sheets-value='{"1":3,"3":2.9}' style="overflow:hidden;padding:0px 3px 0px 3px;vertical-align:bottom;text-align:center;">2.90</td> <td data-sheets-numberformat='{"1":2,"2":"0","3":1}' data-sheets-value='{"1":3,"3":41}' style="overflow:hidden;padding:0px 3px 0px 3px;vertical-align:bottom;text-align:center;">41</td> <td data-sheets-numberformat='{"1":2,"2":"0","3":1}' data-sheets-value='{"1":3,"3":45}' style="overflow:hidden;padding:0px 3px 0px 3px;vertical-align:bottom;text-align:center;">45</td> <td data-sheets-numberformat='{"1":2,"2":"0","3":1}' data-sheets-value='{"1":3,"3":20}' style="border-right:1px solid #000000;overflow:hidden;padding:0px 3px 0px 3px;vertical-align:bottom;text-align:center;">20</td> </tr> <tr style="height:20px;"> <td style="border-left:1px solid #000000;overflow:hidden;padding:0px 3px 0px 3px;vertical-align:bottom;font-weight:bold;"></td> <td data-sheets-value='{"1":2,"2":"Triple-walled"}' style="overflow:hidden; | skylux-160-ce-met-koepel-en-metaalopstand-met-lm-motor-en-windvang-1000-x-1300-mm | 8586005250381 | 46872289509709
Smoke and heat exhaust (SHEV) | SHE system | Skylux | Skylux 160° CE with skylight and metal curb with LM-actuator and spoiler 1000 x 1500 mm |  | 29853 | 5412970298533 | 3754.65 | Yes | 30-45 | 80.64 | 1000 x 1500 mm | 1500 | 1000 |  | metal curb M30 (30 cm high) | Rectangular | 5.17 W/m²K - 1.28 W/m²K | 87% - 32% | 90% - 32% | 20dB - 23dB | 160° CE (for industry) | skylight | with spoiler | E | Single actuator | Maximum four-walled skylight possible for this product | Ut-value LT-value g-value Rw-value EN 1873 : 2014 EN ISO 13468 EN 16153 EN 410 EN 410 EN ISO 140-3 Material Walls Shells (W/m²K) (%) (%) (dB) Acrylic Single-walled Clear (H) 5.17 90 87 - PMMA Single-walled Opal (O) 5.17 83 76 - Double-walled Clear (H/H) 2.90 81 75 20 Double-walled Opal (O/O) 2.90 69 58 20 Triple-walled Clear (H/H/H) 1.70 73 65 22 Triple-walled Opal (O/H/O) 1.70 62 51 22 Four-walled Clear (H/H/H/H) 1.28 64 54 23 Four-walled Opal (H/H/O/H) 1.28 59 48 23 Polycarbonate Single-walled Clear (A) 5.17 88 83 - PC Single-walled Opal (D) 5.17 58 60 - Double-walled Clear (A/H) 2.90 79 72 20 Double-walled Clear (A/A) 2.90 77 69 20 Double-walled Opal (A/O) 2.90 73 63 20 Double-walled Opal (A/D) 2.90 51 50 20 Triple-walled Clear (A/H/H) 1.70 71 63 22 Triple-walled Opal (A/O/O) 1.70 61 48 22 Four-walled Clear (A/H/H/H) 1.28 64 52 23 Four-walled Opal (A/H/O/H) 1.28 59 46 23 Polycarbonate Single-walled Heatstop Opal (T) 5.17 49 59 - Heatstop PC Double-walled Clear (T/H) 2.90 44 51 20 Double-walled Opal (T/O) 2.90 41 45 20 Triple-walled Clear (T/H/H) 1.70 40 <td data-sheets-numberformat='{"1":2,"2":"0","3":1}' data-sheets-value='{"1":3,"3":44}' style="overflow:hidden;paddin | https://skylux.eu/en/products/skylux-160-ce-met-koepel-en-metaalopstand-met-lm-motor-en-windvang-1000-x-1500-mm | https://skylux.eu/cdn/shop/files/Skylux-160deg-CE-met-koepel-en-metaalopstand-met-LM-motor-en-windvang-1000-x-1500-mm-RWA-systeem.jpg?v=1702977492&width=1600 | https://skylux.eu/cdn/shop/files/e5a82811-1bb0-48e4-a776-cacb59c7c092_5d319dc2-07d1-4e93-bb11-786669c21821.jpg?v=1688550394&width=1600 | //skylux.eu/cdn/shop/files/E_MH_Mounting_instructions_Skylux_160_CE_LM.pdf?v=12406716259046007223 | //skylux.eu/cdn/shop/files/E_TD_Technical_File_Skylux_Skylux_160_CE_Electric.pdf?v=3667116872303399239 | <style type="text/css" id="isPasted"> <!--td { border: 1px solid #cccccc; } br { mso-data-placement: same-cell; } --> </style> <table border="1" cellpadding="0" cellspacing="0" dir="ltr" style="table-layout:fixed;font-size:10pt;font-family:Arial;border-collapse:collapse;border:none;"><tbody> <tr style="height:20px;"> <td style="overflow:hidden;padding:0px 3px 0px 3px;vertical-align:bottom;"></td> <td style="overflow:hidden;padding:0px 3px 0px 3px;vertical-align:bottom;"></td> <td style="overflow:hidden;padding:0px 3px 0px 3px;vertical-align:bottom;"></td> <td data-sheets-value='{"1":2,"2":"Ut-value"}' style="overflow:hidden;padding:0px 3px 0px 3px;vertical-align:bottom;font-weight:bold;text-align:center;">Ut-value</td> <td data-sheets-value='{"1":2,"2":"LT-value"}' style="overflow:hidden;padding:0px 3px 0px 3px;vertical-align:bottom;font-weight:bold;text-align:center;">LT-value</td> <td data-sheets-value='{"1":2,"2":"g-value"}' style="overflow:hidden;padding:0px 3px 0px 3px;vertical-align:bottom;font-weight:bold;text-align:center;">g-value</td> <td data-sheets-value='{"1":2,"2":"Rw-value "}' style="overflow:hidden;padding:0px 3px 0px 3px;vertical-align:bottom;font-weight:bold;text-align:center;">Rw-value </td> </tr> <tr style="height:20px;"> <td style="overflow:hidden;padding:0px 3px 0px 3px;vertical-align:bottom;"></td> <td style="overflow:hidden;padding:0px 3px 0px 3px;vertical-align:bottom;"></td> <td style="overflow:hidden;padding:0px 3px 0px 3px;vertical-align:bottom;"></td> <td data-sheets-numberformat='{"1":2,"2":"0.00","3":1}' data-sheets-value='{"1":2,"2":"EN 1873 : 2014"}' style="overflow:hidden;padding:0px 3px 0px 3px;vertical-align:bottom;text-align:center;">EN 1873 : 2014</td> <td data-sheets-numberformat='{"1":2,"2":"0","3":1}' data-sheets-value='{"1":2,"2":"EN ISO 13468 EN 16153 EN 410"}' style="overflow:hidden;padding:0px 3px 0px 3px;vertical-align:bottom;text-align:center;">EN ISO 13468 EN 16153 EN 410</td> <td data-sheets-numberformat='{"1":2,"2":"0","3":1}' data-sheets-value='{"1":2,"2":"EN 410"}' style="overflow:hidden;padding:0px 3px 0px 3px;vertical-align:bottom;text-align:center;">EN 410</td> <td data-sheets-value='{"1":2,"2":"EN ISO 140-3\t\t"}' style="overflow:hidden;padding:0px 3px 0px 3px;vertical-align:bottom;text-align:center;">EN ISO 140-3 </td> </tr> <tr style="height:20px;"> <td data-sheets-value='{"1":2,"2":"Material"}' style="border-bottom:1px solid #000000;overflow:hidden;padding:0px 3px 0px 3px;vertical-align:bottom;background-color:#000000;font-weight:bold;color:#ffffff;">Material</td> <td data-sheets-value='{"1":2,"2":"Walls"}' style="border-bottom:1px solid #000000;overflow:hidden;padding:0px 3px 0px 3px;vertical-align:bottom;background-color:#000000;font-weight:bold;color:#ffffff;">Walls</td> <td data-sheets-value='{"1":2,"2":"Shells"}' style="border-bottom:1px solid #000000;overflow:hidden;padding:0px 3px 0px 3px;vertical-align:bottom;background-color:#000000;font-weight:bold;color:#ffffff;">Shells</td> <td data-sheets-numberformat='{"1":2,"2":"0.00","3":1}' data-sheets-value='{"1":2,"2":"(W/m²K)\t"}' style="border-bottom:1px solid #000000;overflow:hidden;padding:0px 3px 0px 3px;vertical-align:bottom;background-color:#000000;font-weight:bold;color:#ffffff;text-align:center;">(W/m²K) </td> <td data-sheets-numberformat='{"1":2,"2":"0","3":1}' data-sheets-value='{"1":2,"2":"(%)"}' style="border-bottom:1px solid #000000;overflow:hidden;padding:0px 3px 0px 3px;vertical-align:bottom;background-color:#000000;font-weight:bold;color:#ffffff;text-align:center;">(%)</td> <td data-sheets-numberformat='{"1":2,"2":"0","3":1}' data-sheets-value='{"1":2,"2":"(%)"}' style="border-bottom:1px solid #000000;overflow:hidden;padding:0px 3px 0px 3px;vertical-align:bottom;background-color:#000000;font-weight:bold;color:#ffffff;text-align:center;">(%)</td> <td data-sheets-value='{"1":2,"2":"(dB)"}' style="border-bottom:1px solid #000000;overflow:hidden;padding:0px 3px 0px 3px;vertical-align:bottom;background-color:#000000;font-weight:bold;color:#ffffff;text-align:center;">(dB)</td> </tr> <tr style="height:20px;"> <td data-sheets-value='{"1":2,"2":"Acrylic"}' style="border-left:1px solid #000000;overflow:hidden;padding:0px 3px 0px 3px;vertical-align:bottom;font-weight:bold;">Acrylic</td> <td data-sheets-value='{"1":2,"2":"Single-walled"}' style="overflow:hidden;padding:0px 3px 0px 3px;vertical-align:bottom;font-weight:bold;">Single-walled</td> <td data-sheets-value='{"1":2,"2":"Clear (H)"}' style="border-right:1px solid #000000;overflow:hidden;padding:0px 3px 0px 3px;vertical-align:bottom;font-weight:bold;">Clear (H)</td> <td data-sheets-numberformat='{"1":2,"2":"0.00","3":1}' data-sheets-value='{"1":3,"3":5.17}' style="overflow:hidden;padding:0px 3px 0px 3px;vertical-align:bottom;text-align:center;">5.17</td> <td data-sheets-numberformat='{"1":2,"2":"0","3":1}' data-sheets-value='{"1":3,"3":90}' style="overflow:hidden;padding:0px 3px 0px 3px;vertical-align:bottom;text-align:center;">90</td> <td data-sheets-numberformat='{"1":2,"2":"0","3":1}' data-sheets-value='{"1":3,"3":87}' style="overflow:hidden;padding:0px 3px 0px 3px;vertical-align:bottom;text-align:center;">87</td> <td data-sheets-numberformat='{"1":2,"2":"0","3":1}' data-sheets-value='{"1":2,"2":"-"}' style="border-right:1px solid #000000;overflow:hidden;padding:0px 3px 0px 3px;vertical-align:bottom;text-align:center;">-</td> </tr> <tr style="height:20px;"> <td data-sheets-value='{"1":2,"2":"PMMA"}' style="border-left:1px solid #000000;overflow:hidden;padding:0px 3px 0px 3px;vertical-align:bottom;font-weight:bold;">PMMA</td> <td data-sheets-value='{"1":2,"2":"Single-walled"}' style="overflow:hidden;padding:0px 3px 0px 3px;vertical-align:bottom;font-weight:bold;">Single-walled</td> <td data-sheets-value='{"1":2,"2":"Opal (O)"}' style="border-right:1px solid #000000;overflow:hidden;padding:0px 3px 0px 3px;vertical-align:bottom;font-weight:bold;">Opal (O)</td> <td data-sheets-numberformat='{"1":2,"2":"0.00","3":1}' data-sheets-value='{"1":3,"3":5.17}' style="overflow:hidden;padding:0px 3px 0px 3px;vertical-align:bottom;text-align:center;">5.17</td> <td data-sheets-numberformat='{"1":2,"2":"0","3":1}' data-sheets-value='{"1":3,"3":83}' style="overflow:hidden;padding:0px 3px 0px 3px;vertical-align:bottom;text-align:center;">83</td> <td data-sheets-numberformat='{"1":2,"2":"0","3":1}' data-sheets-value='{"1":3,"3":76}' style="overflow:hidden;padding:0px 3px 0px 3px;vertical-align:bottom;text-align:center;">76</td> <td data-sheets-numberformat='{"1":2,"2":"0","3":1}' data-sheets-value='{"1":2,"2":"-"}' style="border-right:1px solid #000000;overflow:hidden;padding:0px 3px 0px 3px;vertical-align:bottom;text-align:center;">-</td> </tr> <tr style="height:20px;"> <td style="border-left:1px solid #000000;overflow:hidden;padding:0px 3px 0px 3px;vertical-align:bottom;font-weight:bold;"></td> <td data-sheets-value='{"1":2,"2":"Double-walled"}' style="overflow:hidden;padding:0px 3px 0px 3px;vertical-align:bottom;font-weight:bold;">Double-walled</td> <td data-sheets-value='{"1":2,"2":"Clear (H/H)"}' style="border-right:1px solid #000000;overflow:hidden;padding:0px 3px 0px 3px;vertical-align:bottom;font-weight:bold;">Clear (H/H)</td> <td data-sheets-numberformat='{"1":2,"2":"0.00","3":1}' data-sheets-value='{"1":3,"3":2.9}' style="overflow:hidden;padding:0px 3px 0px 3px;vertical-align:bottom;text-align:center;">2.90</td> <td data-sheets-numberformat='{"1":2,"2":"0","3":1}' data-sheets-value='{"1":3,"3":81}' style="overflow:hidden;padding:0px 3px 0px 3px;vertical-align:bottom;text-align:center;">81</td> <td data-sheets-numberformat='{"1":2,"2":"0","3":1}' data-sheets-value='{"1":3,"3":75}' style="overflow:hidden;padding:0px 3px 0px 3px;vertical-align:bottom;text-align:center;">75</td> <td data-sheets-numberformat='{"1":2,"2":"0","3":1}' data-sheets-value='{"1":3,"3":20}' style="border-right:1px solid #000000;overflow:hidden;padding:0px 3px 0px 3px;vertical-align:bottom;text-align:center;">20</td> </tr> <tr style="height:20px;"> <td style="border-left:1px solid #000000;overflow:hidden;padding:0px 3px 0px 3px;vertical-align:bottom;font-weight:bold;"></td> <td data-sheets-value='{"1":2,"2":"Double-walled"}' style="overflow:hidden;padding:0px 3px 0px 3px;vertical-align:bottom;font-weight:bold;">Double-walled</td> <td data-sheets-value='{"1":2,"2":"Opal (O/O)"}' style="border-right:1px solid #000000;overflow:hidden;padding:0px 3px 0px 3px;vertical-align:bottom;font-weight:bold;">Opal (O/O)</td> <td data-sheets-numberformat='{"1":2,"2":"0.00","3":1}' data-sheets-value='{"1":3,"3":2.9}' style="overflow:hidden;padding:0px 3px 0px 3px;vertical-align:bottom;text-align:center;">2.90</td> <td data-sheets-numberformat='{"1":2,"2":"0","3":1}' data-sheets-value='{"1":3,"3":69}' style="overflow:hidden;padding:0px 3px 0px 3px;vertical-align:bottom;text-align:center;">69</td> <td data-sheets-numberformat='{"1":2,"2":"0","3":1}' data-sheets-value='{"1":3,"3":58}' style="overflow:hidden;padding:0px 3px 0px 3px;vertical-align:bottom;text-align:center;">58</td> <td data-sheets-numberformat='{"1":2,"2":"0","3":1}' data-sheets-value='{"1":3,"3":20}' style="border-right:1px solid #000000;overflow:hidden;padding:0px 3px 0px 3px;vertical-align:bottom;text-align:center;">20</td> </tr> <tr style="height:20px;"> <td style="border-left:1px solid #000000;overflow:hidden;padding:0px 3px 0px 3px;vertical-align:bottom;font-weight:bold;"></td> <td data-sheets-value='{"1":2,"2":"Triple-walled"}' style="overflow:hidden;padding:0px 3px 0px 3px;vertical-align:bottom;font-weight:bold;">Triple-walled</td> <td data-sheets-value='{"1":2,"2":"Clear (H/H/H)"}' style="border-right:1px solid #000000;overflow:hidden;padding:0px 3px 0px 3px;vertical-align:bottom;font-weight:bold;">Clear (H/H/H)</td> <td data-sheets-numberformat='{"1":2,"2":"0.00","3":1}' data-sheets-value='{"1":3,"3":1.7}' style="overflow:hidden;padding:0px 3px 0px 3px;vertical-align:bottom;text-align:center;">1.70</td> <td data-sheets-numberformat='{"1":2,"2":"0","3":1}' data-sheets-value='{"1":3,"3":73}' style="overflow:hidden;padding:0px 3px 0px 3px;vertical-align:bottom;text-align:center;">73</td> <td data-sheets-numberformat='{"1":2,"2":"0","3":1}' data-sheets-value='{"1":3,"3":65}' style="overflow:hidden;padding:0px 3px 0px 3px;vertical-align:bottom;text-align:center;">65</td> <td data-sheets-numberformat='{"1":2,"2":"0","3":1}' data-sheets-value='{"1":3,"3":22}' style="border-right:1px solid #000000;overflow:hidden;padding:0px 3px 0px 3px;vertical-align:bottom;text-align:center;">22</td> </tr> <tr style="height:20px;"> <td style="border-left:1px solid #000000;overflow:hidden;padding:0px 3px 0px 3px;vertical-align:bottom;font-weight:bold;"></td> <td data-sheets-value='{"1":2,"2":"Triple-walled"}' style="overflow:hidden;padding:0px 3px 0px 3px;vertical-align:bottom;font-weight:bold;">Triple-walled</td> <td data-sheets-value='{"1":2,"2":"Opal (O/H/O)"}' style="border-right:1px solid #000000;overflow:hidden;padding:0px 3px 0px 3px;vertical-align:bottom;font-weight:bold;">Opal (O/H/O)</td> <td data-sheets-numberformat='{"1":2,"2":"0.00","3":1}' data-sheets-value='{"1":3,"3":1.7}' style="overflow:hidden;padding:0px 3px 0px 3px;vertical-align:bottom;text-align:center;">1.70</td> <td data-sheets-numberformat='{"1":2,"2":"0","3":1}' data-sheets-value='{"1":3,"3":62}' style="overflow:hidden;padding:0px 3px 0px 3px;vertical-align:bottom;text-align:center;">62</td> <td data-sheets-numberformat='{"1":2,"2":"0","3":1}' data-sheets-value='{"1":3,"3":51}' style="overflow:hidden;padding:0px 3px 0px 3px;vertical-align:bottom;text-align:center;">51</td> <td data-sheets-numberformat='{"1":2,"2":"0","3":1}' data-sheets-value='{"1":3,"3":22}' style="border-right:1px solid #000000;overflow:hidden;padding:0px 3px 0px 3px;vertical-align:bottom;text-align:center;">22</td> </tr> <tr style="height:20px;"> <td style="border-left:1px solid #000000;overflow:hidden;padding:0px 3px 0px 3px;vertical-align:bottom;font-weight:bold;"></td> <td data-sheets-value='{"1":2,"2":"Four-walled"}' style="overflow:hidden;padding:0px 3px 0px 3px;vertical-align:bottom;font-weight:bold;">Four-walled</td> <td data-sheets-value='{"1":2,"2":"Clear (H/H/H/H)"}' style="border-right:1px solid #000000;overflow:hidden;padding:0px 3px 0px 3px;vertical-align:bottom;font-weight:bold;">Clear (H/H/H/H)</td> <td data-sheets-numberformat='{"1":2,"2":"0.00","3":1}' data-sheets-value='{"1":3,"3":1.28}' style="overflow:hidden;padding:0px 3px 0px 3px;vertical-align:bottom;text-align:center;">1.28</td> <td data-sheets-numberformat='{"1":2,"2":"0","3":1}' data-sheets-value='{"1":3,"3":64}' style="overflow:hidden;padding:0px 3px 0px 3px;vertical-align:bottom;text-align:center;">64</td> <td data-sheets-numberformat='{"1":2,"2":"0","3":1}' data-sheets-value='{"1":3,"3":54}' style="overflow:hidden;padding:0px 3px 0px 3px;vertical-align:bottom;text-align:center;">54</td> <td data-sheets-numberformat='{"1":2,"2":"0","3":1}' data-sheets-value='{"1":3,"3":23}' style="border-right:1px solid #000000;overflow:hidden;padding:0px 3px 0px 3px;vertical-align:bottom;text-align:center;">23</td> </tr> <tr style="height:20px;"> <td style="border-bottom:1px solid #000000;border-left:1px solid #000000;overflow:hidden;padding:0px 3px 0px 3px;vertical-align:bottom;"></td> <td data-sheets-value='{"1":2,"2":"Four-walled"}' style="border-bottom:1px solid #000000;overflow:hidden;padding:0px 3px 0px 3px;vertical-align:bottom;font-weight:bold;">Four-walled</td> <td data-sheets-value='{"1":2,"2":"Opal (H/H/O/H)"}' style="border-right:1px solid #000000;border-bottom:1px solid #000000;overflow:hidden;padding:0px 3px 0px 3px;vertical-align:bottom;font-weight:bold;">Opal (H/H/O/H)</td> <td data-sheets-numberformat='{"1":2,"2":"0.00","3":1}' data-sheets-value='{"1":3,"3":1.28}' style="border-bottom:1px solid #000000;overflow:hidden;padding:0px 3px 0px 3px;vertical-align:bottom;text-align:center;">1.28</td> <td data-sheets-numberformat='{"1":2,"2":"0","3":1}' data-sheets-value='{"1":3,"3":59}' style="border-bottom:1px solid #000000;overflow:hidden;padding:0px 3px 0px 3px;vertical-align:bottom;text-align:center;">59</td> <td data-sheets-numberformat='{"1":2,"2":"0","3":1}' data-sheets-value='{"1":3,"3":48}' style="border-bottom:1px solid #000000;overflow:hidden;padding:0px 3px 0px 3px;vertical-align:bottom;text-align:center;">48</td> <td data-sheets-numberformat='{"1":2,"2":"0","3":1}' data-sheets-value='{"1":3,"3":23}' style="border-right:1px solid #000000;border-bottom:1px solid #000000;overflow:hidden;padding:0px 3px 0px 3px;vertical-align:bottom;text-align:center;">23</td> </tr> <tr style="height:20px;"> <td data-sheets-value='{"1":2,"2":"Polycarbonate "}' style="border-left:1px solid #000000;overflow:hidden;padding:0px 3px 0px 3px;vertical-align:bottom;font-weight:bold;">Polycarbonate </td> <td data-sheets-value='{"1":2,"2":"Single-walled"}' style="overflow:hidden;padding:0px 3px 0px 3px;vertical-align:bottom;font-weight:bold;">Single-walled</td> <td data-sheets-value='{"1":2,"2":"Clear (A)"}' style="border-right:1px solid #000000;overflow:hidden;padding:0px 3px 0px 3px;vertical-align:bottom;font-weight:bold;">Clear (A)</td> <td data-sheets-numberformat='{"1":2,"2":"0.00","3":1}' data-sheets-value='{"1":3,"3":5.17}' style="overflow:hidden;padding:0px 3px 0px 3px;vertical-align:bottom;text-align:center;">5.17</td> <td data-sheets-numberformat='{"1":2,"2":"0","3":1}' data-sheets-value='{"1":3,"3":88}' style="overflow:hidden;padding:0px 3px 0px 3px;vertical-align:bottom;text-align:center;">88</td> <td data-sheets-numberformat='{"1":2,"2":"0","3":1}' data-sheets-value='{"1":3,"3":83}' style="overflow:hidden;padding:0px 3px 0px 3px;vertical-align:bottom;text-align:center;">83</td> <td data-sheets-numberformat='{"1":2,"2":"0","3":1}' data-sheets-value='{"1":2,"2":"-"}' style="border-right:1px solid #000000;overflow:hidden;padding:0px 3px 0px 3px;vertical-align:bottom;text-align:center;">-</td> </tr> <tr style="height:20px;"> <td data-sheets-value='{"1":2,"2":"PC"}' style="border-left:1px solid #000000;overflow:hidden;padding:0px 3px 0px 3px;vertical-align:bottom;font-weight:bold;">PC</td> <td data-sheets-value='{"1":2,"2":"Single-walled"}' style="overflow:hidden;padding:0px 3px 0px 3px;vertical-align:bottom;font-weight:bold;">Single-walled</td> <td data-sheets-value='{"1":2,"2":"Opal (D)"}' style="border-right:1px solid #000000;overflow:hidden;padding:0px 3px 0px 3px;vertical-align:bottom;font-weight:bold;">Opal (D)</td> <td data-sheets-numberformat='{"1":2,"2":"0.00","3":1}' data-sheets-value='{"1":3,"3":5.17}' style="overflow:hidden;padding:0px 3px 0px 3px;vertical-align:bottom;text-align:center;">5.17</td> <td data-sheets-numberformat='{"1":2,"2":"0","3":1}' data-sheets-value='{"1":3,"3":58}' style="overflow:hidden;padding:0px 3px 0px 3px;vertical-align:bottom;text-align:center;">58</td> <td data-sheets-numberformat='{"1":2,"2":"0","3":1}' data-sheets-value='{"1":3,"3":60}' style="overflow:hidden;padding:0px 3px 0px 3px;vertical-align:bottom;text-align:center;">60</td> <td data-sheets-numberformat='{"1":2,"2":"0","3":1}' data-sheets-value='{"1":2,"2":"-"}' style="border-right:1px solid #000000;overflow:hidden;padding:0px 3px 0px 3px;vertical-align:bottom;text-align:center;">-</td> </tr> <tr style="height:20px;"> <td style="border-left:1px solid #000000;overflow:hidden;padding:0px 3px 0px 3px;vertical-align:bottom;font-weight:bold;"></td> <td data-sheets-value='{"1":2,"2":"Double-walled"}' style="overflow:hidden;padding:0px 3px 0px 3px;vertical-align:bottom;font-weight:bold;">Double-walled</td> <td data-sheets-value='{"1":2,"2":"Clear (A/H)"}' style="border-right:1px solid #000000;overflow:hidden;padding:0px 3px 0px 3px;vertical-align:bottom;font-weight:bold;">Clear (A/H)</td> <td data-sheets-numberformat='{"1":2,"2":"0.00","3":1}' data-sheets-value='{"1":3,"3":2.9}' style="overflow:hidden;padding:0px 3px 0px 3px;vertical-align:bottom;text-align:center;">2.90</td> <td data-sheets-numberformat='{"1":2,"2":"0","3":1}' data-sheets-value='{"1":3,"3":79}' style="overflow:hidden;padding:0px 3px 0px 3px;vertical-align:bottom;text-align:center;">79</td> <td data-sheets-numberformat='{"1":2,"2":"0","3":1}' data-sheets-value='{"1":3,"3":72}' style="overflow:hidden;padding:0px 3px 0px 3px;vertical-align:bottom;text-align:center;">72</td> <td data-sheets-numberformat='{"1":2,"2":"0","3":1}' data-sheets-value='{"1":3,"3":20}' style="border-right:1px solid #000000;overflow:hidden;padding:0px 3px 0px 3px;vertical-align:bottom;text-align:center;">20</td> </tr> <tr style="height:20px;"> <td style="border-left:1px solid #000000;overflow:hidden;padding:0px 3px 0px 3px;vertical-align:bottom;font-weight:bold;"></td> <td data-sheets-value='{"1":2,"2":"Double-walled"}' style="overflow:hidden;padding:0px 3px 0px 3px;vertical-align:bottom;font-weight:bold;">Double-walled</td> <td data-sheets-value='{"1":2,"2":"Clear (A/A)"}' style="border-right:1px solid #000000;overflow:hidden;padding:0px 3px 0px 3px;vertical-align:bottom;font-weight:bold;">Clear (A/A)</td> <td data-sheets-numberformat='{"1":2,"2":"0.00","3":1}' data-sheets-value='{"1":3,"3":2.9}' style="overflow:hidden;padding:0px 3px 0px 3px;vertical-align:bottom;text-align:center;">2.90</td> <td data-sheets-numberformat='{"1":2,"2":"0","3":1}' data-sheets-value='{"1":3,"3":77}' style="overflow:hidden;padding:0px 3px 0px 3px;vertical-align:bottom;text-align:center;">77</td> <td data-sheets-numberformat='{"1":2,"2":"0","3":1}' data-sheets-value='{"1":3,"3":69}' style="overflow:hidden;padding:0px 3px 0px 3px;vertical-align:bottom;text-align:center;">69</td> <td data-sheets-numberformat='{"1":2,"2":"0","3":1}' data-sheets-value='{"1":3,"3":20}' style="border-right:1px solid #000000;overflow:hidden;padding:0px 3px 0px 3px;vertical-align:bottom;text-align:center;">20</td> </tr> <tr style="height:20px;"> <td style="border-left:1px solid #000000;overflow:hidden;padding:0px 3px 0px 3px;vertical-align:bottom;font-weight:bold;"></td> <td data-sheets-value='{"1":2,"2":"Double-walled"}' style="overflow:hidden;padding:0px 3px 0px 3px;vertical-align:bottom;font-weight:bold;">Double-walled</td> <td data-sheets-value='{"1":2,"2":"Opal (A/O)"}' style="border-right:1px solid #000000;overflow:hidden;padding:0px 3px 0px 3px;vertical-align:bottom;font-weight:bold;">Opal (A/O)</td> <td data-sheets-numberformat='{"1":2,"2":"0.00","3":1}' data-sheets-value='{"1":3,"3":2.9}' style="overflow:hidden;padding:0px 3px 0px 3px;vertical-align:bottom;text-align:center;">2.90</td> <td data-sheets-numberformat='{"1":2,"2":"0","3":1}' data-sheets-value='{"1":3,"3":73}' style="overflow:hidden;padding:0px 3px 0px 3px;vertical-align:bottom;text-align:center;">73</td> <td data-sheets-numberformat='{"1":2,"2":"0","3":1}' data-sheets-value='{"1":3,"3":63}' style="overflow:hidden;padding:0px 3px 0px 3px;vertical-align:bottom;text-align:center;">63</td> <td data-sheets-numberformat='{"1":2,"2":"0","3":1}' data-sheets-value='{"1":3,"3":20}' style="border-right:1px solid #000000;overflow:hidden;padding:0px 3px 0px 3px;vertical-align:bottom;text-align:center;">20</td> </tr> <tr style="height:20px;"> <td style="border-left:1px solid #000000;overflow:hidden;padding:0px 3px 0px 3px;vertical-align:bottom;font-weight:bold;"></td> <td data-sheets-value='{"1":2,"2":"Double-walled"}' style="overflow:hidden;padding:0px 3px 0px 3px;vertical-align:bottom;font-weight:bold;">Double-walled</td> <td data-sheets-value='{"1":2,"2":"Opal (A/D)"}' style="border-right:1px solid #000000;overflow:hidden;padding:0px 3px 0px 3px;vertical-align:bottom;font-weight:bold;">Opal (A/D)</td> <td data-sheets-numberformat='{"1":2,"2":"0.00","3":1}' data-sheets-value='{"1":3,"3":2.9}' style="overflow:hidden;padding:0px 3px 0px 3px;vertical-align:bottom;text-align:center;">2.90</td> <td data-sheets-numberformat='{"1":2,"2":"0","3":1}' data-sheets-value='{"1":3,"3":51}' style="overflow:hidden;padding:0px 3px 0px 3px;vertical-align:bottom;text-align:center;">51</td> <td data-sheets-numberformat='{"1":2,"2":"0","3":1}' data-sheets-value='{"1":3,"3":50}' style="overflow:hidden;padding:0px 3px 0px 3px;vertical-align:bottom;text-align:center;">50</td> <td data-sheets-numberformat='{"1":2,"2":"0","3":1}' data-sheets-value='{"1":3,"3":20}' style="border-right:1px solid #000000;overflow:hidden;padding:0px 3px 0px 3px;vertical-align:bottom;text-align:center;">20</td> </tr> <tr style="height:20px;"> <td style="border-left:1px solid #000000;overflow:hidden;padding:0px 3px 0px 3px;vertical-align:bottom;font-weight:bold;"></td> <td data-sheets-value='{"1":2,"2":"Triple-walled"}' style="overflow:hidden;padding:0px 3px 0px 3px;vertical-align:bottom;font-weight:bold;">Triple-walled</td> <td data-sheets-value='{"1":2,"2":"Clear (A/H/H)"}' style="border-right:1px solid #000000;overflow:hidden;padding:0px 3px 0px 3px;vertical-align:bottom;font-weight:bold;">Clear (A/H/H)</td> <td data-sheets-numberformat='{"1":2,"2":"0.00","3":1}' data-sheets-value='{"1":3,"3":1.7}' style="overflow:hidden;padding:0px 3px 0px 3px;vertical-align:bottom;text-align:center;">1.70</td> <td data-sheets-numberformat='{"1":2,"2":"0","3":1}' data-sheets-value='{"1":3,"3":71}' style="overflow:hidden;padding:0px 3px 0px 3px;vertical-align:bottom;text-align:center;">71</td> <td data-sheets-numberformat='{"1":2,"2":"0","3":1}' data-sheets-value='{"1":3,"3":63}' style="overflow:hidden;padding:0px 3px 0px 3px;vertical-align:bottom;text-align:center;">63</td> <td data-sheets-numberformat='{"1":2,"2":"0","3":1}' data-sheets-value='{"1":3,"3":22}' style="border-right:1px solid #000000;overflow:hidden;padding:0px 3px 0px 3px;vertical-align:bottom;text-align:center;">22</td> </tr> <tr style="height:20px;"> <td style="border-left:1px solid #000000;overflow:hidden;padding:0px 3px 0px 3px;vertical-align:bottom;font-weight:bold;"></td> <td data-sheets-value='{"1":2,"2":"Triple-walled"}' style="overflow:hidden;padding:0px 3px 0px 3px;vertical-align:bottom;font-weight:bold;">Triple-walled</td> <td data-sheets-value='{"1":2,"2":"Opal (A/O/O)"}' style="border-right:1px solid #000000;overflow:hidden;padding:0px 3px 0px 3px;vertical-align:bottom;font-weight:bold;">Opal (A/O/O)</td> <td data-sheets-numberformat='{"1":2,"2":"0.00","3":1}' data-sheets-value='{"1":3,"3":1.7}' style="overflow:hidden;padding:0px 3px 0px 3px;vertical-align:bottom;text-align:center;">1.70</td> <td data-sheets-numberformat='{"1":2,"2":"0","3":1}' data-sheets-value='{"1":3,"3":61}' style="overflow:hidden;padding:0px 3px 0px 3px;vertical-align:bottom;text-align:center;">61</td> <td data-sheets-numberformat='{"1":2,"2":"0","3":1}' data-sheets-value='{"1":3,"3":48}' style="overflow:hidden;padding:0px 3px 0px 3px;vertical-align:bottom;text-align:center;">48</td> <td data-sheets-numberformat='{"1":2,"2":"0","3":1}' data-sheets-value='{"1":3,"3":22}' style="border-right:1px solid #000000;overflow:hidden;padding:0px 3px 0px 3px;vertical-align:bottom;text-align:center;">22</td> </tr> <tr style="height:20px;"> <td style="border-left:1px solid #000000;overflow:hidden;padding:0px 3px 0px 3px;vertical-align:bottom;font-weight:bold;"></td> <td data-sheets-value='{"1":2,"2":"Four-walled"}' style="overflow:hidden;padding:0px 3px 0px 3px;vertical-align:bottom;font-weight:bold;">Four-walled</td> <td data-sheets-value='{"1":2,"2":"Clear (A/H/H/H)"}' style="border-right:1px solid #000000;overflow:hidden;padding:0px 3px 0px 3px;vertical-align:bottom;font-weight:bold;">Clear (A/H/H/H)</td> <td data-sheets-numberformat='{"1":2,"2":"0.00","3":1}' data-sheets-value='{"1":3,"3":1.28}' style="overflow:hidden;padding:0px 3px 0px 3px;vertical-align:bottom;text-align:center;">1.28</td> <td data-sheets-numberformat='{"1":2,"2":"0","3":1}' data-sheets-value='{"1":3,"3":64}' style="overflow:hidden;padding:0px 3px 0px 3px;vertical-align:bottom;text-align:center;">64</td> <td data-sheets-numberformat='{"1":2,"2":"0","3":1}' data-sheets-value='{"1":3,"3":52}' style="overflow:hidden;padding:0px 3px 0px 3px;vertical-align:bottom;text-align:center;">52</td> <td data-sheets-numberformat='{"1":2,"2":"0","3":1}' data-sheets-value='{"1":3,"3":23}' style="border-right:1px solid #000000;overflow:hidden;padding:0px 3px 0px 3px;vertical-align:bottom;text-align:center;">23</td> </tr> <tr style="height:20px;"> <td style="border-bottom:1px solid #000000;border-left:1px solid #000000;overflow:hidden;padding:0px 3px 0px 3px;vertical-align:bottom;"></td> <td data-sheets-value='{"1":2,"2":"Four-walled"}' style="border-bottom:1px solid #000000;overflow:hidden;padding:0px 3px 0px 3px;vertical-align:bottom;font-weight:bold;">Four-walled</td> <td data-sheets-value='{"1":2,"2":"Opal (A/H/O/H)"}' style="border-right:1px solid #000000;border-bottom:1px solid #000000;overflow:hidden;padding:0px 3px 0px 3px;vertical-align:bottom;font-weight:bold;">Opal (A/H/O/H)</td> <td data-sheets-numberformat='{"1":2,"2":"0.00","3":1}' data-sheets-value='{"1":3,"3":1.28}' style="border-bottom:1px solid #000000;overflow:hidden;padding:0px 3px 0px 3px;vertical-align:bottom;text-align:center;">1.28</td> <td data-sheets-numberformat='{"1":2,"2":"0","3":1}' data-sheets-value='{"1":3,"3":59}' style="border-bottom:1px solid #000000;overflow:hidden;padding:0px 3px 0px 3px;vertical-align:bottom;text-align:center;">59</td> <td data-sheets-numberformat='{"1":2,"2":"0","3":1}' data-sheets-value='{"1":3,"3":46}' style="border-bottom:1px solid #000000;overflow:hidden;padding:0px 3px 0px 3px;vertical-align:bottom;text-align:center;">46</td> <td data-sheets-numberformat='{"1":2,"2":"0","3":1}' data-sheets-value='{"1":3,"3":23}' style="border-right:1px solid #000000;border-bottom:1px solid #000000;overflow:hidden;padding:0px 3px 0px 3px;vertical-align:bottom;text-align:center;">23</td> </tr> <tr style="height:20px;"> <td data-sheets-value='{"1":2,"2":"Polycarbonate"}' style="border-left:1px solid #000000;overflow:hidden;padding:0px 3px 0px 3px;vertical-align:bottom;font-weight:bold;">Polycarbonate</td> <td data-sheets-value='{"1":2,"2":"Single-walled"}' style="overflow:hidden;padding:0px 3px 0px 3px;vertical-align:bottom;font-weight:bold;">Single-walled</td> <td data-sheets-value='{"1":2,"2":"Heatstop Opal (T)"}' style="border-right:1px solid #000000;overflow:hidden;padding:0px 3px 0px 3px;vertical-align:bottom;font-weight:bold;">Heatstop Opal (T)</td> <td data-sheets-numberformat='{"1":2,"2":"0.00","3":1}' data-sheets-value='{"1":3,"3":5.17}' style="overflow:hidden;padding:0px 3px 0px 3px;vertical-align:bottom;text-align:center;">5.17</td> <td data-sheets-numberformat='{"1":2,"2":"0","3":1}' data-sheets-value='{"1":3,"3":49}' style="overflow:hidden;padding:0px 3px 0px 3px;vertical-align:bottom;text-align:center;">49</td> <td data-sheets-numberformat='{"1":2,"2":"0","3":1}' data-sheets-value='{"1":3,"3":59}' style="overflow:hidden;padding:0px 3px 0px 3px;vertical-align:bottom;text-align:center;">59</td> <td data-sheets-numberformat='{"1":2,"2":"0","3":1}' data-sheets-value='{"1":2,"2":"-"}' style="border-right:1px solid #000000;overflow:hidden;padding:0px 3px 0px 3px;vertical-align:bottom;text-align:center;">-</td> </tr> <tr style="height:20px;"> <td data-sheets-value='{"1":2,"2":"Heatstop PC"}' style="border-left:1px solid #000000;overflow:hidden;padding:0px 3px 0px 3px;vertical-align:bottom;font-weight:bold;">Heatstop PC</td> <td data-sheets-value='{"1":2,"2":"Double-walled"}' style="overflow:hidden;padding:0px 3px 0px 3px;vertical-align:bottom;font-weight:bold;">Double-walled</td> <td data-sheets-value='{"1":2,"2":"Clear (T/H)"}' style="border-right:1px solid #000000;overflow:hidden;padding:0px 3px 0px 3px;vertical-align:bottom;font-weight:bold;">Clear (T/H)</td> <td data-sheets-numberformat='{"1":2,"2":"0.00","3":1}' data-sheets-value='{"1":3,"3":2.9}' style="overflow:hidden;padding:0px 3px 0px 3px;vertical-align:bottom;text-align:center;">2.90</td> <td data-sheets-numberformat='{"1":2,"2":"0","3":1}' data-sheets-value='{"1":3,"3":44}' style="overflow:hidden;padding:0px 3px 0px 3px;vertical-align:bottom;text-align:center;">44</td> <td data-sheets-numberformat='{"1":2,"2":"0","3":1}' data-sheets-value='{"1":3,"3":51}' style="overflow:hidden;padding:0px 3px 0px 3px;vertical-align:bottom;text-align:center;">51</td> <td data-sheets-numberformat='{"1":2,"2":"0","3":1}' data-sheets-value='{"1":3,"3":20}' style="border-right:1px solid #000000;overflow:hidden;padding:0px 3px 0px 3px;vertical-align:bottom;text-align:center;">20</td> </tr> <tr style="height:20px;"> <td style="border-left:1px solid #000000;overflow:hidden;padding:0px 3px 0px 3px;vertical-align:bottom;font-weight:bold;"></td> <td data-sheets-value='{"1":2,"2":"Double-walled"}' style="overflow:hidden;padding:0px 3px 0px 3px;vertical-align:bottom;font-weight:bold;">Double-walled</td> <td data-sheets-value='{"1":2,"2":"Opal (T/O)"}' style="border-right:1px solid #000000;overflow:hidden;padding:0px 3px 0px 3px;vertical-align:bottom;font-weight:bold;">Opal (T/O)</td> <td data-sheets-numberformat='{"1":2,"2":"0.00","3":1}' data-sheets-value='{"1":3,"3":2.9}' style="overflow:hidden;padding:0px 3px 0px 3px;vertical-align:bottom;text-align:center;">2.90</td> <td data-sheets-numberformat='{"1":2,"2":"0","3":1}' data-sheets-value='{"1":3,"3":41}' style="overflow:hidden;padding:0px 3px 0px 3px;vertical-align:bottom;text-align:center;">41</td> <td data-sheets-numberformat='{"1":2,"2":"0","3":1}' data-sheets-value='{"1":3,"3":45}' style="overflow:hidden;padding:0px 3px 0px 3px;vertical-align:bottom;text-align:center;">45</td> <td data-sheets-numberformat='{"1":2,"2":"0","3":1}' data-sheets-value='{"1":3,"3":20}' style="border-right:1px solid #000000;overflow:hidden;padding:0px 3px 0px 3px;vertical-align:bottom;text-align:center;">20</td> </tr> <tr style="height:20px;"> <td style="border-left:1px solid #000000;overflow:hidden;padding:0px 3px 0px 3px;vertical-align:bottom;font-weight:bold;"></td> <td data-sheets-value='{"1":2,"2":"Triple-walled"}' style="overflow:hidden; | skylux-160-ce-met-koepel-en-metaalopstand-met-lm-motor-en-windvang-1000-x-1500-mm | 8586005283149 | 46872289575245