Smoke and heat exhaust (SHEV) | SHE system | Skylux | Skylux 160° CE with skylight and PVC curb 30/20 with LM-actuator 1450 x 1700 mm |  | 35334 | 5412970353348 | 5562.4 | Yes | 30-45 | 95.44 | 1450 x 1700 mm | 1700 | 1450 |  | PVC 30/20 (30 cm high & roof opening = 20 cm larger than daylight size) | Rectangular | 5.17 W/m²K - 1.28 W/m²K | 87% - 32% | 90% - 32% | 20dB - 23dB | 160° CE (for industry) | skylight | without spoiler | E | Single actuator | Maximum four-walled skylight possible for this product | Ut-value LT-value g-value Rw-value EN 1873 : 2014 EN ISO 13468 EN 16153 EN 410 EN 410 EN ISO 140-3 Material Walls Shells (W/m²K) (%) (%) (dB) Acrylic Single-walled Clear (H) 5.17 90 87 - PMMA Single-walled Opal (O) 5.17 83 76 - Double-walled Clear (H/H) 2.90 81 75 20 Double-walled Opal (O/O) 2.90 69 58 20 Triple-walled Clear (H/H/H) 1.70 73 65 22 Triple-walled Opal (O/H/O) 1.70 62 51 22 Four-walled Clear (H/H/H/H) 1.28 64 54 23 Four-walled Opal (H/H/O/H) 1.28 59 48 23 Polycarbonate Single-walled Clear (A) 5.17 88 83 - PC Single-walled Opal (D) 5.17 58 60 - Double-walled Clear (A/H) 2.90 79 72 20 Double-walled Clear (A/A) 2.90 77 69 20 Double-walled Opal (A/O) 2.90 73 63 20 Double-walled Opal (A/D) 2.90 51 50 20 Triple-walled Clear (A/H/H) 1.70 71 63 22 Triple-walled Opal (A/O/O) 1.70 61 48 22 Four-walled Clear (A/H/H/H) 1.28 64 52 23 Four-walled Opal (A/H/O/H) 1.28 59 46 23 Polycarbonate Single-walled Heatstop Opal (T) 5.17 49 59 - Heatstop PC Double-walled Clear (T/H) 2.90 44 51 20 Double-walled Opal (T/O) 2.90 41 45 20 Triple-walled Clear (T/H/H) 1.70 40 <td data-sheets-numberformat='{"1":2,"2":"0","3":1}' data-sheets-value='{"1":3,"3":44}' style="overflow:hidden;paddin | https://skylux.eu/en/products/skylux-160-ce-met-koepel-en-pvc-opstand-30-20-met-lm-motor-1450-x-1700-mm | https://skylux.eu/cdn/shop/files/Skylux-160deg-CE-met-koepel-en-pvc-opstand-3020-met-LM-motor-1450-x-1700-mm-RWA-systeem.jpg?v=1702980589&width=1600 | https://skylux.eu/cdn/shop/files/e5a82811-1bb0-48e4-a776-cacb59c7c092_42f644ab-051a-4dc4-a6f9-e5c5b516cdf8.jpg?v=1688551163&width=1600 | //skylux.eu/cdn/shop/files/E_MH_Mounting_instructions_Skylux_160_CE_LM.pdf?v=12406716259046007223 | //skylux.eu/cdn/shop/files/E_TD_Technical_File_Skylux_Skylux_160_CE_Electric.pdf?v=3667116872303399239 | <style type="text/css" id="isPasted"> <!--td { border: 1px solid #cccccc; } br { mso-data-placement: same-cell; } --> </style> <table border="1" cellpadding="0" cellspacing="0" dir="ltr" style="table-layout:fixed;font-size:10pt;font-family:Arial;border-collapse:collapse;border:none;"><tbody> <tr style="height:20px;"> <td style="overflow:hidden;padding:0px 3px 0px 3px;vertical-align:bottom;"></td> <td style="overflow:hidden;padding:0px 3px 0px 3px;vertical-align:bottom;"></td> <td style="overflow:hidden;padding:0px 3px 0px 3px;vertical-align:bottom;"></td> <td data-sheets-value='{"1":2,"2":"Ut-value"}' style="overflow:hidden;padding:0px 3px 0px 3px;vertical-align:bottom;font-weight:bold;text-align:center;">Ut-value</td> <td data-sheets-value='{"1":2,"2":"LT-value"}' style="overflow:hidden;padding:0px 3px 0px 3px;vertical-align:bottom;font-weight:bold;text-align:center;">LT-value</td> <td data-sheets-value='{"1":2,"2":"g-value"}' style="overflow:hidden;padding:0px 3px 0px 3px;vertical-align:bottom;font-weight:bold;text-align:center;">g-value</td> <td data-sheets-value='{"1":2,"2":"Rw-value "}' style="overflow:hidden;padding:0px 3px 0px 3px;vertical-align:bottom;font-weight:bold;text-align:center;">Rw-value </td> </tr> <tr style="height:20px;"> <td style="overflow:hidden;padding:0px 3px 0px 3px;vertical-align:bottom;"></td> <td style="overflow:hidden;padding:0px 3px 0px 3px;vertical-align:bottom;"></td> <td style="overflow:hidden;padding:0px 3px 0px 3px;vertical-align:bottom;"></td> <td data-sheets-numberformat='{"1":2,"2":"0.00","3":1}' data-sheets-value='{"1":2,"2":"EN 1873 : 2014"}' style="overflow:hidden;padding:0px 3px 0px 3px;vertical-align:bottom;text-align:center;">EN 1873 : 2014</td> <td data-sheets-numberformat='{"1":2,"2":"0","3":1}' data-sheets-value='{"1":2,"2":"EN ISO 13468 EN 16153 EN 410"}' style="overflow:hidden;padding:0px 3px 0px 3px;vertical-align:bottom;text-align:center;">EN ISO 13468 EN 16153 EN 410</td> <td data-sheets-numberformat='{"1":2,"2":"0","3":1}' data-sheets-value='{"1":2,"2":"EN 410"}' style="overflow:hidden;padding:0px 3px 0px 3px;vertical-align:bottom;text-align:center;">EN 410</td> <td data-sheets-value='{"1":2,"2":"EN ISO 140-3\t\t"}' style="overflow:hidden;padding:0px 3px 0px 3px;vertical-align:bottom;text-align:center;">EN ISO 140-3 </td> </tr> <tr style="height:20px;"> <td data-sheets-value='{"1":2,"2":"Material"}' style="border-bottom:1px solid #000000;overflow:hidden;padding:0px 3px 0px 3px;vertical-align:bottom;background-color:#000000;font-weight:bold;color:#ffffff;">Material</td> <td data-sheets-value='{"1":2,"2":"Walls"}' style="border-bottom:1px solid #000000;overflow:hidden;padding:0px 3px 0px 3px;vertical-align:bottom;background-color:#000000;font-weight:bold;color:#ffffff;">Walls</td> <td data-sheets-value='{"1":2,"2":"Shells"}' style="border-bottom:1px solid #000000;overflow:hidden;padding:0px 3px 0px 3px;vertical-align:bottom;background-color:#000000;font-weight:bold;color:#ffffff;">Shells</td> <td data-sheets-numberformat='{"1":2,"2":"0.00","3":1}' data-sheets-value='{"1":2,"2":"(W/m²K)\t"}' style="border-bottom:1px solid #000000;overflow:hidden;padding:0px 3px 0px 3px;vertical-align:bottom;background-color:#000000;font-weight:bold;color:#ffffff;text-align:center;">(W/m²K) </td> <td data-sheets-numberformat='{"1":2,"2":"0","3":1}' data-sheets-value='{"1":2,"2":"(%)"}' style="border-bottom:1px solid #000000;overflow:hidden;padding:0px 3px 0px 3px;vertical-align:bottom;background-color:#000000;font-weight:bold;color:#ffffff;text-align:center;">(%)</td> <td data-sheets-numberformat='{"1":2,"2":"0","3":1}' data-sheets-value='{"1":2,"2":"(%)"}' style="border-bottom:1px solid #000000;overflow:hidden;padding:0px 3px 0px 3px;vertical-align:bottom;background-color:#000000;font-weight:bold;color:#ffffff;text-align:center;">(%)</td> <td data-sheets-value='{"1":2,"2":"(dB)"}' style="border-bottom:1px solid #000000;overflow:hidden;padding:0px 3px 0px 3px;vertical-align:bottom;background-color:#000000;font-weight:bold;color:#ffffff;text-align:center;">(dB)</td> </tr> <tr style="height:20px;"> <td data-sheets-value='{"1":2,"2":"Acrylic"}' style="border-left:1px solid #000000;overflow:hidden;padding:0px 3px 0px 3px;vertical-align:bottom;font-weight:bold;">Acrylic</td> <td data-sheets-value='{"1":2,"2":"Single-walled"}' style="overflow:hidden;padding:0px 3px 0px 3px;vertical-align:bottom;font-weight:bold;">Single-walled</td> <td data-sheets-value='{"1":2,"2":"Clear (H)"}' style="border-right:1px solid #000000;overflow:hidden;padding:0px 3px 0px 3px;vertical-align:bottom;font-weight:bold;">Clear (H)</td> <td data-sheets-numberformat='{"1":2,"2":"0.00","3":1}' data-sheets-value='{"1":3,"3":5.17}' style="overflow:hidden;padding:0px 3px 0px 3px;vertical-align:bottom;text-align:center;">5.17</td> <td data-sheets-numberformat='{"1":2,"2":"0","3":1}' data-sheets-value='{"1":3,"3":90}' style="overflow:hidden;padding:0px 3px 0px 3px;vertical-align:bottom;text-align:center;">90</td> <td data-sheets-numberformat='{"1":2,"2":"0","3":1}' data-sheets-value='{"1":3,"3":87}' style="overflow:hidden;padding:0px 3px 0px 3px;vertical-align:bottom;text-align:center;">87</td> <td data-sheets-numberformat='{"1":2,"2":"0","3":1}' data-sheets-value='{"1":2,"2":"-"}' style="border-right:1px solid #000000;overflow:hidden;padding:0px 3px 0px 3px;vertical-align:bottom;text-align:center;">-</td> </tr> <tr style="height:20px;"> <td data-sheets-value='{"1":2,"2":"PMMA"}' style="border-left:1px solid #000000;overflow:hidden;padding:0px 3px 0px 3px;vertical-align:bottom;font-weight:bold;">PMMA</td> <td data-sheets-value='{"1":2,"2":"Single-walled"}' style="overflow:hidden;padding:0px 3px 0px 3px;vertical-align:bottom;font-weight:bold;">Single-walled</td> <td data-sheets-value='{"1":2,"2":"Opal (O)"}' style="border-right:1px solid #000000;overflow:hidden;padding:0px 3px 0px 3px;vertical-align:bottom;font-weight:bold;">Opal (O)</td> <td data-sheets-numberformat='{"1":2,"2":"0.00","3":1}' data-sheets-value='{"1":3,"3":5.17}' style="overflow:hidden;padding:0px 3px 0px 3px;vertical-align:bottom;text-align:center;">5.17</td> <td data-sheets-numberformat='{"1":2,"2":"0","3":1}' data-sheets-value='{"1":3,"3":83}' style="overflow:hidden;padding:0px 3px 0px 3px;vertical-align:bottom;text-align:center;">83</td> <td data-sheets-numberformat='{"1":2,"2":"0","3":1}' data-sheets-value='{"1":3,"3":76}' style="overflow:hidden;padding:0px 3px 0px 3px;vertical-align:bottom;text-align:center;">76</td> <td data-sheets-numberformat='{"1":2,"2":"0","3":1}' data-sheets-value='{"1":2,"2":"-"}' style="border-right:1px solid #000000;overflow:hidden;padding:0px 3px 0px 3px;vertical-align:bottom;text-align:center;">-</td> </tr> <tr style="height:20px;"> <td style="border-left:1px solid #000000;overflow:hidden;padding:0px 3px 0px 3px;vertical-align:bottom;font-weight:bold;"></td> <td data-sheets-value='{"1":2,"2":"Double-walled"}' style="overflow:hidden;padding:0px 3px 0px 3px;vertical-align:bottom;font-weight:bold;">Double-walled</td> <td data-sheets-value='{"1":2,"2":"Clear (H/H)"}' style="border-right:1px solid #000000;overflow:hidden;padding:0px 3px 0px 3px;vertical-align:bottom;font-weight:bold;">Clear (H/H)</td> <td data-sheets-numberformat='{"1":2,"2":"0.00","3":1}' data-sheets-value='{"1":3,"3":2.9}' style="overflow:hidden;padding:0px 3px 0px 3px;vertical-align:bottom;text-align:center;">2.90</td> <td data-sheets-numberformat='{"1":2,"2":"0","3":1}' data-sheets-value='{"1":3,"3":81}' style="overflow:hidden;padding:0px 3px 0px 3px;vertical-align:bottom;text-align:center;">81</td> <td data-sheets-numberformat='{"1":2,"2":"0","3":1}' data-sheets-value='{"1":3,"3":75}' style="overflow:hidden;padding:0px 3px 0px 3px;vertical-align:bottom;text-align:center;">75</td> <td data-sheets-numberformat='{"1":2,"2":"0","3":1}' data-sheets-value='{"1":3,"3":20}' style="border-right:1px solid #000000;overflow:hidden;padding:0px 3px 0px 3px;vertical-align:bottom;text-align:center;">20</td> </tr> <tr style="height:20px;"> <td style="border-left:1px solid #000000;overflow:hidden;padding:0px 3px 0px 3px;vertical-align:bottom;font-weight:bold;"></td> <td data-sheets-value='{"1":2,"2":"Double-walled"}' style="overflow:hidden;padding:0px 3px 0px 3px;vertical-align:bottom;font-weight:bold;">Double-walled</td> <td data-sheets-value='{"1":2,"2":"Opal (O/O)"}' style="border-right:1px solid #000000;overflow:hidden;padding:0px 3px 0px 3px;vertical-align:bottom;font-weight:bold;">Opal (O/O)</td> <td data-sheets-numberformat='{"1":2,"2":"0.00","3":1}' data-sheets-value='{"1":3,"3":2.9}' style="overflow:hidden;padding:0px 3px 0px 3px;vertical-align:bottom;text-align:center;">2.90</td> <td data-sheets-numberformat='{"1":2,"2":"0","3":1}' data-sheets-value='{"1":3,"3":69}' style="overflow:hidden;padding:0px 3px 0px 3px;vertical-align:bottom;text-align:center;">69</td> <td data-sheets-numberformat='{"1":2,"2":"0","3":1}' data-sheets-value='{"1":3,"3":58}' style="overflow:hidden;padding:0px 3px 0px 3px;vertical-align:bottom;text-align:center;">58</td> <td data-sheets-numberformat='{"1":2,"2":"0","3":1}' data-sheets-value='{"1":3,"3":20}' style="border-right:1px solid #000000;overflow:hidden;padding:0px 3px 0px 3px;vertical-align:bottom;text-align:center;">20</td> </tr> <tr style="height:20px;"> <td style="border-left:1px solid #000000;overflow:hidden;padding:0px 3px 0px 3px;vertical-align:bottom;font-weight:bold;"></td> <td data-sheets-value='{"1":2,"2":"Triple-walled"}' style="overflow:hidden;padding:0px 3px 0px 3px;vertical-align:bottom;font-weight:bold;">Triple-walled</td> <td data-sheets-value='{"1":2,"2":"Clear (H/H/H)"}' style="border-right:1px solid #000000;overflow:hidden;padding:0px 3px 0px 3px;vertical-align:bottom;font-weight:bold;">Clear (H/H/H)</td> <td data-sheets-numberformat='{"1":2,"2":"0.00","3":1}' data-sheets-value='{"1":3,"3":1.7}' style="overflow:hidden;padding:0px 3px 0px 3px;vertical-align:bottom;text-align:center;">1.70</td> <td data-sheets-numberformat='{"1":2,"2":"0","3":1}' data-sheets-value='{"1":3,"3":73}' style="overflow:hidden;padding:0px 3px 0px 3px;vertical-align:bottom;text-align:center;">73</td> <td data-sheets-numberformat='{"1":2,"2":"0","3":1}' data-sheets-value='{"1":3,"3":65}' style="overflow:hidden;padding:0px 3px 0px 3px;vertical-align:bottom;text-align:center;">65</td> <td data-sheets-numberformat='{"1":2,"2":"0","3":1}' data-sheets-value='{"1":3,"3":22}' style="border-right:1px solid #000000;overflow:hidden;padding:0px 3px 0px 3px;vertical-align:bottom;text-align:center;">22</td> </tr> <tr style="height:20px;"> <td style="border-left:1px solid #000000;overflow:hidden;padding:0px 3px 0px 3px;vertical-align:bottom;font-weight:bold;"></td> <td data-sheets-value='{"1":2,"2":"Triple-walled"}' style="overflow:hidden;padding:0px 3px 0px 3px;vertical-align:bottom;font-weight:bold;">Triple-walled</td> <td data-sheets-value='{"1":2,"2":"Opal (O/H/O)"}' style="border-right:1px solid #000000;overflow:hidden;padding:0px 3px 0px 3px;vertical-align:bottom;font-weight:bold;">Opal (O/H/O)</td> <td data-sheets-numberformat='{"1":2,"2":"0.00","3":1}' data-sheets-value='{"1":3,"3":1.7}' style="overflow:hidden;padding:0px 3px 0px 3px;vertical-align:bottom;text-align:center;">1.70</td> <td data-sheets-numberformat='{"1":2,"2":"0","3":1}' data-sheets-value='{"1":3,"3":62}' style="overflow:hidden;padding:0px 3px 0px 3px;vertical-align:bottom;text-align:center;">62</td> <td data-sheets-numberformat='{"1":2,"2":"0","3":1}' data-sheets-value='{"1":3,"3":51}' style="overflow:hidden;padding:0px 3px 0px 3px;vertical-align:bottom;text-align:center;">51</td> <td data-sheets-numberformat='{"1":2,"2":"0","3":1}' data-sheets-value='{"1":3,"3":22}' style="border-right:1px solid #000000;overflow:hidden;padding:0px 3px 0px 3px;vertical-align:bottom;text-align:center;">22</td> </tr> <tr style="height:20px;"> <td style="border-left:1px solid #000000;overflow:hidden;padding:0px 3px 0px 3px;vertical-align:bottom;font-weight:bold;"></td> <td data-sheets-value='{"1":2,"2":"Four-walled"}' style="overflow:hidden;padding:0px 3px 0px 3px;vertical-align:bottom;font-weight:bold;">Four-walled</td> <td data-sheets-value='{"1":2,"2":"Clear (H/H/H/H)"}' style="border-right:1px solid #000000;overflow:hidden;padding:0px 3px 0px 3px;vertical-align:bottom;font-weight:bold;">Clear (H/H/H/H)</td> <td data-sheets-numberformat='{"1":2,"2":"0.00","3":1}' data-sheets-value='{"1":3,"3":1.28}' style="overflow:hidden;padding:0px 3px 0px 3px;vertical-align:bottom;text-align:center;">1.28</td> <td data-sheets-numberformat='{"1":2,"2":"0","3":1}' data-sheets-value='{"1":3,"3":64}' style="overflow:hidden;padding:0px 3px 0px 3px;vertical-align:bottom;text-align:center;">64</td> <td data-sheets-numberformat='{"1":2,"2":"0","3":1}' data-sheets-value='{"1":3,"3":54}' style="overflow:hidden;padding:0px 3px 0px 3px;vertical-align:bottom;text-align:center;">54</td> <td data-sheets-numberformat='{"1":2,"2":"0","3":1}' data-sheets-value='{"1":3,"3":23}' style="border-right:1px solid #000000;overflow:hidden;padding:0px 3px 0px 3px;vertical-align:bottom;text-align:center;">23</td> </tr> <tr style="height:20px;"> <td style="border-bottom:1px solid #000000;border-left:1px solid #000000;overflow:hidden;padding:0px 3px 0px 3px;vertical-align:bottom;"></td> <td data-sheets-value='{"1":2,"2":"Four-walled"}' style="border-bottom:1px solid #000000;overflow:hidden;padding:0px 3px 0px 3px;vertical-align:bottom;font-weight:bold;">Four-walled</td> <td data-sheets-value='{"1":2,"2":"Opal (H/H/O/H)"}' style="border-right:1px solid #000000;border-bottom:1px solid #000000;overflow:hidden;padding:0px 3px 0px 3px;vertical-align:bottom;font-weight:bold;">Opal (H/H/O/H)</td> <td data-sheets-numberformat='{"1":2,"2":"0.00","3":1}' data-sheets-value='{"1":3,"3":1.28}' style="border-bottom:1px solid #000000;overflow:hidden;padding:0px 3px 0px 3px;vertical-align:bottom;text-align:center;">1.28</td> <td data-sheets-numberformat='{"1":2,"2":"0","3":1}' data-sheets-value='{"1":3,"3":59}' style="border-bottom:1px solid #000000;overflow:hidden;padding:0px 3px 0px 3px;vertical-align:bottom;text-align:center;">59</td> <td data-sheets-numberformat='{"1":2,"2":"0","3":1}' data-sheets-value='{"1":3,"3":48}' style="border-bottom:1px solid #000000;overflow:hidden;padding:0px 3px 0px 3px;vertical-align:bottom;text-align:center;">48</td> <td data-sheets-numberformat='{"1":2,"2":"0","3":1}' data-sheets-value='{"1":3,"3":23}' style="border-right:1px solid #000000;border-bottom:1px solid #000000;overflow:hidden;padding:0px 3px 0px 3px;vertical-align:bottom;text-align:center;">23</td> </tr> <tr style="height:20px;"> <td data-sheets-value='{"1":2,"2":"Polycarbonate "}' style="border-left:1px solid #000000;overflow:hidden;padding:0px 3px 0px 3px;vertical-align:bottom;font-weight:bold;">Polycarbonate </td> <td data-sheets-value='{"1":2,"2":"Single-walled"}' style="overflow:hidden;padding:0px 3px 0px 3px;vertical-align:bottom;font-weight:bold;">Single-walled</td> <td data-sheets-value='{"1":2,"2":"Clear (A)"}' style="border-right:1px solid #000000;overflow:hidden;padding:0px 3px 0px 3px;vertical-align:bottom;font-weight:bold;">Clear (A)</td> <td data-sheets-numberformat='{"1":2,"2":"0.00","3":1}' data-sheets-value='{"1":3,"3":5.17}' style="overflow:hidden;padding:0px 3px 0px 3px;vertical-align:bottom;text-align:center;">5.17</td> <td data-sheets-numberformat='{"1":2,"2":"0","3":1}' data-sheets-value='{"1":3,"3":88}' style="overflow:hidden;padding:0px 3px 0px 3px;vertical-align:bottom;text-align:center;">88</td> <td data-sheets-numberformat='{"1":2,"2":"0","3":1}' data-sheets-value='{"1":3,"3":83}' style="overflow:hidden;padding:0px 3px 0px 3px;vertical-align:bottom;text-align:center;">83</td> <td data-sheets-numberformat='{"1":2,"2":"0","3":1}' data-sheets-value='{"1":2,"2":"-"}' style="border-right:1px solid #000000;overflow:hidden;padding:0px 3px 0px 3px;vertical-align:bottom;text-align:center;">-</td> </tr> <tr style="height:20px;"> <td data-sheets-value='{"1":2,"2":"PC"}' style="border-left:1px solid #000000;overflow:hidden;padding:0px 3px 0px 3px;vertical-align:bottom;font-weight:bold;">PC</td> <td data-sheets-value='{"1":2,"2":"Single-walled"}' style="overflow:hidden;padding:0px 3px 0px 3px;vertical-align:bottom;font-weight:bold;">Single-walled</td> <td data-sheets-value='{"1":2,"2":"Opal (D)"}' style="border-right:1px solid #000000;overflow:hidden;padding:0px 3px 0px 3px;vertical-align:bottom;font-weight:bold;">Opal (D)</td> <td data-sheets-numberformat='{"1":2,"2":"0.00","3":1}' data-sheets-value='{"1":3,"3":5.17}' style="overflow:hidden;padding:0px 3px 0px 3px;vertical-align:bottom;text-align:center;">5.17</td> <td data-sheets-numberformat='{"1":2,"2":"0","3":1}' data-sheets-value='{"1":3,"3":58}' style="overflow:hidden;padding:0px 3px 0px 3px;vertical-align:bottom;text-align:center;">58</td> <td data-sheets-numberformat='{"1":2,"2":"0","3":1}' data-sheets-value='{"1":3,"3":60}' style="overflow:hidden;padding:0px 3px 0px 3px;vertical-align:bottom;text-align:center;">60</td> <td data-sheets-numberformat='{"1":2,"2":"0","3":1}' data-sheets-value='{"1":2,"2":"-"}' style="border-right:1px solid #000000;overflow:hidden;padding:0px 3px 0px 3px;vertical-align:bottom;text-align:center;">-</td> </tr> <tr style="height:20px;"> <td style="border-left:1px solid #000000;overflow:hidden;padding:0px 3px 0px 3px;vertical-align:bottom;font-weight:bold;"></td> <td data-sheets-value='{"1":2,"2":"Double-walled"}' style="overflow:hidden;padding:0px 3px 0px 3px;vertical-align:bottom;font-weight:bold;">Double-walled</td> <td data-sheets-value='{"1":2,"2":"Clear (A/H)"}' style="border-right:1px solid #000000;overflow:hidden;padding:0px 3px 0px 3px;vertical-align:bottom;font-weight:bold;">Clear (A/H)</td> <td data-sheets-numberformat='{"1":2,"2":"0.00","3":1}' data-sheets-value='{"1":3,"3":2.9}' style="overflow:hidden;padding:0px 3px 0px 3px;vertical-align:bottom;text-align:center;">2.90</td> <td data-sheets-numberformat='{"1":2,"2":"0","3":1}' data-sheets-value='{"1":3,"3":79}' style="overflow:hidden;padding:0px 3px 0px 3px;vertical-align:bottom;text-align:center;">79</td> <td data-sheets-numberformat='{"1":2,"2":"0","3":1}' data-sheets-value='{"1":3,"3":72}' style="overflow:hidden;padding:0px 3px 0px 3px;vertical-align:bottom;text-align:center;">72</td> <td data-sheets-numberformat='{"1":2,"2":"0","3":1}' data-sheets-value='{"1":3,"3":20}' style="border-right:1px solid #000000;overflow:hidden;padding:0px 3px 0px 3px;vertical-align:bottom;text-align:center;">20</td> </tr> <tr style="height:20px;"> <td style="border-left:1px solid #000000;overflow:hidden;padding:0px 3px 0px 3px;vertical-align:bottom;font-weight:bold;"></td> <td data-sheets-value='{"1":2,"2":"Double-walled"}' style="overflow:hidden;padding:0px 3px 0px 3px;vertical-align:bottom;font-weight:bold;">Double-walled</td> <td data-sheets-value='{"1":2,"2":"Clear (A/A)"}' style="border-right:1px solid #000000;overflow:hidden;padding:0px 3px 0px 3px;vertical-align:bottom;font-weight:bold;">Clear (A/A)</td> <td data-sheets-numberformat='{"1":2,"2":"0.00","3":1}' data-sheets-value='{"1":3,"3":2.9}' style="overflow:hidden;padding:0px 3px 0px 3px;vertical-align:bottom;text-align:center;">2.90</td> <td data-sheets-numberformat='{"1":2,"2":"0","3":1}' data-sheets-value='{"1":3,"3":77}' style="overflow:hidden;padding:0px 3px 0px 3px;vertical-align:bottom;text-align:center;">77</td> <td data-sheets-numberformat='{"1":2,"2":"0","3":1}' data-sheets-value='{"1":3,"3":69}' style="overflow:hidden;padding:0px 3px 0px 3px;vertical-align:bottom;text-align:center;">69</td> <td data-sheets-numberformat='{"1":2,"2":"0","3":1}' data-sheets-value='{"1":3,"3":20}' style="border-right:1px solid #000000;overflow:hidden;padding:0px 3px 0px 3px;vertical-align:bottom;text-align:center;">20</td> </tr> <tr style="height:20px;"> <td style="border-left:1px solid #000000;overflow:hidden;padding:0px 3px 0px 3px;vertical-align:bottom;font-weight:bold;"></td> <td data-sheets-value='{"1":2,"2":"Double-walled"}' style="overflow:hidden;padding:0px 3px 0px 3px;vertical-align:bottom;font-weight:bold;">Double-walled</td> <td data-sheets-value='{"1":2,"2":"Opal (A/O)"}' style="border-right:1px solid #000000;overflow:hidden;padding:0px 3px 0px 3px;vertical-align:bottom;font-weight:bold;">Opal (A/O)</td> <td data-sheets-numberformat='{"1":2,"2":"0.00","3":1}' data-sheets-value='{"1":3,"3":2.9}' style="overflow:hidden;padding:0px 3px 0px 3px;vertical-align:bottom;text-align:center;">2.90</td> <td data-sheets-numberformat='{"1":2,"2":"0","3":1}' data-sheets-value='{"1":3,"3":73}' style="overflow:hidden;padding:0px 3px 0px 3px;vertical-align:bottom;text-align:center;">73</td> <td data-sheets-numberformat='{"1":2,"2":"0","3":1}' data-sheets-value='{"1":3,"3":63}' style="overflow:hidden;padding:0px 3px 0px 3px;vertical-align:bottom;text-align:center;">63</td> <td data-sheets-numberformat='{"1":2,"2":"0","3":1}' data-sheets-value='{"1":3,"3":20}' style="border-right:1px solid #000000;overflow:hidden;padding:0px 3px 0px 3px;vertical-align:bottom;text-align:center;">20</td> </tr> <tr style="height:20px;"> <td style="border-left:1px solid #000000;overflow:hidden;padding:0px 3px 0px 3px;vertical-align:bottom;font-weight:bold;"></td> <td data-sheets-value='{"1":2,"2":"Double-walled"}' style="overflow:hidden;padding:0px 3px 0px 3px;vertical-align:bottom;font-weight:bold;">Double-walled</td> <td data-sheets-value='{"1":2,"2":"Opal (A/D)"}' style="border-right:1px solid #000000;overflow:hidden;padding:0px 3px 0px 3px;vertical-align:bottom;font-weight:bold;">Opal (A/D)</td> <td data-sheets-numberformat='{"1":2,"2":"0.00","3":1}' data-sheets-value='{"1":3,"3":2.9}' style="overflow:hidden;padding:0px 3px 0px 3px;vertical-align:bottom;text-align:center;">2.90</td> <td data-sheets-numberformat='{"1":2,"2":"0","3":1}' data-sheets-value='{"1":3,"3":51}' style="overflow:hidden;padding:0px 3px 0px 3px;vertical-align:bottom;text-align:center;">51</td> <td data-sheets-numberformat='{"1":2,"2":"0","3":1}' data-sheets-value='{"1":3,"3":50}' style="overflow:hidden;padding:0px 3px 0px 3px;vertical-align:bottom;text-align:center;">50</td> <td data-sheets-numberformat='{"1":2,"2":"0","3":1}' data-sheets-value='{"1":3,"3":20}' style="border-right:1px solid #000000;overflow:hidden;padding:0px 3px 0px 3px;vertical-align:bottom;text-align:center;">20</td> </tr> <tr style="height:20px;"> <td style="border-left:1px solid #000000;overflow:hidden;padding:0px 3px 0px 3px;vertical-align:bottom;font-weight:bold;"></td> <td data-sheets-value='{"1":2,"2":"Triple-walled"}' style="overflow:hidden;padding:0px 3px 0px 3px;vertical-align:bottom;font-weight:bold;">Triple-walled</td> <td data-sheets-value='{"1":2,"2":"Clear (A/H/H)"}' style="border-right:1px solid #000000;overflow:hidden;padding:0px 3px 0px 3px;vertical-align:bottom;font-weight:bold;">Clear (A/H/H)</td> <td data-sheets-numberformat='{"1":2,"2":"0.00","3":1}' data-sheets-value='{"1":3,"3":1.7}' style="overflow:hidden;padding:0px 3px 0px 3px;vertical-align:bottom;text-align:center;">1.70</td> <td data-sheets-numberformat='{"1":2,"2":"0","3":1}' data-sheets-value='{"1":3,"3":71}' style="overflow:hidden;padding:0px 3px 0px 3px;vertical-align:bottom;text-align:center;">71</td> <td data-sheets-numberformat='{"1":2,"2":"0","3":1}' data-sheets-value='{"1":3,"3":63}' style="overflow:hidden;padding:0px 3px 0px 3px;vertical-align:bottom;text-align:center;">63</td> <td data-sheets-numberformat='{"1":2,"2":"0","3":1}' data-sheets-value='{"1":3,"3":22}' style="border-right:1px solid #000000;overflow:hidden;padding:0px 3px 0px 3px;vertical-align:bottom;text-align:center;">22</td> </tr> <tr style="height:20px;"> <td style="border-left:1px solid #000000;overflow:hidden;padding:0px 3px 0px 3px;vertical-align:bottom;font-weight:bold;"></td> <td data-sheets-value='{"1":2,"2":"Triple-walled"}' style="overflow:hidden;padding:0px 3px 0px 3px;vertical-align:bottom;font-weight:bold;">Triple-walled</td> <td data-sheets-value='{"1":2,"2":"Opal (A/O/O)"}' style="border-right:1px solid #000000;overflow:hidden;padding:0px 3px 0px 3px;vertical-align:bottom;font-weight:bold;">Opal (A/O/O)</td> <td data-sheets-numberformat='{"1":2,"2":"0.00","3":1}' data-sheets-value='{"1":3,"3":1.7}' style="overflow:hidden;padding:0px 3px 0px 3px;vertical-align:bottom;text-align:center;">1.70</td> <td data-sheets-numberformat='{"1":2,"2":"0","3":1}' data-sheets-value='{"1":3,"3":61}' style="overflow:hidden;padding:0px 3px 0px 3px;vertical-align:bottom;text-align:center;">61</td> <td data-sheets-numberformat='{"1":2,"2":"0","3":1}' data-sheets-value='{"1":3,"3":48}' style="overflow:hidden;padding:0px 3px 0px 3px;vertical-align:bottom;text-align:center;">48</td> <td data-sheets-numberformat='{"1":2,"2":"0","3":1}' data-sheets-value='{"1":3,"3":22}' style="border-right:1px solid #000000;overflow:hidden;padding:0px 3px 0px 3px;vertical-align:bottom;text-align:center;">22</td> </tr> <tr style="height:20px;"> <td style="border-left:1px solid #000000;overflow:hidden;padding:0px 3px 0px 3px;vertical-align:bottom;font-weight:bold;"></td> <td data-sheets-value='{"1":2,"2":"Four-walled"}' style="overflow:hidden;padding:0px 3px 0px 3px;vertical-align:bottom;font-weight:bold;">Four-walled</td> <td data-sheets-value='{"1":2,"2":"Clear (A/H/H/H)"}' style="border-right:1px solid #000000;overflow:hidden;padding:0px 3px 0px 3px;vertical-align:bottom;font-weight:bold;">Clear (A/H/H/H)</td> <td data-sheets-numberformat='{"1":2,"2":"0.00","3":1}' data-sheets-value='{"1":3,"3":1.28}' style="overflow:hidden;padding:0px 3px 0px 3px;vertical-align:bottom;text-align:center;">1.28</td> <td data-sheets-numberformat='{"1":2,"2":"0","3":1}' data-sheets-value='{"1":3,"3":64}' style="overflow:hidden;padding:0px 3px 0px 3px;vertical-align:bottom;text-align:center;">64</td> <td data-sheets-numberformat='{"1":2,"2":"0","3":1}' data-sheets-value='{"1":3,"3":52}' style="overflow:hidden;padding:0px 3px 0px 3px;vertical-align:bottom;text-align:center;">52</td> <td data-sheets-numberformat='{"1":2,"2":"0","3":1}' data-sheets-value='{"1":3,"3":23}' style="border-right:1px solid #000000;overflow:hidden;padding:0px 3px 0px 3px;vertical-align:bottom;text-align:center;">23</td> </tr> <tr style="height:20px;"> <td style="border-bottom:1px solid #000000;border-left:1px solid #000000;overflow:hidden;padding:0px 3px 0px 3px;vertical-align:bottom;"></td> <td data-sheets-value='{"1":2,"2":"Four-walled"}' style="border-bottom:1px solid #000000;overflow:hidden;padding:0px 3px 0px 3px;vertical-align:bottom;font-weight:bold;">Four-walled</td> <td data-sheets-value='{"1":2,"2":"Opal (A/H/O/H)"}' style="border-right:1px solid #000000;border-bottom:1px solid #000000;overflow:hidden;padding:0px 3px 0px 3px;vertical-align:bottom;font-weight:bold;">Opal (A/H/O/H)</td> <td data-sheets-numberformat='{"1":2,"2":"0.00","3":1}' data-sheets-value='{"1":3,"3":1.28}' style="border-bottom:1px solid #000000;overflow:hidden;padding:0px 3px 0px 3px;vertical-align:bottom;text-align:center;">1.28</td> <td data-sheets-numberformat='{"1":2,"2":"0","3":1}' data-sheets-value='{"1":3,"3":59}' style="border-bottom:1px solid #000000;overflow:hidden;padding:0px 3px 0px 3px;vertical-align:bottom;text-align:center;">59</td> <td data-sheets-numberformat='{"1":2,"2":"0","3":1}' data-sheets-value='{"1":3,"3":46}' style="border-bottom:1px solid #000000;overflow:hidden;padding:0px 3px 0px 3px;vertical-align:bottom;text-align:center;">46</td> <td data-sheets-numberformat='{"1":2,"2":"0","3":1}' data-sheets-value='{"1":3,"3":23}' style="border-right:1px solid #000000;border-bottom:1px solid #000000;overflow:hidden;padding:0px 3px 0px 3px;vertical-align:bottom;text-align:center;">23</td> </tr> <tr style="height:20px;"> <td data-sheets-value='{"1":2,"2":"Polycarbonate"}' style="border-left:1px solid #000000;overflow:hidden;padding:0px 3px 0px 3px;vertical-align:bottom;font-weight:bold;">Polycarbonate</td> <td data-sheets-value='{"1":2,"2":"Single-walled"}' style="overflow:hidden;padding:0px 3px 0px 3px;vertical-align:bottom;font-weight:bold;">Single-walled</td> <td data-sheets-value='{"1":2,"2":"Heatstop Opal (T)"}' style="border-right:1px solid #000000;overflow:hidden;padding:0px 3px 0px 3px;vertical-align:bottom;font-weight:bold;">Heatstop Opal (T)</td> <td data-sheets-numberformat='{"1":2,"2":"0.00","3":1}' data-sheets-value='{"1":3,"3":5.17}' style="overflow:hidden;padding:0px 3px 0px 3px;vertical-align:bottom;text-align:center;">5.17</td> <td data-sheets-numberformat='{"1":2,"2":"0","3":1}' data-sheets-value='{"1":3,"3":49}' style="overflow:hidden;padding:0px 3px 0px 3px;vertical-align:bottom;text-align:center;">49</td> <td data-sheets-numberformat='{"1":2,"2":"0","3":1}' data-sheets-value='{"1":3,"3":59}' style="overflow:hidden;padding:0px 3px 0px 3px;vertical-align:bottom;text-align:center;">59</td> <td data-sheets-numberformat='{"1":2,"2":"0","3":1}' data-sheets-value='{"1":2,"2":"-"}' style="border-right:1px solid #000000;overflow:hidden;padding:0px 3px 0px 3px;vertical-align:bottom;text-align:center;">-</td> </tr> <tr style="height:20px;"> <td data-sheets-value='{"1":2,"2":"Heatstop PC"}' style="border-left:1px solid #000000;overflow:hidden;padding:0px 3px 0px 3px;vertical-align:bottom;font-weight:bold;">Heatstop PC</td> <td data-sheets-value='{"1":2,"2":"Double-walled"}' style="overflow:hidden;padding:0px 3px 0px 3px;vertical-align:bottom;font-weight:bold;">Double-walled</td> <td data-sheets-value='{"1":2,"2":"Clear (T/H)"}' style="border-right:1px solid #000000;overflow:hidden;padding:0px 3px 0px 3px;vertical-align:bottom;font-weight:bold;">Clear (T/H)</td> <td data-sheets-numberformat='{"1":2,"2":"0.00","3":1}' data-sheets-value='{"1":3,"3":2.9}' style="overflow:hidden;padding:0px 3px 0px 3px;vertical-align:bottom;text-align:center;">2.90</td> <td data-sheets-numberformat='{"1":2,"2":"0","3":1}' data-sheets-value='{"1":3,"3":44}' style="overflow:hidden;padding:0px 3px 0px 3px;vertical-align:bottom;text-align:center;">44</td> <td data-sheets-numberformat='{"1":2,"2":"0","3":1}' data-sheets-value='{"1":3,"3":51}' style="overflow:hidden;padding:0px 3px 0px 3px;vertical-align:bottom;text-align:center;">51</td> <td data-sheets-numberformat='{"1":2,"2":"0","3":1}' data-sheets-value='{"1":3,"3":20}' style="border-right:1px solid #000000;overflow:hidden;padding:0px 3px 0px 3px;vertical-align:bottom;text-align:center;">20</td> </tr> <tr style="height:20px;"> <td style="border-left:1px solid #000000;overflow:hidden;padding:0px 3px 0px 3px;vertical-align:bottom;font-weight:bold;"></td> <td data-sheets-value='{"1":2,"2":"Double-walled"}' style="overflow:hidden;padding:0px 3px 0px 3px;vertical-align:bottom;font-weight:bold;">Double-walled</td> <td data-sheets-value='{"1":2,"2":"Opal (T/O)"}' style="border-right:1px solid #000000;overflow:hidden;padding:0px 3px 0px 3px;vertical-align:bottom;font-weight:bold;">Opal (T/O)</td> <td data-sheets-numberformat='{"1":2,"2":"0.00","3":1}' data-sheets-value='{"1":3,"3":2.9}' style="overflow:hidden;padding:0px 3px 0px 3px;vertical-align:bottom;text-align:center;">2.90</td> <td data-sheets-numberformat='{"1":2,"2":"0","3":1}' data-sheets-value='{"1":3,"3":41}' style="overflow:hidden;padding:0px 3px 0px 3px;vertical-align:bottom;text-align:center;">41</td> <td data-sheets-numberformat='{"1":2,"2":"0","3":1}' data-sheets-value='{"1":3,"3":45}' style="overflow:hidden;padding:0px 3px 0px 3px;vertical-align:bottom;text-align:center;">45</td> <td data-sheets-numberformat='{"1":2,"2":"0","3":1}' data-sheets-value='{"1":3,"3":20}' style="border-right:1px solid #000000;overflow:hidden;padding:0px 3px 0px 3px;vertical-align:bottom;text-align:center;">20</td> </tr> <tr style="height:20px;"> <td style="border-left:1px solid #000000;overflow:hidden;padding:0px 3px 0px 3px;vertical-align:bottom;font-weight:bold;"></td> <td data-sheets-value='{"1":2,"2":"Triple-walled"}' style="overflow:hidden; | skylux-160-ce-met-koepel-en-pvc-opstand-30-20-met-lm-motor-1450-x-1700-mm | 8586031923533 | 46872356323661
Smoke and heat exhaust (SHEV) | SHE system | Skylux | Skylux 160° CE with skylight and PVC curb 30/20 with LM-actuator 1500 x 1500 mm |  | 33447 | 5412970334477 | 5176.4 | Yes | 30-45 | 91.77 | 1500 x 1500 mm | 1500 | 1500 |  | PVC 30/20 (30 cm high & roof opening = 20 cm larger than daylight size) | Square | 5.17 W/m²K - 1.28 W/m²K | 87% - 32% | 90% - 32% | 20dB - 23dB | 160° CE (for industry) | skylight | without spoiler | E | Single actuator | Maximum four-walled skylight possible for this product | Ut-value LT-value g-value Rw-value EN 1873 : 2014 EN ISO 13468 EN 16153 EN 410 EN 410 EN ISO 140-3 Material Walls Shells (W/m²K) (%) (%) (dB) Acrylic Single-walled Clear (H) 5.17 90 87 - PMMA Single-walled Opal (O) 5.17 83 76 - Double-walled Clear (H/H) 2.90 81 75 20 Double-walled Opal (O/O) 2.90 69 58 20 Triple-walled Clear (H/H/H) 1.70 73 65 22 Triple-walled Opal (O/H/O) 1.70 62 51 22 Four-walled Clear (H/H/H/H) 1.28 64 54 23 Four-walled Opal (H/H/O/H) 1.28 59 48 23 Polycarbonate Single-walled Clear (A) 5.17 88 83 - PC Single-walled Opal (D) 5.17 58 60 - Double-walled Clear (A/H) 2.90 79 72 20 Double-walled Clear (A/A) 2.90 77 69 20 Double-walled Opal (A/O) 2.90 73 63 20 Double-walled Opal (A/D) 2.90 51 50 20 Triple-walled Clear (A/H/H) 1.70 71 63 22 Triple-walled Opal (A/O/O) 1.70 61 48 22 Four-walled Clear (A/H/H/H) 1.28 64 52 23 Four-walled Opal (A/H/O/H) 1.28 59 46 23 Polycarbonate Single-walled Heatstop Opal (T) 5.17 49 59 - Heatstop PC Double-walled Clear (T/H) 2.90 44 51 20 Double-walled Opal (T/O) 2.90 41 45 20 Triple-walled Clear (T/H/H) 1.70 40 <td data-sheets-numberformat='{"1":2,"2":"0","3":1}' data-sheets-value='{"1":3,"3":44}' style="overflow:hidden;paddin | https://skylux.eu/en/products/skylux-160-ce-met-koepel-en-pvc-opstand-30-20-met-lm-motor-1500-x-1500-mm | https://skylux.eu/cdn/shop/files/Skylux-160deg-CE-met-koepel-en-pvc-opstand-3020-met-LM-motor-1500-x-1500-mm-RWA-systeem.jpg?v=1702980595&width=1600 | https://skylux.eu/cdn/shop/files/e5a82811-1bb0-48e4-a776-cacb59c7c092_bf51f97d-4f78-4ce6-8727-a0ede6bc07bd.jpg?v=1688551164&width=1600 | //skylux.eu/cdn/shop/files/E_MH_Mounting_instructions_Skylux_160_CE_LM.pdf?v=12406716259046007223 | //skylux.eu/cdn/shop/files/E_TD_Technical_File_Skylux_Skylux_160_CE_Electric.pdf?v=3667116872303399239 | <style type="text/css" id="isPasted"> <!--td { border: 1px solid #cccccc; } br { mso-data-placement: same-cell; } --> </style> <table border="1" cellpadding="0" cellspacing="0" dir="ltr" style="table-layout:fixed;font-size:10pt;font-family:Arial;border-collapse:collapse;border:none;"><tbody> <tr style="height:20px;"> <td style="overflow:hidden;padding:0px 3px 0px 3px;vertical-align:bottom;"></td> <td style="overflow:hidden;padding:0px 3px 0px 3px;vertical-align:bottom;"></td> <td style="overflow:hidden;padding:0px 3px 0px 3px;vertical-align:bottom;"></td> <td data-sheets-value='{"1":2,"2":"Ut-value"}' style="overflow:hidden;padding:0px 3px 0px 3px;vertical-align:bottom;font-weight:bold;text-align:center;">Ut-value</td> <td data-sheets-value='{"1":2,"2":"LT-value"}' style="overflow:hidden;padding:0px 3px 0px 3px;vertical-align:bottom;font-weight:bold;text-align:center;">LT-value</td> <td data-sheets-value='{"1":2,"2":"g-value"}' style="overflow:hidden;padding:0px 3px 0px 3px;vertical-align:bottom;font-weight:bold;text-align:center;">g-value</td> <td data-sheets-value='{"1":2,"2":"Rw-value "}' style="overflow:hidden;padding:0px 3px 0px 3px;vertical-align:bottom;font-weight:bold;text-align:center;">Rw-value </td> </tr> <tr style="height:20px;"> <td style="overflow:hidden;padding:0px 3px 0px 3px;vertical-align:bottom;"></td> <td style="overflow:hidden;padding:0px 3px 0px 3px;vertical-align:bottom;"></td> <td style="overflow:hidden;padding:0px 3px 0px 3px;vertical-align:bottom;"></td> <td data-sheets-numberformat='{"1":2,"2":"0.00","3":1}' data-sheets-value='{"1":2,"2":"EN 1873 : 2014"}' style="overflow:hidden;padding:0px 3px 0px 3px;vertical-align:bottom;text-align:center;">EN 1873 : 2014</td> <td data-sheets-numberformat='{"1":2,"2":"0","3":1}' data-sheets-value='{"1":2,"2":"EN ISO 13468 EN 16153 EN 410"}' style="overflow:hidden;padding:0px 3px 0px 3px;vertical-align:bottom;text-align:center;">EN ISO 13468 EN 16153 EN 410</td> <td data-sheets-numberformat='{"1":2,"2":"0","3":1}' data-sheets-value='{"1":2,"2":"EN 410"}' style="overflow:hidden;padding:0px 3px 0px 3px;vertical-align:bottom;text-align:center;">EN 410</td> <td data-sheets-value='{"1":2,"2":"EN ISO 140-3\t\t"}' style="overflow:hidden;padding:0px 3px 0px 3px;vertical-align:bottom;text-align:center;">EN ISO 140-3 </td> </tr> <tr style="height:20px;"> <td data-sheets-value='{"1":2,"2":"Material"}' style="border-bottom:1px solid #000000;overflow:hidden;padding:0px 3px 0px 3px;vertical-align:bottom;background-color:#000000;font-weight:bold;color:#ffffff;">Material</td> <td data-sheets-value='{"1":2,"2":"Walls"}' style="border-bottom:1px solid #000000;overflow:hidden;padding:0px 3px 0px 3px;vertical-align:bottom;background-color:#000000;font-weight:bold;color:#ffffff;">Walls</td> <td data-sheets-value='{"1":2,"2":"Shells"}' style="border-bottom:1px solid #000000;overflow:hidden;padding:0px 3px 0px 3px;vertical-align:bottom;background-color:#000000;font-weight:bold;color:#ffffff;">Shells</td> <td data-sheets-numberformat='{"1":2,"2":"0.00","3":1}' data-sheets-value='{"1":2,"2":"(W/m²K)\t"}' style="border-bottom:1px solid #000000;overflow:hidden;padding:0px 3px 0px 3px;vertical-align:bottom;background-color:#000000;font-weight:bold;color:#ffffff;text-align:center;">(W/m²K) </td> <td data-sheets-numberformat='{"1":2,"2":"0","3":1}' data-sheets-value='{"1":2,"2":"(%)"}' style="border-bottom:1px solid #000000;overflow:hidden;padding:0px 3px 0px 3px;vertical-align:bottom;background-color:#000000;font-weight:bold;color:#ffffff;text-align:center;">(%)</td> <td data-sheets-numberformat='{"1":2,"2":"0","3":1}' data-sheets-value='{"1":2,"2":"(%)"}' style="border-bottom:1px solid #000000;overflow:hidden;padding:0px 3px 0px 3px;vertical-align:bottom;background-color:#000000;font-weight:bold;color:#ffffff;text-align:center;">(%)</td> <td data-sheets-value='{"1":2,"2":"(dB)"}' style="border-bottom:1px solid #000000;overflow:hidden;padding:0px 3px 0px 3px;vertical-align:bottom;background-color:#000000;font-weight:bold;color:#ffffff;text-align:center;">(dB)</td> </tr> <tr style="height:20px;"> <td data-sheets-value='{"1":2,"2":"Acrylic"}' style="border-left:1px solid #000000;overflow:hidden;padding:0px 3px 0px 3px;vertical-align:bottom;font-weight:bold;">Acrylic</td> <td data-sheets-value='{"1":2,"2":"Single-walled"}' style="overflow:hidden;padding:0px 3px 0px 3px;vertical-align:bottom;font-weight:bold;">Single-walled</td> <td data-sheets-value='{"1":2,"2":"Clear (H)"}' style="border-right:1px solid #000000;overflow:hidden;padding:0px 3px 0px 3px;vertical-align:bottom;font-weight:bold;">Clear (H)</td> <td data-sheets-numberformat='{"1":2,"2":"0.00","3":1}' data-sheets-value='{"1":3,"3":5.17}' style="overflow:hidden;padding:0px 3px 0px 3px;vertical-align:bottom;text-align:center;">5.17</td> <td data-sheets-numberformat='{"1":2,"2":"0","3":1}' data-sheets-value='{"1":3,"3":90}' style="overflow:hidden;padding:0px 3px 0px 3px;vertical-align:bottom;text-align:center;">90</td> <td data-sheets-numberformat='{"1":2,"2":"0","3":1}' data-sheets-value='{"1":3,"3":87}' style="overflow:hidden;padding:0px 3px 0px 3px;vertical-align:bottom;text-align:center;">87</td> <td data-sheets-numberformat='{"1":2,"2":"0","3":1}' data-sheets-value='{"1":2,"2":"-"}' style="border-right:1px solid #000000;overflow:hidden;padding:0px 3px 0px 3px;vertical-align:bottom;text-align:center;">-</td> </tr> <tr style="height:20px;"> <td data-sheets-value='{"1":2,"2":"PMMA"}' style="border-left:1px solid #000000;overflow:hidden;padding:0px 3px 0px 3px;vertical-align:bottom;font-weight:bold;">PMMA</td> <td data-sheets-value='{"1":2,"2":"Single-walled"}' style="overflow:hidden;padding:0px 3px 0px 3px;vertical-align:bottom;font-weight:bold;">Single-walled</td> <td data-sheets-value='{"1":2,"2":"Opal (O)"}' style="border-right:1px solid #000000;overflow:hidden;padding:0px 3px 0px 3px;vertical-align:bottom;font-weight:bold;">Opal (O)</td> <td data-sheets-numberformat='{"1":2,"2":"0.00","3":1}' data-sheets-value='{"1":3,"3":5.17}' style="overflow:hidden;padding:0px 3px 0px 3px;vertical-align:bottom;text-align:center;">5.17</td> <td data-sheets-numberformat='{"1":2,"2":"0","3":1}' data-sheets-value='{"1":3,"3":83}' style="overflow:hidden;padding:0px 3px 0px 3px;vertical-align:bottom;text-align:center;">83</td> <td data-sheets-numberformat='{"1":2,"2":"0","3":1}' data-sheets-value='{"1":3,"3":76}' style="overflow:hidden;padding:0px 3px 0px 3px;vertical-align:bottom;text-align:center;">76</td> <td data-sheets-numberformat='{"1":2,"2":"0","3":1}' data-sheets-value='{"1":2,"2":"-"}' style="border-right:1px solid #000000;overflow:hidden;padding:0px 3px 0px 3px;vertical-align:bottom;text-align:center;">-</td> </tr> <tr style="height:20px;"> <td style="border-left:1px solid #000000;overflow:hidden;padding:0px 3px 0px 3px;vertical-align:bottom;font-weight:bold;"></td> <td data-sheets-value='{"1":2,"2":"Double-walled"}' style="overflow:hidden;padding:0px 3px 0px 3px;vertical-align:bottom;font-weight:bold;">Double-walled</td> <td data-sheets-value='{"1":2,"2":"Clear (H/H)"}' style="border-right:1px solid #000000;overflow:hidden;padding:0px 3px 0px 3px;vertical-align:bottom;font-weight:bold;">Clear (H/H)</td> <td data-sheets-numberformat='{"1":2,"2":"0.00","3":1}' data-sheets-value='{"1":3,"3":2.9}' style="overflow:hidden;padding:0px 3px 0px 3px;vertical-align:bottom;text-align:center;">2.90</td> <td data-sheets-numberformat='{"1":2,"2":"0","3":1}' data-sheets-value='{"1":3,"3":81}' style="overflow:hidden;padding:0px 3px 0px 3px;vertical-align:bottom;text-align:center;">81</td> <td data-sheets-numberformat='{"1":2,"2":"0","3":1}' data-sheets-value='{"1":3,"3":75}' style="overflow:hidden;padding:0px 3px 0px 3px;vertical-align:bottom;text-align:center;">75</td> <td data-sheets-numberformat='{"1":2,"2":"0","3":1}' data-sheets-value='{"1":3,"3":20}' style="border-right:1px solid #000000;overflow:hidden;padding:0px 3px 0px 3px;vertical-align:bottom;text-align:center;">20</td> </tr> <tr style="height:20px;"> <td style="border-left:1px solid #000000;overflow:hidden;padding:0px 3px 0px 3px;vertical-align:bottom;font-weight:bold;"></td> <td data-sheets-value='{"1":2,"2":"Double-walled"}' style="overflow:hidden;padding:0px 3px 0px 3px;vertical-align:bottom;font-weight:bold;">Double-walled</td> <td data-sheets-value='{"1":2,"2":"Opal (O/O)"}' style="border-right:1px solid #000000;overflow:hidden;padding:0px 3px 0px 3px;vertical-align:bottom;font-weight:bold;">Opal (O/O)</td> <td data-sheets-numberformat='{"1":2,"2":"0.00","3":1}' data-sheets-value='{"1":3,"3":2.9}' style="overflow:hidden;padding:0px 3px 0px 3px;vertical-align:bottom;text-align:center;">2.90</td> <td data-sheets-numberformat='{"1":2,"2":"0","3":1}' data-sheets-value='{"1":3,"3":69}' style="overflow:hidden;padding:0px 3px 0px 3px;vertical-align:bottom;text-align:center;">69</td> <td data-sheets-numberformat='{"1":2,"2":"0","3":1}' data-sheets-value='{"1":3,"3":58}' style="overflow:hidden;padding:0px 3px 0px 3px;vertical-align:bottom;text-align:center;">58</td> <td data-sheets-numberformat='{"1":2,"2":"0","3":1}' data-sheets-value='{"1":3,"3":20}' style="border-right:1px solid #000000;overflow:hidden;padding:0px 3px 0px 3px;vertical-align:bottom;text-align:center;">20</td> </tr> <tr style="height:20px;"> <td style="border-left:1px solid #000000;overflow:hidden;padding:0px 3px 0px 3px;vertical-align:bottom;font-weight:bold;"></td> <td data-sheets-value='{"1":2,"2":"Triple-walled"}' style="overflow:hidden;padding:0px 3px 0px 3px;vertical-align:bottom;font-weight:bold;">Triple-walled</td> <td data-sheets-value='{"1":2,"2":"Clear (H/H/H)"}' style="border-right:1px solid #000000;overflow:hidden;padding:0px 3px 0px 3px;vertical-align:bottom;font-weight:bold;">Clear (H/H/H)</td> <td data-sheets-numberformat='{"1":2,"2":"0.00","3":1}' data-sheets-value='{"1":3,"3":1.7}' style="overflow:hidden;padding:0px 3px 0px 3px;vertical-align:bottom;text-align:center;">1.70</td> <td data-sheets-numberformat='{"1":2,"2":"0","3":1}' data-sheets-value='{"1":3,"3":73}' style="overflow:hidden;padding:0px 3px 0px 3px;vertical-align:bottom;text-align:center;">73</td> <td data-sheets-numberformat='{"1":2,"2":"0","3":1}' data-sheets-value='{"1":3,"3":65}' style="overflow:hidden;padding:0px 3px 0px 3px;vertical-align:bottom;text-align:center;">65</td> <td data-sheets-numberformat='{"1":2,"2":"0","3":1}' data-sheets-value='{"1":3,"3":22}' style="border-right:1px solid #000000;overflow:hidden;padding:0px 3px 0px 3px;vertical-align:bottom;text-align:center;">22</td> </tr> <tr style="height:20px;"> <td style="border-left:1px solid #000000;overflow:hidden;padding:0px 3px 0px 3px;vertical-align:bottom;font-weight:bold;"></td> <td data-sheets-value='{"1":2,"2":"Triple-walled"}' style="overflow:hidden;padding:0px 3px 0px 3px;vertical-align:bottom;font-weight:bold;">Triple-walled</td> <td data-sheets-value='{"1":2,"2":"Opal (O/H/O)"}' style="border-right:1px solid #000000;overflow:hidden;padding:0px 3px 0px 3px;vertical-align:bottom;font-weight:bold;">Opal (O/H/O)</td> <td data-sheets-numberformat='{"1":2,"2":"0.00","3":1}' data-sheets-value='{"1":3,"3":1.7}' style="overflow:hidden;padding:0px 3px 0px 3px;vertical-align:bottom;text-align:center;">1.70</td> <td data-sheets-numberformat='{"1":2,"2":"0","3":1}' data-sheets-value='{"1":3,"3":62}' style="overflow:hidden;padding:0px 3px 0px 3px;vertical-align:bottom;text-align:center;">62</td> <td data-sheets-numberformat='{"1":2,"2":"0","3":1}' data-sheets-value='{"1":3,"3":51}' style="overflow:hidden;padding:0px 3px 0px 3px;vertical-align:bottom;text-align:center;">51</td> <td data-sheets-numberformat='{"1":2,"2":"0","3":1}' data-sheets-value='{"1":3,"3":22}' style="border-right:1px solid #000000;overflow:hidden;padding:0px 3px 0px 3px;vertical-align:bottom;text-align:center;">22</td> </tr> <tr style="height:20px;"> <td style="border-left:1px solid #000000;overflow:hidden;padding:0px 3px 0px 3px;vertical-align:bottom;font-weight:bold;"></td> <td data-sheets-value='{"1":2,"2":"Four-walled"}' style="overflow:hidden;padding:0px 3px 0px 3px;vertical-align:bottom;font-weight:bold;">Four-walled</td> <td data-sheets-value='{"1":2,"2":"Clear (H/H/H/H)"}' style="border-right:1px solid #000000;overflow:hidden;padding:0px 3px 0px 3px;vertical-align:bottom;font-weight:bold;">Clear (H/H/H/H)</td> <td data-sheets-numberformat='{"1":2,"2":"0.00","3":1}' data-sheets-value='{"1":3,"3":1.28}' style="overflow:hidden;padding:0px 3px 0px 3px;vertical-align:bottom;text-align:center;">1.28</td> <td data-sheets-numberformat='{"1":2,"2":"0","3":1}' data-sheets-value='{"1":3,"3":64}' style="overflow:hidden;padding:0px 3px 0px 3px;vertical-align:bottom;text-align:center;">64</td> <td data-sheets-numberformat='{"1":2,"2":"0","3":1}' data-sheets-value='{"1":3,"3":54}' style="overflow:hidden;padding:0px 3px 0px 3px;vertical-align:bottom;text-align:center;">54</td> <td data-sheets-numberformat='{"1":2,"2":"0","3":1}' data-sheets-value='{"1":3,"3":23}' style="border-right:1px solid #000000;overflow:hidden;padding:0px 3px 0px 3px;vertical-align:bottom;text-align:center;">23</td> </tr> <tr style="height:20px;"> <td style="border-bottom:1px solid #000000;border-left:1px solid #000000;overflow:hidden;padding:0px 3px 0px 3px;vertical-align:bottom;"></td> <td data-sheets-value='{"1":2,"2":"Four-walled"}' style="border-bottom:1px solid #000000;overflow:hidden;padding:0px 3px 0px 3px;vertical-align:bottom;font-weight:bold;">Four-walled</td> <td data-sheets-value='{"1":2,"2":"Opal (H/H/O/H)"}' style="border-right:1px solid #000000;border-bottom:1px solid #000000;overflow:hidden;padding:0px 3px 0px 3px;vertical-align:bottom;font-weight:bold;">Opal (H/H/O/H)</td> <td data-sheets-numberformat='{"1":2,"2":"0.00","3":1}' data-sheets-value='{"1":3,"3":1.28}' style="border-bottom:1px solid #000000;overflow:hidden;padding:0px 3px 0px 3px;vertical-align:bottom;text-align:center;">1.28</td> <td data-sheets-numberformat='{"1":2,"2":"0","3":1}' data-sheets-value='{"1":3,"3":59}' style="border-bottom:1px solid #000000;overflow:hidden;padding:0px 3px 0px 3px;vertical-align:bottom;text-align:center;">59</td> <td data-sheets-numberformat='{"1":2,"2":"0","3":1}' data-sheets-value='{"1":3,"3":48}' style="border-bottom:1px solid #000000;overflow:hidden;padding:0px 3px 0px 3px;vertical-align:bottom;text-align:center;">48</td> <td data-sheets-numberformat='{"1":2,"2":"0","3":1}' data-sheets-value='{"1":3,"3":23}' style="border-right:1px solid #000000;border-bottom:1px solid #000000;overflow:hidden;padding:0px 3px 0px 3px;vertical-align:bottom;text-align:center;">23</td> </tr> <tr style="height:20px;"> <td data-sheets-value='{"1":2,"2":"Polycarbonate "}' style="border-left:1px solid #000000;overflow:hidden;padding:0px 3px 0px 3px;vertical-align:bottom;font-weight:bold;">Polycarbonate </td> <td data-sheets-value='{"1":2,"2":"Single-walled"}' style="overflow:hidden;padding:0px 3px 0px 3px;vertical-align:bottom;font-weight:bold;">Single-walled</td> <td data-sheets-value='{"1":2,"2":"Clear (A)"}' style="border-right:1px solid #000000;overflow:hidden;padding:0px 3px 0px 3px;vertical-align:bottom;font-weight:bold;">Clear (A)</td> <td data-sheets-numberformat='{"1":2,"2":"0.00","3":1}' data-sheets-value='{"1":3,"3":5.17}' style="overflow:hidden;padding:0px 3px 0px 3px;vertical-align:bottom;text-align:center;">5.17</td> <td data-sheets-numberformat='{"1":2,"2":"0","3":1}' data-sheets-value='{"1":3,"3":88}' style="overflow:hidden;padding:0px 3px 0px 3px;vertical-align:bottom;text-align:center;">88</td> <td data-sheets-numberformat='{"1":2,"2":"0","3":1}' data-sheets-value='{"1":3,"3":83}' style="overflow:hidden;padding:0px 3px 0px 3px;vertical-align:bottom;text-align:center;">83</td> <td data-sheets-numberformat='{"1":2,"2":"0","3":1}' data-sheets-value='{"1":2,"2":"-"}' style="border-right:1px solid #000000;overflow:hidden;padding:0px 3px 0px 3px;vertical-align:bottom;text-align:center;">-</td> </tr> <tr style="height:20px;"> <td data-sheets-value='{"1":2,"2":"PC"}' style="border-left:1px solid #000000;overflow:hidden;padding:0px 3px 0px 3px;vertical-align:bottom;font-weight:bold;">PC</td> <td data-sheets-value='{"1":2,"2":"Single-walled"}' style="overflow:hidden;padding:0px 3px 0px 3px;vertical-align:bottom;font-weight:bold;">Single-walled</td> <td data-sheets-value='{"1":2,"2":"Opal (D)"}' style="border-right:1px solid #000000;overflow:hidden;padding:0px 3px 0px 3px;vertical-align:bottom;font-weight:bold;">Opal (D)</td> <td data-sheets-numberformat='{"1":2,"2":"0.00","3":1}' data-sheets-value='{"1":3,"3":5.17}' style="overflow:hidden;padding:0px 3px 0px 3px;vertical-align:bottom;text-align:center;">5.17</td> <td data-sheets-numberformat='{"1":2,"2":"0","3":1}' data-sheets-value='{"1":3,"3":58}' style="overflow:hidden;padding:0px 3px 0px 3px;vertical-align:bottom;text-align:center;">58</td> <td data-sheets-numberformat='{"1":2,"2":"0","3":1}' data-sheets-value='{"1":3,"3":60}' style="overflow:hidden;padding:0px 3px 0px 3px;vertical-align:bottom;text-align:center;">60</td> <td data-sheets-numberformat='{"1":2,"2":"0","3":1}' data-sheets-value='{"1":2,"2":"-"}' style="border-right:1px solid #000000;overflow:hidden;padding:0px 3px 0px 3px;vertical-align:bottom;text-align:center;">-</td> </tr> <tr style="height:20px;"> <td style="border-left:1px solid #000000;overflow:hidden;padding:0px 3px 0px 3px;vertical-align:bottom;font-weight:bold;"></td> <td data-sheets-value='{"1":2,"2":"Double-walled"}' style="overflow:hidden;padding:0px 3px 0px 3px;vertical-align:bottom;font-weight:bold;">Double-walled</td> <td data-sheets-value='{"1":2,"2":"Clear (A/H)"}' style="border-right:1px solid #000000;overflow:hidden;padding:0px 3px 0px 3px;vertical-align:bottom;font-weight:bold;">Clear (A/H)</td> <td data-sheets-numberformat='{"1":2,"2":"0.00","3":1}' data-sheets-value='{"1":3,"3":2.9}' style="overflow:hidden;padding:0px 3px 0px 3px;vertical-align:bottom;text-align:center;">2.90</td> <td data-sheets-numberformat='{"1":2,"2":"0","3":1}' data-sheets-value='{"1":3,"3":79}' style="overflow:hidden;padding:0px 3px 0px 3px;vertical-align:bottom;text-align:center;">79</td> <td data-sheets-numberformat='{"1":2,"2":"0","3":1}' data-sheets-value='{"1":3,"3":72}' style="overflow:hidden;padding:0px 3px 0px 3px;vertical-align:bottom;text-align:center;">72</td> <td data-sheets-numberformat='{"1":2,"2":"0","3":1}' data-sheets-value='{"1":3,"3":20}' style="border-right:1px solid #000000;overflow:hidden;padding:0px 3px 0px 3px;vertical-align:bottom;text-align:center;">20</td> </tr> <tr style="height:20px;"> <td style="border-left:1px solid #000000;overflow:hidden;padding:0px 3px 0px 3px;vertical-align:bottom;font-weight:bold;"></td> <td data-sheets-value='{"1":2,"2":"Double-walled"}' style="overflow:hidden;padding:0px 3px 0px 3px;vertical-align:bottom;font-weight:bold;">Double-walled</td> <td data-sheets-value='{"1":2,"2":"Clear (A/A)"}' style="border-right:1px solid #000000;overflow:hidden;padding:0px 3px 0px 3px;vertical-align:bottom;font-weight:bold;">Clear (A/A)</td> <td data-sheets-numberformat='{"1":2,"2":"0.00","3":1}' data-sheets-value='{"1":3,"3":2.9}' style="overflow:hidden;padding:0px 3px 0px 3px;vertical-align:bottom;text-align:center;">2.90</td> <td data-sheets-numberformat='{"1":2,"2":"0","3":1}' data-sheets-value='{"1":3,"3":77}' style="overflow:hidden;padding:0px 3px 0px 3px;vertical-align:bottom;text-align:center;">77</td> <td data-sheets-numberformat='{"1":2,"2":"0","3":1}' data-sheets-value='{"1":3,"3":69}' style="overflow:hidden;padding:0px 3px 0px 3px;vertical-align:bottom;text-align:center;">69</td> <td data-sheets-numberformat='{"1":2,"2":"0","3":1}' data-sheets-value='{"1":3,"3":20}' style="border-right:1px solid #000000;overflow:hidden;padding:0px 3px 0px 3px;vertical-align:bottom;text-align:center;">20</td> </tr> <tr style="height:20px;"> <td style="border-left:1px solid #000000;overflow:hidden;padding:0px 3px 0px 3px;vertical-align:bottom;font-weight:bold;"></td> <td data-sheets-value='{"1":2,"2":"Double-walled"}' style="overflow:hidden;padding:0px 3px 0px 3px;vertical-align:bottom;font-weight:bold;">Double-walled</td> <td data-sheets-value='{"1":2,"2":"Opal (A/O)"}' style="border-right:1px solid #000000;overflow:hidden;padding:0px 3px 0px 3px;vertical-align:bottom;font-weight:bold;">Opal (A/O)</td> <td data-sheets-numberformat='{"1":2,"2":"0.00","3":1}' data-sheets-value='{"1":3,"3":2.9}' style="overflow:hidden;padding:0px 3px 0px 3px;vertical-align:bottom;text-align:center;">2.90</td> <td data-sheets-numberformat='{"1":2,"2":"0","3":1}' data-sheets-value='{"1":3,"3":73}' style="overflow:hidden;padding:0px 3px 0px 3px;vertical-align:bottom;text-align:center;">73</td> <td data-sheets-numberformat='{"1":2,"2":"0","3":1}' data-sheets-value='{"1":3,"3":63}' style="overflow:hidden;padding:0px 3px 0px 3px;vertical-align:bottom;text-align:center;">63</td> <td data-sheets-numberformat='{"1":2,"2":"0","3":1}' data-sheets-value='{"1":3,"3":20}' style="border-right:1px solid #000000;overflow:hidden;padding:0px 3px 0px 3px;vertical-align:bottom;text-align:center;">20</td> </tr> <tr style="height:20px;"> <td style="border-left:1px solid #000000;overflow:hidden;padding:0px 3px 0px 3px;vertical-align:bottom;font-weight:bold;"></td> <td data-sheets-value='{"1":2,"2":"Double-walled"}' style="overflow:hidden;padding:0px 3px 0px 3px;vertical-align:bottom;font-weight:bold;">Double-walled</td> <td data-sheets-value='{"1":2,"2":"Opal (A/D)"}' style="border-right:1px solid #000000;overflow:hidden;padding:0px 3px 0px 3px;vertical-align:bottom;font-weight:bold;">Opal (A/D)</td> <td data-sheets-numberformat='{"1":2,"2":"0.00","3":1}' data-sheets-value='{"1":3,"3":2.9}' style="overflow:hidden;padding:0px 3px 0px 3px;vertical-align:bottom;text-align:center;">2.90</td> <td data-sheets-numberformat='{"1":2,"2":"0","3":1}' data-sheets-value='{"1":3,"3":51}' style="overflow:hidden;padding:0px 3px 0px 3px;vertical-align:bottom;text-align:center;">51</td> <td data-sheets-numberformat='{"1":2,"2":"0","3":1}' data-sheets-value='{"1":3,"3":50}' style="overflow:hidden;padding:0px 3px 0px 3px;vertical-align:bottom;text-align:center;">50</td> <td data-sheets-numberformat='{"1":2,"2":"0","3":1}' data-sheets-value='{"1":3,"3":20}' style="border-right:1px solid #000000;overflow:hidden;padding:0px 3px 0px 3px;vertical-align:bottom;text-align:center;">20</td> </tr> <tr style="height:20px;"> <td style="border-left:1px solid #000000;overflow:hidden;padding:0px 3px 0px 3px;vertical-align:bottom;font-weight:bold;"></td> <td data-sheets-value='{"1":2,"2":"Triple-walled"}' style="overflow:hidden;padding:0px 3px 0px 3px;vertical-align:bottom;font-weight:bold;">Triple-walled</td> <td data-sheets-value='{"1":2,"2":"Clear (A/H/H)"}' style="border-right:1px solid #000000;overflow:hidden;padding:0px 3px 0px 3px;vertical-align:bottom;font-weight:bold;">Clear (A/H/H)</td> <td data-sheets-numberformat='{"1":2,"2":"0.00","3":1}' data-sheets-value='{"1":3,"3":1.7}' style="overflow:hidden;padding:0px 3px 0px 3px;vertical-align:bottom;text-align:center;">1.70</td> <td data-sheets-numberformat='{"1":2,"2":"0","3":1}' data-sheets-value='{"1":3,"3":71}' style="overflow:hidden;padding:0px 3px 0px 3px;vertical-align:bottom;text-align:center;">71</td> <td data-sheets-numberformat='{"1":2,"2":"0","3":1}' data-sheets-value='{"1":3,"3":63}' style="overflow:hidden;padding:0px 3px 0px 3px;vertical-align:bottom;text-align:center;">63</td> <td data-sheets-numberformat='{"1":2,"2":"0","3":1}' data-sheets-value='{"1":3,"3":22}' style="border-right:1px solid #000000;overflow:hidden;padding:0px 3px 0px 3px;vertical-align:bottom;text-align:center;">22</td> </tr> <tr style="height:20px;"> <td style="border-left:1px solid #000000;overflow:hidden;padding:0px 3px 0px 3px;vertical-align:bottom;font-weight:bold;"></td> <td data-sheets-value='{"1":2,"2":"Triple-walled"}' style="overflow:hidden;padding:0px 3px 0px 3px;vertical-align:bottom;font-weight:bold;">Triple-walled</td> <td data-sheets-value='{"1":2,"2":"Opal (A/O/O)"}' style="border-right:1px solid #000000;overflow:hidden;padding:0px 3px 0px 3px;vertical-align:bottom;font-weight:bold;">Opal (A/O/O)</td> <td data-sheets-numberformat='{"1":2,"2":"0.00","3":1}' data-sheets-value='{"1":3,"3":1.7}' style="overflow:hidden;padding:0px 3px 0px 3px;vertical-align:bottom;text-align:center;">1.70</td> <td data-sheets-numberformat='{"1":2,"2":"0","3":1}' data-sheets-value='{"1":3,"3":61}' style="overflow:hidden;padding:0px 3px 0px 3px;vertical-align:bottom;text-align:center;">61</td> <td data-sheets-numberformat='{"1":2,"2":"0","3":1}' data-sheets-value='{"1":3,"3":48}' style="overflow:hidden;padding:0px 3px 0px 3px;vertical-align:bottom;text-align:center;">48</td> <td data-sheets-numberformat='{"1":2,"2":"0","3":1}' data-sheets-value='{"1":3,"3":22}' style="border-right:1px solid #000000;overflow:hidden;padding:0px 3px 0px 3px;vertical-align:bottom;text-align:center;">22</td> </tr> <tr style="height:20px;"> <td style="border-left:1px solid #000000;overflow:hidden;padding:0px 3px 0px 3px;vertical-align:bottom;font-weight:bold;"></td> <td data-sheets-value='{"1":2,"2":"Four-walled"}' style="overflow:hidden;padding:0px 3px 0px 3px;vertical-align:bottom;font-weight:bold;">Four-walled</td> <td data-sheets-value='{"1":2,"2":"Clear (A/H/H/H)"}' style="border-right:1px solid #000000;overflow:hidden;padding:0px 3px 0px 3px;vertical-align:bottom;font-weight:bold;">Clear (A/H/H/H)</td> <td data-sheets-numberformat='{"1":2,"2":"0.00","3":1}' data-sheets-value='{"1":3,"3":1.28}' style="overflow:hidden;padding:0px 3px 0px 3px;vertical-align:bottom;text-align:center;">1.28</td> <td data-sheets-numberformat='{"1":2,"2":"0","3":1}' data-sheets-value='{"1":3,"3":64}' style="overflow:hidden;padding:0px 3px 0px 3px;vertical-align:bottom;text-align:center;">64</td> <td data-sheets-numberformat='{"1":2,"2":"0","3":1}' data-sheets-value='{"1":3,"3":52}' style="overflow:hidden;padding:0px 3px 0px 3px;vertical-align:bottom;text-align:center;">52</td> <td data-sheets-numberformat='{"1":2,"2":"0","3":1}' data-sheets-value='{"1":3,"3":23}' style="border-right:1px solid #000000;overflow:hidden;padding:0px 3px 0px 3px;vertical-align:bottom;text-align:center;">23</td> </tr> <tr style="height:20px;"> <td style="border-bottom:1px solid #000000;border-left:1px solid #000000;overflow:hidden;padding:0px 3px 0px 3px;vertical-align:bottom;"></td> <td data-sheets-value='{"1":2,"2":"Four-walled"}' style="border-bottom:1px solid #000000;overflow:hidden;padding:0px 3px 0px 3px;vertical-align:bottom;font-weight:bold;">Four-walled</td> <td data-sheets-value='{"1":2,"2":"Opal (A/H/O/H)"}' style="border-right:1px solid #000000;border-bottom:1px solid #000000;overflow:hidden;padding:0px 3px 0px 3px;vertical-align:bottom;font-weight:bold;">Opal (A/H/O/H)</td> <td data-sheets-numberformat='{"1":2,"2":"0.00","3":1}' data-sheets-value='{"1":3,"3":1.28}' style="border-bottom:1px solid #000000;overflow:hidden;padding:0px 3px 0px 3px;vertical-align:bottom;text-align:center;">1.28</td> <td data-sheets-numberformat='{"1":2,"2":"0","3":1}' data-sheets-value='{"1":3,"3":59}' style="border-bottom:1px solid #000000;overflow:hidden;padding:0px 3px 0px 3px;vertical-align:bottom;text-align:center;">59</td> <td data-sheets-numberformat='{"1":2,"2":"0","3":1}' data-sheets-value='{"1":3,"3":46}' style="border-bottom:1px solid #000000;overflow:hidden;padding:0px 3px 0px 3px;vertical-align:bottom;text-align:center;">46</td> <td data-sheets-numberformat='{"1":2,"2":"0","3":1}' data-sheets-value='{"1":3,"3":23}' style="border-right:1px solid #000000;border-bottom:1px solid #000000;overflow:hidden;padding:0px 3px 0px 3px;vertical-align:bottom;text-align:center;">23</td> </tr> <tr style="height:20px;"> <td data-sheets-value='{"1":2,"2":"Polycarbonate"}' style="border-left:1px solid #000000;overflow:hidden;padding:0px 3px 0px 3px;vertical-align:bottom;font-weight:bold;">Polycarbonate</td> <td data-sheets-value='{"1":2,"2":"Single-walled"}' style="overflow:hidden;padding:0px 3px 0px 3px;vertical-align:bottom;font-weight:bold;">Single-walled</td> <td data-sheets-value='{"1":2,"2":"Heatstop Opal (T)"}' style="border-right:1px solid #000000;overflow:hidden;padding:0px 3px 0px 3px;vertical-align:bottom;font-weight:bold;">Heatstop Opal (T)</td> <td data-sheets-numberformat='{"1":2,"2":"0.00","3":1}' data-sheets-value='{"1":3,"3":5.17}' style="overflow:hidden;padding:0px 3px 0px 3px;vertical-align:bottom;text-align:center;">5.17</td> <td data-sheets-numberformat='{"1":2,"2":"0","3":1}' data-sheets-value='{"1":3,"3":49}' style="overflow:hidden;padding:0px 3px 0px 3px;vertical-align:bottom;text-align:center;">49</td> <td data-sheets-numberformat='{"1":2,"2":"0","3":1}' data-sheets-value='{"1":3,"3":59}' style="overflow:hidden;padding:0px 3px 0px 3px;vertical-align:bottom;text-align:center;">59</td> <td data-sheets-numberformat='{"1":2,"2":"0","3":1}' data-sheets-value='{"1":2,"2":"-"}' style="border-right:1px solid #000000;overflow:hidden;padding:0px 3px 0px 3px;vertical-align:bottom;text-align:center;">-</td> </tr> <tr style="height:20px;"> <td data-sheets-value='{"1":2,"2":"Heatstop PC"}' style="border-left:1px solid #000000;overflow:hidden;padding:0px 3px 0px 3px;vertical-align:bottom;font-weight:bold;">Heatstop PC</td> <td data-sheets-value='{"1":2,"2":"Double-walled"}' style="overflow:hidden;padding:0px 3px 0px 3px;vertical-align:bottom;font-weight:bold;">Double-walled</td> <td data-sheets-value='{"1":2,"2":"Clear (T/H)"}' style="border-right:1px solid #000000;overflow:hidden;padding:0px 3px 0px 3px;vertical-align:bottom;font-weight:bold;">Clear (T/H)</td> <td data-sheets-numberformat='{"1":2,"2":"0.00","3":1}' data-sheets-value='{"1":3,"3":2.9}' style="overflow:hidden;padding:0px 3px 0px 3px;vertical-align:bottom;text-align:center;">2.90</td> <td data-sheets-numberformat='{"1":2,"2":"0","3":1}' data-sheets-value='{"1":3,"3":44}' style="overflow:hidden;padding:0px 3px 0px 3px;vertical-align:bottom;text-align:center;">44</td> <td data-sheets-numberformat='{"1":2,"2":"0","3":1}' data-sheets-value='{"1":3,"3":51}' style="overflow:hidden;padding:0px 3px 0px 3px;vertical-align:bottom;text-align:center;">51</td> <td data-sheets-numberformat='{"1":2,"2":"0","3":1}' data-sheets-value='{"1":3,"3":20}' style="border-right:1px solid #000000;overflow:hidden;padding:0px 3px 0px 3px;vertical-align:bottom;text-align:center;">20</td> </tr> <tr style="height:20px;"> <td style="border-left:1px solid #000000;overflow:hidden;padding:0px 3px 0px 3px;vertical-align:bottom;font-weight:bold;"></td> <td data-sheets-value='{"1":2,"2":"Double-walled"}' style="overflow:hidden;padding:0px 3px 0px 3px;vertical-align:bottom;font-weight:bold;">Double-walled</td> <td data-sheets-value='{"1":2,"2":"Opal (T/O)"}' style="border-right:1px solid #000000;overflow:hidden;padding:0px 3px 0px 3px;vertical-align:bottom;font-weight:bold;">Opal (T/O)</td> <td data-sheets-numberformat='{"1":2,"2":"0.00","3":1}' data-sheets-value='{"1":3,"3":2.9}' style="overflow:hidden;padding:0px 3px 0px 3px;vertical-align:bottom;text-align:center;">2.90</td> <td data-sheets-numberformat='{"1":2,"2":"0","3":1}' data-sheets-value='{"1":3,"3":41}' style="overflow:hidden;padding:0px 3px 0px 3px;vertical-align:bottom;text-align:center;">41</td> <td data-sheets-numberformat='{"1":2,"2":"0","3":1}' data-sheets-value='{"1":3,"3":45}' style="overflow:hidden;padding:0px 3px 0px 3px;vertical-align:bottom;text-align:center;">45</td> <td data-sheets-numberformat='{"1":2,"2":"0","3":1}' data-sheets-value='{"1":3,"3":20}' style="border-right:1px solid #000000;overflow:hidden;padding:0px 3px 0px 3px;vertical-align:bottom;text-align:center;">20</td> </tr> <tr style="height:20px;"> <td style="border-left:1px solid #000000;overflow:hidden;padding:0px 3px 0px 3px;vertical-align:bottom;font-weight:bold;"></td> <td data-sheets-value='{"1":2,"2":"Triple-walled"}' style="overflow:hidden; | skylux-160-ce-met-koepel-en-pvc-opstand-30-20-met-lm-motor-1500-x-1500-mm | 8586031956301 | 46872356389197
Smoke and heat exhaust (SHEV) | SHE system | Skylux | Skylux 160° CE with skylight and PVC curb 30/20 with LM-actuator 1550 x 1550 mm |  | 50401 | 5412970504016 | 5409.95 | Yes | 30-45 | 98.37 | 1550 x 1550 mm | 1550 | 1550 |  | PVC 30/20 (30 cm high & roof opening = 20 cm larger than daylight size) | Square | 5.17 W/m²K - 1.28 W/m²K | 87% - 32% | 90% - 32% | 20dB - 23dB | 160° CE (for industry) | skylight | without spoiler | E | Single actuator | Maximum four-walled skylight possible for this product | Ut-value LT-value g-value Rw-value EN 1873 : 2014 EN ISO 13468 EN 16153 EN 410 EN 410 EN ISO 140-3 Material Walls Shells (W/m²K) (%) (%) (dB) Acrylic Single-walled Clear (H) 5.17 90 87 - PMMA Single-walled Opal (O) 5.17 83 76 - Double-walled Clear (H/H) 2.90 81 75 20 Double-walled Opal (O/O) 2.90 69 58 20 Triple-walled Clear (H/H/H) 1.70 73 65 22 Triple-walled Opal (O/H/O) 1.70 62 51 22 Four-walled Clear (H/H/H/H) 1.28 64 54 23 Four-walled Opal (H/H/O/H) 1.28 59 48 23 Polycarbonate Single-walled Clear (A) 5.17 88 83 - PC Single-walled Opal (D) 5.17 58 60 - Double-walled Clear (A/H) 2.90 79 72 20 Double-walled Clear (A/A) 2.90 77 69 20 Double-walled Opal (A/O) 2.90 73 63 20 Double-walled Opal (A/D) 2.90 51 50 20 Triple-walled Clear (A/H/H) 1.70 71 63 22 Triple-walled Opal (A/O/O) 1.70 61 48 22 Four-walled Clear (A/H/H/H) 1.28 64 52 23 Four-walled Opal (A/H/O/H) 1.28 59 46 23 Polycarbonate Single-walled Heatstop Opal (T) 5.17 49 59 - Heatstop PC Double-walled Clear (T/H) 2.90 44 51 20 Double-walled Opal (T/O) 2.90 41 45 20 Triple-walled Clear (T/H/H) 1.70 40 <td data-sheets-numberformat='{"1":2,"2":"0","3":1}' data-sheets-value='{"1":3,"3":44}' style="overflow:hidden;paddin | https://skylux.eu/en/products/skylux-160-ce-met-koepel-en-pvc-opstand-30-20-met-lm-motor-1550-x-1550-mm | https://skylux.eu/cdn/shop/files/Skylux-160deg-CE-met-koepel-en-pvc-opstand-3020-met-LM-motor-1550-x-1550-mm-RWA-systeem.jpg?v=1702980600&width=1600 | https://skylux.eu/cdn/shop/files/e5a82811-1bb0-48e4-a776-cacb59c7c092_b5b36292-a6bf-4ba2-8b2b-54a5328abb60.jpg?v=1688551165&width=1600 | //skylux.eu/cdn/shop/files/E_MH_Mounting_instructions_Skylux_160_CE_LM.pdf?v=12406716259046007223 | //skylux.eu/cdn/shop/files/E_TD_Technical_File_Skylux_Skylux_160_CE_Electric.pdf?v=3667116872303399239 | <style type="text/css" id="isPasted"> <!--td { border: 1px solid #cccccc; } br { mso-data-placement: same-cell; } --> </style> <table border="1" cellpadding="0" cellspacing="0" dir="ltr" style="table-layout:fixed;font-size:10pt;font-family:Arial;border-collapse:collapse;border:none;"><tbody> <tr style="height:20px;"> <td style="overflow:hidden;padding:0px 3px 0px 3px;vertical-align:bottom;"></td> <td style="overflow:hidden;padding:0px 3px 0px 3px;vertical-align:bottom;"></td> <td style="overflow:hidden;padding:0px 3px 0px 3px;vertical-align:bottom;"></td> <td data-sheets-value='{"1":2,"2":"Ut-value"}' style="overflow:hidden;padding:0px 3px 0px 3px;vertical-align:bottom;font-weight:bold;text-align:center;">Ut-value</td> <td data-sheets-value='{"1":2,"2":"LT-value"}' style="overflow:hidden;padding:0px 3px 0px 3px;vertical-align:bottom;font-weight:bold;text-align:center;">LT-value</td> <td data-sheets-value='{"1":2,"2":"g-value"}' style="overflow:hidden;padding:0px 3px 0px 3px;vertical-align:bottom;font-weight:bold;text-align:center;">g-value</td> <td data-sheets-value='{"1":2,"2":"Rw-value "}' style="overflow:hidden;padding:0px 3px 0px 3px;vertical-align:bottom;font-weight:bold;text-align:center;">Rw-value </td> </tr> <tr style="height:20px;"> <td style="overflow:hidden;padding:0px 3px 0px 3px;vertical-align:bottom;"></td> <td style="overflow:hidden;padding:0px 3px 0px 3px;vertical-align:bottom;"></td> <td style="overflow:hidden;padding:0px 3px 0px 3px;vertical-align:bottom;"></td> <td data-sheets-numberformat='{"1":2,"2":"0.00","3":1}' data-sheets-value='{"1":2,"2":"EN 1873 : 2014"}' style="overflow:hidden;padding:0px 3px 0px 3px;vertical-align:bottom;text-align:center;">EN 1873 : 2014</td> <td data-sheets-numberformat='{"1":2,"2":"0","3":1}' data-sheets-value='{"1":2,"2":"EN ISO 13468 EN 16153 EN 410"}' style="overflow:hidden;padding:0px 3px 0px 3px;vertical-align:bottom;text-align:center;">EN ISO 13468 EN 16153 EN 410</td> <td data-sheets-numberformat='{"1":2,"2":"0","3":1}' data-sheets-value='{"1":2,"2":"EN 410"}' style="overflow:hidden;padding:0px 3px 0px 3px;vertical-align:bottom;text-align:center;">EN 410</td> <td data-sheets-value='{"1":2,"2":"EN ISO 140-3\t\t"}' style="overflow:hidden;padding:0px 3px 0px 3px;vertical-align:bottom;text-align:center;">EN ISO 140-3 </td> </tr> <tr style="height:20px;"> <td data-sheets-value='{"1":2,"2":"Material"}' style="border-bottom:1px solid #000000;overflow:hidden;padding:0px 3px 0px 3px;vertical-align:bottom;background-color:#000000;font-weight:bold;color:#ffffff;">Material</td> <td data-sheets-value='{"1":2,"2":"Walls"}' style="border-bottom:1px solid #000000;overflow:hidden;padding:0px 3px 0px 3px;vertical-align:bottom;background-color:#000000;font-weight:bold;color:#ffffff;">Walls</td> <td data-sheets-value='{"1":2,"2":"Shells"}' style="border-bottom:1px solid #000000;overflow:hidden;padding:0px 3px 0px 3px;vertical-align:bottom;background-color:#000000;font-weight:bold;color:#ffffff;">Shells</td> <td data-sheets-numberformat='{"1":2,"2":"0.00","3":1}' data-sheets-value='{"1":2,"2":"(W/m²K)\t"}' style="border-bottom:1px solid #000000;overflow:hidden;padding:0px 3px 0px 3px;vertical-align:bottom;background-color:#000000;font-weight:bold;color:#ffffff;text-align:center;">(W/m²K) </td> <td data-sheets-numberformat='{"1":2,"2":"0","3":1}' data-sheets-value='{"1":2,"2":"(%)"}' style="border-bottom:1px solid #000000;overflow:hidden;padding:0px 3px 0px 3px;vertical-align:bottom;background-color:#000000;font-weight:bold;color:#ffffff;text-align:center;">(%)</td> <td data-sheets-numberformat='{"1":2,"2":"0","3":1}' data-sheets-value='{"1":2,"2":"(%)"}' style="border-bottom:1px solid #000000;overflow:hidden;padding:0px 3px 0px 3px;vertical-align:bottom;background-color:#000000;font-weight:bold;color:#ffffff;text-align:center;">(%)</td> <td data-sheets-value='{"1":2,"2":"(dB)"}' style="border-bottom:1px solid #000000;overflow:hidden;padding:0px 3px 0px 3px;vertical-align:bottom;background-color:#000000;font-weight:bold;color:#ffffff;text-align:center;">(dB)</td> </tr> <tr style="height:20px;"> <td data-sheets-value='{"1":2,"2":"Acrylic"}' style="border-left:1px solid #000000;overflow:hidden;padding:0px 3px 0px 3px;vertical-align:bottom;font-weight:bold;">Acrylic</td> <td data-sheets-value='{"1":2,"2":"Single-walled"}' style="overflow:hidden;padding:0px 3px 0px 3px;vertical-align:bottom;font-weight:bold;">Single-walled</td> <td data-sheets-value='{"1":2,"2":"Clear (H)"}' style="border-right:1px solid #000000;overflow:hidden;padding:0px 3px 0px 3px;vertical-align:bottom;font-weight:bold;">Clear (H)</td> <td data-sheets-numberformat='{"1":2,"2":"0.00","3":1}' data-sheets-value='{"1":3,"3":5.17}' style="overflow:hidden;padding:0px 3px 0px 3px;vertical-align:bottom;text-align:center;">5.17</td> <td data-sheets-numberformat='{"1":2,"2":"0","3":1}' data-sheets-value='{"1":3,"3":90}' style="overflow:hidden;padding:0px 3px 0px 3px;vertical-align:bottom;text-align:center;">90</td> <td data-sheets-numberformat='{"1":2,"2":"0","3":1}' data-sheets-value='{"1":3,"3":87}' style="overflow:hidden;padding:0px 3px 0px 3px;vertical-align:bottom;text-align:center;">87</td> <td data-sheets-numberformat='{"1":2,"2":"0","3":1}' data-sheets-value='{"1":2,"2":"-"}' style="border-right:1px solid #000000;overflow:hidden;padding:0px 3px 0px 3px;vertical-align:bottom;text-align:center;">-</td> </tr> <tr style="height:20px;"> <td data-sheets-value='{"1":2,"2":"PMMA"}' style="border-left:1px solid #000000;overflow:hidden;padding:0px 3px 0px 3px;vertical-align:bottom;font-weight:bold;">PMMA</td> <td data-sheets-value='{"1":2,"2":"Single-walled"}' style="overflow:hidden;padding:0px 3px 0px 3px;vertical-align:bottom;font-weight:bold;">Single-walled</td> <td data-sheets-value='{"1":2,"2":"Opal (O)"}' style="border-right:1px solid #000000;overflow:hidden;padding:0px 3px 0px 3px;vertical-align:bottom;font-weight:bold;">Opal (O)</td> <td data-sheets-numberformat='{"1":2,"2":"0.00","3":1}' data-sheets-value='{"1":3,"3":5.17}' style="overflow:hidden;padding:0px 3px 0px 3px;vertical-align:bottom;text-align:center;">5.17</td> <td data-sheets-numberformat='{"1":2,"2":"0","3":1}' data-sheets-value='{"1":3,"3":83}' style="overflow:hidden;padding:0px 3px 0px 3px;vertical-align:bottom;text-align:center;">83</td> <td data-sheets-numberformat='{"1":2,"2":"0","3":1}' data-sheets-value='{"1":3,"3":76}' style="overflow:hidden;padding:0px 3px 0px 3px;vertical-align:bottom;text-align:center;">76</td> <td data-sheets-numberformat='{"1":2,"2":"0","3":1}' data-sheets-value='{"1":2,"2":"-"}' style="border-right:1px solid #000000;overflow:hidden;padding:0px 3px 0px 3px;vertical-align:bottom;text-align:center;">-</td> </tr> <tr style="height:20px;"> <td style="border-left:1px solid #000000;overflow:hidden;padding:0px 3px 0px 3px;vertical-align:bottom;font-weight:bold;"></td> <td data-sheets-value='{"1":2,"2":"Double-walled"}' style="overflow:hidden;padding:0px 3px 0px 3px;vertical-align:bottom;font-weight:bold;">Double-walled</td> <td data-sheets-value='{"1":2,"2":"Clear (H/H)"}' style="border-right:1px solid #000000;overflow:hidden;padding:0px 3px 0px 3px;vertical-align:bottom;font-weight:bold;">Clear (H/H)</td> <td data-sheets-numberformat='{"1":2,"2":"0.00","3":1}' data-sheets-value='{"1":3,"3":2.9}' style="overflow:hidden;padding:0px 3px 0px 3px;vertical-align:bottom;text-align:center;">2.90</td> <td data-sheets-numberformat='{"1":2,"2":"0","3":1}' data-sheets-value='{"1":3,"3":81}' style="overflow:hidden;padding:0px 3px 0px 3px;vertical-align:bottom;text-align:center;">81</td> <td data-sheets-numberformat='{"1":2,"2":"0","3":1}' data-sheets-value='{"1":3,"3":75}' style="overflow:hidden;padding:0px 3px 0px 3px;vertical-align:bottom;text-align:center;">75</td> <td data-sheets-numberformat='{"1":2,"2":"0","3":1}' data-sheets-value='{"1":3,"3":20}' style="border-right:1px solid #000000;overflow:hidden;padding:0px 3px 0px 3px;vertical-align:bottom;text-align:center;">20</td> </tr> <tr style="height:20px;"> <td style="border-left:1px solid #000000;overflow:hidden;padding:0px 3px 0px 3px;vertical-align:bottom;font-weight:bold;"></td> <td data-sheets-value='{"1":2,"2":"Double-walled"}' style="overflow:hidden;padding:0px 3px 0px 3px;vertical-align:bottom;font-weight:bold;">Double-walled</td> <td data-sheets-value='{"1":2,"2":"Opal (O/O)"}' style="border-right:1px solid #000000;overflow:hidden;padding:0px 3px 0px 3px;vertical-align:bottom;font-weight:bold;">Opal (O/O)</td> <td data-sheets-numberformat='{"1":2,"2":"0.00","3":1}' data-sheets-value='{"1":3,"3":2.9}' style="overflow:hidden;padding:0px 3px 0px 3px;vertical-align:bottom;text-align:center;">2.90</td> <td data-sheets-numberformat='{"1":2,"2":"0","3":1}' data-sheets-value='{"1":3,"3":69}' style="overflow:hidden;padding:0px 3px 0px 3px;vertical-align:bottom;text-align:center;">69</td> <td data-sheets-numberformat='{"1":2,"2":"0","3":1}' data-sheets-value='{"1":3,"3":58}' style="overflow:hidden;padding:0px 3px 0px 3px;vertical-align:bottom;text-align:center;">58</td> <td data-sheets-numberformat='{"1":2,"2":"0","3":1}' data-sheets-value='{"1":3,"3":20}' style="border-right:1px solid #000000;overflow:hidden;padding:0px 3px 0px 3px;vertical-align:bottom;text-align:center;">20</td> </tr> <tr style="height:20px;"> <td style="border-left:1px solid #000000;overflow:hidden;padding:0px 3px 0px 3px;vertical-align:bottom;font-weight:bold;"></td> <td data-sheets-value='{"1":2,"2":"Triple-walled"}' style="overflow:hidden;padding:0px 3px 0px 3px;vertical-align:bottom;font-weight:bold;">Triple-walled</td> <td data-sheets-value='{"1":2,"2":"Clear (H/H/H)"}' style="border-right:1px solid #000000;overflow:hidden;padding:0px 3px 0px 3px;vertical-align:bottom;font-weight:bold;">Clear (H/H/H)</td> <td data-sheets-numberformat='{"1":2,"2":"0.00","3":1}' data-sheets-value='{"1":3,"3":1.7}' style="overflow:hidden;padding:0px 3px 0px 3px;vertical-align:bottom;text-align:center;">1.70</td> <td data-sheets-numberformat='{"1":2,"2":"0","3":1}' data-sheets-value='{"1":3,"3":73}' style="overflow:hidden;padding:0px 3px 0px 3px;vertical-align:bottom;text-align:center;">73</td> <td data-sheets-numberformat='{"1":2,"2":"0","3":1}' data-sheets-value='{"1":3,"3":65}' style="overflow:hidden;padding:0px 3px 0px 3px;vertical-align:bottom;text-align:center;">65</td> <td data-sheets-numberformat='{"1":2,"2":"0","3":1}' data-sheets-value='{"1":3,"3":22}' style="border-right:1px solid #000000;overflow:hidden;padding:0px 3px 0px 3px;vertical-align:bottom;text-align:center;">22</td> </tr> <tr style="height:20px;"> <td style="border-left:1px solid #000000;overflow:hidden;padding:0px 3px 0px 3px;vertical-align:bottom;font-weight:bold;"></td> <td data-sheets-value='{"1":2,"2":"Triple-walled"}' style="overflow:hidden;padding:0px 3px 0px 3px;vertical-align:bottom;font-weight:bold;">Triple-walled</td> <td data-sheets-value='{"1":2,"2":"Opal (O/H/O)"}' style="border-right:1px solid #000000;overflow:hidden;padding:0px 3px 0px 3px;vertical-align:bottom;font-weight:bold;">Opal (O/H/O)</td> <td data-sheets-numberformat='{"1":2,"2":"0.00","3":1}' data-sheets-value='{"1":3,"3":1.7}' style="overflow:hidden;padding:0px 3px 0px 3px;vertical-align:bottom;text-align:center;">1.70</td> <td data-sheets-numberformat='{"1":2,"2":"0","3":1}' data-sheets-value='{"1":3,"3":62}' style="overflow:hidden;padding:0px 3px 0px 3px;vertical-align:bottom;text-align:center;">62</td> <td data-sheets-numberformat='{"1":2,"2":"0","3":1}' data-sheets-value='{"1":3,"3":51}' style="overflow:hidden;padding:0px 3px 0px 3px;vertical-align:bottom;text-align:center;">51</td> <td data-sheets-numberformat='{"1":2,"2":"0","3":1}' data-sheets-value='{"1":3,"3":22}' style="border-right:1px solid #000000;overflow:hidden;padding:0px 3px 0px 3px;vertical-align:bottom;text-align:center;">22</td> </tr> <tr style="height:20px;"> <td style="border-left:1px solid #000000;overflow:hidden;padding:0px 3px 0px 3px;vertical-align:bottom;font-weight:bold;"></td> <td data-sheets-value='{"1":2,"2":"Four-walled"}' style="overflow:hidden;padding:0px 3px 0px 3px;vertical-align:bottom;font-weight:bold;">Four-walled</td> <td data-sheets-value='{"1":2,"2":"Clear (H/H/H/H)"}' style="border-right:1px solid #000000;overflow:hidden;padding:0px 3px 0px 3px;vertical-align:bottom;font-weight:bold;">Clear (H/H/H/H)</td> <td data-sheets-numberformat='{"1":2,"2":"0.00","3":1}' data-sheets-value='{"1":3,"3":1.28}' style="overflow:hidden;padding:0px 3px 0px 3px;vertical-align:bottom;text-align:center;">1.28</td> <td data-sheets-numberformat='{"1":2,"2":"0","3":1}' data-sheets-value='{"1":3,"3":64}' style="overflow:hidden;padding:0px 3px 0px 3px;vertical-align:bottom;text-align:center;">64</td> <td data-sheets-numberformat='{"1":2,"2":"0","3":1}' data-sheets-value='{"1":3,"3":54}' style="overflow:hidden;padding:0px 3px 0px 3px;vertical-align:bottom;text-align:center;">54</td> <td data-sheets-numberformat='{"1":2,"2":"0","3":1}' data-sheets-value='{"1":3,"3":23}' style="border-right:1px solid #000000;overflow:hidden;padding:0px 3px 0px 3px;vertical-align:bottom;text-align:center;">23</td> </tr> <tr style="height:20px;"> <td style="border-bottom:1px solid #000000;border-left:1px solid #000000;overflow:hidden;padding:0px 3px 0px 3px;vertical-align:bottom;"></td> <td data-sheets-value='{"1":2,"2":"Four-walled"}' style="border-bottom:1px solid #000000;overflow:hidden;padding:0px 3px 0px 3px;vertical-align:bottom;font-weight:bold;">Four-walled</td> <td data-sheets-value='{"1":2,"2":"Opal (H/H/O/H)"}' style="border-right:1px solid #000000;border-bottom:1px solid #000000;overflow:hidden;padding:0px 3px 0px 3px;vertical-align:bottom;font-weight:bold;">Opal (H/H/O/H)</td> <td data-sheets-numberformat='{"1":2,"2":"0.00","3":1}' data-sheets-value='{"1":3,"3":1.28}' style="border-bottom:1px solid #000000;overflow:hidden;padding:0px 3px 0px 3px;vertical-align:bottom;text-align:center;">1.28</td> <td data-sheets-numberformat='{"1":2,"2":"0","3":1}' data-sheets-value='{"1":3,"3":59}' style="border-bottom:1px solid #000000;overflow:hidden;padding:0px 3px 0px 3px;vertical-align:bottom;text-align:center;">59</td> <td data-sheets-numberformat='{"1":2,"2":"0","3":1}' data-sheets-value='{"1":3,"3":48}' style="border-bottom:1px solid #000000;overflow:hidden;padding:0px 3px 0px 3px;vertical-align:bottom;text-align:center;">48</td> <td data-sheets-numberformat='{"1":2,"2":"0","3":1}' data-sheets-value='{"1":3,"3":23}' style="border-right:1px solid #000000;border-bottom:1px solid #000000;overflow:hidden;padding:0px 3px 0px 3px;vertical-align:bottom;text-align:center;">23</td> </tr> <tr style="height:20px;"> <td data-sheets-value='{"1":2,"2":"Polycarbonate "}' style="border-left:1px solid #000000;overflow:hidden;padding:0px 3px 0px 3px;vertical-align:bottom;font-weight:bold;">Polycarbonate </td> <td data-sheets-value='{"1":2,"2":"Single-walled"}' style="overflow:hidden;padding:0px 3px 0px 3px;vertical-align:bottom;font-weight:bold;">Single-walled</td> <td data-sheets-value='{"1":2,"2":"Clear (A)"}' style="border-right:1px solid #000000;overflow:hidden;padding:0px 3px 0px 3px;vertical-align:bottom;font-weight:bold;">Clear (A)</td> <td data-sheets-numberformat='{"1":2,"2":"0.00","3":1}' data-sheets-value='{"1":3,"3":5.17}' style="overflow:hidden;padding:0px 3px 0px 3px;vertical-align:bottom;text-align:center;">5.17</td> <td data-sheets-numberformat='{"1":2,"2":"0","3":1}' data-sheets-value='{"1":3,"3":88}' style="overflow:hidden;padding:0px 3px 0px 3px;vertical-align:bottom;text-align:center;">88</td> <td data-sheets-numberformat='{"1":2,"2":"0","3":1}' data-sheets-value='{"1":3,"3":83}' style="overflow:hidden;padding:0px 3px 0px 3px;vertical-align:bottom;text-align:center;">83</td> <td data-sheets-numberformat='{"1":2,"2":"0","3":1}' data-sheets-value='{"1":2,"2":"-"}' style="border-right:1px solid #000000;overflow:hidden;padding:0px 3px 0px 3px;vertical-align:bottom;text-align:center;">-</td> </tr> <tr style="height:20px;"> <td data-sheets-value='{"1":2,"2":"PC"}' style="border-left:1px solid #000000;overflow:hidden;padding:0px 3px 0px 3px;vertical-align:bottom;font-weight:bold;">PC</td> <td data-sheets-value='{"1":2,"2":"Single-walled"}' style="overflow:hidden;padding:0px 3px 0px 3px;vertical-align:bottom;font-weight:bold;">Single-walled</td> <td data-sheets-value='{"1":2,"2":"Opal (D)"}' style="border-right:1px solid #000000;overflow:hidden;padding:0px 3px 0px 3px;vertical-align:bottom;font-weight:bold;">Opal (D)</td> <td data-sheets-numberformat='{"1":2,"2":"0.00","3":1}' data-sheets-value='{"1":3,"3":5.17}' style="overflow:hidden;padding:0px 3px 0px 3px;vertical-align:bottom;text-align:center;">5.17</td> <td data-sheets-numberformat='{"1":2,"2":"0","3":1}' data-sheets-value='{"1":3,"3":58}' style="overflow:hidden;padding:0px 3px 0px 3px;vertical-align:bottom;text-align:center;">58</td> <td data-sheets-numberformat='{"1":2,"2":"0","3":1}' data-sheets-value='{"1":3,"3":60}' style="overflow:hidden;padding:0px 3px 0px 3px;vertical-align:bottom;text-align:center;">60</td> <td data-sheets-numberformat='{"1":2,"2":"0","3":1}' data-sheets-value='{"1":2,"2":"-"}' style="border-right:1px solid #000000;overflow:hidden;padding:0px 3px 0px 3px;vertical-align:bottom;text-align:center;">-</td> </tr> <tr style="height:20px;"> <td style="border-left:1px solid #000000;overflow:hidden;padding:0px 3px 0px 3px;vertical-align:bottom;font-weight:bold;"></td> <td data-sheets-value='{"1":2,"2":"Double-walled"}' style="overflow:hidden;padding:0px 3px 0px 3px;vertical-align:bottom;font-weight:bold;">Double-walled</td> <td data-sheets-value='{"1":2,"2":"Clear (A/H)"}' style="border-right:1px solid #000000;overflow:hidden;padding:0px 3px 0px 3px;vertical-align:bottom;font-weight:bold;">Clear (A/H)</td> <td data-sheets-numberformat='{"1":2,"2":"0.00","3":1}' data-sheets-value='{"1":3,"3":2.9}' style="overflow:hidden;padding:0px 3px 0px 3px;vertical-align:bottom;text-align:center;">2.90</td> <td data-sheets-numberformat='{"1":2,"2":"0","3":1}' data-sheets-value='{"1":3,"3":79}' style="overflow:hidden;padding:0px 3px 0px 3px;vertical-align:bottom;text-align:center;">79</td> <td data-sheets-numberformat='{"1":2,"2":"0","3":1}' data-sheets-value='{"1":3,"3":72}' style="overflow:hidden;padding:0px 3px 0px 3px;vertical-align:bottom;text-align:center;">72</td> <td data-sheets-numberformat='{"1":2,"2":"0","3":1}' data-sheets-value='{"1":3,"3":20}' style="border-right:1px solid #000000;overflow:hidden;padding:0px 3px 0px 3px;vertical-align:bottom;text-align:center;">20</td> </tr> <tr style="height:20px;"> <td style="border-left:1px solid #000000;overflow:hidden;padding:0px 3px 0px 3px;vertical-align:bottom;font-weight:bold;"></td> <td data-sheets-value='{"1":2,"2":"Double-walled"}' style="overflow:hidden;padding:0px 3px 0px 3px;vertical-align:bottom;font-weight:bold;">Double-walled</td> <td data-sheets-value='{"1":2,"2":"Clear (A/A)"}' style="border-right:1px solid #000000;overflow:hidden;padding:0px 3px 0px 3px;vertical-align:bottom;font-weight:bold;">Clear (A/A)</td> <td data-sheets-numberformat='{"1":2,"2":"0.00","3":1}' data-sheets-value='{"1":3,"3":2.9}' style="overflow:hidden;padding:0px 3px 0px 3px;vertical-align:bottom;text-align:center;">2.90</td> <td data-sheets-numberformat='{"1":2,"2":"0","3":1}' data-sheets-value='{"1":3,"3":77}' style="overflow:hidden;padding:0px 3px 0px 3px;vertical-align:bottom;text-align:center;">77</td> <td data-sheets-numberformat='{"1":2,"2":"0","3":1}' data-sheets-value='{"1":3,"3":69}' style="overflow:hidden;padding:0px 3px 0px 3px;vertical-align:bottom;text-align:center;">69</td> <td data-sheets-numberformat='{"1":2,"2":"0","3":1}' data-sheets-value='{"1":3,"3":20}' style="border-right:1px solid #000000;overflow:hidden;padding:0px 3px 0px 3px;vertical-align:bottom;text-align:center;">20</td> </tr> <tr style="height:20px;"> <td style="border-left:1px solid #000000;overflow:hidden;padding:0px 3px 0px 3px;vertical-align:bottom;font-weight:bold;"></td> <td data-sheets-value='{"1":2,"2":"Double-walled"}' style="overflow:hidden;padding:0px 3px 0px 3px;vertical-align:bottom;font-weight:bold;">Double-walled</td> <td data-sheets-value='{"1":2,"2":"Opal (A/O)"}' style="border-right:1px solid #000000;overflow:hidden;padding:0px 3px 0px 3px;vertical-align:bottom;font-weight:bold;">Opal (A/O)</td> <td data-sheets-numberformat='{"1":2,"2":"0.00","3":1}' data-sheets-value='{"1":3,"3":2.9}' style="overflow:hidden;padding:0px 3px 0px 3px;vertical-align:bottom;text-align:center;">2.90</td> <td data-sheets-numberformat='{"1":2,"2":"0","3":1}' data-sheets-value='{"1":3,"3":73}' style="overflow:hidden;padding:0px 3px 0px 3px;vertical-align:bottom;text-align:center;">73</td> <td data-sheets-numberformat='{"1":2,"2":"0","3":1}' data-sheets-value='{"1":3,"3":63}' style="overflow:hidden;padding:0px 3px 0px 3px;vertical-align:bottom;text-align:center;">63</td> <td data-sheets-numberformat='{"1":2,"2":"0","3":1}' data-sheets-value='{"1":3,"3":20}' style="border-right:1px solid #000000;overflow:hidden;padding:0px 3px 0px 3px;vertical-align:bottom;text-align:center;">20</td> </tr> <tr style="height:20px;"> <td style="border-left:1px solid #000000;overflow:hidden;padding:0px 3px 0px 3px;vertical-align:bottom;font-weight:bold;"></td> <td data-sheets-value='{"1":2,"2":"Double-walled"}' style="overflow:hidden;padding:0px 3px 0px 3px;vertical-align:bottom;font-weight:bold;">Double-walled</td> <td data-sheets-value='{"1":2,"2":"Opal (A/D)"}' style="border-right:1px solid #000000;overflow:hidden;padding:0px 3px 0px 3px;vertical-align:bottom;font-weight:bold;">Opal (A/D)</td> <td data-sheets-numberformat='{"1":2,"2":"0.00","3":1}' data-sheets-value='{"1":3,"3":2.9}' style="overflow:hidden;padding:0px 3px 0px 3px;vertical-align:bottom;text-align:center;">2.90</td> <td data-sheets-numberformat='{"1":2,"2":"0","3":1}' data-sheets-value='{"1":3,"3":51}' style="overflow:hidden;padding:0px 3px 0px 3px;vertical-align:bottom;text-align:center;">51</td> <td data-sheets-numberformat='{"1":2,"2":"0","3":1}' data-sheets-value='{"1":3,"3":50}' style="overflow:hidden;padding:0px 3px 0px 3px;vertical-align:bottom;text-align:center;">50</td> <td data-sheets-numberformat='{"1":2,"2":"0","3":1}' data-sheets-value='{"1":3,"3":20}' style="border-right:1px solid #000000;overflow:hidden;padding:0px 3px 0px 3px;vertical-align:bottom;text-align:center;">20</td> </tr> <tr style="height:20px;"> <td style="border-left:1px solid #000000;overflow:hidden;padding:0px 3px 0px 3px;vertical-align:bottom;font-weight:bold;"></td> <td data-sheets-value='{"1":2,"2":"Triple-walled"}' style="overflow:hidden;padding:0px 3px 0px 3px;vertical-align:bottom;font-weight:bold;">Triple-walled</td> <td data-sheets-value='{"1":2,"2":"Clear (A/H/H)"}' style="border-right:1px solid #000000;overflow:hidden;padding:0px 3px 0px 3px;vertical-align:bottom;font-weight:bold;">Clear (A/H/H)</td> <td data-sheets-numberformat='{"1":2,"2":"0.00","3":1}' data-sheets-value='{"1":3,"3":1.7}' style="overflow:hidden;padding:0px 3px 0px 3px;vertical-align:bottom;text-align:center;">1.70</td> <td data-sheets-numberformat='{"1":2,"2":"0","3":1}' data-sheets-value='{"1":3,"3":71}' style="overflow:hidden;padding:0px 3px 0px 3px;vertical-align:bottom;text-align:center;">71</td> <td data-sheets-numberformat='{"1":2,"2":"0","3":1}' data-sheets-value='{"1":3,"3":63}' style="overflow:hidden;padding:0px 3px 0px 3px;vertical-align:bottom;text-align:center;">63</td> <td data-sheets-numberformat='{"1":2,"2":"0","3":1}' data-sheets-value='{"1":3,"3":22}' style="border-right:1px solid #000000;overflow:hidden;padding:0px 3px 0px 3px;vertical-align:bottom;text-align:center;">22</td> </tr> <tr style="height:20px;"> <td style="border-left:1px solid #000000;overflow:hidden;padding:0px 3px 0px 3px;vertical-align:bottom;font-weight:bold;"></td> <td data-sheets-value='{"1":2,"2":"Triple-walled"}' style="overflow:hidden;padding:0px 3px 0px 3px;vertical-align:bottom;font-weight:bold;">Triple-walled</td> <td data-sheets-value='{"1":2,"2":"Opal (A/O/O)"}' style="border-right:1px solid #000000;overflow:hidden;padding:0px 3px 0px 3px;vertical-align:bottom;font-weight:bold;">Opal (A/O/O)</td> <td data-sheets-numberformat='{"1":2,"2":"0.00","3":1}' data-sheets-value='{"1":3,"3":1.7}' style="overflow:hidden;padding:0px 3px 0px 3px;vertical-align:bottom;text-align:center;">1.70</td> <td data-sheets-numberformat='{"1":2,"2":"0","3":1}' data-sheets-value='{"1":3,"3":61}' style="overflow:hidden;padding:0px 3px 0px 3px;vertical-align:bottom;text-align:center;">61</td> <td data-sheets-numberformat='{"1":2,"2":"0","3":1}' data-sheets-value='{"1":3,"3":48}' style="overflow:hidden;padding:0px 3px 0px 3px;vertical-align:bottom;text-align:center;">48</td> <td data-sheets-numberformat='{"1":2,"2":"0","3":1}' data-sheets-value='{"1":3,"3":22}' style="border-right:1px solid #000000;overflow:hidden;padding:0px 3px 0px 3px;vertical-align:bottom;text-align:center;">22</td> </tr> <tr style="height:20px;"> <td style="border-left:1px solid #000000;overflow:hidden;padding:0px 3px 0px 3px;vertical-align:bottom;font-weight:bold;"></td> <td data-sheets-value='{"1":2,"2":"Four-walled"}' style="overflow:hidden;padding:0px 3px 0px 3px;vertical-align:bottom;font-weight:bold;">Four-walled</td> <td data-sheets-value='{"1":2,"2":"Clear (A/H/H/H)"}' style="border-right:1px solid #000000;overflow:hidden;padding:0px 3px 0px 3px;vertical-align:bottom;font-weight:bold;">Clear (A/H/H/H)</td> <td data-sheets-numberformat='{"1":2,"2":"0.00","3":1}' data-sheets-value='{"1":3,"3":1.28}' style="overflow:hidden;padding:0px 3px 0px 3px;vertical-align:bottom;text-align:center;">1.28</td> <td data-sheets-numberformat='{"1":2,"2":"0","3":1}' data-sheets-value='{"1":3,"3":64}' style="overflow:hidden;padding:0px 3px 0px 3px;vertical-align:bottom;text-align:center;">64</td> <td data-sheets-numberformat='{"1":2,"2":"0","3":1}' data-sheets-value='{"1":3,"3":52}' style="overflow:hidden;padding:0px 3px 0px 3px;vertical-align:bottom;text-align:center;">52</td> <td data-sheets-numberformat='{"1":2,"2":"0","3":1}' data-sheets-value='{"1":3,"3":23}' style="border-right:1px solid #000000;overflow:hidden;padding:0px 3px 0px 3px;vertical-align:bottom;text-align:center;">23</td> </tr> <tr style="height:20px;"> <td style="border-bottom:1px solid #000000;border-left:1px solid #000000;overflow:hidden;padding:0px 3px 0px 3px;vertical-align:bottom;"></td> <td data-sheets-value='{"1":2,"2":"Four-walled"}' style="border-bottom:1px solid #000000;overflow:hidden;padding:0px 3px 0px 3px;vertical-align:bottom;font-weight:bold;">Four-walled</td> <td data-sheets-value='{"1":2,"2":"Opal (A/H/O/H)"}' style="border-right:1px solid #000000;border-bottom:1px solid #000000;overflow:hidden;padding:0px 3px 0px 3px;vertical-align:bottom;font-weight:bold;">Opal (A/H/O/H)</td> <td data-sheets-numberformat='{"1":2,"2":"0.00","3":1}' data-sheets-value='{"1":3,"3":1.28}' style="border-bottom:1px solid #000000;overflow:hidden;padding:0px 3px 0px 3px;vertical-align:bottom;text-align:center;">1.28</td> <td data-sheets-numberformat='{"1":2,"2":"0","3":1}' data-sheets-value='{"1":3,"3":59}' style="border-bottom:1px solid #000000;overflow:hidden;padding:0px 3px 0px 3px;vertical-align:bottom;text-align:center;">59</td> <td data-sheets-numberformat='{"1":2,"2":"0","3":1}' data-sheets-value='{"1":3,"3":46}' style="border-bottom:1px solid #000000;overflow:hidden;padding:0px 3px 0px 3px;vertical-align:bottom;text-align:center;">46</td> <td data-sheets-numberformat='{"1":2,"2":"0","3":1}' data-sheets-value='{"1":3,"3":23}' style="border-right:1px solid #000000;border-bottom:1px solid #000000;overflow:hidden;padding:0px 3px 0px 3px;vertical-align:bottom;text-align:center;">23</td> </tr> <tr style="height:20px;"> <td data-sheets-value='{"1":2,"2":"Polycarbonate"}' style="border-left:1px solid #000000;overflow:hidden;padding:0px 3px 0px 3px;vertical-align:bottom;font-weight:bold;">Polycarbonate</td> <td data-sheets-value='{"1":2,"2":"Single-walled"}' style="overflow:hidden;padding:0px 3px 0px 3px;vertical-align:bottom;font-weight:bold;">Single-walled</td> <td data-sheets-value='{"1":2,"2":"Heatstop Opal (T)"}' style="border-right:1px solid #000000;overflow:hidden;padding:0px 3px 0px 3px;vertical-align:bottom;font-weight:bold;">Heatstop Opal (T)</td> <td data-sheets-numberformat='{"1":2,"2":"0.00","3":1}' data-sheets-value='{"1":3,"3":5.17}' style="overflow:hidden;padding:0px 3px 0px 3px;vertical-align:bottom;text-align:center;">5.17</td> <td data-sheets-numberformat='{"1":2,"2":"0","3":1}' data-sheets-value='{"1":3,"3":49}' style="overflow:hidden;padding:0px 3px 0px 3px;vertical-align:bottom;text-align:center;">49</td> <td data-sheets-numberformat='{"1":2,"2":"0","3":1}' data-sheets-value='{"1":3,"3":59}' style="overflow:hidden;padding:0px 3px 0px 3px;vertical-align:bottom;text-align:center;">59</td> <td data-sheets-numberformat='{"1":2,"2":"0","3":1}' data-sheets-value='{"1":2,"2":"-"}' style="border-right:1px solid #000000;overflow:hidden;padding:0px 3px 0px 3px;vertical-align:bottom;text-align:center;">-</td> </tr> <tr style="height:20px;"> <td data-sheets-value='{"1":2,"2":"Heatstop PC"}' style="border-left:1px solid #000000;overflow:hidden;padding:0px 3px 0px 3px;vertical-align:bottom;font-weight:bold;">Heatstop PC</td> <td data-sheets-value='{"1":2,"2":"Double-walled"}' style="overflow:hidden;padding:0px 3px 0px 3px;vertical-align:bottom;font-weight:bold;">Double-walled</td> <td data-sheets-value='{"1":2,"2":"Clear (T/H)"}' style="border-right:1px solid #000000;overflow:hidden;padding:0px 3px 0px 3px;vertical-align:bottom;font-weight:bold;">Clear (T/H)</td> <td data-sheets-numberformat='{"1":2,"2":"0.00","3":1}' data-sheets-value='{"1":3,"3":2.9}' style="overflow:hidden;padding:0px 3px 0px 3px;vertical-align:bottom;text-align:center;">2.90</td> <td data-sheets-numberformat='{"1":2,"2":"0","3":1}' data-sheets-value='{"1":3,"3":44}' style="overflow:hidden;padding:0px 3px 0px 3px;vertical-align:bottom;text-align:center;">44</td> <td data-sheets-numberformat='{"1":2,"2":"0","3":1}' data-sheets-value='{"1":3,"3":51}' style="overflow:hidden;padding:0px 3px 0px 3px;vertical-align:bottom;text-align:center;">51</td> <td data-sheets-numberformat='{"1":2,"2":"0","3":1}' data-sheets-value='{"1":3,"3":20}' style="border-right:1px solid #000000;overflow:hidden;padding:0px 3px 0px 3px;vertical-align:bottom;text-align:center;">20</td> </tr> <tr style="height:20px;"> <td style="border-left:1px solid #000000;overflow:hidden;padding:0px 3px 0px 3px;vertical-align:bottom;font-weight:bold;"></td> <td data-sheets-value='{"1":2,"2":"Double-walled"}' style="overflow:hidden;padding:0px 3px 0px 3px;vertical-align:bottom;font-weight:bold;">Double-walled</td> <td data-sheets-value='{"1":2,"2":"Opal (T/O)"}' style="border-right:1px solid #000000;overflow:hidden;padding:0px 3px 0px 3px;vertical-align:bottom;font-weight:bold;">Opal (T/O)</td> <td data-sheets-numberformat='{"1":2,"2":"0.00","3":1}' data-sheets-value='{"1":3,"3":2.9}' style="overflow:hidden;padding:0px 3px 0px 3px;vertical-align:bottom;text-align:center;">2.90</td> <td data-sheets-numberformat='{"1":2,"2":"0","3":1}' data-sheets-value='{"1":3,"3":41}' style="overflow:hidden;padding:0px 3px 0px 3px;vertical-align:bottom;text-align:center;">41</td> <td data-sheets-numberformat='{"1":2,"2":"0","3":1}' data-sheets-value='{"1":3,"3":45}' style="overflow:hidden;padding:0px 3px 0px 3px;vertical-align:bottom;text-align:center;">45</td> <td data-sheets-numberformat='{"1":2,"2":"0","3":1}' data-sheets-value='{"1":3,"3":20}' style="border-right:1px solid #000000;overflow:hidden;padding:0px 3px 0px 3px;vertical-align:bottom;text-align:center;">20</td> </tr> <tr style="height:20px;"> <td style="border-left:1px solid #000000;overflow:hidden;padding:0px 3px 0px 3px;vertical-align:bottom;font-weight:bold;"></td> <td data-sheets-value='{"1":2,"2":"Triple-walled"}' style="overflow:hidden; | skylux-160-ce-met-koepel-en-pvc-opstand-30-20-met-lm-motor-1550-x-1550-mm | 8586031989069 | 46872356454733
Smoke and heat exhaust (SHEV) | SHE system | Skylux | Skylux 160° CE with skylight and PVC curb 30/20 with LM-actuator 1600 x 1600 mm |  | 33438 | 5412970334385 | 5449.85 | Yes | 30-45 | 99.22 | 1600 x 1600 mm | 1600 | 1600 |  | PVC 30/20 (30 cm high & roof opening = 20 cm larger than daylight size) | Square | 5.17 W/m²K - 1.28 W/m²K | 87% - 32% | 90% - 32% | 20dB - 23dB | 160° CE (for industry) | skylight | without spoiler | E | Single actuator | Maximum four-walled skylight possible for this product | Ut-value LT-value g-value Rw-value EN 1873 : 2014 EN ISO 13468 EN 16153 EN 410 EN 410 EN ISO 140-3 Material Walls Shells (W/m²K) (%) (%) (dB) Acrylic Single-walled Clear (H) 5.17 90 87 - PMMA Single-walled Opal (O) 5.17 83 76 - Double-walled Clear (H/H) 2.90 81 75 20 Double-walled Opal (O/O) 2.90 69 58 20 Triple-walled Clear (H/H/H) 1.70 73 65 22 Triple-walled Opal (O/H/O) 1.70 62 51 22 Four-walled Clear (H/H/H/H) 1.28 64 54 23 Four-walled Opal (H/H/O/H) 1.28 59 48 23 Polycarbonate Single-walled Clear (A) 5.17 88 83 - PC Single-walled Opal (D) 5.17 58 60 - Double-walled Clear (A/H) 2.90 79 72 20 Double-walled Clear (A/A) 2.90 77 69 20 Double-walled Opal (A/O) 2.90 73 63 20 Double-walled Opal (A/D) 2.90 51 50 20 Triple-walled Clear (A/H/H) 1.70 71 63 22 Triple-walled Opal (A/O/O) 1.70 61 48 22 Four-walled Clear (A/H/H/H) 1.28 64 52 23 Four-walled Opal (A/H/O/H) 1.28 59 46 23 Polycarbonate Single-walled Heatstop Opal (T) 5.17 49 59 - Heatstop PC Double-walled Clear (T/H) 2.90 44 51 20 Double-walled Opal (T/O) 2.90 41 45 20 Triple-walled Clear (T/H/H) 1.70 40 <td data-sheets-numberformat='{"1":2,"2":"0","3":1}' data-sheets-value='{"1":3,"3":44}' style="overflow:hidden;paddin | https://skylux.eu/en/products/skylux-160-ce-met-koepel-en-pvc-opstand-30-20-met-lm-motor-1600-x-1600-mm | https://skylux.eu/cdn/shop/files/Skylux-160deg-CE-met-koepel-en-pvc-opstand-3020-met-LM-motor-1600-x-1600-mm-RWA-systeem.jpg?v=1702980605&width=1600 | https://skylux.eu/cdn/shop/files/e5a82811-1bb0-48e4-a776-cacb59c7c092_7454a388-d75e-45e2-b394-b2ae08e79b9b.jpg?v=1688551166&width=1600 | //skylux.eu/cdn/shop/files/E_MH_Mounting_instructions_Skylux_160_CE_LM.pdf?v=12406716259046007223 | //skylux.eu/cdn/shop/files/E_TD_Technical_File_Skylux_Skylux_160_CE_Electric.pdf?v=3667116872303399239 | <style type="text/css" id="isPasted"> <!--td { border: 1px solid #cccccc; } br { mso-data-placement: same-cell; } --> </style> <table border="1" cellpadding="0" cellspacing="0" dir="ltr" style="table-layout:fixed;font-size:10pt;font-family:Arial;border-collapse:collapse;border:none;"><tbody> <tr style="height:20px;"> <td style="overflow:hidden;padding:0px 3px 0px 3px;vertical-align:bottom;"></td> <td style="overflow:hidden;padding:0px 3px 0px 3px;vertical-align:bottom;"></td> <td style="overflow:hidden;padding:0px 3px 0px 3px;vertical-align:bottom;"></td> <td data-sheets-value='{"1":2,"2":"Ut-value"}' style="overflow:hidden;padding:0px 3px 0px 3px;vertical-align:bottom;font-weight:bold;text-align:center;">Ut-value</td> <td data-sheets-value='{"1":2,"2":"LT-value"}' style="overflow:hidden;padding:0px 3px 0px 3px;vertical-align:bottom;font-weight:bold;text-align:center;">LT-value</td> <td data-sheets-value='{"1":2,"2":"g-value"}' style="overflow:hidden;padding:0px 3px 0px 3px;vertical-align:bottom;font-weight:bold;text-align:center;">g-value</td> <td data-sheets-value='{"1":2,"2":"Rw-value "}' style="overflow:hidden;padding:0px 3px 0px 3px;vertical-align:bottom;font-weight:bold;text-align:center;">Rw-value </td> </tr> <tr style="height:20px;"> <td style="overflow:hidden;padding:0px 3px 0px 3px;vertical-align:bottom;"></td> <td style="overflow:hidden;padding:0px 3px 0px 3px;vertical-align:bottom;"></td> <td style="overflow:hidden;padding:0px 3px 0px 3px;vertical-align:bottom;"></td> <td data-sheets-numberformat='{"1":2,"2":"0.00","3":1}' data-sheets-value='{"1":2,"2":"EN 1873 : 2014"}' style="overflow:hidden;padding:0px 3px 0px 3px;vertical-align:bottom;text-align:center;">EN 1873 : 2014</td> <td data-sheets-numberformat='{"1":2,"2":"0","3":1}' data-sheets-value='{"1":2,"2":"EN ISO 13468 EN 16153 EN 410"}' style="overflow:hidden;padding:0px 3px 0px 3px;vertical-align:bottom;text-align:center;">EN ISO 13468 EN 16153 EN 410</td> <td data-sheets-numberformat='{"1":2,"2":"0","3":1}' data-sheets-value='{"1":2,"2":"EN 410"}' style="overflow:hidden;padding:0px 3px 0px 3px;vertical-align:bottom;text-align:center;">EN 410</td> <td data-sheets-value='{"1":2,"2":"EN ISO 140-3\t\t"}' style="overflow:hidden;padding:0px 3px 0px 3px;vertical-align:bottom;text-align:center;">EN ISO 140-3 </td> </tr> <tr style="height:20px;"> <td data-sheets-value='{"1":2,"2":"Material"}' style="border-bottom:1px solid #000000;overflow:hidden;padding:0px 3px 0px 3px;vertical-align:bottom;background-color:#000000;font-weight:bold;color:#ffffff;">Material</td> <td data-sheets-value='{"1":2,"2":"Walls"}' style="border-bottom:1px solid #000000;overflow:hidden;padding:0px 3px 0px 3px;vertical-align:bottom;background-color:#000000;font-weight:bold;color:#ffffff;">Walls</td> <td data-sheets-value='{"1":2,"2":"Shells"}' style="border-bottom:1px solid #000000;overflow:hidden;padding:0px 3px 0px 3px;vertical-align:bottom;background-color:#000000;font-weight:bold;color:#ffffff;">Shells</td> <td data-sheets-numberformat='{"1":2,"2":"0.00","3":1}' data-sheets-value='{"1":2,"2":"(W/m²K)\t"}' style="border-bottom:1px solid #000000;overflow:hidden;padding:0px 3px 0px 3px;vertical-align:bottom;background-color:#000000;font-weight:bold;color:#ffffff;text-align:center;">(W/m²K) </td> <td data-sheets-numberformat='{"1":2,"2":"0","3":1}' data-sheets-value='{"1":2,"2":"(%)"}' style="border-bottom:1px solid #000000;overflow:hidden;padding:0px 3px 0px 3px;vertical-align:bottom;background-color:#000000;font-weight:bold;color:#ffffff;text-align:center;">(%)</td> <td data-sheets-numberformat='{"1":2,"2":"0","3":1}' data-sheets-value='{"1":2,"2":"(%)"}' style="border-bottom:1px solid #000000;overflow:hidden;padding:0px 3px 0px 3px;vertical-align:bottom;background-color:#000000;font-weight:bold;color:#ffffff;text-align:center;">(%)</td> <td data-sheets-value='{"1":2,"2":"(dB)"}' style="border-bottom:1px solid #000000;overflow:hidden;padding:0px 3px 0px 3px;vertical-align:bottom;background-color:#000000;font-weight:bold;color:#ffffff;text-align:center;">(dB)</td> </tr> <tr style="height:20px;"> <td data-sheets-value='{"1":2,"2":"Acrylic"}' style="border-left:1px solid #000000;overflow:hidden;padding:0px 3px 0px 3px;vertical-align:bottom;font-weight:bold;">Acrylic</td> <td data-sheets-value='{"1":2,"2":"Single-walled"}' style="overflow:hidden;padding:0px 3px 0px 3px;vertical-align:bottom;font-weight:bold;">Single-walled</td> <td data-sheets-value='{"1":2,"2":"Clear (H)"}' style="border-right:1px solid #000000;overflow:hidden;padding:0px 3px 0px 3px;vertical-align:bottom;font-weight:bold;">Clear (H)</td> <td data-sheets-numberformat='{"1":2,"2":"0.00","3":1}' data-sheets-value='{"1":3,"3":5.17}' style="overflow:hidden;padding:0px 3px 0px 3px;vertical-align:bottom;text-align:center;">5.17</td> <td data-sheets-numberformat='{"1":2,"2":"0","3":1}' data-sheets-value='{"1":3,"3":90}' style="overflow:hidden;padding:0px 3px 0px 3px;vertical-align:bottom;text-align:center;">90</td> <td data-sheets-numberformat='{"1":2,"2":"0","3":1}' data-sheets-value='{"1":3,"3":87}' style="overflow:hidden;padding:0px 3px 0px 3px;vertical-align:bottom;text-align:center;">87</td> <td data-sheets-numberformat='{"1":2,"2":"0","3":1}' data-sheets-value='{"1":2,"2":"-"}' style="border-right:1px solid #000000;overflow:hidden;padding:0px 3px 0px 3px;vertical-align:bottom;text-align:center;">-</td> </tr> <tr style="height:20px;"> <td data-sheets-value='{"1":2,"2":"PMMA"}' style="border-left:1px solid #000000;overflow:hidden;padding:0px 3px 0px 3px;vertical-align:bottom;font-weight:bold;">PMMA</td> <td data-sheets-value='{"1":2,"2":"Single-walled"}' style="overflow:hidden;padding:0px 3px 0px 3px;vertical-align:bottom;font-weight:bold;">Single-walled</td> <td data-sheets-value='{"1":2,"2":"Opal (O)"}' style="border-right:1px solid #000000;overflow:hidden;padding:0px 3px 0px 3px;vertical-align:bottom;font-weight:bold;">Opal (O)</td> <td data-sheets-numberformat='{"1":2,"2":"0.00","3":1}' data-sheets-value='{"1":3,"3":5.17}' style="overflow:hidden;padding:0px 3px 0px 3px;vertical-align:bottom;text-align:center;">5.17</td> <td data-sheets-numberformat='{"1":2,"2":"0","3":1}' data-sheets-value='{"1":3,"3":83}' style="overflow:hidden;padding:0px 3px 0px 3px;vertical-align:bottom;text-align:center;">83</td> <td data-sheets-numberformat='{"1":2,"2":"0","3":1}' data-sheets-value='{"1":3,"3":76}' style="overflow:hidden;padding:0px 3px 0px 3px;vertical-align:bottom;text-align:center;">76</td> <td data-sheets-numberformat='{"1":2,"2":"0","3":1}' data-sheets-value='{"1":2,"2":"-"}' style="border-right:1px solid #000000;overflow:hidden;padding:0px 3px 0px 3px;vertical-align:bottom;text-align:center;">-</td> </tr> <tr style="height:20px;"> <td style="border-left:1px solid #000000;overflow:hidden;padding:0px 3px 0px 3px;vertical-align:bottom;font-weight:bold;"></td> <td data-sheets-value='{"1":2,"2":"Double-walled"}' style="overflow:hidden;padding:0px 3px 0px 3px;vertical-align:bottom;font-weight:bold;">Double-walled</td> <td data-sheets-value='{"1":2,"2":"Clear (H/H)"}' style="border-right:1px solid #000000;overflow:hidden;padding:0px 3px 0px 3px;vertical-align:bottom;font-weight:bold;">Clear (H/H)</td> <td data-sheets-numberformat='{"1":2,"2":"0.00","3":1}' data-sheets-value='{"1":3,"3":2.9}' style="overflow:hidden;padding:0px 3px 0px 3px;vertical-align:bottom;text-align:center;">2.90</td> <td data-sheets-numberformat='{"1":2,"2":"0","3":1}' data-sheets-value='{"1":3,"3":81}' style="overflow:hidden;padding:0px 3px 0px 3px;vertical-align:bottom;text-align:center;">81</td> <td data-sheets-numberformat='{"1":2,"2":"0","3":1}' data-sheets-value='{"1":3,"3":75}' style="overflow:hidden;padding:0px 3px 0px 3px;vertical-align:bottom;text-align:center;">75</td> <td data-sheets-numberformat='{"1":2,"2":"0","3":1}' data-sheets-value='{"1":3,"3":20}' style="border-right:1px solid #000000;overflow:hidden;padding:0px 3px 0px 3px;vertical-align:bottom;text-align:center;">20</td> </tr> <tr style="height:20px;"> <td style="border-left:1px solid #000000;overflow:hidden;padding:0px 3px 0px 3px;vertical-align:bottom;font-weight:bold;"></td> <td data-sheets-value='{"1":2,"2":"Double-walled"}' style="overflow:hidden;padding:0px 3px 0px 3px;vertical-align:bottom;font-weight:bold;">Double-walled</td> <td data-sheets-value='{"1":2,"2":"Opal (O/O)"}' style="border-right:1px solid #000000;overflow:hidden;padding:0px 3px 0px 3px;vertical-align:bottom;font-weight:bold;">Opal (O/O)</td> <td data-sheets-numberformat='{"1":2,"2":"0.00","3":1}' data-sheets-value='{"1":3,"3":2.9}' style="overflow:hidden;padding:0px 3px 0px 3px;vertical-align:bottom;text-align:center;">2.90</td> <td data-sheets-numberformat='{"1":2,"2":"0","3":1}' data-sheets-value='{"1":3,"3":69}' style="overflow:hidden;padding:0px 3px 0px 3px;vertical-align:bottom;text-align:center;">69</td> <td data-sheets-numberformat='{"1":2,"2":"0","3":1}' data-sheets-value='{"1":3,"3":58}' style="overflow:hidden;padding:0px 3px 0px 3px;vertical-align:bottom;text-align:center;">58</td> <td data-sheets-numberformat='{"1":2,"2":"0","3":1}' data-sheets-value='{"1":3,"3":20}' style="border-right:1px solid #000000;overflow:hidden;padding:0px 3px 0px 3px;vertical-align:bottom;text-align:center;">20</td> </tr> <tr style="height:20px;"> <td style="border-left:1px solid #000000;overflow:hidden;padding:0px 3px 0px 3px;vertical-align:bottom;font-weight:bold;"></td> <td data-sheets-value='{"1":2,"2":"Triple-walled"}' style="overflow:hidden;padding:0px 3px 0px 3px;vertical-align:bottom;font-weight:bold;">Triple-walled</td> <td data-sheets-value='{"1":2,"2":"Clear (H/H/H)"}' style="border-right:1px solid #000000;overflow:hidden;padding:0px 3px 0px 3px;vertical-align:bottom;font-weight:bold;">Clear (H/H/H)</td> <td data-sheets-numberformat='{"1":2,"2":"0.00","3":1}' data-sheets-value='{"1":3,"3":1.7}' style="overflow:hidden;padding:0px 3px 0px 3px;vertical-align:bottom;text-align:center;">1.70</td> <td data-sheets-numberformat='{"1":2,"2":"0","3":1}' data-sheets-value='{"1":3,"3":73}' style="overflow:hidden;padding:0px 3px 0px 3px;vertical-align:bottom;text-align:center;">73</td> <td data-sheets-numberformat='{"1":2,"2":"0","3":1}' data-sheets-value='{"1":3,"3":65}' style="overflow:hidden;padding:0px 3px 0px 3px;vertical-align:bottom;text-align:center;">65</td> <td data-sheets-numberformat='{"1":2,"2":"0","3":1}' data-sheets-value='{"1":3,"3":22}' style="border-right:1px solid #000000;overflow:hidden;padding:0px 3px 0px 3px;vertical-align:bottom;text-align:center;">22</td> </tr> <tr style="height:20px;"> <td style="border-left:1px solid #000000;overflow:hidden;padding:0px 3px 0px 3px;vertical-align:bottom;font-weight:bold;"></td> <td data-sheets-value='{"1":2,"2":"Triple-walled"}' style="overflow:hidden;padding:0px 3px 0px 3px;vertical-align:bottom;font-weight:bold;">Triple-walled</td> <td data-sheets-value='{"1":2,"2":"Opal (O/H/O)"}' style="border-right:1px solid #000000;overflow:hidden;padding:0px 3px 0px 3px;vertical-align:bottom;font-weight:bold;">Opal (O/H/O)</td> <td data-sheets-numberformat='{"1":2,"2":"0.00","3":1}' data-sheets-value='{"1":3,"3":1.7}' style="overflow:hidden;padding:0px 3px 0px 3px;vertical-align:bottom;text-align:center;">1.70</td> <td data-sheets-numberformat='{"1":2,"2":"0","3":1}' data-sheets-value='{"1":3,"3":62}' style="overflow:hidden;padding:0px 3px 0px 3px;vertical-align:bottom;text-align:center;">62</td> <td data-sheets-numberformat='{"1":2,"2":"0","3":1}' data-sheets-value='{"1":3,"3":51}' style="overflow:hidden;padding:0px 3px 0px 3px;vertical-align:bottom;text-align:center;">51</td> <td data-sheets-numberformat='{"1":2,"2":"0","3":1}' data-sheets-value='{"1":3,"3":22}' style="border-right:1px solid #000000;overflow:hidden;padding:0px 3px 0px 3px;vertical-align:bottom;text-align:center;">22</td> </tr> <tr style="height:20px;"> <td style="border-left:1px solid #000000;overflow:hidden;padding:0px 3px 0px 3px;vertical-align:bottom;font-weight:bold;"></td> <td data-sheets-value='{"1":2,"2":"Four-walled"}' style="overflow:hidden;padding:0px 3px 0px 3px;vertical-align:bottom;font-weight:bold;">Four-walled</td> <td data-sheets-value='{"1":2,"2":"Clear (H/H/H/H)"}' style="border-right:1px solid #000000;overflow:hidden;padding:0px 3px 0px 3px;vertical-align:bottom;font-weight:bold;">Clear (H/H/H/H)</td> <td data-sheets-numberformat='{"1":2,"2":"0.00","3":1}' data-sheets-value='{"1":3,"3":1.28}' style="overflow:hidden;padding:0px 3px 0px 3px;vertical-align:bottom;text-align:center;">1.28</td> <td data-sheets-numberformat='{"1":2,"2":"0","3":1}' data-sheets-value='{"1":3,"3":64}' style="overflow:hidden;padding:0px 3px 0px 3px;vertical-align:bottom;text-align:center;">64</td> <td data-sheets-numberformat='{"1":2,"2":"0","3":1}' data-sheets-value='{"1":3,"3":54}' style="overflow:hidden;padding:0px 3px 0px 3px;vertical-align:bottom;text-align:center;">54</td> <td data-sheets-numberformat='{"1":2,"2":"0","3":1}' data-sheets-value='{"1":3,"3":23}' style="border-right:1px solid #000000;overflow:hidden;padding:0px 3px 0px 3px;vertical-align:bottom;text-align:center;">23</td> </tr> <tr style="height:20px;"> <td style="border-bottom:1px solid #000000;border-left:1px solid #000000;overflow:hidden;padding:0px 3px 0px 3px;vertical-align:bottom;"></td> <td data-sheets-value='{"1":2,"2":"Four-walled"}' style="border-bottom:1px solid #000000;overflow:hidden;padding:0px 3px 0px 3px;vertical-align:bottom;font-weight:bold;">Four-walled</td> <td data-sheets-value='{"1":2,"2":"Opal (H/H/O/H)"}' style="border-right:1px solid #000000;border-bottom:1px solid #000000;overflow:hidden;padding:0px 3px 0px 3px;vertical-align:bottom;font-weight:bold;">Opal (H/H/O/H)</td> <td data-sheets-numberformat='{"1":2,"2":"0.00","3":1}' data-sheets-value='{"1":3,"3":1.28}' style="border-bottom:1px solid #000000;overflow:hidden;padding:0px 3px 0px 3px;vertical-align:bottom;text-align:center;">1.28</td> <td data-sheets-numberformat='{"1":2,"2":"0","3":1}' data-sheets-value='{"1":3,"3":59}' style="border-bottom:1px solid #000000;overflow:hidden;padding:0px 3px 0px 3px;vertical-align:bottom;text-align:center;">59</td> <td data-sheets-numberformat='{"1":2,"2":"0","3":1}' data-sheets-value='{"1":3,"3":48}' style="border-bottom:1px solid #000000;overflow:hidden;padding:0px 3px 0px 3px;vertical-align:bottom;text-align:center;">48</td> <td data-sheets-numberformat='{"1":2,"2":"0","3":1}' data-sheets-value='{"1":3,"3":23}' style="border-right:1px solid #000000;border-bottom:1px solid #000000;overflow:hidden;padding:0px 3px 0px 3px;vertical-align:bottom;text-align:center;">23</td> </tr> <tr style="height:20px;"> <td data-sheets-value='{"1":2,"2":"Polycarbonate "}' style="border-left:1px solid #000000;overflow:hidden;padding:0px 3px 0px 3px;vertical-align:bottom;font-weight:bold;">Polycarbonate </td> <td data-sheets-value='{"1":2,"2":"Single-walled"}' style="overflow:hidden;padding:0px 3px 0px 3px;vertical-align:bottom;font-weight:bold;">Single-walled</td> <td data-sheets-value='{"1":2,"2":"Clear (A)"}' style="border-right:1px solid #000000;overflow:hidden;padding:0px 3px 0px 3px;vertical-align:bottom;font-weight:bold;">Clear (A)</td> <td data-sheets-numberformat='{"1":2,"2":"0.00","3":1}' data-sheets-value='{"1":3,"3":5.17}' style="overflow:hidden;padding:0px 3px 0px 3px;vertical-align:bottom;text-align:center;">5.17</td> <td data-sheets-numberformat='{"1":2,"2":"0","3":1}' data-sheets-value='{"1":3,"3":88}' style="overflow:hidden;padding:0px 3px 0px 3px;vertical-align:bottom;text-align:center;">88</td> <td data-sheets-numberformat='{"1":2,"2":"0","3":1}' data-sheets-value='{"1":3,"3":83}' style="overflow:hidden;padding:0px 3px 0px 3px;vertical-align:bottom;text-align:center;">83</td> <td data-sheets-numberformat='{"1":2,"2":"0","3":1}' data-sheets-value='{"1":2,"2":"-"}' style="border-right:1px solid #000000;overflow:hidden;padding:0px 3px 0px 3px;vertical-align:bottom;text-align:center;">-</td> </tr> <tr style="height:20px;"> <td data-sheets-value='{"1":2,"2":"PC"}' style="border-left:1px solid #000000;overflow:hidden;padding:0px 3px 0px 3px;vertical-align:bottom;font-weight:bold;">PC</td> <td data-sheets-value='{"1":2,"2":"Single-walled"}' style="overflow:hidden;padding:0px 3px 0px 3px;vertical-align:bottom;font-weight:bold;">Single-walled</td> <td data-sheets-value='{"1":2,"2":"Opal (D)"}' style="border-right:1px solid #000000;overflow:hidden;padding:0px 3px 0px 3px;vertical-align:bottom;font-weight:bold;">Opal (D)</td> <td data-sheets-numberformat='{"1":2,"2":"0.00","3":1}' data-sheets-value='{"1":3,"3":5.17}' style="overflow:hidden;padding:0px 3px 0px 3px;vertical-align:bottom;text-align:center;">5.17</td> <td data-sheets-numberformat='{"1":2,"2":"0","3":1}' data-sheets-value='{"1":3,"3":58}' style="overflow:hidden;padding:0px 3px 0px 3px;vertical-align:bottom;text-align:center;">58</td> <td data-sheets-numberformat='{"1":2,"2":"0","3":1}' data-sheets-value='{"1":3,"3":60}' style="overflow:hidden;padding:0px 3px 0px 3px;vertical-align:bottom;text-align:center;">60</td> <td data-sheets-numberformat='{"1":2,"2":"0","3":1}' data-sheets-value='{"1":2,"2":"-"}' style="border-right:1px solid #000000;overflow:hidden;padding:0px 3px 0px 3px;vertical-align:bottom;text-align:center;">-</td> </tr> <tr style="height:20px;"> <td style="border-left:1px solid #000000;overflow:hidden;padding:0px 3px 0px 3px;vertical-align:bottom;font-weight:bold;"></td> <td data-sheets-value='{"1":2,"2":"Double-walled"}' style="overflow:hidden;padding:0px 3px 0px 3px;vertical-align:bottom;font-weight:bold;">Double-walled</td> <td data-sheets-value='{"1":2,"2":"Clear (A/H)"}' style="border-right:1px solid #000000;overflow:hidden;padding:0px 3px 0px 3px;vertical-align:bottom;font-weight:bold;">Clear (A/H)</td> <td data-sheets-numberformat='{"1":2,"2":"0.00","3":1}' data-sheets-value='{"1":3,"3":2.9}' style="overflow:hidden;padding:0px 3px 0px 3px;vertical-align:bottom;text-align:center;">2.90</td> <td data-sheets-numberformat='{"1":2,"2":"0","3":1}' data-sheets-value='{"1":3,"3":79}' style="overflow:hidden;padding:0px 3px 0px 3px;vertical-align:bottom;text-align:center;">79</td> <td data-sheets-numberformat='{"1":2,"2":"0","3":1}' data-sheets-value='{"1":3,"3":72}' style="overflow:hidden;padding:0px 3px 0px 3px;vertical-align:bottom;text-align:center;">72</td> <td data-sheets-numberformat='{"1":2,"2":"0","3":1}' data-sheets-value='{"1":3,"3":20}' style="border-right:1px solid #000000;overflow:hidden;padding:0px 3px 0px 3px;vertical-align:bottom;text-align:center;">20</td> </tr> <tr style="height:20px;"> <td style="border-left:1px solid #000000;overflow:hidden;padding:0px 3px 0px 3px;vertical-align:bottom;font-weight:bold;"></td> <td data-sheets-value='{"1":2,"2":"Double-walled"}' style="overflow:hidden;padding:0px 3px 0px 3px;vertical-align:bottom;font-weight:bold;">Double-walled</td> <td data-sheets-value='{"1":2,"2":"Clear (A/A)"}' style="border-right:1px solid #000000;overflow:hidden;padding:0px 3px 0px 3px;vertical-align:bottom;font-weight:bold;">Clear (A/A)</td> <td data-sheets-numberformat='{"1":2,"2":"0.00","3":1}' data-sheets-value='{"1":3,"3":2.9}' style="overflow:hidden;padding:0px 3px 0px 3px;vertical-align:bottom;text-align:center;">2.90</td> <td data-sheets-numberformat='{"1":2,"2":"0","3":1}' data-sheets-value='{"1":3,"3":77}' style="overflow:hidden;padding:0px 3px 0px 3px;vertical-align:bottom;text-align:center;">77</td> <td data-sheets-numberformat='{"1":2,"2":"0","3":1}' data-sheets-value='{"1":3,"3":69}' style="overflow:hidden;padding:0px 3px 0px 3px;vertical-align:bottom;text-align:center;">69</td> <td data-sheets-numberformat='{"1":2,"2":"0","3":1}' data-sheets-value='{"1":3,"3":20}' style="border-right:1px solid #000000;overflow:hidden;padding:0px 3px 0px 3px;vertical-align:bottom;text-align:center;">20</td> </tr> <tr style="height:20px;"> <td style="border-left:1px solid #000000;overflow:hidden;padding:0px 3px 0px 3px;vertical-align:bottom;font-weight:bold;"></td> <td data-sheets-value='{"1":2,"2":"Double-walled"}' style="overflow:hidden;padding:0px 3px 0px 3px;vertical-align:bottom;font-weight:bold;">Double-walled</td> <td data-sheets-value='{"1":2,"2":"Opal (A/O)"}' style="border-right:1px solid #000000;overflow:hidden;padding:0px 3px 0px 3px;vertical-align:bottom;font-weight:bold;">Opal (A/O)</td> <td data-sheets-numberformat='{"1":2,"2":"0.00","3":1}' data-sheets-value='{"1":3,"3":2.9}' style="overflow:hidden;padding:0px 3px 0px 3px;vertical-align:bottom;text-align:center;">2.90</td> <td data-sheets-numberformat='{"1":2,"2":"0","3":1}' data-sheets-value='{"1":3,"3":73}' style="overflow:hidden;padding:0px 3px 0px 3px;vertical-align:bottom;text-align:center;">73</td> <td data-sheets-numberformat='{"1":2,"2":"0","3":1}' data-sheets-value='{"1":3,"3":63}' style="overflow:hidden;padding:0px 3px 0px 3px;vertical-align:bottom;text-align:center;">63</td> <td data-sheets-numberformat='{"1":2,"2":"0","3":1}' data-sheets-value='{"1":3,"3":20}' style="border-right:1px solid #000000;overflow:hidden;padding:0px 3px 0px 3px;vertical-align:bottom;text-align:center;">20</td> </tr> <tr style="height:20px;"> <td style="border-left:1px solid #000000;overflow:hidden;padding:0px 3px 0px 3px;vertical-align:bottom;font-weight:bold;"></td> <td data-sheets-value='{"1":2,"2":"Double-walled"}' style="overflow:hidden;padding:0px 3px 0px 3px;vertical-align:bottom;font-weight:bold;">Double-walled</td> <td data-sheets-value='{"1":2,"2":"Opal (A/D)"}' style="border-right:1px solid #000000;overflow:hidden;padding:0px 3px 0px 3px;vertical-align:bottom;font-weight:bold;">Opal (A/D)</td> <td data-sheets-numberformat='{"1":2,"2":"0.00","3":1}' data-sheets-value='{"1":3,"3":2.9}' style="overflow:hidden;padding:0px 3px 0px 3px;vertical-align:bottom;text-align:center;">2.90</td> <td data-sheets-numberformat='{"1":2,"2":"0","3":1}' data-sheets-value='{"1":3,"3":51}' style="overflow:hidden;padding:0px 3px 0px 3px;vertical-align:bottom;text-align:center;">51</td> <td data-sheets-numberformat='{"1":2,"2":"0","3":1}' data-sheets-value='{"1":3,"3":50}' style="overflow:hidden;padding:0px 3px 0px 3px;vertical-align:bottom;text-align:center;">50</td> <td data-sheets-numberformat='{"1":2,"2":"0","3":1}' data-sheets-value='{"1":3,"3":20}' style="border-right:1px solid #000000;overflow:hidden;padding:0px 3px 0px 3px;vertical-align:bottom;text-align:center;">20</td> </tr> <tr style="height:20px;"> <td style="border-left:1px solid #000000;overflow:hidden;padding:0px 3px 0px 3px;vertical-align:bottom;font-weight:bold;"></td> <td data-sheets-value='{"1":2,"2":"Triple-walled"}' style="overflow:hidden;padding:0px 3px 0px 3px;vertical-align:bottom;font-weight:bold;">Triple-walled</td> <td data-sheets-value='{"1":2,"2":"Clear (A/H/H)"}' style="border-right:1px solid #000000;overflow:hidden;padding:0px 3px 0px 3px;vertical-align:bottom;font-weight:bold;">Clear (A/H/H)</td> <td data-sheets-numberformat='{"1":2,"2":"0.00","3":1}' data-sheets-value='{"1":3,"3":1.7}' style="overflow:hidden;padding:0px 3px 0px 3px;vertical-align:bottom;text-align:center;">1.70</td> <td data-sheets-numberformat='{"1":2,"2":"0","3":1}' data-sheets-value='{"1":3,"3":71}' style="overflow:hidden;padding:0px 3px 0px 3px;vertical-align:bottom;text-align:center;">71</td> <td data-sheets-numberformat='{"1":2,"2":"0","3":1}' data-sheets-value='{"1":3,"3":63}' style="overflow:hidden;padding:0px 3px 0px 3px;vertical-align:bottom;text-align:center;">63</td> <td data-sheets-numberformat='{"1":2,"2":"0","3":1}' data-sheets-value='{"1":3,"3":22}' style="border-right:1px solid #000000;overflow:hidden;padding:0px 3px 0px 3px;vertical-align:bottom;text-align:center;">22</td> </tr> <tr style="height:20px;"> <td style="border-left:1px solid #000000;overflow:hidden;padding:0px 3px 0px 3px;vertical-align:bottom;font-weight:bold;"></td> <td data-sheets-value='{"1":2,"2":"Triple-walled"}' style="overflow:hidden;padding:0px 3px 0px 3px;vertical-align:bottom;font-weight:bold;">Triple-walled</td> <td data-sheets-value='{"1":2,"2":"Opal (A/O/O)"}' style="border-right:1px solid #000000;overflow:hidden;padding:0px 3px 0px 3px;vertical-align:bottom;font-weight:bold;">Opal (A/O/O)</td> <td data-sheets-numberformat='{"1":2,"2":"0.00","3":1}' data-sheets-value='{"1":3,"3":1.7}' style="overflow:hidden;padding:0px 3px 0px 3px;vertical-align:bottom;text-align:center;">1.70</td> <td data-sheets-numberformat='{"1":2,"2":"0","3":1}' data-sheets-value='{"1":3,"3":61}' style="overflow:hidden;padding:0px 3px 0px 3px;vertical-align:bottom;text-align:center;">61</td> <td data-sheets-numberformat='{"1":2,"2":"0","3":1}' data-sheets-value='{"1":3,"3":48}' style="overflow:hidden;padding:0px 3px 0px 3px;vertical-align:bottom;text-align:center;">48</td> <td data-sheets-numberformat='{"1":2,"2":"0","3":1}' data-sheets-value='{"1":3,"3":22}' style="border-right:1px solid #000000;overflow:hidden;padding:0px 3px 0px 3px;vertical-align:bottom;text-align:center;">22</td> </tr> <tr style="height:20px;"> <td style="border-left:1px solid #000000;overflow:hidden;padding:0px 3px 0px 3px;vertical-align:bottom;font-weight:bold;"></td> <td data-sheets-value='{"1":2,"2":"Four-walled"}' style="overflow:hidden;padding:0px 3px 0px 3px;vertical-align:bottom;font-weight:bold;">Four-walled</td> <td data-sheets-value='{"1":2,"2":"Clear (A/H/H/H)"}' style="border-right:1px solid #000000;overflow:hidden;padding:0px 3px 0px 3px;vertical-align:bottom;font-weight:bold;">Clear (A/H/H/H)</td> <td data-sheets-numberformat='{"1":2,"2":"0.00","3":1}' data-sheets-value='{"1":3,"3":1.28}' style="overflow:hidden;padding:0px 3px 0px 3px;vertical-align:bottom;text-align:center;">1.28</td> <td data-sheets-numberformat='{"1":2,"2":"0","3":1}' data-sheets-value='{"1":3,"3":64}' style="overflow:hidden;padding:0px 3px 0px 3px;vertical-align:bottom;text-align:center;">64</td> <td data-sheets-numberformat='{"1":2,"2":"0","3":1}' data-sheets-value='{"1":3,"3":52}' style="overflow:hidden;padding:0px 3px 0px 3px;vertical-align:bottom;text-align:center;">52</td> <td data-sheets-numberformat='{"1":2,"2":"0","3":1}' data-sheets-value='{"1":3,"3":23}' style="border-right:1px solid #000000;overflow:hidden;padding:0px 3px 0px 3px;vertical-align:bottom;text-align:center;">23</td> </tr> <tr style="height:20px;"> <td style="border-bottom:1px solid #000000;border-left:1px solid #000000;overflow:hidden;padding:0px 3px 0px 3px;vertical-align:bottom;"></td> <td data-sheets-value='{"1":2,"2":"Four-walled"}' style="border-bottom:1px solid #000000;overflow:hidden;padding:0px 3px 0px 3px;vertical-align:bottom;font-weight:bold;">Four-walled</td> <td data-sheets-value='{"1":2,"2":"Opal (A/H/O/H)"}' style="border-right:1px solid #000000;border-bottom:1px solid #000000;overflow:hidden;padding:0px 3px 0px 3px;vertical-align:bottom;font-weight:bold;">Opal (A/H/O/H)</td> <td data-sheets-numberformat='{"1":2,"2":"0.00","3":1}' data-sheets-value='{"1":3,"3":1.28}' style="border-bottom:1px solid #000000;overflow:hidden;padding:0px 3px 0px 3px;vertical-align:bottom;text-align:center;">1.28</td> <td data-sheets-numberformat='{"1":2,"2":"0","3":1}' data-sheets-value='{"1":3,"3":59}' style="border-bottom:1px solid #000000;overflow:hidden;padding:0px 3px 0px 3px;vertical-align:bottom;text-align:center;">59</td> <td data-sheets-numberformat='{"1":2,"2":"0","3":1}' data-sheets-value='{"1":3,"3":46}' style="border-bottom:1px solid #000000;overflow:hidden;padding:0px 3px 0px 3px;vertical-align:bottom;text-align:center;">46</td> <td data-sheets-numberformat='{"1":2,"2":"0","3":1}' data-sheets-value='{"1":3,"3":23}' style="border-right:1px solid #000000;border-bottom:1px solid #000000;overflow:hidden;padding:0px 3px 0px 3px;vertical-align:bottom;text-align:center;">23</td> </tr> <tr style="height:20px;"> <td data-sheets-value='{"1":2,"2":"Polycarbonate"}' style="border-left:1px solid #000000;overflow:hidden;padding:0px 3px 0px 3px;vertical-align:bottom;font-weight:bold;">Polycarbonate</td> <td data-sheets-value='{"1":2,"2":"Single-walled"}' style="overflow:hidden;padding:0px 3px 0px 3px;vertical-align:bottom;font-weight:bold;">Single-walled</td> <td data-sheets-value='{"1":2,"2":"Heatstop Opal (T)"}' style="border-right:1px solid #000000;overflow:hidden;padding:0px 3px 0px 3px;vertical-align:bottom;font-weight:bold;">Heatstop Opal (T)</td> <td data-sheets-numberformat='{"1":2,"2":"0.00","3":1}' data-sheets-value='{"1":3,"3":5.17}' style="overflow:hidden;padding:0px 3px 0px 3px;vertical-align:bottom;text-align:center;">5.17</td> <td data-sheets-numberformat='{"1":2,"2":"0","3":1}' data-sheets-value='{"1":3,"3":49}' style="overflow:hidden;padding:0px 3px 0px 3px;vertical-align:bottom;text-align:center;">49</td> <td data-sheets-numberformat='{"1":2,"2":"0","3":1}' data-sheets-value='{"1":3,"3":59}' style="overflow:hidden;padding:0px 3px 0px 3px;vertical-align:bottom;text-align:center;">59</td> <td data-sheets-numberformat='{"1":2,"2":"0","3":1}' data-sheets-value='{"1":2,"2":"-"}' style="border-right:1px solid #000000;overflow:hidden;padding:0px 3px 0px 3px;vertical-align:bottom;text-align:center;">-</td> </tr> <tr style="height:20px;"> <td data-sheets-value='{"1":2,"2":"Heatstop PC"}' style="border-left:1px solid #000000;overflow:hidden;padding:0px 3px 0px 3px;vertical-align:bottom;font-weight:bold;">Heatstop PC</td> <td data-sheets-value='{"1":2,"2":"Double-walled"}' style="overflow:hidden;padding:0px 3px 0px 3px;vertical-align:bottom;font-weight:bold;">Double-walled</td> <td data-sheets-value='{"1":2,"2":"Clear (T/H)"}' style="border-right:1px solid #000000;overflow:hidden;padding:0px 3px 0px 3px;vertical-align:bottom;font-weight:bold;">Clear (T/H)</td> <td data-sheets-numberformat='{"1":2,"2":"0.00","3":1}' data-sheets-value='{"1":3,"3":2.9}' style="overflow:hidden;padding:0px 3px 0px 3px;vertical-align:bottom;text-align:center;">2.90</td> <td data-sheets-numberformat='{"1":2,"2":"0","3":1}' data-sheets-value='{"1":3,"3":44}' style="overflow:hidden;padding:0px 3px 0px 3px;vertical-align:bottom;text-align:center;">44</td> <td data-sheets-numberformat='{"1":2,"2":"0","3":1}' data-sheets-value='{"1":3,"3":51}' style="overflow:hidden;padding:0px 3px 0px 3px;vertical-align:bottom;text-align:center;">51</td> <td data-sheets-numberformat='{"1":2,"2":"0","3":1}' data-sheets-value='{"1":3,"3":20}' style="border-right:1px solid #000000;overflow:hidden;padding:0px 3px 0px 3px;vertical-align:bottom;text-align:center;">20</td> </tr> <tr style="height:20px;"> <td style="border-left:1px solid #000000;overflow:hidden;padding:0px 3px 0px 3px;vertical-align:bottom;font-weight:bold;"></td> <td data-sheets-value='{"1":2,"2":"Double-walled"}' style="overflow:hidden;padding:0px 3px 0px 3px;vertical-align:bottom;font-weight:bold;">Double-walled</td> <td data-sheets-value='{"1":2,"2":"Opal (T/O)"}' style="border-right:1px solid #000000;overflow:hidden;padding:0px 3px 0px 3px;vertical-align:bottom;font-weight:bold;">Opal (T/O)</td> <td data-sheets-numberformat='{"1":2,"2":"0.00","3":1}' data-sheets-value='{"1":3,"3":2.9}' style="overflow:hidden;padding:0px 3px 0px 3px;vertical-align:bottom;text-align:center;">2.90</td> <td data-sheets-numberformat='{"1":2,"2":"0","3":1}' data-sheets-value='{"1":3,"3":41}' style="overflow:hidden;padding:0px 3px 0px 3px;vertical-align:bottom;text-align:center;">41</td> <td data-sheets-numberformat='{"1":2,"2":"0","3":1}' data-sheets-value='{"1":3,"3":45}' style="overflow:hidden;padding:0px 3px 0px 3px;vertical-align:bottom;text-align:center;">45</td> <td data-sheets-numberformat='{"1":2,"2":"0","3":1}' data-sheets-value='{"1":3,"3":20}' style="border-right:1px solid #000000;overflow:hidden;padding:0px 3px 0px 3px;vertical-align:bottom;text-align:center;">20</td> </tr> <tr style="height:20px;"> <td style="border-left:1px solid #000000;overflow:hidden;padding:0px 3px 0px 3px;vertical-align:bottom;font-weight:bold;"></td> <td data-sheets-value='{"1":2,"2":"Triple-walled"}' style="overflow:hidden; | skylux-160-ce-met-koepel-en-pvc-opstand-30-20-met-lm-motor-1600-x-1600-mm | 8586032021837 | 46872356520269
Smoke and heat exhaust (SHEV) | SHE system | Skylux | Skylux 160° CE with skylight and PVC curb 30/20 with LM-actuator and PVC frame type EP25 0700 x 1000 mm |  | 50403 | 5412970504030 | 3943.4 | Yes | 30-45 | 67.65 | 700 x 1000 mm | 1000 | 700 |  | PVC 30/20 (30 cm high & roof opening = 20 cm larger than daylight size) | Rectangular | 1.19 W/m²K - 0.98 W/m²K | 57% - 30% | 37% - 17% | 24dB - 26dB | 160° CE (for industry) | PVC frame EP25 | without spoiler | E | Single actuator | Maximum double-walled skylight possible for this product | Ut-value LT-value g-value Rw-value EN 1873 : 2014 EN ISO 13468 EN 16153 EN 410 EN 410 EN ISO 140-3 Material Walls Shells (W/m²K) (%) (%) (dB) Acrylic EW Clear (H) 1.19 37 57 24 PMMA Opal (O) 1.19 34 50 24 DW Clear (H/H) 0.98 33 50 26 Opal (O/O) 0.98 28 38 26 Polycarbonate EW Clear (A) 1.19 36 55 24 PC Opal (D) 1.19 24 40 24 DW Clear (A/H) 0.98 32 48 26 Clear (A/A) 0.98 32 46 26 Opal (A/O) 0.98 30 42 26 Opal (A/D) 0.98 21 33 26 Polycarbonate EW Heatstop Opal (T) 1.19 20 39 24 Heatstop PC DW Clear (T/H) 0.98 18 34 26 Opal (T/O) 0.98 17 30 26 | https://skylux.eu/en/products/skylux-160-ce-met-koepel-en-pvc-opstand-30-20-met-lm-motor-en-pvc-raam-type-ep25-0700-x-1000-mm | https://skylux.eu/cdn/shop/files/Skylux-160deg-CE-met-koepel-en-pvc-opstand-3020-met-LM-motor-en-pvc-raam-type-EP25-0700-x-1000-mm-RWA-systeem.jpg?v=1702980638&width=1600 | https://skylux.eu/cdn/shop/files/e5a82811-1bb0-48e4-a776-cacb59c7c092_c9db0671-e78e-4917-83e5-4e3cc21fd961.jpg?v=1688551177&width=1600 | //skylux.eu/cdn/shop/files/E_MH_Mounting_instructions_Skylux_160_CE_LM.pdf?v=12406716259046007223 | //skylux.eu/cdn/shop/files/E_TD_Technical_File_Skylux_Skylux_160_CE_Electric.pdf?v=3667116872303399239 | <style type="text/css" id="isPasted"><!--td {border: 1px solid #cccccc;}br {mso-data-placement:same-cell;}--></style><table border="1" cellpadding="0" cellspacing="0" dir="ltr" style="table-layout:fixed;font-size:10pt;font-family:Arial;border-collapse:collapse;border:none;"><tbody> <tr style="height:20px;"> <td style="overflow:hidden;padding:0px 3px 0px 3px;vertical-align:bottom;"></td> <td style="overflow:hidden;padding:0px 3px 0px 3px;vertical-align:bottom;"></td> <td style="overflow:hidden;padding:0px 3px 0px 3px;vertical-align:bottom;"></td> <td data-sheets-value='{"1":2,"2":"Ut-value"}' style="overflow:hidden;padding:0px 3px 0px 3px;vertical-align:bottom;font-weight:bold;text-align:center;">Ut-value</td> <td data-sheets-value='{"1":2,"2":"LT-value"}' style="overflow:hidden;padding:0px 3px 0px 3px;vertical-align:bottom;font-weight:bold;text-align:center;">LT-value</td> <td data-sheets-value='{"1":2,"2":"g-value"}' style="overflow:hidden;padding:0px 3px 0px 3px;vertical-align:bottom;font-weight:bold;text-align:center;">g-value</td> <td data-sheets-value='{"1":2,"2":"Rw-value "}' style="overflow:hidden;padding:0px 3px 0px 3px;vertical-align:bottom;font-weight:bold;text-align:center;">Rw-value </td> </tr> <tr style="height:20px;"> <td style="overflow:hidden;padding:0px 3px 0px 3px;vertical-align:bottom;"></td> <td style="overflow:hidden;padding:0px 3px 0px 3px;vertical-align:bottom;"></td> <td style="overflow:hidden;padding:0px 3px 0px 3px;vertical-align:bottom;"></td> <td data-sheets-numberformat='{"1":2,"2":"0.00","3":1}' data-sheets-value='{"1":2,"2":"EN 1873 : 2014"}' style="overflow:hidden;padding:0px 3px 0px 3px;vertical-align:bottom;text-align:center;">EN 1873 : 2014</td> <td data-sheets-numberformat='{"1":2,"2":"0","3":1}' data-sheets-value='{"1":2,"2":"EN ISO 13468 EN 16153 EN 410"}' style="overflow:hidden;padding:0px 3px 0px 3px;vertical-align:bottom;text-align:center;">EN ISO 13468 EN 16153 EN 410</td> <td data-sheets-numberformat='{"1":2,"2":"0","3":1}' data-sheets-value='{"1":2,"2":"EN 410"}' style="overflow:hidden;padding:0px 3px 0px 3px;vertical-align:bottom;text-align:center;">EN 410</td> <td data-sheets-value='{"1":2,"2":"EN ISO 140-3\t\t"}' style="overflow:hidden;padding:0px 3px 0px 3px;vertical-align:bottom;text-align:center;">EN ISO 140-3 </td> </tr> <tr style="height:20px;"> <td data-sheets-value='{"1":2,"2":"Material"}' style="border-bottom:1px solid #000000;overflow:hidden;padding:0px 3px 0px 3px;vertical-align:bottom;background-color:#000000;font-weight:bold;color:#ffffff;">Material</td> <td data-sheets-value='{"1":2,"2":"Walls"}' style="border-bottom:1px solid #000000;overflow:hidden;padding:0px 3px 0px 3px;vertical-align:bottom;background-color:#000000;font-weight:bold;color:#ffffff;">Walls</td> <td data-sheets-value='{"1":2,"2":"Shells"}' style="border-bottom:1px solid #000000;overflow:hidden;padding:0px 3px 0px 3px;vertical-align:bottom;background-color:#000000;font-weight:bold;color:#ffffff;">Shells</td> <td data-sheets-numberformat='{"1":2,"2":"0.00","3":1}' data-sheets-value='{"1":2,"2":"(W/m²K)\t"}' style="border-bottom:1px solid #000000;overflow:hidden;padding:0px 3px 0px 3px;vertical-align:bottom;background-color:#000000;font-weight:bold;color:#ffffff;text-align:center;">(W/m²K) </td> <td data-sheets-numberformat='{"1":2,"2":"0","3":1}' data-sheets-value='{"1":2,"2":"(%)"}' style="border-bottom:1px solid #000000;overflow:hidden;padding:0px 3px 0px 3px;vertical-align:bottom;background-color:#000000;font-weight:bold;color:#ffffff;text-align:center;">(%)</td> <td data-sheets-numberformat='{"1":2,"2":"0","3":1}' data-sheets-value='{"1":2,"2":"(%)"}' style="border-bottom:1px solid #000000;overflow:hidden;padding:0px 3px 0px 3px;vertical-align:bottom;background-color:#000000;font-weight:bold;color:#ffffff;text-align:center;">(%)</td> <td data-sheets-value='{"1":2,"2":"(dB)"}' style="border-bottom:1px solid #000000;overflow:hidden;padding:0px 3px 0px 3px;vertical-align:bottom;background-color:#000000;font-weight:bold;color:#ffffff;text-align:center;">(dB)</td> </tr> <tr style="height:20px;"> <td data-sheets-value='{"1":2,"2":"Acrylic"}' style="border-left:1px solid #000000;overflow:hidden;padding:0px 3px 0px 3px;vertical-align:bottom;">Acrylic</td> <td data-sheets-value='{"1":2,"2":"EW"}' style="overflow:hidden;padding:0px 3px 0px 3px;vertical-align:bottom;">EW</td> <td data-sheets-value='{"1":2,"2":"Clear (H)"}' style="overflow:hidden;padding:0px 3px 0px 3px;vertical-align:bottom;">Clear (H)</td> <td data-sheets-numberformat='{"1":2,"2":"0.00","3":1}' data-sheets-value='{"1":3,"3":1.19}' style="overflow:hidden;padding:0px 3px 0px 3px;vertical-align:bottom;text-align:center;">1.19</td> <td data-sheets-numberformat='{"1":2,"2":"0","3":1}' data-sheets-value='{"1":3,"3":36.9}' style="overflow:hidden;padding:0px 3px 0px 3px;vertical-align:bottom;text-align:center;">37</td> <td data-sheets-numberformat='{"1":2,"2":"0","3":1}' data-sheets-value='{"1":3,"3":57.42}' style="overflow:hidden;padding:0px 3px 0px 3px;vertical-align:bottom;text-align:center;">57</td> <td data-sheets-value='{"1":3,"3":24}' style="border-right:1px solid #000000;overflow:hidden;padding:0px 3px 0px 3px;vertical-align:bottom;text-align:center;">24</td> </tr> <tr style="height:20px;"> <td data-sheets-value='{"1":2,"2":"PMMA"}' style="border-left:1px solid #000000;overflow:hidden;padding:0px 3px 0px 3px;vertical-align:bottom;">PMMA</td> <td style="overflow:hidden;padding:0px 3px 0px 3px;vertical-align:bottom;"></td> <td data-sheets-value='{"1":2,"2":"Opal (O)"}' style="overflow:hidden;padding:0px 3px 0px 3px;vertical-align:bottom;">Opal (O)</td> <td data-sheets-numberformat='{"1":2,"2":"0.00","3":1}' data-sheets-value='{"1":3,"3":1.19}' style="overflow:hidden;padding:0px 3px 0px 3px;vertical-align:bottom;text-align:center;">1.19</td> <td data-sheets-numberformat='{"1":2,"2":"0","3":1}' data-sheets-value='{"1":3,"3":34.03}' style="overflow:hidden;padding:0px 3px 0px 3px;vertical-align:bottom;text-align:center;">34</td> <td data-sheets-numberformat='{"1":2,"2":"0","3":1}' data-sheets-value='{"1":3,"3":50.160000000000004}' style="overflow:hidden;padding:0px 3px 0px 3px;vertical-align:bottom;text-align:center;">50</td> <td data-sheets-value='{"1":3,"3":24}' style="border-right:1px solid #000000;overflow:hidden;padding:0px 3px 0px 3px;vertical-align:bottom;text-align:center;">24</td> </tr> <tr style="height:20px;"> <td style="border-left:1px solid #000000;overflow:hidden;padding:0px 3px 0px 3px;vertical-align:bottom;"></td> <td data-sheets-value='{"1":2,"2":"DW"}' style="overflow:hidden;padding:0px 3px 0px 3px;vertical-align:bottom;">DW</td> <td data-sheets-value='{"1":2,"2":"Clear (H/H)"}' style="overflow:hidden;padding:0px 3px 0px 3px;vertical-align:bottom;">Clear (H/H)</td> <td data-sheets-numberformat='{"1":2,"2":"0.00","3":1}' data-sheets-value='{"1":3,"3":0.98}' style="overflow:hidden;padding:0px 3px 0px 3px;vertical-align:bottom;text-align:center;">0.98</td> <td data-sheets-numberformat='{"1":2,"2":"0","3":1}' data-sheets-value='{"1":3,"3":33.21}' style="overflow:hidden;padding:0px 3px 0px 3px;vertical-align:bottom;text-align:center;">33</td> <td data-sheets-numberformat='{"1":2,"2":"0","3":1}' data-sheets-value='{"1":3,"3":49.5}' style="overflow:hidden;padding:0px 3px 0px 3px;vertical-align:bottom;text-align:center;">50</td> <td data-sheets-value='{"1":3,"3":26}' style="border-right:1px solid #000000;overflow:hidden;padding:0px 3px 0px 3px;vertical-align:bottom;text-align:center;">26</td> </tr> <tr style="height:20px;"> <td style="border-bottom:1px solid #000000;border-left:1px solid #000000;overflow:hidden;padding:0px 3px 0px 3px;vertical-align:bottom;"></td> <td style="border-bottom:1px solid #000000;overflow:hidden;padding:0px 3px 0px 3px;vertical-align:bottom;"></td> <td data-sheets-value='{"1":2,"2":"Opal (O/O)"}' style="border-bottom:1px solid #000000;overflow:hidden;padding:0px 3px 0px 3px;vertical-align:bottom;">Opal (O/O)</td> <td data-sheets-numberformat='{"1":2,"2":"0.00","3":1}' data-sheets-value='{"1":3,"3":0.98}' style="border-bottom:1px solid #000000;overflow:hidden;padding:0px 3px 0px 3px;vertical-align:bottom;text-align:center;">0.98</td> <td data-sheets-numberformat='{"1":2,"2":"0","3":1}' data-sheets-value='{"1":3,"3":28.29}' style="border-bottom:1px solid #000000;overflow:hidden;padding:0px 3px 0px 3px;vertical-align:bottom;text-align:center;">28</td> <td data-sheets-numberformat='{"1":2,"2":"0","3":1}' data-sheets-value='{"1":3,"3":38.28}' style="border-bottom:1px solid #000000;overflow:hidden;padding:0px 3px 0px 3px;vertical-align:bottom;text-align:center;">38</td> <td data-sheets-value='{"1":3,"3":26}' style="border-right:1px solid #000000;border-bottom:1px solid #000000;overflow:hidden;padding:0px 3px 0px 3px;vertical-align:bottom;text-align:center;">26</td> </tr> <tr style="height:20px;"> <td data-sheets-value='{"1":2,"2":"Polycarbonate "}' style="border-left:1px solid #000000;overflow:hidden;padding:0px 3px 0px 3px;vertical-align:bottom;">Polycarbonate </td> <td data-sheets-value='{"1":2,"2":"EW"}' style="overflow:hidden;padding:0px 3px 0px 3px;vertical-align:bottom;">EW</td> <td data-sheets-value='{"1":2,"2":"Clear (A)"}' style="overflow:hidden;padding:0px 3px 0px 3px;vertical-align:bottom;">Clear (A)</td> <td data-sheets-numberformat='{"1":2,"2":"0.00","3":1}' data-sheets-value='{"1":3,"3":1.19}' style="overflow:hidden;padding:0px 3px 0px 3px;vertical-align:bottom;text-align:center;">1.19</td> <td data-sheets-numberformat='{"1":2,"2":"0","3":1}' data-sheets-value='{"1":3,"3":36.08}' style="overflow:hidden;padding:0px 3px 0px 3px;vertical-align:bottom;text-align:center;">36</td> <td data-sheets-numberformat='{"1":2,"2":"0","3":1}' data-sheets-value='{"1":3,"3":54.78}' style="overflow:hidden;padding:0px 3px 0px 3px;vertical-align:bottom;text-align:center;">55</td> <td data-sheets-value='{"1":3,"3":24}' style="border-right:1px solid #000000;overflow:hidden;padding:0px 3px 0px 3px;vertical-align:bottom;text-align:center;">24</td> </tr> <tr style="height:20px;"> <td data-sheets-value='{"1":2,"2":"PC"}' style="border-left:1px solid #000000;overflow:hidden;padding:0px 3px 0px 3px;vertical-align:bottom;">PC</td> <td style="overflow:hidden;padding:0px 3px 0px 3px;vertical-align:bottom;"></td> <td data-sheets-value='{"1":2,"2":"Opal (D)"}' style="overflow:hidden;padding:0px 3px 0px 3px;vertical-align:bottom;">Opal (D)</td> <td data-sheets-numberformat='{"1":2,"2":"0.00","3":1}' data-sheets-value='{"1":3,"3":1.19}' style="overflow:hidden;padding:0px 3px 0px 3px;vertical-align:bottom;text-align:center;">1.19</td> <td data-sheets-numberformat='{"1":2,"2":"0","3":1}' data-sheets-value='{"1":3,"3":23.779999999999998}' style="overflow:hidden;padding:0px 3px 0px 3px;vertical-align:bottom;text-align:center;">24</td> <td data-sheets-numberformat='{"1":2,"2":"0","3":1}' data-sheets-value='{"1":3,"3":39.6}' style="overflow:hidden;padding:0px 3px 0px 3px;vertical-align:bottom;text-align:center;">40</td> <td data-sheets-value='{"1":3,"3":24}' style="border-right:1px solid #000000;overflow:hidden;padding:0px 3px 0px 3px;vertical-align:bottom;text-align:center;">24</td> </tr> <tr style="height:20px;"> <td style="border-left:1px solid #000000;overflow:hidden;padding:0px 3px 0px 3px;vertical-align:bottom;"></td> <td data-sheets-value='{"1":2,"2":"DW"}' style="overflow:hidden;padding:0px 3px 0px 3px;vertical-align:bottom;">DW</td> <td data-sheets-value='{"1":2,"2":"Clear (A/H)"}' style="overflow:hidden;padding:0px 3px 0px 3px;vertical-align:bottom;">Clear (A/H)</td> <td data-sheets-numberformat='{"1":2,"2":"0.00","3":1}' data-sheets-value='{"1":3,"3":0.98}' style="overflow:hidden;padding:0px 3px 0px 3px;vertical-align:bottom;text-align:center;">0.98</td> <td data-sheets-numberformat='{"1":2,"2":"0","3":1}' data-sheets-value='{"1":3,"3":32.39}' style="overflow:hidden;padding:0px 3px 0px 3px;vertical-align:bottom;text-align:center;">32</td> <td data-sheets-numberformat='{"1":2,"2":"0","3":1}' data-sheets-value='{"1":3,"3":47.52}' style="overflow:hidden;padding:0px 3px 0px 3px;vertical-align:bottom;text-align:center;">48</td> <td data-sheets-value='{"1":3,"3":26}' style="border-right:1px solid #000000;overflow:hidden;padding:0px 3px 0px 3px;vertical-align:bottom;text-align:center;">26</td> </tr> <tr style="height:20px;"> <td style="border-left:1px solid #000000;overflow:hidden;padding:0px 3px 0px 3px;vertical-align:bottom;"></td> <td style="overflow:hidden;padding:0px 3px 0px 3px;vertical-align:bottom;"></td> <td data-sheets-value='{"1":2,"2":"Clear (A/A)"}' style="overflow:hidden;padding:0px 3px 0px 3px;vertical-align:bottom;">Clear (A/A)</td> <td data-sheets-numberformat='{"1":2,"2":"0.00","3":1}' data-sheets-value='{"1":3,"3":0.98}' style="overflow:hidden;padding:0px 3px 0px 3px;vertical-align:bottom;text-align:center;">0.98</td> <td data-sheets-numberformat='{"1":2,"2":"0","3":1}' data-sheets-value='{"1":3,"3":31.569999999999997}' style="overflow:hidden;padding:0px 3px 0px 3px;vertical-align:bottom;text-align:center;">32</td> <td data-sheets-numberformat='{"1":2,"2":"0","3":1}' data-sheets-value='{"1":3,"3":45.54}' style="overflow:hidden;padding:0px 3px 0px 3px;vertical-align:bottom;text-align:center;">46</td> <td data-sheets-value='{"1":3,"3":26}' style="border-right:1px solid #000000;overflow:hidden;padding:0px 3px 0px 3px;vertical-align:bottom;text-align:center;">26</td> </tr> <tr style="height:20px;"> <td style="border-left:1px solid #000000;overflow:hidden;padding:0px 3px 0px 3px;vertical-align:bottom;"></td> <td style="overflow:hidden;padding:0px 3px 0px 3px;vertical-align:bottom;"></td> <td data-sheets-value='{"1":2,"2":"Opal (A/O)"}' style="overflow:hidden;padding:0px 3px 0px 3px;vertical-align:bottom;">Opal (A/O)</td> <td data-sheets-numberformat='{"1":2,"2":"0.00","3":1}' data-sheets-value='{"1":3,"3":0.98}' style="overflow:hidden;padding:0px 3px 0px 3px;vertical-align:bottom;text-align:center;">0.98</td> <td data-sheets-numberformat='{"1":2,"2":"0","3":1}' data-sheets-value='{"1":3,"3":29.93}' style="overflow:hidden;padding:0px 3px 0px 3px;vertical-align:bottom;text-align:center;">30</td> <td data-sheets-numberformat='{"1":2,"2":"0","3":1}' data-sheets-value='{"1":3,"3":41.580000000000005}' style="overflow:hidden;padding:0px 3px 0px 3px;vertical-align:bottom;text-align:center;">42</td> <td data-sheets-value='{"1":3,"3":26}' style="border-right:1px solid #000000;overflow:hidden;padding:0px 3px 0px 3px;vertical-align:bottom;text-align:center;">26</td> </tr> <tr style="height:20px;"> <td style="border-bottom:1px solid #000000;border-left:1px solid #000000;overflow:hidden;padding:0px 3px 0px 3px;vertical-align:bottom;"></td> <td style="border-bottom:1px solid #000000;overflow:hidden;padding:0px 3px 0px 3px;vertical-align:bottom;"></td> <td data-sheets-value='{"1":2,"2":"Opal (A/D)"}' style="border-bottom:1px solid #000000;overflow:hidden;padding:0px 3px 0px 3px;vertical-align:bottom;">Opal (A/D)</td> <td data-sheets-numberformat='{"1":2,"2":"0.00","3":1}' data-sheets-value='{"1":3,"3":0.98}' style="border-bottom:1px solid #000000;overflow:hidden;padding:0px 3px 0px 3px;vertical-align:bottom;text-align:center;">0.98</td> <td data-sheets-numberformat='{"1":2,"2":"0","3":1}' data-sheets-value='{"1":3,"3":20.91}' style="border-bottom:1px solid #000000;overflow:hidden;padding:0px 3px 0px 3px;vertical-align:bottom;text-align:center;">21</td> <td data-sheets-numberformat='{"1":2,"2":"0","3":1}' data-sheets-value='{"1":3,"3":33}' style="border-bottom:1px solid #000000;overflow:hidden;padding:0px 3px 0px 3px;vertical-align:bottom;text-align:center;">33</td> <td data-sheets-value='{"1":3,"3":26}' style="border-right:1px solid #000000;border-bottom:1px solid #000000;overflow:hidden;padding:0px 3px 0px 3px;vertical-align:bottom;text-align:center;">26</td> </tr> <tr style="height:20px;"> <td data-sheets-value='{"1":2,"2":"Polycarbonate"}' style="border-left:1px solid #000000;overflow:hidden;padding:0px 3px 0px 3px;vertical-align:bottom;">Polycarbonate</td> <td data-sheets-value='{"1":2,"2":"EW"}' style="overflow:hidden;padding:0px 3px 0px 3px;vertical-align:bottom;">EW</td> <td data-sheets-value='{"1":2,"2":"Heatstop Opal (T)"}' style="overflow:hidden;padding:0px 3px 0px 3px;vertical-align:bottom;">Heatstop Opal (T)</td> <td data-sheets-numberformat='{"1":2,"2":"0.00","3":1}' data-sheets-value='{"1":3,"3":1.19}' style="overflow:hidden;padding:0px 3px 0px 3px;vertical-align:bottom;text-align:center;">1.19</td> <td data-sheets-numberformat='{"1":2,"2":"0","3":1}' data-sheets-value='{"1":3,"3":20.09}' style="overflow:hidden;padding:0px 3px 0px 3px;vertical-align:bottom;text-align:center;">20</td> <td data-sheets-numberformat='{"1":2,"2":"0","3":1}' data-sheets-value='{"1":3,"3":38.940000000000005}' style="overflow:hidden;padding:0px 3px 0px 3px;vertical-align:bottom;text-align:center;">39</td> <td data-sheets-value='{"1":3,"3":24}' style="border-right:1px solid #000000;overflow:hidden;padding:0px 3px 0px 3px;vertical-align:bottom;text-align:center;">24</td> </tr> <tr style="height:20px;"> <td data-sheets-value='{"1":2,"2":"Heatstop PC"}' style="border-left:1px solid #000000;overflow:hidden;padding:0px 3px 0px 3px;vertical-align:bottom;">Heatstop PC</td> <td data-sheets-value='{"1":2,"2":"DW"}' style="overflow:hidden;padding:0px 3px 0px 3px;vertical-align:bottom;">DW</td> <td data-sheets-value='{"1":2,"2":"Clear (T/H)"}' style="overflow:hidden;padding:0px 3px 0px 3px;vertical-align:bottom;">Clear (T/H)</td> <td data-sheets-numberformat='{"1":2,"2":"0.00","3":1}' data-sheets-value='{"1":3,"3":0.98}' style="overflow:hidden;padding:0px 3px 0px 3px;vertical-align:bottom;text-align:center;">0.98</td> <td data-sheets-numberformat='{"1":2,"2":"0","3":1}' data-sheets-value='{"1":3,"3":18.04}' style="overflow:hidden;padding:0px 3px 0px 3px;vertical-align:bottom;text-align:center;">18</td> <td data-sheets-numberformat='{"1":2,"2":"0","3":1}' data-sheets-value='{"1":3,"3":33.660000000000004}' style="overflow:hidden;padding:0px 3px 0px 3px;vertical-align:bottom;text-align:center;">34</td> <td data-sheets-value='{"1":3,"3":26}' style="border-right:1px solid #000000;overflow:hidden;padding:0px 3px 0px 3px;vertical-align:bottom;text-align:center;">26</td> </tr> <tr style="height:20px;"> <td style="border-bottom:1px solid #000000;border-left:1px solid #000000;overflow:hidden;padding:0px 3px 0px 3px;vertical-align:bottom;"></td> <td style="border-bottom:1px solid #000000;overflow:hidden;padding:0px 3px 0px 3px;vertical-align:bottom;"></td> <td data-sheets-value='{"1":2,"2":"Opal (T/O)"}' style="border-bottom:1px solid #000000;overflow:hidden;padding:0px 3px 0px 3px;vertical-align:bottom;">Opal (T/O)</td> <td data-sheets-numberformat='{"1":2,"2":"0.00","3":1}' data-sheets-value='{"1":3,"3":0.98}' style="border-bottom:1px solid #000000;overflow:hidden;padding:0px 3px 0px 3px;vertical-align:bottom;text-align:center;">0.98</td> <td data-sheets-numberformat='{"1":2,"2":"0","3":1}' data-sheets-value='{"1":3,"3":16.81}' style="border-bottom:1px solid #000000;overflow:hidden;padding:0px 3px 0px 3px;vertical-align:bottom;text-align:center;">17</td> <td data-sheets-numberformat='{"1":2,"2":"0","3":1}' data-sheets-value='{"1":3,"3":29.700000000000003}' style="border-bottom:1px solid #000000;overflow:hidden;padding:0px 3px 0px 3px;vertical-align:bottom;text-align:center;">30</td> <td data-sheets-value='{"1":3,"3":26}' style="border-right:1px solid #000000;border-bottom:1px solid #000000;overflow:hidden;padding:0px 3px 0px 3px;vertical-align:bottom;text-align:center;">26</td> </tr> </tbody></table> | skylux-160-ce-met-koepel-en-pvc-opstand-30-20-met-lm-motor-en-pvc-raam-type-ep25-0700-x-1000-mm | 8586032382285 | 46872358748493
Smoke and heat exhaust (SHEV) | SHE system | Skylux | Skylux 160° CE with skylight and PVC curb 30/20 with LM-actuator and PVC frame type EP25 0700 x 1300 mm |  | 50404 | 5412970504047 | 4209.6 | Yes | 30-45 | 74.36 | 700 x 1300 mm | 1300 | 700 |  | PVC 30/20 (30 cm high & roof opening = 20 cm larger than daylight size) | Rectangular | 1.19 W/m²K - 0.98 W/m²K | 57% - 30% | 37% - 17% | 24dB - 26dB | 160° CE (for industry) | PVC frame EP25 | without spoiler | E | Single actuator | Maximum double-walled skylight possible for this product | Ut-value LT-value g-value Rw-value EN 1873 : 2014 EN ISO 13468 EN 16153 EN 410 EN 410 EN ISO 140-3 Material Walls Shells (W/m²K) (%) (%) (dB) Acrylic EW Clear (H) 1.19 37 57 24 PMMA Opal (O) 1.19 34 50 24 DW Clear (H/H) 0.98 33 50 26 Opal (O/O) 0.98 28 38 26 Polycarbonate EW Clear (A) 1.19 36 55 24 PC Opal (D) 1.19 24 40 24 DW Clear (A/H) 0.98 32 48 26 Clear (A/A) 0.98 32 46 26 Opal (A/O) 0.98 30 42 26 Opal (A/D) 0.98 21 33 26 Polycarbonate EW Heatstop Opal (T) 1.19 20 39 24 Heatstop PC DW Clear (T/H) 0.98 18 34 26 Opal (T/O) 0.98 17 30 26 | https://skylux.eu/en/products/skylux-160-ce-met-koepel-en-pvc-opstand-30-20-met-lm-motor-en-pvc-raam-type-ep25-0700-x-1300-mm | https://skylux.eu/cdn/shop/files/Skylux-160deg-CE-met-koepel-en-pvc-opstand-3020-met-LM-motor-en-pvc-raam-type-EP25-0700-x-1300-mm-RWA-systeem.jpg?v=1702980643&width=1600 | https://skylux.eu/cdn/shop/files/e5a82811-1bb0-48e4-a776-cacb59c7c092_81fdac8c-b019-40e7-8909-63066b9c611b.jpg?v=1688551178&width=1600 | //skylux.eu/cdn/shop/files/E_MH_Mounting_instructions_Skylux_160_CE_LM.pdf?v=12406716259046007223 | //skylux.eu/cdn/shop/files/E_TD_Technical_File_Skylux_Skylux_160_CE_Electric.pdf?v=3667116872303399239 | <style type="text/css" id="isPasted"><!--td {border: 1px solid #cccccc;}br {mso-data-placement:same-cell;}--></style><table border="1" cellpadding="0" cellspacing="0" dir="ltr" style="table-layout:fixed;font-size:10pt;font-family:Arial;border-collapse:collapse;border:none;"><tbody> <tr style="height:20px;"> <td style="overflow:hidden;padding:0px 3px 0px 3px;vertical-align:bottom;"></td> <td style="overflow:hidden;padding:0px 3px 0px 3px;vertical-align:bottom;"></td> <td style="overflow:hidden;padding:0px 3px 0px 3px;vertical-align:bottom;"></td> <td data-sheets-value='{"1":2,"2":"Ut-value"}' style="overflow:hidden;padding:0px 3px 0px 3px;vertical-align:bottom;font-weight:bold;text-align:center;">Ut-value</td> <td data-sheets-value='{"1":2,"2":"LT-value"}' style="overflow:hidden;padding:0px 3px 0px 3px;vertical-align:bottom;font-weight:bold;text-align:center;">LT-value</td> <td data-sheets-value='{"1":2,"2":"g-value"}' style="overflow:hidden;padding:0px 3px 0px 3px;vertical-align:bottom;font-weight:bold;text-align:center;">g-value</td> <td data-sheets-value='{"1":2,"2":"Rw-value "}' style="overflow:hidden;padding:0px 3px 0px 3px;vertical-align:bottom;font-weight:bold;text-align:center;">Rw-value </td> </tr> <tr style="height:20px;"> <td style="overflow:hidden;padding:0px 3px 0px 3px;vertical-align:bottom;"></td> <td style="overflow:hidden;padding:0px 3px 0px 3px;vertical-align:bottom;"></td> <td style="overflow:hidden;padding:0px 3px 0px 3px;vertical-align:bottom;"></td> <td data-sheets-numberformat='{"1":2,"2":"0.00","3":1}' data-sheets-value='{"1":2,"2":"EN 1873 : 2014"}' style="overflow:hidden;padding:0px 3px 0px 3px;vertical-align:bottom;text-align:center;">EN 1873 : 2014</td> <td data-sheets-numberformat='{"1":2,"2":"0","3":1}' data-sheets-value='{"1":2,"2":"EN ISO 13468 EN 16153 EN 410"}' style="overflow:hidden;padding:0px 3px 0px 3px;vertical-align:bottom;text-align:center;">EN ISO 13468 EN 16153 EN 410</td> <td data-sheets-numberformat='{"1":2,"2":"0","3":1}' data-sheets-value='{"1":2,"2":"EN 410"}' style="overflow:hidden;padding:0px 3px 0px 3px;vertical-align:bottom;text-align:center;">EN 410</td> <td data-sheets-value='{"1":2,"2":"EN ISO 140-3\t\t"}' style="overflow:hidden;padding:0px 3px 0px 3px;vertical-align:bottom;text-align:center;">EN ISO 140-3 </td> </tr> <tr style="height:20px;"> <td data-sheets-value='{"1":2,"2":"Material"}' style="border-bottom:1px solid #000000;overflow:hidden;padding:0px 3px 0px 3px;vertical-align:bottom;background-color:#000000;font-weight:bold;color:#ffffff;">Material</td> <td data-sheets-value='{"1":2,"2":"Walls"}' style="border-bottom:1px solid #000000;overflow:hidden;padding:0px 3px 0px 3px;vertical-align:bottom;background-color:#000000;font-weight:bold;color:#ffffff;">Walls</td> <td data-sheets-value='{"1":2,"2":"Shells"}' style="border-bottom:1px solid #000000;overflow:hidden;padding:0px 3px 0px 3px;vertical-align:bottom;background-color:#000000;font-weight:bold;color:#ffffff;">Shells</td> <td data-sheets-numberformat='{"1":2,"2":"0.00","3":1}' data-sheets-value='{"1":2,"2":"(W/m²K)\t"}' style="border-bottom:1px solid #000000;overflow:hidden;padding:0px 3px 0px 3px;vertical-align:bottom;background-color:#000000;font-weight:bold;color:#ffffff;text-align:center;">(W/m²K) </td> <td data-sheets-numberformat='{"1":2,"2":"0","3":1}' data-sheets-value='{"1":2,"2":"(%)"}' style="border-bottom:1px solid #000000;overflow:hidden;padding:0px 3px 0px 3px;vertical-align:bottom;background-color:#000000;font-weight:bold;color:#ffffff;text-align:center;">(%)</td> <td data-sheets-numberformat='{"1":2,"2":"0","3":1}' data-sheets-value='{"1":2,"2":"(%)"}' style="border-bottom:1px solid #000000;overflow:hidden;padding:0px 3px 0px 3px;vertical-align:bottom;background-color:#000000;font-weight:bold;color:#ffffff;text-align:center;">(%)</td> <td data-sheets-value='{"1":2,"2":"(dB)"}' style="border-bottom:1px solid #000000;overflow:hidden;padding:0px 3px 0px 3px;vertical-align:bottom;background-color:#000000;font-weight:bold;color:#ffffff;text-align:center;">(dB)</td> </tr> <tr style="height:20px;"> <td data-sheets-value='{"1":2,"2":"Acrylic"}' style="border-left:1px solid #000000;overflow:hidden;padding:0px 3px 0px 3px;vertical-align:bottom;">Acrylic</td> <td data-sheets-value='{"1":2,"2":"EW"}' style="overflow:hidden;padding:0px 3px 0px 3px;vertical-align:bottom;">EW</td> <td data-sheets-value='{"1":2,"2":"Clear (H)"}' style="overflow:hidden;padding:0px 3px 0px 3px;vertical-align:bottom;">Clear (H)</td> <td data-sheets-numberformat='{"1":2,"2":"0.00","3":1}' data-sheets-value='{"1":3,"3":1.19}' style="overflow:hidden;padding:0px 3px 0px 3px;vertical-align:bottom;text-align:center;">1.19</td> <td data-sheets-numberformat='{"1":2,"2":"0","3":1}' data-sheets-value='{"1":3,"3":36.9}' style="overflow:hidden;padding:0px 3px 0px 3px;vertical-align:bottom;text-align:center;">37</td> <td data-sheets-numberformat='{"1":2,"2":"0","3":1}' data-sheets-value='{"1":3,"3":57.42}' style="overflow:hidden;padding:0px 3px 0px 3px;vertical-align:bottom;text-align:center;">57</td> <td data-sheets-value='{"1":3,"3":24}' style="border-right:1px solid #000000;overflow:hidden;padding:0px 3px 0px 3px;vertical-align:bottom;text-align:center;">24</td> </tr> <tr style="height:20px;"> <td data-sheets-value='{"1":2,"2":"PMMA"}' style="border-left:1px solid #000000;overflow:hidden;padding:0px 3px 0px 3px;vertical-align:bottom;">PMMA</td> <td style="overflow:hidden;padding:0px 3px 0px 3px;vertical-align:bottom;"></td> <td data-sheets-value='{"1":2,"2":"Opal (O)"}' style="overflow:hidden;padding:0px 3px 0px 3px;vertical-align:bottom;">Opal (O)</td> <td data-sheets-numberformat='{"1":2,"2":"0.00","3":1}' data-sheets-value='{"1":3,"3":1.19}' style="overflow:hidden;padding:0px 3px 0px 3px;vertical-align:bottom;text-align:center;">1.19</td> <td data-sheets-numberformat='{"1":2,"2":"0","3":1}' data-sheets-value='{"1":3,"3":34.03}' style="overflow:hidden;padding:0px 3px 0px 3px;vertical-align:bottom;text-align:center;">34</td> <td data-sheets-numberformat='{"1":2,"2":"0","3":1}' data-sheets-value='{"1":3,"3":50.160000000000004}' style="overflow:hidden;padding:0px 3px 0px 3px;vertical-align:bottom;text-align:center;">50</td> <td data-sheets-value='{"1":3,"3":24}' style="border-right:1px solid #000000;overflow:hidden;padding:0px 3px 0px 3px;vertical-align:bottom;text-align:center;">24</td> </tr> <tr style="height:20px;"> <td style="border-left:1px solid #000000;overflow:hidden;padding:0px 3px 0px 3px;vertical-align:bottom;"></td> <td data-sheets-value='{"1":2,"2":"DW"}' style="overflow:hidden;padding:0px 3px 0px 3px;vertical-align:bottom;">DW</td> <td data-sheets-value='{"1":2,"2":"Clear (H/H)"}' style="overflow:hidden;padding:0px 3px 0px 3px;vertical-align:bottom;">Clear (H/H)</td> <td data-sheets-numberformat='{"1":2,"2":"0.00","3":1}' data-sheets-value='{"1":3,"3":0.98}' style="overflow:hidden;padding:0px 3px 0px 3px;vertical-align:bottom;text-align:center;">0.98</td> <td data-sheets-numberformat='{"1":2,"2":"0","3":1}' data-sheets-value='{"1":3,"3":33.21}' style="overflow:hidden;padding:0px 3px 0px 3px;vertical-align:bottom;text-align:center;">33</td> <td data-sheets-numberformat='{"1":2,"2":"0","3":1}' data-sheets-value='{"1":3,"3":49.5}' style="overflow:hidden;padding:0px 3px 0px 3px;vertical-align:bottom;text-align:center;">50</td> <td data-sheets-value='{"1":3,"3":26}' style="border-right:1px solid #000000;overflow:hidden;padding:0px 3px 0px 3px;vertical-align:bottom;text-align:center;">26</td> </tr> <tr style="height:20px;"> <td style="border-bottom:1px solid #000000;border-left:1px solid #000000;overflow:hidden;padding:0px 3px 0px 3px;vertical-align:bottom;"></td> <td style="border-bottom:1px solid #000000;overflow:hidden;padding:0px 3px 0px 3px;vertical-align:bottom;"></td> <td data-sheets-value='{"1":2,"2":"Opal (O/O)"}' style="border-bottom:1px solid #000000;overflow:hidden;padding:0px 3px 0px 3px;vertical-align:bottom;">Opal (O/O)</td> <td data-sheets-numberformat='{"1":2,"2":"0.00","3":1}' data-sheets-value='{"1":3,"3":0.98}' style="border-bottom:1px solid #000000;overflow:hidden;padding:0px 3px 0px 3px;vertical-align:bottom;text-align:center;">0.98</td> <td data-sheets-numberformat='{"1":2,"2":"0","3":1}' data-sheets-value='{"1":3,"3":28.29}' style="border-bottom:1px solid #000000;overflow:hidden;padding:0px 3px 0px 3px;vertical-align:bottom;text-align:center;">28</td> <td data-sheets-numberformat='{"1":2,"2":"0","3":1}' data-sheets-value='{"1":3,"3":38.28}' style="border-bottom:1px solid #000000;overflow:hidden;padding:0px 3px 0px 3px;vertical-align:bottom;text-align:center;">38</td> <td data-sheets-value='{"1":3,"3":26}' style="border-right:1px solid #000000;border-bottom:1px solid #000000;overflow:hidden;padding:0px 3px 0px 3px;vertical-align:bottom;text-align:center;">26</td> </tr> <tr style="height:20px;"> <td data-sheets-value='{"1":2,"2":"Polycarbonate "}' style="border-left:1px solid #000000;overflow:hidden;padding:0px 3px 0px 3px;vertical-align:bottom;">Polycarbonate </td> <td data-sheets-value='{"1":2,"2":"EW"}' style="overflow:hidden;padding:0px 3px 0px 3px;vertical-align:bottom;">EW</td> <td data-sheets-value='{"1":2,"2":"Clear (A)"}' style="overflow:hidden;padding:0px 3px 0px 3px;vertical-align:bottom;">Clear (A)</td> <td data-sheets-numberformat='{"1":2,"2":"0.00","3":1}' data-sheets-value='{"1":3,"3":1.19}' style="overflow:hidden;padding:0px 3px 0px 3px;vertical-align:bottom;text-align:center;">1.19</td> <td data-sheets-numberformat='{"1":2,"2":"0","3":1}' data-sheets-value='{"1":3,"3":36.08}' style="overflow:hidden;padding:0px 3px 0px 3px;vertical-align:bottom;text-align:center;">36</td> <td data-sheets-numberformat='{"1":2,"2":"0","3":1}' data-sheets-value='{"1":3,"3":54.78}' style="overflow:hidden;padding:0px 3px 0px 3px;vertical-align:bottom;text-align:center;">55</td> <td data-sheets-value='{"1":3,"3":24}' style="border-right:1px solid #000000;overflow:hidden;padding:0px 3px 0px 3px;vertical-align:bottom;text-align:center;">24</td> </tr> <tr style="height:20px;"> <td data-sheets-value='{"1":2,"2":"PC"}' style="border-left:1px solid #000000;overflow:hidden;padding:0px 3px 0px 3px;vertical-align:bottom;">PC</td> <td style="overflow:hidden;padding:0px 3px 0px 3px;vertical-align:bottom;"></td> <td data-sheets-value='{"1":2,"2":"Opal (D)"}' style="overflow:hidden;padding:0px 3px 0px 3px;vertical-align:bottom;">Opal (D)</td> <td data-sheets-numberformat='{"1":2,"2":"0.00","3":1}' data-sheets-value='{"1":3,"3":1.19}' style="overflow:hidden;padding:0px 3px 0px 3px;vertical-align:bottom;text-align:center;">1.19</td> <td data-sheets-numberformat='{"1":2,"2":"0","3":1}' data-sheets-value='{"1":3,"3":23.779999999999998}' style="overflow:hidden;padding:0px 3px 0px 3px;vertical-align:bottom;text-align:center;">24</td> <td data-sheets-numberformat='{"1":2,"2":"0","3":1}' data-sheets-value='{"1":3,"3":39.6}' style="overflow:hidden;padding:0px 3px 0px 3px;vertical-align:bottom;text-align:center;">40</td> <td data-sheets-value='{"1":3,"3":24}' style="border-right:1px solid #000000;overflow:hidden;padding:0px 3px 0px 3px;vertical-align:bottom;text-align:center;">24</td> </tr> <tr style="height:20px;"> <td style="border-left:1px solid #000000;overflow:hidden;padding:0px 3px 0px 3px;vertical-align:bottom;"></td> <td data-sheets-value='{"1":2,"2":"DW"}' style="overflow:hidden;padding:0px 3px 0px 3px;vertical-align:bottom;">DW</td> <td data-sheets-value='{"1":2,"2":"Clear (A/H)"}' style="overflow:hidden;padding:0px 3px 0px 3px;vertical-align:bottom;">Clear (A/H)</td> <td data-sheets-numberformat='{"1":2,"2":"0.00","3":1}' data-sheets-value='{"1":3,"3":0.98}' style="overflow:hidden;padding:0px 3px 0px 3px;vertical-align:bottom;text-align:center;">0.98</td> <td data-sheets-numberformat='{"1":2,"2":"0","3":1}' data-sheets-value='{"1":3,"3":32.39}' style="overflow:hidden;padding:0px 3px 0px 3px;vertical-align:bottom;text-align:center;">32</td> <td data-sheets-numberformat='{"1":2,"2":"0","3":1}' data-sheets-value='{"1":3,"3":47.52}' style="overflow:hidden;padding:0px 3px 0px 3px;vertical-align:bottom;text-align:center;">48</td> <td data-sheets-value='{"1":3,"3":26}' style="border-right:1px solid #000000;overflow:hidden;padding:0px 3px 0px 3px;vertical-align:bottom;text-align:center;">26</td> </tr> <tr style="height:20px;"> <td style="border-left:1px solid #000000;overflow:hidden;padding:0px 3px 0px 3px;vertical-align:bottom;"></td> <td style="overflow:hidden;padding:0px 3px 0px 3px;vertical-align:bottom;"></td> <td data-sheets-value='{"1":2,"2":"Clear (A/A)"}' style="overflow:hidden;padding:0px 3px 0px 3px;vertical-align:bottom;">Clear (A/A)</td> <td data-sheets-numberformat='{"1":2,"2":"0.00","3":1}' data-sheets-value='{"1":3,"3":0.98}' style="overflow:hidden;padding:0px 3px 0px 3px;vertical-align:bottom;text-align:center;">0.98</td> <td data-sheets-numberformat='{"1":2,"2":"0","3":1}' data-sheets-value='{"1":3,"3":31.569999999999997}' style="overflow:hidden;padding:0px 3px 0px 3px;vertical-align:bottom;text-align:center;">32</td> <td data-sheets-numberformat='{"1":2,"2":"0","3":1}' data-sheets-value='{"1":3,"3":45.54}' style="overflow:hidden;padding:0px 3px 0px 3px;vertical-align:bottom;text-align:center;">46</td> <td data-sheets-value='{"1":3,"3":26}' style="border-right:1px solid #000000;overflow:hidden;padding:0px 3px 0px 3px;vertical-align:bottom;text-align:center;">26</td> </tr> <tr style="height:20px;"> <td style="border-left:1px solid #000000;overflow:hidden;padding:0px 3px 0px 3px;vertical-align:bottom;"></td> <td style="overflow:hidden;padding:0px 3px 0px 3px;vertical-align:bottom;"></td> <td data-sheets-value='{"1":2,"2":"Opal (A/O)"}' style="overflow:hidden;padding:0px 3px 0px 3px;vertical-align:bottom;">Opal (A/O)</td> <td data-sheets-numberformat='{"1":2,"2":"0.00","3":1}' data-sheets-value='{"1":3,"3":0.98}' style="overflow:hidden;padding:0px 3px 0px 3px;vertical-align:bottom;text-align:center;">0.98</td> <td data-sheets-numberformat='{"1":2,"2":"0","3":1}' data-sheets-value='{"1":3,"3":29.93}' style="overflow:hidden;padding:0px 3px 0px 3px;vertical-align:bottom;text-align:center;">30</td> <td data-sheets-numberformat='{"1":2,"2":"0","3":1}' data-sheets-value='{"1":3,"3":41.580000000000005}' style="overflow:hidden;padding:0px 3px 0px 3px;vertical-align:bottom;text-align:center;">42</td> <td data-sheets-value='{"1":3,"3":26}' style="border-right:1px solid #000000;overflow:hidden;padding:0px 3px 0px 3px;vertical-align:bottom;text-align:center;">26</td> </tr> <tr style="height:20px;"> <td style="border-bottom:1px solid #000000;border-left:1px solid #000000;overflow:hidden;padding:0px 3px 0px 3px;vertical-align:bottom;"></td> <td style="border-bottom:1px solid #000000;overflow:hidden;padding:0px 3px 0px 3px;vertical-align:bottom;"></td> <td data-sheets-value='{"1":2,"2":"Opal (A/D)"}' style="border-bottom:1px solid #000000;overflow:hidden;padding:0px 3px 0px 3px;vertical-align:bottom;">Opal (A/D)</td> <td data-sheets-numberformat='{"1":2,"2":"0.00","3":1}' data-sheets-value='{"1":3,"3":0.98}' style="border-bottom:1px solid #000000;overflow:hidden;padding:0px 3px 0px 3px;vertical-align:bottom;text-align:center;">0.98</td> <td data-sheets-numberformat='{"1":2,"2":"0","3":1}' data-sheets-value='{"1":3,"3":20.91}' style="border-bottom:1px solid #000000;overflow:hidden;padding:0px 3px 0px 3px;vertical-align:bottom;text-align:center;">21</td> <td data-sheets-numberformat='{"1":2,"2":"0","3":1}' data-sheets-value='{"1":3,"3":33}' style="border-bottom:1px solid #000000;overflow:hidden;padding:0px 3px 0px 3px;vertical-align:bottom;text-align:center;">33</td> <td data-sheets-value='{"1":3,"3":26}' style="border-right:1px solid #000000;border-bottom:1px solid #000000;overflow:hidden;padding:0px 3px 0px 3px;vertical-align:bottom;text-align:center;">26</td> </tr> <tr style="height:20px;"> <td data-sheets-value='{"1":2,"2":"Polycarbonate"}' style="border-left:1px solid #000000;overflow:hidden;padding:0px 3px 0px 3px;vertical-align:bottom;">Polycarbonate</td> <td data-sheets-value='{"1":2,"2":"EW"}' style="overflow:hidden;padding:0px 3px 0px 3px;vertical-align:bottom;">EW</td> <td data-sheets-value='{"1":2,"2":"Heatstop Opal (T)"}' style="overflow:hidden;padding:0px 3px 0px 3px;vertical-align:bottom;">Heatstop Opal (T)</td> <td data-sheets-numberformat='{"1":2,"2":"0.00","3":1}' data-sheets-value='{"1":3,"3":1.19}' style="overflow:hidden;padding:0px 3px 0px 3px;vertical-align:bottom;text-align:center;">1.19</td> <td data-sheets-numberformat='{"1":2,"2":"0","3":1}' data-sheets-value='{"1":3,"3":20.09}' style="overflow:hidden;padding:0px 3px 0px 3px;vertical-align:bottom;text-align:center;">20</td> <td data-sheets-numberformat='{"1":2,"2":"0","3":1}' data-sheets-value='{"1":3,"3":38.940000000000005}' style="overflow:hidden;padding:0px 3px 0px 3px;vertical-align:bottom;text-align:center;">39</td> <td data-sheets-value='{"1":3,"3":24}' style="border-right:1px solid #000000;overflow:hidden;padding:0px 3px 0px 3px;vertical-align:bottom;text-align:center;">24</td> </tr> <tr style="height:20px;"> <td data-sheets-value='{"1":2,"2":"Heatstop PC"}' style="border-left:1px solid #000000;overflow:hidden;padding:0px 3px 0px 3px;vertical-align:bottom;">Heatstop PC</td> <td data-sheets-value='{"1":2,"2":"DW"}' style="overflow:hidden;padding:0px 3px 0px 3px;vertical-align:bottom;">DW</td> <td data-sheets-value='{"1":2,"2":"Clear (T/H)"}' style="overflow:hidden;padding:0px 3px 0px 3px;vertical-align:bottom;">Clear (T/H)</td> <td data-sheets-numberformat='{"1":2,"2":"0.00","3":1}' data-sheets-value='{"1":3,"3":0.98}' style="overflow:hidden;padding:0px 3px 0px 3px;vertical-align:bottom;text-align:center;">0.98</td> <td data-sheets-numberformat='{"1":2,"2":"0","3":1}' data-sheets-value='{"1":3,"3":18.04}' style="overflow:hidden;padding:0px 3px 0px 3px;vertical-align:bottom;text-align:center;">18</td> <td data-sheets-numberformat='{"1":2,"2":"0","3":1}' data-sheets-value='{"1":3,"3":33.660000000000004}' style="overflow:hidden;padding:0px 3px 0px 3px;vertical-align:bottom;text-align:center;">34</td> <td data-sheets-value='{"1":3,"3":26}' style="border-right:1px solid #000000;overflow:hidden;padding:0px 3px 0px 3px;vertical-align:bottom;text-align:center;">26</td> </tr> <tr style="height:20px;"> <td style="border-bottom:1px solid #000000;border-left:1px solid #000000;overflow:hidden;padding:0px 3px 0px 3px;vertical-align:bottom;"></td> <td style="border-bottom:1px solid #000000;overflow:hidden;padding:0px 3px 0px 3px;vertical-align:bottom;"></td> <td data-sheets-value='{"1":2,"2":"Opal (T/O)"}' style="border-bottom:1px solid #000000;overflow:hidden;padding:0px 3px 0px 3px;vertical-align:bottom;">Opal (T/O)</td> <td data-sheets-numberformat='{"1":2,"2":"0.00","3":1}' data-sheets-value='{"1":3,"3":0.98}' style="border-bottom:1px solid #000000;overflow:hidden;padding:0px 3px 0px 3px;vertical-align:bottom;text-align:center;">0.98</td> <td data-sheets-numberformat='{"1":2,"2":"0","3":1}' data-sheets-value='{"1":3,"3":16.81}' style="border-bottom:1px solid #000000;overflow:hidden;padding:0px 3px 0px 3px;vertical-align:bottom;text-align:center;">17</td> <td data-sheets-numberformat='{"1":2,"2":"0","3":1}' data-sheets-value='{"1":3,"3":29.700000000000003}' style="border-bottom:1px solid #000000;overflow:hidden;padding:0px 3px 0px 3px;vertical-align:bottom;text-align:center;">30</td> <td data-sheets-value='{"1":3,"3":26}' style="border-right:1px solid #000000;border-bottom:1px solid #000000;overflow:hidden;padding:0px 3px 0px 3px;vertical-align:bottom;text-align:center;">26</td> </tr> </tbody></table> | skylux-160-ce-met-koepel-en-pvc-opstand-30-20-met-lm-motor-en-pvc-raam-type-ep25-0700-x-1300-mm | 8586032415053 | 46872358814029
Smoke and heat exhaust (SHEV) | SHE system | Skylux | Skylux 160° CE with skylight and PVC curb 30/20 with LM-actuator and PVC frame type EP25 0700 x 1500 mm |  | 50405 | 5412970504054 | 4296.75 | Yes | 30-45 | 79.57 | 700 x 1500 mm | 1500 | 700 |  | PVC 30/20 (30 cm high & roof opening = 20 cm larger than daylight size) | Rectangular | 1.19 W/m²K - 0.98 W/m²K | 57% - 30% | 37% - 17% | 24dB - 26dB | 160° CE (for industry) | PVC frame EP25 | without spoiler | E | Single actuator | Maximum double-walled skylight possible for this product | Ut-value LT-value g-value Rw-value EN 1873 : 2014 EN ISO 13468 EN 16153 EN 410 EN 410 EN ISO 140-3 Material Walls Shells (W/m²K) (%) (%) (dB) Acrylic EW Clear (H) 1.19 37 57 24 PMMA Opal (O) 1.19 34 50 24 DW Clear (H/H) 0.98 33 50 26 Opal (O/O) 0.98 28 38 26 Polycarbonate EW Clear (A) 1.19 36 55 24 PC Opal (D) 1.19 24 40 24 DW Clear (A/H) 0.98 32 48 26 Clear (A/A) 0.98 32 46 26 Opal (A/O) 0.98 30 42 26 Opal (A/D) 0.98 21 33 26 Polycarbonate EW Heatstop Opal (T) 1.19 20 39 24 Heatstop PC DW Clear (T/H) 0.98 18 34 26 Opal (T/O) 0.98 17 30 26 | https://skylux.eu/en/products/skylux-160-ce-met-koepel-en-pvc-opstand-30-20-met-lm-motor-en-pvc-raam-type-ep25-0700-x-1500-mm | https://skylux.eu/cdn/shop/files/Skylux-160deg-CE-met-koepel-en-pvc-opstand-3020-met-LM-motor-en-pvc-raam-type-EP25-0700-x-1500-mm-RWA-systeem.jpg?v=1702980648&width=1600 | https://skylux.eu/cdn/shop/files/e5a82811-1bb0-48e4-a776-cacb59c7c092_e427111d-c880-4dc9-a485-41a077e68106.jpg?v=1688551179&width=1600 | //skylux.eu/cdn/shop/files/E_MH_Mounting_instructions_Skylux_160_CE_LM.pdf?v=12406716259046007223 | //skylux.eu/cdn/shop/files/E_TD_Technical_File_Skylux_Skylux_160_CE_Electric.pdf?v=3667116872303399239 | <style type="text/css" id="isPasted"><!--td {border: 1px solid #cccccc;}br {mso-data-placement:same-cell;}--></style><table border="1" cellpadding="0" cellspacing="0" dir="ltr" style="table-layout:fixed;font-size:10pt;font-family:Arial;border-collapse:collapse;border:none;"><tbody> <tr style="height:20px;"> <td style="overflow:hidden;padding:0px 3px 0px 3px;vertical-align:bottom;"></td> <td style="overflow:hidden;padding:0px 3px 0px 3px;vertical-align:bottom;"></td> <td style="overflow:hidden;padding:0px 3px 0px 3px;vertical-align:bottom;"></td> <td data-sheets-value='{"1":2,"2":"Ut-value"}' style="overflow:hidden;padding:0px 3px 0px 3px;vertical-align:bottom;font-weight:bold;text-align:center;">Ut-value</td> <td data-sheets-value='{"1":2,"2":"LT-value"}' style="overflow:hidden;padding:0px 3px 0px 3px;vertical-align:bottom;font-weight:bold;text-align:center;">LT-value</td> <td data-sheets-value='{"1":2,"2":"g-value"}' style="overflow:hidden;padding:0px 3px 0px 3px;vertical-align:bottom;font-weight:bold;text-align:center;">g-value</td> <td data-sheets-value='{"1":2,"2":"Rw-value "}' style="overflow:hidden;padding:0px 3px 0px 3px;vertical-align:bottom;font-weight:bold;text-align:center;">Rw-value </td> </tr> <tr style="height:20px;"> <td style="overflow:hidden;padding:0px 3px 0px 3px;vertical-align:bottom;"></td> <td style="overflow:hidden;padding:0px 3px 0px 3px;vertical-align:bottom;"></td> <td style="overflow:hidden;padding:0px 3px 0px 3px;vertical-align:bottom;"></td> <td data-sheets-numberformat='{"1":2,"2":"0.00","3":1}' data-sheets-value='{"1":2,"2":"EN 1873 : 2014"}' style="overflow:hidden;padding:0px 3px 0px 3px;vertical-align:bottom;text-align:center;">EN 1873 : 2014</td> <td data-sheets-numberformat='{"1":2,"2":"0","3":1}' data-sheets-value='{"1":2,"2":"EN ISO 13468 EN 16153 EN 410"}' style="overflow:hidden;padding:0px 3px 0px 3px;vertical-align:bottom;text-align:center;">EN ISO 13468 EN 16153 EN 410</td> <td data-sheets-numberformat='{"1":2,"2":"0","3":1}' data-sheets-value='{"1":2,"2":"EN 410"}' style="overflow:hidden;padding:0px 3px 0px 3px;vertical-align:bottom;text-align:center;">EN 410</td> <td data-sheets-value='{"1":2,"2":"EN ISO 140-3\t\t"}' style="overflow:hidden;padding:0px 3px 0px 3px;vertical-align:bottom;text-align:center;">EN ISO 140-3 </td> </tr> <tr style="height:20px;"> <td data-sheets-value='{"1":2,"2":"Material"}' style="border-bottom:1px solid #000000;overflow:hidden;padding:0px 3px 0px 3px;vertical-align:bottom;background-color:#000000;font-weight:bold;color:#ffffff;">Material</td> <td data-sheets-value='{"1":2,"2":"Walls"}' style="border-bottom:1px solid #000000;overflow:hidden;padding:0px 3px 0px 3px;vertical-align:bottom;background-color:#000000;font-weight:bold;color:#ffffff;">Walls</td> <td data-sheets-value='{"1":2,"2":"Shells"}' style="border-bottom:1px solid #000000;overflow:hidden;padding:0px 3px 0px 3px;vertical-align:bottom;background-color:#000000;font-weight:bold;color:#ffffff;">Shells</td> <td data-sheets-numberformat='{"1":2,"2":"0.00","3":1}' data-sheets-value='{"1":2,"2":"(W/m²K)\t"}' style="border-bottom:1px solid #000000;overflow:hidden;padding:0px 3px 0px 3px;vertical-align:bottom;background-color:#000000;font-weight:bold;color:#ffffff;text-align:center;">(W/m²K) </td> <td data-sheets-numberformat='{"1":2,"2":"0","3":1}' data-sheets-value='{"1":2,"2":"(%)"}' style="border-bottom:1px solid #000000;overflow:hidden;padding:0px 3px 0px 3px;vertical-align:bottom;background-color:#000000;font-weight:bold;color:#ffffff;text-align:center;">(%)</td> <td data-sheets-numberformat='{"1":2,"2":"0","3":1}' data-sheets-value='{"1":2,"2":"(%)"}' style="border-bottom:1px solid #000000;overflow:hidden;padding:0px 3px 0px 3px;vertical-align:bottom;background-color:#000000;font-weight:bold;color:#ffffff;text-align:center;">(%)</td> <td data-sheets-value='{"1":2,"2":"(dB)"}' style="border-bottom:1px solid #000000;overflow:hidden;padding:0px 3px 0px 3px;vertical-align:bottom;background-color:#000000;font-weight:bold;color:#ffffff;text-align:center;">(dB)</td> </tr> <tr style="height:20px;"> <td data-sheets-value='{"1":2,"2":"Acrylic"}' style="border-left:1px solid #000000;overflow:hidden;padding:0px 3px 0px 3px;vertical-align:bottom;">Acrylic</td> <td data-sheets-value='{"1":2,"2":"EW"}' style="overflow:hidden;padding:0px 3px 0px 3px;vertical-align:bottom;">EW</td> <td data-sheets-value='{"1":2,"2":"Clear (H)"}' style="overflow:hidden;padding:0px 3px 0px 3px;vertical-align:bottom;">Clear (H)</td> <td data-sheets-numberformat='{"1":2,"2":"0.00","3":1}' data-sheets-value='{"1":3,"3":1.19}' style="overflow:hidden;padding:0px 3px 0px 3px;vertical-align:bottom;text-align:center;">1.19</td> <td data-sheets-numberformat='{"1":2,"2":"0","3":1}' data-sheets-value='{"1":3,"3":36.9}' style="overflow:hidden;padding:0px 3px 0px 3px;vertical-align:bottom;text-align:center;">37</td> <td data-sheets-numberformat='{"1":2,"2":"0","3":1}' data-sheets-value='{"1":3,"3":57.42}' style="overflow:hidden;padding:0px 3px 0px 3px;vertical-align:bottom;text-align:center;">57</td> <td data-sheets-value='{"1":3,"3":24}' style="border-right:1px solid #000000;overflow:hidden;padding:0px 3px 0px 3px;vertical-align:bottom;text-align:center;">24</td> </tr> <tr style="height:20px;"> <td data-sheets-value='{"1":2,"2":"PMMA"}' style="border-left:1px solid #000000;overflow:hidden;padding:0px 3px 0px 3px;vertical-align:bottom;">PMMA</td> <td style="overflow:hidden;padding:0px 3px 0px 3px;vertical-align:bottom;"></td> <td data-sheets-value='{"1":2,"2":"Opal (O)"}' style="overflow:hidden;padding:0px 3px 0px 3px;vertical-align:bottom;">Opal (O)</td> <td data-sheets-numberformat='{"1":2,"2":"0.00","3":1}' data-sheets-value='{"1":3,"3":1.19}' style="overflow:hidden;padding:0px 3px 0px 3px;vertical-align:bottom;text-align:center;">1.19</td> <td data-sheets-numberformat='{"1":2,"2":"0","3":1}' data-sheets-value='{"1":3,"3":34.03}' style="overflow:hidden;padding:0px 3px 0px 3px;vertical-align:bottom;text-align:center;">34</td> <td data-sheets-numberformat='{"1":2,"2":"0","3":1}' data-sheets-value='{"1":3,"3":50.160000000000004}' style="overflow:hidden;padding:0px 3px 0px 3px;vertical-align:bottom;text-align:center;">50</td> <td data-sheets-value='{"1":3,"3":24}' style="border-right:1px solid #000000;overflow:hidden;padding:0px 3px 0px 3px;vertical-align:bottom;text-align:center;">24</td> </tr> <tr style="height:20px;"> <td style="border-left:1px solid #000000;overflow:hidden;padding:0px 3px 0px 3px;vertical-align:bottom;"></td> <td data-sheets-value='{"1":2,"2":"DW"}' style="overflow:hidden;padding:0px 3px 0px 3px;vertical-align:bottom;">DW</td> <td data-sheets-value='{"1":2,"2":"Clear (H/H)"}' style="overflow:hidden;padding:0px 3px 0px 3px;vertical-align:bottom;">Clear (H/H)</td> <td data-sheets-numberformat='{"1":2,"2":"0.00","3":1}' data-sheets-value='{"1":3,"3":0.98}' style="overflow:hidden;padding:0px 3px 0px 3px;vertical-align:bottom;text-align:center;">0.98</td> <td data-sheets-numberformat='{"1":2,"2":"0","3":1}' data-sheets-value='{"1":3,"3":33.21}' style="overflow:hidden;padding:0px 3px 0px 3px;vertical-align:bottom;text-align:center;">33</td> <td data-sheets-numberformat='{"1":2,"2":"0","3":1}' data-sheets-value='{"1":3,"3":49.5}' style="overflow:hidden;padding:0px 3px 0px 3px;vertical-align:bottom;text-align:center;">50</td> <td data-sheets-value='{"1":3,"3":26}' style="border-right:1px solid #000000;overflow:hidden;padding:0px 3px 0px 3px;vertical-align:bottom;text-align:center;">26</td> </tr> <tr style="height:20px;"> <td style="border-bottom:1px solid #000000;border-left:1px solid #000000;overflow:hidden;padding:0px 3px 0px 3px;vertical-align:bottom;"></td> <td style="border-bottom:1px solid #000000;overflow:hidden;padding:0px 3px 0px 3px;vertical-align:bottom;"></td> <td data-sheets-value='{"1":2,"2":"Opal (O/O)"}' style="border-bottom:1px solid #000000;overflow:hidden;padding:0px 3px 0px 3px;vertical-align:bottom;">Opal (O/O)</td> <td data-sheets-numberformat='{"1":2,"2":"0.00","3":1}' data-sheets-value='{"1":3,"3":0.98}' style="border-bottom:1px solid #000000;overflow:hidden;padding:0px 3px 0px 3px;vertical-align:bottom;text-align:center;">0.98</td> <td data-sheets-numberformat='{"1":2,"2":"0","3":1}' data-sheets-value='{"1":3,"3":28.29}' style="border-bottom:1px solid #000000;overflow:hidden;padding:0px 3px 0px 3px;vertical-align:bottom;text-align:center;">28</td> <td data-sheets-numberformat='{"1":2,"2":"0","3":1}' data-sheets-value='{"1":3,"3":38.28}' style="border-bottom:1px solid #000000;overflow:hidden;padding:0px 3px 0px 3px;vertical-align:bottom;text-align:center;">38</td> <td data-sheets-value='{"1":3,"3":26}' style="border-right:1px solid #000000;border-bottom:1px solid #000000;overflow:hidden;padding:0px 3px 0px 3px;vertical-align:bottom;text-align:center;">26</td> </tr> <tr style="height:20px;"> <td data-sheets-value='{"1":2,"2":"Polycarbonate "}' style="border-left:1px solid #000000;overflow:hidden;padding:0px 3px 0px 3px;vertical-align:bottom;">Polycarbonate </td> <td data-sheets-value='{"1":2,"2":"EW"}' style="overflow:hidden;padding:0px 3px 0px 3px;vertical-align:bottom;">EW</td> <td data-sheets-value='{"1":2,"2":"Clear (A)"}' style="overflow:hidden;padding:0px 3px 0px 3px;vertical-align:bottom;">Clear (A)</td> <td data-sheets-numberformat='{"1":2,"2":"0.00","3":1}' data-sheets-value='{"1":3,"3":1.19}' style="overflow:hidden;padding:0px 3px 0px 3px;vertical-align:bottom;text-align:center;">1.19</td> <td data-sheets-numberformat='{"1":2,"2":"0","3":1}' data-sheets-value='{"1":3,"3":36.08}' style="overflow:hidden;padding:0px 3px 0px 3px;vertical-align:bottom;text-align:center;">36</td> <td data-sheets-numberformat='{"1":2,"2":"0","3":1}' data-sheets-value='{"1":3,"3":54.78}' style="overflow:hidden;padding:0px 3px 0px 3px;vertical-align:bottom;text-align:center;">55</td> <td data-sheets-value='{"1":3,"3":24}' style="border-right:1px solid #000000;overflow:hidden;padding:0px 3px 0px 3px;vertical-align:bottom;text-align:center;">24</td> </tr> <tr style="height:20px;"> <td data-sheets-value='{"1":2,"2":"PC"}' style="border-left:1px solid #000000;overflow:hidden;padding:0px 3px 0px 3px;vertical-align:bottom;">PC</td> <td style="overflow:hidden;padding:0px 3px 0px 3px;vertical-align:bottom;"></td> <td data-sheets-value='{"1":2,"2":"Opal (D)"}' style="overflow:hidden;padding:0px 3px 0px 3px;vertical-align:bottom;">Opal (D)</td> <td data-sheets-numberformat='{"1":2,"2":"0.00","3":1}' data-sheets-value='{"1":3,"3":1.19}' style="overflow:hidden;padding:0px 3px 0px 3px;vertical-align:bottom;text-align:center;">1.19</td> <td data-sheets-numberformat='{"1":2,"2":"0","3":1}' data-sheets-value='{"1":3,"3":23.779999999999998}' style="overflow:hidden;padding:0px 3px 0px 3px;vertical-align:bottom;text-align:center;">24</td> <td data-sheets-numberformat='{"1":2,"2":"0","3":1}' data-sheets-value='{"1":3,"3":39.6}' style="overflow:hidden;padding:0px 3px 0px 3px;vertical-align:bottom;text-align:center;">40</td> <td data-sheets-value='{"1":3,"3":24}' style="border-right:1px solid #000000;overflow:hidden;padding:0px 3px 0px 3px;vertical-align:bottom;text-align:center;">24</td> </tr> <tr style="height:20px;"> <td style="border-left:1px solid #000000;overflow:hidden;padding:0px 3px 0px 3px;vertical-align:bottom;"></td> <td data-sheets-value='{"1":2,"2":"DW"}' style="overflow:hidden;padding:0px 3px 0px 3px;vertical-align:bottom;">DW</td> <td data-sheets-value='{"1":2,"2":"Clear (A/H)"}' style="overflow:hidden;padding:0px 3px 0px 3px;vertical-align:bottom;">Clear (A/H)</td> <td data-sheets-numberformat='{"1":2,"2":"0.00","3":1}' data-sheets-value='{"1":3,"3":0.98}' style="overflow:hidden;padding:0px 3px 0px 3px;vertical-align:bottom;text-align:center;">0.98</td> <td data-sheets-numberformat='{"1":2,"2":"0","3":1}' data-sheets-value='{"1":3,"3":32.39}' style="overflow:hidden;padding:0px 3px 0px 3px;vertical-align:bottom;text-align:center;">32</td> <td data-sheets-numberformat='{"1":2,"2":"0","3":1}' data-sheets-value='{"1":3,"3":47.52}' style="overflow:hidden;padding:0px 3px 0px 3px;vertical-align:bottom;text-align:center;">48</td> <td data-sheets-value='{"1":3,"3":26}' style="border-right:1px solid #000000;overflow:hidden;padding:0px 3px 0px 3px;vertical-align:bottom;text-align:center;">26</td> </tr> <tr style="height:20px;"> <td style="border-left:1px solid #000000;overflow:hidden;padding:0px 3px 0px 3px;vertical-align:bottom;"></td> <td style="overflow:hidden;padding:0px 3px 0px 3px;vertical-align:bottom;"></td> <td data-sheets-value='{"1":2,"2":"Clear (A/A)"}' style="overflow:hidden;padding:0px 3px 0px 3px;vertical-align:bottom;">Clear (A/A)</td> <td data-sheets-numberformat='{"1":2,"2":"0.00","3":1}' data-sheets-value='{"1":3,"3":0.98}' style="overflow:hidden;padding:0px 3px 0px 3px;vertical-align:bottom;text-align:center;">0.98</td> <td data-sheets-numberformat='{"1":2,"2":"0","3":1}' data-sheets-value='{"1":3,"3":31.569999999999997}' style="overflow:hidden;padding:0px 3px 0px 3px;vertical-align:bottom;text-align:center;">32</td> <td data-sheets-numberformat='{"1":2,"2":"0","3":1}' data-sheets-value='{"1":3,"3":45.54}' style="overflow:hidden;padding:0px 3px 0px 3px;vertical-align:bottom;text-align:center;">46</td> <td data-sheets-value='{"1":3,"3":26}' style="border-right:1px solid #000000;overflow:hidden;padding:0px 3px 0px 3px;vertical-align:bottom;text-align:center;">26</td> </tr> <tr style="height:20px;"> <td style="border-left:1px solid #000000;overflow:hidden;padding:0px 3px 0px 3px;vertical-align:bottom;"></td> <td style="overflow:hidden;padding:0px 3px 0px 3px;vertical-align:bottom;"></td> <td data-sheets-value='{"1":2,"2":"Opal (A/O)"}' style="overflow:hidden;padding:0px 3px 0px 3px;vertical-align:bottom;">Opal (A/O)</td> <td data-sheets-numberformat='{"1":2,"2":"0.00","3":1}' data-sheets-value='{"1":3,"3":0.98}' style="overflow:hidden;padding:0px 3px 0px 3px;vertical-align:bottom;text-align:center;">0.98</td> <td data-sheets-numberformat='{"1":2,"2":"0","3":1}' data-sheets-value='{"1":3,"3":29.93}' style="overflow:hidden;padding:0px 3px 0px 3px;vertical-align:bottom;text-align:center;">30</td> <td data-sheets-numberformat='{"1":2,"2":"0","3":1}' data-sheets-value='{"1":3,"3":41.580000000000005}' style="overflow:hidden;padding:0px 3px 0px 3px;vertical-align:bottom;text-align:center;">42</td> <td data-sheets-value='{"1":3,"3":26}' style="border-right:1px solid #000000;overflow:hidden;padding:0px 3px 0px 3px;vertical-align:bottom;text-align:center;">26</td> </tr> <tr style="height:20px;"> <td style="border-bottom:1px solid #000000;border-left:1px solid #000000;overflow:hidden;padding:0px 3px 0px 3px;vertical-align:bottom;"></td> <td style="border-bottom:1px solid #000000;overflow:hidden;padding:0px 3px 0px 3px;vertical-align:bottom;"></td> <td data-sheets-value='{"1":2,"2":"Opal (A/D)"}' style="border-bottom:1px solid #000000;overflow:hidden;padding:0px 3px 0px 3px;vertical-align:bottom;">Opal (A/D)</td> <td data-sheets-numberformat='{"1":2,"2":"0.00","3":1}' data-sheets-value='{"1":3,"3":0.98}' style="border-bottom:1px solid #000000;overflow:hidden;padding:0px 3px 0px 3px;vertical-align:bottom;text-align:center;">0.98</td> <td data-sheets-numberformat='{"1":2,"2":"0","3":1}' data-sheets-value='{"1":3,"3":20.91}' style="border-bottom:1px solid #000000;overflow:hidden;padding:0px 3px 0px 3px;vertical-align:bottom;text-align:center;">21</td> <td data-sheets-numberformat='{"1":2,"2":"0","3":1}' data-sheets-value='{"1":3,"3":33}' style="border-bottom:1px solid #000000;overflow:hidden;padding:0px 3px 0px 3px;vertical-align:bottom;text-align:center;">33</td> <td data-sheets-value='{"1":3,"3":26}' style="border-right:1px solid #000000;border-bottom:1px solid #000000;overflow:hidden;padding:0px 3px 0px 3px;vertical-align:bottom;text-align:center;">26</td> </tr> <tr style="height:20px;"> <td data-sheets-value='{"1":2,"2":"Polycarbonate"}' style="border-left:1px solid #000000;overflow:hidden;padding:0px 3px 0px 3px;vertical-align:bottom;">Polycarbonate</td> <td data-sheets-value='{"1":2,"2":"EW"}' style="overflow:hidden;padding:0px 3px 0px 3px;vertical-align:bottom;">EW</td> <td data-sheets-value='{"1":2,"2":"Heatstop Opal (T)"}' style="overflow:hidden;padding:0px 3px 0px 3px;vertical-align:bottom;">Heatstop Opal (T)</td> <td data-sheets-numberformat='{"1":2,"2":"0.00","3":1}' data-sheets-value='{"1":3,"3":1.19}' style="overflow:hidden;padding:0px 3px 0px 3px;vertical-align:bottom;text-align:center;">1.19</td> <td data-sheets-numberformat='{"1":2,"2":"0","3":1}' data-sheets-value='{"1":3,"3":20.09}' style="overflow:hidden;padding:0px 3px 0px 3px;vertical-align:bottom;text-align:center;">20</td> <td data-sheets-numberformat='{"1":2,"2":"0","3":1}' data-sheets-value='{"1":3,"3":38.940000000000005}' style="overflow:hidden;padding:0px 3px 0px 3px;vertical-align:bottom;text-align:center;">39</td> <td data-sheets-value='{"1":3,"3":24}' style="border-right:1px solid #000000;overflow:hidden;padding:0px 3px 0px 3px;vertical-align:bottom;text-align:center;">24</td> </tr> <tr style="height:20px;"> <td data-sheets-value='{"1":2,"2":"Heatstop PC"}' style="border-left:1px solid #000000;overflow:hidden;padding:0px 3px 0px 3px;vertical-align:bottom;">Heatstop PC</td> <td data-sheets-value='{"1":2,"2":"DW"}' style="overflow:hidden;padding:0px 3px 0px 3px;vertical-align:bottom;">DW</td> <td data-sheets-value='{"1":2,"2":"Clear (T/H)"}' style="overflow:hidden;padding:0px 3px 0px 3px;vertical-align:bottom;">Clear (T/H)</td> <td data-sheets-numberformat='{"1":2,"2":"0.00","3":1}' data-sheets-value='{"1":3,"3":0.98}' style="overflow:hidden;padding:0px 3px 0px 3px;vertical-align:bottom;text-align:center;">0.98</td> <td data-sheets-numberformat='{"1":2,"2":"0","3":1}' data-sheets-value='{"1":3,"3":18.04}' style="overflow:hidden;padding:0px 3px 0px 3px;vertical-align:bottom;text-align:center;">18</td> <td data-sheets-numberformat='{"1":2,"2":"0","3":1}' data-sheets-value='{"1":3,"3":33.660000000000004}' style="overflow:hidden;padding:0px 3px 0px 3px;vertical-align:bottom;text-align:center;">34</td> <td data-sheets-value='{"1":3,"3":26}' style="border-right:1px solid #000000;overflow:hidden;padding:0px 3px 0px 3px;vertical-align:bottom;text-align:center;">26</td> </tr> <tr style="height:20px;"> <td style="border-bottom:1px solid #000000;border-left:1px solid #000000;overflow:hidden;padding:0px 3px 0px 3px;vertical-align:bottom;"></td> <td style="border-bottom:1px solid #000000;overflow:hidden;padding:0px 3px 0px 3px;vertical-align:bottom;"></td> <td data-sheets-value='{"1":2,"2":"Opal (T/O)"}' style="border-bottom:1px solid #000000;overflow:hidden;padding:0px 3px 0px 3px;vertical-align:bottom;">Opal (T/O)</td> <td data-sheets-numberformat='{"1":2,"2":"0.00","3":1}' data-sheets-value='{"1":3,"3":0.98}' style="border-bottom:1px solid #000000;overflow:hidden;padding:0px 3px 0px 3px;vertical-align:bottom;text-align:center;">0.98</td> <td data-sheets-numberformat='{"1":2,"2":"0","3":1}' data-sheets-value='{"1":3,"3":16.81}' style="border-bottom:1px solid #000000;overflow:hidden;padding:0px 3px 0px 3px;vertical-align:bottom;text-align:center;">17</td> <td data-sheets-numberformat='{"1":2,"2":"0","3":1}' data-sheets-value='{"1":3,"3":29.700000000000003}' style="border-bottom:1px solid #000000;overflow:hidden;padding:0px 3px 0px 3px;vertical-align:bottom;text-align:center;">30</td> <td data-sheets-value='{"1":3,"3":26}' style="border-right:1px solid #000000;border-bottom:1px solid #000000;overflow:hidden;padding:0px 3px 0px 3px;vertical-align:bottom;text-align:center;">26</td> </tr> </tbody></table> | skylux-160-ce-met-koepel-en-pvc-opstand-30-20-met-lm-motor-en-pvc-raam-type-ep25-0700-x-1500-mm | 8586032447821 | 46872358846797
Smoke and heat exhaust (SHEV) | SHE system | Skylux | Skylux 160° CE with skylight and PVC curb 30/20 with LM-actuator and PVC frame type EP25 0750 x 1050 mm |  | 50406 | 5412970504061 | 4106.75 | Yes | 30-45 | 71.31 | 750 x 1050 mm | 1050 | 750 |  | PVC 30/20 (30 cm high & roof opening = 20 cm larger than daylight size) | Rectangular | 1.19 W/m²K - 0.98 W/m²K | 57% - 30% | 37% - 17% | 24dB - 26dB | 160° CE (for industry) | PVC frame EP25 | without spoiler | E | Single actuator | Maximum double-walled skylight possible for this product | Ut-value LT-value g-value Rw-value EN 1873 : 2014 EN ISO 13468 EN 16153 EN 410 EN 410 EN ISO 140-3 Material Walls Shells (W/m²K) (%) (%) (dB) Acrylic EW Clear (H) 1.19 37 57 24 PMMA Opal (O) 1.19 34 50 24 DW Clear (H/H) 0.98 33 50 26 Opal (O/O) 0.98 28 38 26 Polycarbonate EW Clear (A) 1.19 36 55 24 PC Opal (D) 1.19 24 40 24 DW Clear (A/H) 0.98 32 48 26 Clear (A/A) 0.98 32 46 26 Opal (A/O) 0.98 30 42 26 Opal (A/D) 0.98 21 33 26 Polycarbonate EW Heatstop Opal (T) 1.19 20 39 24 Heatstop PC DW Clear (T/H) 0.98 18 34 26 Opal (T/O) 0.98 17 30 26 | https://skylux.eu/en/products/skylux-160-ce-met-koepel-en-pvc-opstand-30-20-met-lm-motor-en-pvc-raam-type-ep25-0750-x-1050-mm | https://skylux.eu/cdn/shop/files/Skylux-160deg-CE-met-koepel-en-pvc-opstand-3020-met-LM-motor-en-pvc-raam-type-EP25-0750-x-1050-mm-RWA-systeem.jpg?v=1702980653&width=1600 | https://skylux.eu/cdn/shop/files/e5a82811-1bb0-48e4-a776-cacb59c7c092_2c93d2ff-a5a9-44f2-9f7e-af0a608f86a4.jpg?v=1688551180&width=1600 | //skylux.eu/cdn/shop/files/E_MH_Mounting_instructions_Skylux_160_CE_LM.pdf?v=12406716259046007223 | //skylux.eu/cdn/shop/files/E_TD_Technical_File_Skylux_Skylux_160_CE_Electric.pdf?v=3667116872303399239 | <style type="text/css" id="isPasted"><!--td {border: 1px solid #cccccc;}br {mso-data-placement:same-cell;}--></style><table border="1" cellpadding="0" cellspacing="0" dir="ltr" style="table-layout:fixed;font-size:10pt;font-family:Arial;border-collapse:collapse;border:none;"><tbody> <tr style="height:20px;"> <td style="overflow:hidden;padding:0px 3px 0px 3px;vertical-align:bottom;"></td> <td style="overflow:hidden;padding:0px 3px 0px 3px;vertical-align:bottom;"></td> <td style="overflow:hidden;padding:0px 3px 0px 3px;vertical-align:bottom;"></td> <td data-sheets-value='{"1":2,"2":"Ut-value"}' style="overflow:hidden;padding:0px 3px 0px 3px;vertical-align:bottom;font-weight:bold;text-align:center;">Ut-value</td> <td data-sheets-value='{"1":2,"2":"LT-value"}' style="overflow:hidden;padding:0px 3px 0px 3px;vertical-align:bottom;font-weight:bold;text-align:center;">LT-value</td> <td data-sheets-value='{"1":2,"2":"g-value"}' style="overflow:hidden;padding:0px 3px 0px 3px;vertical-align:bottom;font-weight:bold;text-align:center;">g-value</td> <td data-sheets-value='{"1":2,"2":"Rw-value "}' style="overflow:hidden;padding:0px 3px 0px 3px;vertical-align:bottom;font-weight:bold;text-align:center;">Rw-value </td> </tr> <tr style="height:20px;"> <td style="overflow:hidden;padding:0px 3px 0px 3px;vertical-align:bottom;"></td> <td style="overflow:hidden;padding:0px 3px 0px 3px;vertical-align:bottom;"></td> <td style="overflow:hidden;padding:0px 3px 0px 3px;vertical-align:bottom;"></td> <td data-sheets-numberformat='{"1":2,"2":"0.00","3":1}' data-sheets-value='{"1":2,"2":"EN 1873 : 2014"}' style="overflow:hidden;padding:0px 3px 0px 3px;vertical-align:bottom;text-align:center;">EN 1873 : 2014</td> <td data-sheets-numberformat='{"1":2,"2":"0","3":1}' data-sheets-value='{"1":2,"2":"EN ISO 13468 EN 16153 EN 410"}' style="overflow:hidden;padding:0px 3px 0px 3px;vertical-align:bottom;text-align:center;">EN ISO 13468 EN 16153 EN 410</td> <td data-sheets-numberformat='{"1":2,"2":"0","3":1}' data-sheets-value='{"1":2,"2":"EN 410"}' style="overflow:hidden;padding:0px 3px 0px 3px;vertical-align:bottom;text-align:center;">EN 410</td> <td data-sheets-value='{"1":2,"2":"EN ISO 140-3\t\t"}' style="overflow:hidden;padding:0px 3px 0px 3px;vertical-align:bottom;text-align:center;">EN ISO 140-3 </td> </tr> <tr style="height:20px;"> <td data-sheets-value='{"1":2,"2":"Material"}' style="border-bottom:1px solid #000000;overflow:hidden;padding:0px 3px 0px 3px;vertical-align:bottom;background-color:#000000;font-weight:bold;color:#ffffff;">Material</td> <td data-sheets-value='{"1":2,"2":"Walls"}' style="border-bottom:1px solid #000000;overflow:hidden;padding:0px 3px 0px 3px;vertical-align:bottom;background-color:#000000;font-weight:bold;color:#ffffff;">Walls</td> <td data-sheets-value='{"1":2,"2":"Shells"}' style="border-bottom:1px solid #000000;overflow:hidden;padding:0px 3px 0px 3px;vertical-align:bottom;background-color:#000000;font-weight:bold;color:#ffffff;">Shells</td> <td data-sheets-numberformat='{"1":2,"2":"0.00","3":1}' data-sheets-value='{"1":2,"2":"(W/m²K)\t"}' style="border-bottom:1px solid #000000;overflow:hidden;padding:0px 3px 0px 3px;vertical-align:bottom;background-color:#000000;font-weight:bold;color:#ffffff;text-align:center;">(W/m²K) </td> <td data-sheets-numberformat='{"1":2,"2":"0","3":1}' data-sheets-value='{"1":2,"2":"(%)"}' style="border-bottom:1px solid #000000;overflow:hidden;padding:0px 3px 0px 3px;vertical-align:bottom;background-color:#000000;font-weight:bold;color:#ffffff;text-align:center;">(%)</td> <td data-sheets-numberformat='{"1":2,"2":"0","3":1}' data-sheets-value='{"1":2,"2":"(%)"}' style="border-bottom:1px solid #000000;overflow:hidden;padding:0px 3px 0px 3px;vertical-align:bottom;background-color:#000000;font-weight:bold;color:#ffffff;text-align:center;">(%)</td> <td data-sheets-value='{"1":2,"2":"(dB)"}' style="border-bottom:1px solid #000000;overflow:hidden;padding:0px 3px 0px 3px;vertical-align:bottom;background-color:#000000;font-weight:bold;color:#ffffff;text-align:center;">(dB)</td> </tr> <tr style="height:20px;"> <td data-sheets-value='{"1":2,"2":"Acrylic"}' style="border-left:1px solid #000000;overflow:hidden;padding:0px 3px 0px 3px;vertical-align:bottom;">Acrylic</td> <td data-sheets-value='{"1":2,"2":"EW"}' style="overflow:hidden;padding:0px 3px 0px 3px;vertical-align:bottom;">EW</td> <td data-sheets-value='{"1":2,"2":"Clear (H)"}' style="overflow:hidden;padding:0px 3px 0px 3px;vertical-align:bottom;">Clear (H)</td> <td data-sheets-numberformat='{"1":2,"2":"0.00","3":1}' data-sheets-value='{"1":3,"3":1.19}' style="overflow:hidden;padding:0px 3px 0px 3px;vertical-align:bottom;text-align:center;">1.19</td> <td data-sheets-numberformat='{"1":2,"2":"0","3":1}' data-sheets-value='{"1":3,"3":36.9}' style="overflow:hidden;padding:0px 3px 0px 3px;vertical-align:bottom;text-align:center;">37</td> <td data-sheets-numberformat='{"1":2,"2":"0","3":1}' data-sheets-value='{"1":3,"3":57.42}' style="overflow:hidden;padding:0px 3px 0px 3px;vertical-align:bottom;text-align:center;">57</td> <td data-sheets-value='{"1":3,"3":24}' style="border-right:1px solid #000000;overflow:hidden;padding:0px 3px 0px 3px;vertical-align:bottom;text-align:center;">24</td> </tr> <tr style="height:20px;"> <td data-sheets-value='{"1":2,"2":"PMMA"}' style="border-left:1px solid #000000;overflow:hidden;padding:0px 3px 0px 3px;vertical-align:bottom;">PMMA</td> <td style="overflow:hidden;padding:0px 3px 0px 3px;vertical-align:bottom;"></td> <td data-sheets-value='{"1":2,"2":"Opal (O)"}' style="overflow:hidden;padding:0px 3px 0px 3px;vertical-align:bottom;">Opal (O)</td> <td data-sheets-numberformat='{"1":2,"2":"0.00","3":1}' data-sheets-value='{"1":3,"3":1.19}' style="overflow:hidden;padding:0px 3px 0px 3px;vertical-align:bottom;text-align:center;">1.19</td> <td data-sheets-numberformat='{"1":2,"2":"0","3":1}' data-sheets-value='{"1":3,"3":34.03}' style="overflow:hidden;padding:0px 3px 0px 3px;vertical-align:bottom;text-align:center;">34</td> <td data-sheets-numberformat='{"1":2,"2":"0","3":1}' data-sheets-value='{"1":3,"3":50.160000000000004}' style="overflow:hidden;padding:0px 3px 0px 3px;vertical-align:bottom;text-align:center;">50</td> <td data-sheets-value='{"1":3,"3":24}' style="border-right:1px solid #000000;overflow:hidden;padding:0px 3px 0px 3px;vertical-align:bottom;text-align:center;">24</td> </tr> <tr style="height:20px;"> <td style="border-left:1px solid #000000;overflow:hidden;padding:0px 3px 0px 3px;vertical-align:bottom;"></td> <td data-sheets-value='{"1":2,"2":"DW"}' style="overflow:hidden;padding:0px 3px 0px 3px;vertical-align:bottom;">DW</td> <td data-sheets-value='{"1":2,"2":"Clear (H/H)"}' style="overflow:hidden;padding:0px 3px 0px 3px;vertical-align:bottom;">Clear (H/H)</td> <td data-sheets-numberformat='{"1":2,"2":"0.00","3":1}' data-sheets-value='{"1":3,"3":0.98}' style="overflow:hidden;padding:0px 3px 0px 3px;vertical-align:bottom;text-align:center;">0.98</td> <td data-sheets-numberformat='{"1":2,"2":"0","3":1}' data-sheets-value='{"1":3,"3":33.21}' style="overflow:hidden;padding:0px 3px 0px 3px;vertical-align:bottom;text-align:center;">33</td> <td data-sheets-numberformat='{"1":2,"2":"0","3":1}' data-sheets-value='{"1":3,"3":49.5}' style="overflow:hidden;padding:0px 3px 0px 3px;vertical-align:bottom;text-align:center;">50</td> <td data-sheets-value='{"1":3,"3":26}' style="border-right:1px solid #000000;overflow:hidden;padding:0px 3px 0px 3px;vertical-align:bottom;text-align:center;">26</td> </tr> <tr style="height:20px;"> <td style="border-bottom:1px solid #000000;border-left:1px solid #000000;overflow:hidden;padding:0px 3px 0px 3px;vertical-align:bottom;"></td> <td style="border-bottom:1px solid #000000;overflow:hidden;padding:0px 3px 0px 3px;vertical-align:bottom;"></td> <td data-sheets-value='{"1":2,"2":"Opal (O/O)"}' style="border-bottom:1px solid #000000;overflow:hidden;padding:0px 3px 0px 3px;vertical-align:bottom;">Opal (O/O)</td> <td data-sheets-numberformat='{"1":2,"2":"0.00","3":1}' data-sheets-value='{"1":3,"3":0.98}' style="border-bottom:1px solid #000000;overflow:hidden;padding:0px 3px 0px 3px;vertical-align:bottom;text-align:center;">0.98</td> <td data-sheets-numberformat='{"1":2,"2":"0","3":1}' data-sheets-value='{"1":3,"3":28.29}' style="border-bottom:1px solid #000000;overflow:hidden;padding:0px 3px 0px 3px;vertical-align:bottom;text-align:center;">28</td> <td data-sheets-numberformat='{"1":2,"2":"0","3":1}' data-sheets-value='{"1":3,"3":38.28}' style="border-bottom:1px solid #000000;overflow:hidden;padding:0px 3px 0px 3px;vertical-align:bottom;text-align:center;">38</td> <td data-sheets-value='{"1":3,"3":26}' style="border-right:1px solid #000000;border-bottom:1px solid #000000;overflow:hidden;padding:0px 3px 0px 3px;vertical-align:bottom;text-align:center;">26</td> </tr> <tr style="height:20px;"> <td data-sheets-value='{"1":2,"2":"Polycarbonate "}' style="border-left:1px solid #000000;overflow:hidden;padding:0px 3px 0px 3px;vertical-align:bottom;">Polycarbonate </td> <td data-sheets-value='{"1":2,"2":"EW"}' style="overflow:hidden;padding:0px 3px 0px 3px;vertical-align:bottom;">EW</td> <td data-sheets-value='{"1":2,"2":"Clear (A)"}' style="overflow:hidden;padding:0px 3px 0px 3px;vertical-align:bottom;">Clear (A)</td> <td data-sheets-numberformat='{"1":2,"2":"0.00","3":1}' data-sheets-value='{"1":3,"3":1.19}' style="overflow:hidden;padding:0px 3px 0px 3px;vertical-align:bottom;text-align:center;">1.19</td> <td data-sheets-numberformat='{"1":2,"2":"0","3":1}' data-sheets-value='{"1":3,"3":36.08}' style="overflow:hidden;padding:0px 3px 0px 3px;vertical-align:bottom;text-align:center;">36</td> <td data-sheets-numberformat='{"1":2,"2":"0","3":1}' data-sheets-value='{"1":3,"3":54.78}' style="overflow:hidden;padding:0px 3px 0px 3px;vertical-align:bottom;text-align:center;">55</td> <td data-sheets-value='{"1":3,"3":24}' style="border-right:1px solid #000000;overflow:hidden;padding:0px 3px 0px 3px;vertical-align:bottom;text-align:center;">24</td> </tr> <tr style="height:20px;"> <td data-sheets-value='{"1":2,"2":"PC"}' style="border-left:1px solid #000000;overflow:hidden;padding:0px 3px 0px 3px;vertical-align:bottom;">PC</td> <td style="overflow:hidden;padding:0px 3px 0px 3px;vertical-align:bottom;"></td> <td data-sheets-value='{"1":2,"2":"Opal (D)"}' style="overflow:hidden;padding:0px 3px 0px 3px;vertical-align:bottom;">Opal (D)</td> <td data-sheets-numberformat='{"1":2,"2":"0.00","3":1}' data-sheets-value='{"1":3,"3":1.19}' style="overflow:hidden;padding:0px 3px 0px 3px;vertical-align:bottom;text-align:center;">1.19</td> <td data-sheets-numberformat='{"1":2,"2":"0","3":1}' data-sheets-value='{"1":3,"3":23.779999999999998}' style="overflow:hidden;padding:0px 3px 0px 3px;vertical-align:bottom;text-align:center;">24</td> <td data-sheets-numberformat='{"1":2,"2":"0","3":1}' data-sheets-value='{"1":3,"3":39.6}' style="overflow:hidden;padding:0px 3px 0px 3px;vertical-align:bottom;text-align:center;">40</td> <td data-sheets-value='{"1":3,"3":24}' style="border-right:1px solid #000000;overflow:hidden;padding:0px 3px 0px 3px;vertical-align:bottom;text-align:center;">24</td> </tr> <tr style="height:20px;"> <td style="border-left:1px solid #000000;overflow:hidden;padding:0px 3px 0px 3px;vertical-align:bottom;"></td> <td data-sheets-value='{"1":2,"2":"DW"}' style="overflow:hidden;padding:0px 3px 0px 3px;vertical-align:bottom;">DW</td> <td data-sheets-value='{"1":2,"2":"Clear (A/H)"}' style="overflow:hidden;padding:0px 3px 0px 3px;vertical-align:bottom;">Clear (A/H)</td> <td data-sheets-numberformat='{"1":2,"2":"0.00","3":1}' data-sheets-value='{"1":3,"3":0.98}' style="overflow:hidden;padding:0px 3px 0px 3px;vertical-align:bottom;text-align:center;">0.98</td> <td data-sheets-numberformat='{"1":2,"2":"0","3":1}' data-sheets-value='{"1":3,"3":32.39}' style="overflow:hidden;padding:0px 3px 0px 3px;vertical-align:bottom;text-align:center;">32</td> <td data-sheets-numberformat='{"1":2,"2":"0","3":1}' data-sheets-value='{"1":3,"3":47.52}' style="overflow:hidden;padding:0px 3px 0px 3px;vertical-align:bottom;text-align:center;">48</td> <td data-sheets-value='{"1":3,"3":26}' style="border-right:1px solid #000000;overflow:hidden;padding:0px 3px 0px 3px;vertical-align:bottom;text-align:center;">26</td> </tr> <tr style="height:20px;"> <td style="border-left:1px solid #000000;overflow:hidden;padding:0px 3px 0px 3px;vertical-align:bottom;"></td> <td style="overflow:hidden;padding:0px 3px 0px 3px;vertical-align:bottom;"></td> <td data-sheets-value='{"1":2,"2":"Clear (A/A)"}' style="overflow:hidden;padding:0px 3px 0px 3px;vertical-align:bottom;">Clear (A/A)</td> <td data-sheets-numberformat='{"1":2,"2":"0.00","3":1}' data-sheets-value='{"1":3,"3":0.98}' style="overflow:hidden;padding:0px 3px 0px 3px;vertical-align:bottom;text-align:center;">0.98</td> <td data-sheets-numberformat='{"1":2,"2":"0","3":1}' data-sheets-value='{"1":3,"3":31.569999999999997}' style="overflow:hidden;padding:0px 3px 0px 3px;vertical-align:bottom;text-align:center;">32</td> <td data-sheets-numberformat='{"1":2,"2":"0","3":1}' data-sheets-value='{"1":3,"3":45.54}' style="overflow:hidden;padding:0px 3px 0px 3px;vertical-align:bottom;text-align:center;">46</td> <td data-sheets-value='{"1":3,"3":26}' style="border-right:1px solid #000000;overflow:hidden;padding:0px 3px 0px 3px;vertical-align:bottom;text-align:center;">26</td> </tr> <tr style="height:20px;"> <td style="border-left:1px solid #000000;overflow:hidden;padding:0px 3px 0px 3px;vertical-align:bottom;"></td> <td style="overflow:hidden;padding:0px 3px 0px 3px;vertical-align:bottom;"></td> <td data-sheets-value='{"1":2,"2":"Opal (A/O)"}' style="overflow:hidden;padding:0px 3px 0px 3px;vertical-align:bottom;">Opal (A/O)</td> <td data-sheets-numberformat='{"1":2,"2":"0.00","3":1}' data-sheets-value='{"1":3,"3":0.98}' style="overflow:hidden;padding:0px 3px 0px 3px;vertical-align:bottom;text-align:center;">0.98</td> <td data-sheets-numberformat='{"1":2,"2":"0","3":1}' data-sheets-value='{"1":3,"3":29.93}' style="overflow:hidden;padding:0px 3px 0px 3px;vertical-align:bottom;text-align:center;">30</td> <td data-sheets-numberformat='{"1":2,"2":"0","3":1}' data-sheets-value='{"1":3,"3":41.580000000000005}' style="overflow:hidden;padding:0px 3px 0px 3px;vertical-align:bottom;text-align:center;">42</td> <td data-sheets-value='{"1":3,"3":26}' style="border-right:1px solid #000000;overflow:hidden;padding:0px 3px 0px 3px;vertical-align:bottom;text-align:center;">26</td> </tr> <tr style="height:20px;"> <td style="border-bottom:1px solid #000000;border-left:1px solid #000000;overflow:hidden;padding:0px 3px 0px 3px;vertical-align:bottom;"></td> <td style="border-bottom:1px solid #000000;overflow:hidden;padding:0px 3px 0px 3px;vertical-align:bottom;"></td> <td data-sheets-value='{"1":2,"2":"Opal (A/D)"}' style="border-bottom:1px solid #000000;overflow:hidden;padding:0px 3px 0px 3px;vertical-align:bottom;">Opal (A/D)</td> <td data-sheets-numberformat='{"1":2,"2":"0.00","3":1}' data-sheets-value='{"1":3,"3":0.98}' style="border-bottom:1px solid #000000;overflow:hidden;padding:0px 3px 0px 3px;vertical-align:bottom;text-align:center;">0.98</td> <td data-sheets-numberformat='{"1":2,"2":"0","3":1}' data-sheets-value='{"1":3,"3":20.91}' style="border-bottom:1px solid #000000;overflow:hidden;padding:0px 3px 0px 3px;vertical-align:bottom;text-align:center;">21</td> <td data-sheets-numberformat='{"1":2,"2":"0","3":1}' data-sheets-value='{"1":3,"3":33}' style="border-bottom:1px solid #000000;overflow:hidden;padding:0px 3px 0px 3px;vertical-align:bottom;text-align:center;">33</td> <td data-sheets-value='{"1":3,"3":26}' style="border-right:1px solid #000000;border-bottom:1px solid #000000;overflow:hidden;padding:0px 3px 0px 3px;vertical-align:bottom;text-align:center;">26</td> </tr> <tr style="height:20px;"> <td data-sheets-value='{"1":2,"2":"Polycarbonate"}' style="border-left:1px solid #000000;overflow:hidden;padding:0px 3px 0px 3px;vertical-align:bottom;">Polycarbonate</td> <td data-sheets-value='{"1":2,"2":"EW"}' style="overflow:hidden;padding:0px 3px 0px 3px;vertical-align:bottom;">EW</td> <td data-sheets-value='{"1":2,"2":"Heatstop Opal (T)"}' style="overflow:hidden;padding:0px 3px 0px 3px;vertical-align:bottom;">Heatstop Opal (T)</td> <td data-sheets-numberformat='{"1":2,"2":"0.00","3":1}' data-sheets-value='{"1":3,"3":1.19}' style="overflow:hidden;padding:0px 3px 0px 3px;vertical-align:bottom;text-align:center;">1.19</td> <td data-sheets-numberformat='{"1":2,"2":"0","3":1}' data-sheets-value='{"1":3,"3":20.09}' style="overflow:hidden;padding:0px 3px 0px 3px;vertical-align:bottom;text-align:center;">20</td> <td data-sheets-numberformat='{"1":2,"2":"0","3":1}' data-sheets-value='{"1":3,"3":38.940000000000005}' style="overflow:hidden;padding:0px 3px 0px 3px;vertical-align:bottom;text-align:center;">39</td> <td data-sheets-value='{"1":3,"3":24}' style="border-right:1px solid #000000;overflow:hidden;padding:0px 3px 0px 3px;vertical-align:bottom;text-align:center;">24</td> </tr> <tr style="height:20px;"> <td data-sheets-value='{"1":2,"2":"Heatstop PC"}' style="border-left:1px solid #000000;overflow:hidden;padding:0px 3px 0px 3px;vertical-align:bottom;">Heatstop PC</td> <td data-sheets-value='{"1":2,"2":"DW"}' style="overflow:hidden;padding:0px 3px 0px 3px;vertical-align:bottom;">DW</td> <td data-sheets-value='{"1":2,"2":"Clear (T/H)"}' style="overflow:hidden;padding:0px 3px 0px 3px;vertical-align:bottom;">Clear (T/H)</td> <td data-sheets-numberformat='{"1":2,"2":"0.00","3":1}' data-sheets-value='{"1":3,"3":0.98}' style="overflow:hidden;padding:0px 3px 0px 3px;vertical-align:bottom;text-align:center;">0.98</td> <td data-sheets-numberformat='{"1":2,"2":"0","3":1}' data-sheets-value='{"1":3,"3":18.04}' style="overflow:hidden;padding:0px 3px 0px 3px;vertical-align:bottom;text-align:center;">18</td> <td data-sheets-numberformat='{"1":2,"2":"0","3":1}' data-sheets-value='{"1":3,"3":33.660000000000004}' style="overflow:hidden;padding:0px 3px 0px 3px;vertical-align:bottom;text-align:center;">34</td> <td data-sheets-value='{"1":3,"3":26}' style="border-right:1px solid #000000;overflow:hidden;padding:0px 3px 0px 3px;vertical-align:bottom;text-align:center;">26</td> </tr> <tr style="height:20px;"> <td style="border-bottom:1px solid #000000;border-left:1px solid #000000;overflow:hidden;padding:0px 3px 0px 3px;vertical-align:bottom;"></td> <td style="border-bottom:1px solid #000000;overflow:hidden;padding:0px 3px 0px 3px;vertical-align:bottom;"></td> <td data-sheets-value='{"1":2,"2":"Opal (T/O)"}' style="border-bottom:1px solid #000000;overflow:hidden;padding:0px 3px 0px 3px;vertical-align:bottom;">Opal (T/O)</td> <td data-sheets-numberformat='{"1":2,"2":"0.00","3":1}' data-sheets-value='{"1":3,"3":0.98}' style="border-bottom:1px solid #000000;overflow:hidden;padding:0px 3px 0px 3px;vertical-align:bottom;text-align:center;">0.98</td> <td data-sheets-numberformat='{"1":2,"2":"0","3":1}' data-sheets-value='{"1":3,"3":16.81}' style="border-bottom:1px solid #000000;overflow:hidden;padding:0px 3px 0px 3px;vertical-align:bottom;text-align:center;">17</td> <td data-sheets-numberformat='{"1":2,"2":"0","3":1}' data-sheets-value='{"1":3,"3":29.700000000000003}' style="border-bottom:1px solid #000000;overflow:hidden;padding:0px 3px 0px 3px;vertical-align:bottom;text-align:center;">30</td> <td data-sheets-value='{"1":3,"3":26}' style="border-right:1px solid #000000;border-bottom:1px solid #000000;overflow:hidden;padding:0px 3px 0px 3px;vertical-align:bottom;text-align:center;">26</td> </tr> </tbody></table> | skylux-160-ce-met-koepel-en-pvc-opstand-30-20-met-lm-motor-en-pvc-raam-type-ep25-0750-x-1050-mm | 8586032480589 | 46872358912333
Smoke and heat exhaust (SHEV) | SHE system | Skylux | Skylux 160° CE with skylight and PVC curb 30/20 with LM-actuator and PVC frame type EP25 0750 x 1250 mm |  | 50407 | 5412970504078 | 4161.2 | Yes | 30-45 | 74.35 | 750 x 1250 mm | 1250 | 750 |  | PVC 30/20 (30 cm high & roof opening = 20 cm larger than daylight size) | Rectangular | 1.19 W/m²K - 0.98 W/m²K | 57% - 30% | 37% - 17% | 24dB - 26dB | 160° CE (for industry) | PVC frame EP25 | without spoiler | E | Single actuator | Maximum double-walled skylight possible for this product | Ut-value LT-value g-value Rw-value EN 1873 : 2014 EN ISO 13468 EN 16153 EN 410 EN 410 EN ISO 140-3 Material Walls Shells (W/m²K) (%) (%) (dB) Acrylic EW Clear (H) 1.19 37 57 24 PMMA Opal (O) 1.19 34 50 24 DW Clear (H/H) 0.98 33 50 26 Opal (O/O) 0.98 28 38 26 Polycarbonate EW Clear (A) 1.19 36 55 24 PC Opal (D) 1.19 24 40 24 DW Clear (A/H) 0.98 32 48 26 Clear (A/A) 0.98 32 46 26 Opal (A/O) 0.98 30 42 26 Opal (A/D) 0.98 21 33 26 Polycarbonate EW Heatstop Opal (T) 1.19 20 39 24 Heatstop PC DW Clear (T/H) 0.98 18 34 26 Opal (T/O) 0.98 17 30 26 | https://skylux.eu/en/products/skylux-160-ce-met-koepel-en-pvc-opstand-30-20-met-lm-motor-en-pvc-raam-type-ep25-0750-x-1250-mm | https://skylux.eu/cdn/shop/files/Skylux-160deg-CE-met-koepel-en-pvc-opstand-3020-met-LM-motor-en-pvc-raam-type-EP25-0750-x-1250-mm-RWA-systeem.jpg?v=1702980658&width=1600 | https://skylux.eu/cdn/shop/files/e5a82811-1bb0-48e4-a776-cacb59c7c092_1cde2932-c91d-4f76-8556-da4347df5e9d.jpg?v=1688551181&width=1600 | //skylux.eu/cdn/shop/files/E_MH_Mounting_instructions_Skylux_160_CE_LM.pdf?v=12406716259046007223 | //skylux.eu/cdn/shop/files/E_TD_Technical_File_Skylux_Skylux_160_CE_Electric.pdf?v=3667116872303399239 | <style type="text/css" id="isPasted"><!--td {border: 1px solid #cccccc;}br {mso-data-placement:same-cell;}--></style><table border="1" cellpadding="0" cellspacing="0" dir="ltr" style="table-layout:fixed;font-size:10pt;font-family:Arial;border-collapse:collapse;border:none;"><tbody> <tr style="height:20px;"> <td style="overflow:hidden;padding:0px 3px 0px 3px;vertical-align:bottom;"></td> <td style="overflow:hidden;padding:0px 3px 0px 3px;vertical-align:bottom;"></td> <td style="overflow:hidden;padding:0px 3px 0px 3px;vertical-align:bottom;"></td> <td data-sheets-value='{"1":2,"2":"Ut-value"}' style="overflow:hidden;padding:0px 3px 0px 3px;vertical-align:bottom;font-weight:bold;text-align:center;">Ut-value</td> <td data-sheets-value='{"1":2,"2":"LT-value"}' style="overflow:hidden;padding:0px 3px 0px 3px;vertical-align:bottom;font-weight:bold;text-align:center;">LT-value</td> <td data-sheets-value='{"1":2,"2":"g-value"}' style="overflow:hidden;padding:0px 3px 0px 3px;vertical-align:bottom;font-weight:bold;text-align:center;">g-value</td> <td data-sheets-value='{"1":2,"2":"Rw-value "}' style="overflow:hidden;padding:0px 3px 0px 3px;vertical-align:bottom;font-weight:bold;text-align:center;">Rw-value </td> </tr> <tr style="height:20px;"> <td style="overflow:hidden;padding:0px 3px 0px 3px;vertical-align:bottom;"></td> <td style="overflow:hidden;padding:0px 3px 0px 3px;vertical-align:bottom;"></td> <td style="overflow:hidden;padding:0px 3px 0px 3px;vertical-align:bottom;"></td> <td data-sheets-numberformat='{"1":2,"2":"0.00","3":1}' data-sheets-value='{"1":2,"2":"EN 1873 : 2014"}' style="overflow:hidden;padding:0px 3px 0px 3px;vertical-align:bottom;text-align:center;">EN 1873 : 2014</td> <td data-sheets-numberformat='{"1":2,"2":"0","3":1}' data-sheets-value='{"1":2,"2":"EN ISO 13468 EN 16153 EN 410"}' style="overflow:hidden;padding:0px 3px 0px 3px;vertical-align:bottom;text-align:center;">EN ISO 13468 EN 16153 EN 410</td> <td data-sheets-numberformat='{"1":2,"2":"0","3":1}' data-sheets-value='{"1":2,"2":"EN 410"}' style="overflow:hidden;padding:0px 3px 0px 3px;vertical-align:bottom;text-align:center;">EN 410</td> <td data-sheets-value='{"1":2,"2":"EN ISO 140-3\t\t"}' style="overflow:hidden;padding:0px 3px 0px 3px;vertical-align:bottom;text-align:center;">EN ISO 140-3 </td> </tr> <tr style="height:20px;"> <td data-sheets-value='{"1":2,"2":"Material"}' style="border-bottom:1px solid #000000;overflow:hidden;padding:0px 3px 0px 3px;vertical-align:bottom;background-color:#000000;font-weight:bold;color:#ffffff;">Material</td> <td data-sheets-value='{"1":2,"2":"Walls"}' style="border-bottom:1px solid #000000;overflow:hidden;padding:0px 3px 0px 3px;vertical-align:bottom;background-color:#000000;font-weight:bold;color:#ffffff;">Walls</td> <td data-sheets-value='{"1":2,"2":"Shells"}' style="border-bottom:1px solid #000000;overflow:hidden;padding:0px 3px 0px 3px;vertical-align:bottom;background-color:#000000;font-weight:bold;color:#ffffff;">Shells</td> <td data-sheets-numberformat='{"1":2,"2":"0.00","3":1}' data-sheets-value='{"1":2,"2":"(W/m²K)\t"}' style="border-bottom:1px solid #000000;overflow:hidden;padding:0px 3px 0px 3px;vertical-align:bottom;background-color:#000000;font-weight:bold;color:#ffffff;text-align:center;">(W/m²K) </td> <td data-sheets-numberformat='{"1":2,"2":"0","3":1}' data-sheets-value='{"1":2,"2":"(%)"}' style="border-bottom:1px solid #000000;overflow:hidden;padding:0px 3px 0px 3px;vertical-align:bottom;background-color:#000000;font-weight:bold;color:#ffffff;text-align:center;">(%)</td> <td data-sheets-numberformat='{"1":2,"2":"0","3":1}' data-sheets-value='{"1":2,"2":"(%)"}' style="border-bottom:1px solid #000000;overflow:hidden;padding:0px 3px 0px 3px;vertical-align:bottom;background-color:#000000;font-weight:bold;color:#ffffff;text-align:center;">(%)</td> <td data-sheets-value='{"1":2,"2":"(dB)"}' style="border-bottom:1px solid #000000;overflow:hidden;padding:0px 3px 0px 3px;vertical-align:bottom;background-color:#000000;font-weight:bold;color:#ffffff;text-align:center;">(dB)</td> </tr> <tr style="height:20px;"> <td data-sheets-value='{"1":2,"2":"Acrylic"}' style="border-left:1px solid #000000;overflow:hidden;padding:0px 3px 0px 3px;vertical-align:bottom;">Acrylic</td> <td data-sheets-value='{"1":2,"2":"EW"}' style="overflow:hidden;padding:0px 3px 0px 3px;vertical-align:bottom;">EW</td> <td data-sheets-value='{"1":2,"2":"Clear (H)"}' style="overflow:hidden;padding:0px 3px 0px 3px;vertical-align:bottom;">Clear (H)</td> <td data-sheets-numberformat='{"1":2,"2":"0.00","3":1}' data-sheets-value='{"1":3,"3":1.19}' style="overflow:hidden;padding:0px 3px 0px 3px;vertical-align:bottom;text-align:center;">1.19</td> <td data-sheets-numberformat='{"1":2,"2":"0","3":1}' data-sheets-value='{"1":3,"3":36.9}' style="overflow:hidden;padding:0px 3px 0px 3px;vertical-align:bottom;text-align:center;">37</td> <td data-sheets-numberformat='{"1":2,"2":"0","3":1}' data-sheets-value='{"1":3,"3":57.42}' style="overflow:hidden;padding:0px 3px 0px 3px;vertical-align:bottom;text-align:center;">57</td> <td data-sheets-value='{"1":3,"3":24}' style="border-right:1px solid #000000;overflow:hidden;padding:0px 3px 0px 3px;vertical-align:bottom;text-align:center;">24</td> </tr> <tr style="height:20px;"> <td data-sheets-value='{"1":2,"2":"PMMA"}' style="border-left:1px solid #000000;overflow:hidden;padding:0px 3px 0px 3px;vertical-align:bottom;">PMMA</td> <td style="overflow:hidden;padding:0px 3px 0px 3px;vertical-align:bottom;"></td> <td data-sheets-value='{"1":2,"2":"Opal (O)"}' style="overflow:hidden;padding:0px 3px 0px 3px;vertical-align:bottom;">Opal (O)</td> <td data-sheets-numberformat='{"1":2,"2":"0.00","3":1}' data-sheets-value='{"1":3,"3":1.19}' style="overflow:hidden;padding:0px 3px 0px 3px;vertical-align:bottom;text-align:center;">1.19</td> <td data-sheets-numberformat='{"1":2,"2":"0","3":1}' data-sheets-value='{"1":3,"3":34.03}' style="overflow:hidden;padding:0px 3px 0px 3px;vertical-align:bottom;text-align:center;">34</td> <td data-sheets-numberformat='{"1":2,"2":"0","3":1}' data-sheets-value='{"1":3,"3":50.160000000000004}' style="overflow:hidden;padding:0px 3px 0px 3px;vertical-align:bottom;text-align:center;">50</td> <td data-sheets-value='{"1":3,"3":24}' style="border-right:1px solid #000000;overflow:hidden;padding:0px 3px 0px 3px;vertical-align:bottom;text-align:center;">24</td> </tr> <tr style="height:20px;"> <td style="border-left:1px solid #000000;overflow:hidden;padding:0px 3px 0px 3px;vertical-align:bottom;"></td> <td data-sheets-value='{"1":2,"2":"DW"}' style="overflow:hidden;padding:0px 3px 0px 3px;vertical-align:bottom;">DW</td> <td data-sheets-value='{"1":2,"2":"Clear (H/H)"}' style="overflow:hidden;padding:0px 3px 0px 3px;vertical-align:bottom;">Clear (H/H)</td> <td data-sheets-numberformat='{"1":2,"2":"0.00","3":1}' data-sheets-value='{"1":3,"3":0.98}' style="overflow:hidden;padding:0px 3px 0px 3px;vertical-align:bottom;text-align:center;">0.98</td> <td data-sheets-numberformat='{"1":2,"2":"0","3":1}' data-sheets-value='{"1":3,"3":33.21}' style="overflow:hidden;padding:0px 3px 0px 3px;vertical-align:bottom;text-align:center;">33</td> <td data-sheets-numberformat='{"1":2,"2":"0","3":1}' data-sheets-value='{"1":3,"3":49.5}' style="overflow:hidden;padding:0px 3px 0px 3px;vertical-align:bottom;text-align:center;">50</td> <td data-sheets-value='{"1":3,"3":26}' style="border-right:1px solid #000000;overflow:hidden;padding:0px 3px 0px 3px;vertical-align:bottom;text-align:center;">26</td> </tr> <tr style="height:20px;"> <td style="border-bottom:1px solid #000000;border-left:1px solid #000000;overflow:hidden;padding:0px 3px 0px 3px;vertical-align:bottom;"></td> <td style="border-bottom:1px solid #000000;overflow:hidden;padding:0px 3px 0px 3px;vertical-align:bottom;"></td> <td data-sheets-value='{"1":2,"2":"Opal (O/O)"}' style="border-bottom:1px solid #000000;overflow:hidden;padding:0px 3px 0px 3px;vertical-align:bottom;">Opal (O/O)</td> <td data-sheets-numberformat='{"1":2,"2":"0.00","3":1}' data-sheets-value='{"1":3,"3":0.98}' style="border-bottom:1px solid #000000;overflow:hidden;padding:0px 3px 0px 3px;vertical-align:bottom;text-align:center;">0.98</td> <td data-sheets-numberformat='{"1":2,"2":"0","3":1}' data-sheets-value='{"1":3,"3":28.29}' style="border-bottom:1px solid #000000;overflow:hidden;padding:0px 3px 0px 3px;vertical-align:bottom;text-align:center;">28</td> <td data-sheets-numberformat='{"1":2,"2":"0","3":1}' data-sheets-value='{"1":3,"3":38.28}' style="border-bottom:1px solid #000000;overflow:hidden;padding:0px 3px 0px 3px;vertical-align:bottom;text-align:center;">38</td> <td data-sheets-value='{"1":3,"3":26}' style="border-right:1px solid #000000;border-bottom:1px solid #000000;overflow:hidden;padding:0px 3px 0px 3px;vertical-align:bottom;text-align:center;">26</td> </tr> <tr style="height:20px;"> <td data-sheets-value='{"1":2,"2":"Polycarbonate "}' style="border-left:1px solid #000000;overflow:hidden;padding:0px 3px 0px 3px;vertical-align:bottom;">Polycarbonate </td> <td data-sheets-value='{"1":2,"2":"EW"}' style="overflow:hidden;padding:0px 3px 0px 3px;vertical-align:bottom;">EW</td> <td data-sheets-value='{"1":2,"2":"Clear (A)"}' style="overflow:hidden;padding:0px 3px 0px 3px;vertical-align:bottom;">Clear (A)</td> <td data-sheets-numberformat='{"1":2,"2":"0.00","3":1}' data-sheets-value='{"1":3,"3":1.19}' style="overflow:hidden;padding:0px 3px 0px 3px;vertical-align:bottom;text-align:center;">1.19</td> <td data-sheets-numberformat='{"1":2,"2":"0","3":1}' data-sheets-value='{"1":3,"3":36.08}' style="overflow:hidden;padding:0px 3px 0px 3px;vertical-align:bottom;text-align:center;">36</td> <td data-sheets-numberformat='{"1":2,"2":"0","3":1}' data-sheets-value='{"1":3,"3":54.78}' style="overflow:hidden;padding:0px 3px 0px 3px;vertical-align:bottom;text-align:center;">55</td> <td data-sheets-value='{"1":3,"3":24}' style="border-right:1px solid #000000;overflow:hidden;padding:0px 3px 0px 3px;vertical-align:bottom;text-align:center;">24</td> </tr> <tr style="height:20px;"> <td data-sheets-value='{"1":2,"2":"PC"}' style="border-left:1px solid #000000;overflow:hidden;padding:0px 3px 0px 3px;vertical-align:bottom;">PC</td> <td style="overflow:hidden;padding:0px 3px 0px 3px;vertical-align:bottom;"></td> <td data-sheets-value='{"1":2,"2":"Opal (D)"}' style="overflow:hidden;padding:0px 3px 0px 3px;vertical-align:bottom;">Opal (D)</td> <td data-sheets-numberformat='{"1":2,"2":"0.00","3":1}' data-sheets-value='{"1":3,"3":1.19}' style="overflow:hidden;padding:0px 3px 0px 3px;vertical-align:bottom;text-align:center;">1.19</td> <td data-sheets-numberformat='{"1":2,"2":"0","3":1}' data-sheets-value='{"1":3,"3":23.779999999999998}' style="overflow:hidden;padding:0px 3px 0px 3px;vertical-align:bottom;text-align:center;">24</td> <td data-sheets-numberformat='{"1":2,"2":"0","3":1}' data-sheets-value='{"1":3,"3":39.6}' style="overflow:hidden;padding:0px 3px 0px 3px;vertical-align:bottom;text-align:center;">40</td> <td data-sheets-value='{"1":3,"3":24}' style="border-right:1px solid #000000;overflow:hidden;padding:0px 3px 0px 3px;vertical-align:bottom;text-align:center;">24</td> </tr> <tr style="height:20px;"> <td style="border-left:1px solid #000000;overflow:hidden;padding:0px 3px 0px 3px;vertical-align:bottom;"></td> <td data-sheets-value='{"1":2,"2":"DW"}' style="overflow:hidden;padding:0px 3px 0px 3px;vertical-align:bottom;">DW</td> <td data-sheets-value='{"1":2,"2":"Clear (A/H)"}' style="overflow:hidden;padding:0px 3px 0px 3px;vertical-align:bottom;">Clear (A/H)</td> <td data-sheets-numberformat='{"1":2,"2":"0.00","3":1}' data-sheets-value='{"1":3,"3":0.98}' style="overflow:hidden;padding:0px 3px 0px 3px;vertical-align:bottom;text-align:center;">0.98</td> <td data-sheets-numberformat='{"1":2,"2":"0","3":1}' data-sheets-value='{"1":3,"3":32.39}' style="overflow:hidden;padding:0px 3px 0px 3px;vertical-align:bottom;text-align:center;">32</td> <td data-sheets-numberformat='{"1":2,"2":"0","3":1}' data-sheets-value='{"1":3,"3":47.52}' style="overflow:hidden;padding:0px 3px 0px 3px;vertical-align:bottom;text-align:center;">48</td> <td data-sheets-value='{"1":3,"3":26}' style="border-right:1px solid #000000;overflow:hidden;padding:0px 3px 0px 3px;vertical-align:bottom;text-align:center;">26</td> </tr> <tr style="height:20px;"> <td style="border-left:1px solid #000000;overflow:hidden;padding:0px 3px 0px 3px;vertical-align:bottom;"></td> <td style="overflow:hidden;padding:0px 3px 0px 3px;vertical-align:bottom;"></td> <td data-sheets-value='{"1":2,"2":"Clear (A/A)"}' style="overflow:hidden;padding:0px 3px 0px 3px;vertical-align:bottom;">Clear (A/A)</td> <td data-sheets-numberformat='{"1":2,"2":"0.00","3":1}' data-sheets-value='{"1":3,"3":0.98}' style="overflow:hidden;padding:0px 3px 0px 3px;vertical-align:bottom;text-align:center;">0.98</td> <td data-sheets-numberformat='{"1":2,"2":"0","3":1}' data-sheets-value='{"1":3,"3":31.569999999999997}' style="overflow:hidden;padding:0px 3px 0px 3px;vertical-align:bottom;text-align:center;">32</td> <td data-sheets-numberformat='{"1":2,"2":"0","3":1}' data-sheets-value='{"1":3,"3":45.54}' style="overflow:hidden;padding:0px 3px 0px 3px;vertical-align:bottom;text-align:center;">46</td> <td data-sheets-value='{"1":3,"3":26}' style="border-right:1px solid #000000;overflow:hidden;padding:0px 3px 0px 3px;vertical-align:bottom;text-align:center;">26</td> </tr> <tr style="height:20px;"> <td style="border-left:1px solid #000000;overflow:hidden;padding:0px 3px 0px 3px;vertical-align:bottom;"></td> <td style="overflow:hidden;padding:0px 3px 0px 3px;vertical-align:bottom;"></td> <td data-sheets-value='{"1":2,"2":"Opal (A/O)"}' style="overflow:hidden;padding:0px 3px 0px 3px;vertical-align:bottom;">Opal (A/O)</td> <td data-sheets-numberformat='{"1":2,"2":"0.00","3":1}' data-sheets-value='{"1":3,"3":0.98}' style="overflow:hidden;padding:0px 3px 0px 3px;vertical-align:bottom;text-align:center;">0.98</td> <td data-sheets-numberformat='{"1":2,"2":"0","3":1}' data-sheets-value='{"1":3,"3":29.93}' style="overflow:hidden;padding:0px 3px 0px 3px;vertical-align:bottom;text-align:center;">30</td> <td data-sheets-numberformat='{"1":2,"2":"0","3":1}' data-sheets-value='{"1":3,"3":41.580000000000005}' style="overflow:hidden;padding:0px 3px 0px 3px;vertical-align:bottom;text-align:center;">42</td> <td data-sheets-value='{"1":3,"3":26}' style="border-right:1px solid #000000;overflow:hidden;padding:0px 3px 0px 3px;vertical-align:bottom;text-align:center;">26</td> </tr> <tr style="height:20px;"> <td style="border-bottom:1px solid #000000;border-left:1px solid #000000;overflow:hidden;padding:0px 3px 0px 3px;vertical-align:bottom;"></td> <td style="border-bottom:1px solid #000000;overflow:hidden;padding:0px 3px 0px 3px;vertical-align:bottom;"></td> <td data-sheets-value='{"1":2,"2":"Opal (A/D)"}' style="border-bottom:1px solid #000000;overflow:hidden;padding:0px 3px 0px 3px;vertical-align:bottom;">Opal (A/D)</td> <td data-sheets-numberformat='{"1":2,"2":"0.00","3":1}' data-sheets-value='{"1":3,"3":0.98}' style="border-bottom:1px solid #000000;overflow:hidden;padding:0px 3px 0px 3px;vertical-align:bottom;text-align:center;">0.98</td> <td data-sheets-numberformat='{"1":2,"2":"0","3":1}' data-sheets-value='{"1":3,"3":20.91}' style="border-bottom:1px solid #000000;overflow:hidden;padding:0px 3px 0px 3px;vertical-align:bottom;text-align:center;">21</td> <td data-sheets-numberformat='{"1":2,"2":"0","3":1}' data-sheets-value='{"1":3,"3":33}' style="border-bottom:1px solid #000000;overflow:hidden;padding:0px 3px 0px 3px;vertical-align:bottom;text-align:center;">33</td> <td data-sheets-value='{"1":3,"3":26}' style="border-right:1px solid #000000;border-bottom:1px solid #000000;overflow:hidden;padding:0px 3px 0px 3px;vertical-align:bottom;text-align:center;">26</td> </tr> <tr style="height:20px;"> <td data-sheets-value='{"1":2,"2":"Polycarbonate"}' style="border-left:1px solid #000000;overflow:hidden;padding:0px 3px 0px 3px;vertical-align:bottom;">Polycarbonate</td> <td data-sheets-value='{"1":2,"2":"EW"}' style="overflow:hidden;padding:0px 3px 0px 3px;vertical-align:bottom;">EW</td> <td data-sheets-value='{"1":2,"2":"Heatstop Opal (T)"}' style="overflow:hidden;padding:0px 3px 0px 3px;vertical-align:bottom;">Heatstop Opal (T)</td> <td data-sheets-numberformat='{"1":2,"2":"0.00","3":1}' data-sheets-value='{"1":3,"3":1.19}' style="overflow:hidden;padding:0px 3px 0px 3px;vertical-align:bottom;text-align:center;">1.19</td> <td data-sheets-numberformat='{"1":2,"2":"0","3":1}' data-sheets-value='{"1":3,"3":20.09}' style="overflow:hidden;padding:0px 3px 0px 3px;vertical-align:bottom;text-align:center;">20</td> <td data-sheets-numberformat='{"1":2,"2":"0","3":1}' data-sheets-value='{"1":3,"3":38.940000000000005}' style="overflow:hidden;padding:0px 3px 0px 3px;vertical-align:bottom;text-align:center;">39</td> <td data-sheets-value='{"1":3,"3":24}' style="border-right:1px solid #000000;overflow:hidden;padding:0px 3px 0px 3px;vertical-align:bottom;text-align:center;">24</td> </tr> <tr style="height:20px;"> <td data-sheets-value='{"1":2,"2":"Heatstop PC"}' style="border-left:1px solid #000000;overflow:hidden;padding:0px 3px 0px 3px;vertical-align:bottom;">Heatstop PC</td> <td data-sheets-value='{"1":2,"2":"DW"}' style="overflow:hidden;padding:0px 3px 0px 3px;vertical-align:bottom;">DW</td> <td data-sheets-value='{"1":2,"2":"Clear (T/H)"}' style="overflow:hidden;padding:0px 3px 0px 3px;vertical-align:bottom;">Clear (T/H)</td> <td data-sheets-numberformat='{"1":2,"2":"0.00","3":1}' data-sheets-value='{"1":3,"3":0.98}' style="overflow:hidden;padding:0px 3px 0px 3px;vertical-align:bottom;text-align:center;">0.98</td> <td data-sheets-numberformat='{"1":2,"2":"0","3":1}' data-sheets-value='{"1":3,"3":18.04}' style="overflow:hidden;padding:0px 3px 0px 3px;vertical-align:bottom;text-align:center;">18</td> <td data-sheets-numberformat='{"1":2,"2":"0","3":1}' data-sheets-value='{"1":3,"3":33.660000000000004}' style="overflow:hidden;padding:0px 3px 0px 3px;vertical-align:bottom;text-align:center;">34</td> <td data-sheets-value='{"1":3,"3":26}' style="border-right:1px solid #000000;overflow:hidden;padding:0px 3px 0px 3px;vertical-align:bottom;text-align:center;">26</td> </tr> <tr style="height:20px;"> <td style="border-bottom:1px solid #000000;border-left:1px solid #000000;overflow:hidden;padding:0px 3px 0px 3px;vertical-align:bottom;"></td> <td style="border-bottom:1px solid #000000;overflow:hidden;padding:0px 3px 0px 3px;vertical-align:bottom;"></td> <td data-sheets-value='{"1":2,"2":"Opal (T/O)"}' style="border-bottom:1px solid #000000;overflow:hidden;padding:0px 3px 0px 3px;vertical-align:bottom;">Opal (T/O)</td> <td data-sheets-numberformat='{"1":2,"2":"0.00","3":1}' data-sheets-value='{"1":3,"3":0.98}' style="border-bottom:1px solid #000000;overflow:hidden;padding:0px 3px 0px 3px;vertical-align:bottom;text-align:center;">0.98</td> <td data-sheets-numberformat='{"1":2,"2":"0","3":1}' data-sheets-value='{"1":3,"3":16.81}' style="border-bottom:1px solid #000000;overflow:hidden;padding:0px 3px 0px 3px;vertical-align:bottom;text-align:center;">17</td> <td data-sheets-numberformat='{"1":2,"2":"0","3":1}' data-sheets-value='{"1":3,"3":29.700000000000003}' style="border-bottom:1px solid #000000;overflow:hidden;padding:0px 3px 0px 3px;vertical-align:bottom;text-align:center;">30</td> <td data-sheets-value='{"1":3,"3":26}' style="border-right:1px solid #000000;border-bottom:1px solid #000000;overflow:hidden;padding:0px 3px 0px 3px;vertical-align:bottom;text-align:center;">26</td> </tr> </tbody></table> | skylux-160-ce-met-koepel-en-pvc-opstand-30-20-met-lm-motor-en-pvc-raam-type-ep25-0750-x-1250-mm | 8586032513357 | 46872358945101
Smoke and heat exhaust (SHEV) | SHE system | Skylux | Skylux 160° CE with skylight and PVC curb 30/20 with LM-actuator and PVC frame type EP25 0800 x 1100 mm |  | 50408 | 5412970504085 | 4110.4 | Yes | 30-45 | 73.16 | 800 x 1100 mm | 1100 | 800 |  | PVC 30/20 (30 cm high & roof opening = 20 cm larger than daylight size) | Rectangular | 1.19 W/m²K - 0.98 W/m²K | 57% - 30% | 37% - 17% | 24dB - 26dB | 160° CE (for industry) | PVC frame EP25 | without spoiler | E | Single actuator | Maximum double-walled skylight possible for this product | Ut-value LT-value g-value Rw-value EN 1873 : 2014 EN ISO 13468 EN 16153 EN 410 EN 410 EN ISO 140-3 Material Walls Shells (W/m²K) (%) (%) (dB) Acrylic EW Clear (H) 1.19 37 57 24 PMMA Opal (O) 1.19 34 50 24 DW Clear (H/H) 0.98 33 50 26 Opal (O/O) 0.98 28 38 26 Polycarbonate EW Clear (A) 1.19 36 55 24 PC Opal (D) 1.19 24 40 24 DW Clear (A/H) 0.98 32 48 26 Clear (A/A) 0.98 32 46 26 Opal (A/O) 0.98 30 42 26 Opal (A/D) 0.98 21 33 26 Polycarbonate EW Heatstop Opal (T) 1.19 20 39 24 Heatstop PC DW Clear (T/H) 0.98 18 34 26 Opal (T/O) 0.98 17 30 26 | https://skylux.eu/en/products/skylux-160-ce-met-koepel-en-pvc-opstand-30-20-met-lm-motor-en-pvc-raam-type-ep25-0800-x-1100-mm | https://skylux.eu/cdn/shop/files/Skylux-160deg-CE-met-koepel-en-pvc-opstand-3020-met-LM-motor-en-pvc-raam-type-EP25-0800-x-1100-mm-RWA-systeem.jpg?v=1702980664&width=1600 | https://skylux.eu/cdn/shop/files/e5a82811-1bb0-48e4-a776-cacb59c7c092_61e54cbc-69ce-49ef-a8a0-3ab2ef3737b9.jpg?v=1688551182&width=1600 | //skylux.eu/cdn/shop/files/E_MH_Mounting_instructions_Skylux_160_CE_LM.pdf?v=12406716259046007223 | //skylux.eu/cdn/shop/files/E_TD_Technical_File_Skylux_Skylux_160_CE_Electric.pdf?v=3667116872303399239 | <style type="text/css" id="isPasted"><!--td {border: 1px solid #cccccc;}br {mso-data-placement:same-cell;}--></style><table border="1" cellpadding="0" cellspacing="0" dir="ltr" style="table-layout:fixed;font-size:10pt;font-family:Arial;border-collapse:collapse;border:none;"><tbody> <tr style="height:20px;"> <td style="overflow:hidden;padding:0px 3px 0px 3px;vertical-align:bottom;"></td> <td style="overflow:hidden;padding:0px 3px 0px 3px;vertical-align:bottom;"></td> <td style="overflow:hidden;padding:0px 3px 0px 3px;vertical-align:bottom;"></td> <td data-sheets-value='{"1":2,"2":"Ut-value"}' style="overflow:hidden;padding:0px 3px 0px 3px;vertical-align:bottom;font-weight:bold;text-align:center;">Ut-value</td> <td data-sheets-value='{"1":2,"2":"LT-value"}' style="overflow:hidden;padding:0px 3px 0px 3px;vertical-align:bottom;font-weight:bold;text-align:center;">LT-value</td> <td data-sheets-value='{"1":2,"2":"g-value"}' style="overflow:hidden;padding:0px 3px 0px 3px;vertical-align:bottom;font-weight:bold;text-align:center;">g-value</td> <td data-sheets-value='{"1":2,"2":"Rw-value "}' style="overflow:hidden;padding:0px 3px 0px 3px;vertical-align:bottom;font-weight:bold;text-align:center;">Rw-value </td> </tr> <tr style="height:20px;"> <td style="overflow:hidden;padding:0px 3px 0px 3px;vertical-align:bottom;"></td> <td style="overflow:hidden;padding:0px 3px 0px 3px;vertical-align:bottom;"></td> <td style="overflow:hidden;padding:0px 3px 0px 3px;vertical-align:bottom;"></td> <td data-sheets-numberformat='{"1":2,"2":"0.00","3":1}' data-sheets-value='{"1":2,"2":"EN 1873 : 2014"}' style="overflow:hidden;padding:0px 3px 0px 3px;vertical-align:bottom;text-align:center;">EN 1873 : 2014</td> <td data-sheets-numberformat='{"1":2,"2":"0","3":1}' data-sheets-value='{"1":2,"2":"EN ISO 13468 EN 16153 EN 410"}' style="overflow:hidden;padding:0px 3px 0px 3px;vertical-align:bottom;text-align:center;">EN ISO 13468 EN 16153 EN 410</td> <td data-sheets-numberformat='{"1":2,"2":"0","3":1}' data-sheets-value='{"1":2,"2":"EN 410"}' style="overflow:hidden;padding:0px 3px 0px 3px;vertical-align:bottom;text-align:center;">EN 410</td> <td data-sheets-value='{"1":2,"2":"EN ISO 140-3\t\t"}' style="overflow:hidden;padding:0px 3px 0px 3px;vertical-align:bottom;text-align:center;">EN ISO 140-3 </td> </tr> <tr style="height:20px;"> <td data-sheets-value='{"1":2,"2":"Material"}' style="border-bottom:1px solid #000000;overflow:hidden;padding:0px 3px 0px 3px;vertical-align:bottom;background-color:#000000;font-weight:bold;color:#ffffff;">Material</td> <td data-sheets-value='{"1":2,"2":"Walls"}' style="border-bottom:1px solid #000000;overflow:hidden;padding:0px 3px 0px 3px;vertical-align:bottom;background-color:#000000;font-weight:bold;color:#ffffff;">Walls</td> <td data-sheets-value='{"1":2,"2":"Shells"}' style="border-bottom:1px solid #000000;overflow:hidden;padding:0px 3px 0px 3px;vertical-align:bottom;background-color:#000000;font-weight:bold;color:#ffffff;">Shells</td> <td data-sheets-numberformat='{"1":2,"2":"0.00","3":1}' data-sheets-value='{"1":2,"2":"(W/m²K)\t"}' style="border-bottom:1px solid #000000;overflow:hidden;padding:0px 3px 0px 3px;vertical-align:bottom;background-color:#000000;font-weight:bold;color:#ffffff;text-align:center;">(W/m²K) </td> <td data-sheets-numberformat='{"1":2,"2":"0","3":1}' data-sheets-value='{"1":2,"2":"(%)"}' style="border-bottom:1px solid #000000;overflow:hidden;padding:0px 3px 0px 3px;vertical-align:bottom;background-color:#000000;font-weight:bold;color:#ffffff;text-align:center;">(%)</td> <td data-sheets-numberformat='{"1":2,"2":"0","3":1}' data-sheets-value='{"1":2,"2":"(%)"}' style="border-bottom:1px solid #000000;overflow:hidden;padding:0px 3px 0px 3px;vertical-align:bottom;background-color:#000000;font-weight:bold;color:#ffffff;text-align:center;">(%)</td> <td data-sheets-value='{"1":2,"2":"(dB)"}' style="border-bottom:1px solid #000000;overflow:hidden;padding:0px 3px 0px 3px;vertical-align:bottom;background-color:#000000;font-weight:bold;color:#ffffff;text-align:center;">(dB)</td> </tr> <tr style="height:20px;"> <td data-sheets-value='{"1":2,"2":"Acrylic"}' style="border-left:1px solid #000000;overflow:hidden;padding:0px 3px 0px 3px;vertical-align:bottom;">Acrylic</td> <td data-sheets-value='{"1":2,"2":"EW"}' style="overflow:hidden;padding:0px 3px 0px 3px;vertical-align:bottom;">EW</td> <td data-sheets-value='{"1":2,"2":"Clear (H)"}' style="overflow:hidden;padding:0px 3px 0px 3px;vertical-align:bottom;">Clear (H)</td> <td data-sheets-numberformat='{"1":2,"2":"0.00","3":1}' data-sheets-value='{"1":3,"3":1.19}' style="overflow:hidden;padding:0px 3px 0px 3px;vertical-align:bottom;text-align:center;">1.19</td> <td data-sheets-numberformat='{"1":2,"2":"0","3":1}' data-sheets-value='{"1":3,"3":36.9}' style="overflow:hidden;padding:0px 3px 0px 3px;vertical-align:bottom;text-align:center;">37</td> <td data-sheets-numberformat='{"1":2,"2":"0","3":1}' data-sheets-value='{"1":3,"3":57.42}' style="overflow:hidden;padding:0px 3px 0px 3px;vertical-align:bottom;text-align:center;">57</td> <td data-sheets-value='{"1":3,"3":24}' style="border-right:1px solid #000000;overflow:hidden;padding:0px 3px 0px 3px;vertical-align:bottom;text-align:center;">24</td> </tr> <tr style="height:20px;"> <td data-sheets-value='{"1":2,"2":"PMMA"}' style="border-left:1px solid #000000;overflow:hidden;padding:0px 3px 0px 3px;vertical-align:bottom;">PMMA</td> <td style="overflow:hidden;padding:0px 3px 0px 3px;vertical-align:bottom;"></td> <td data-sheets-value='{"1":2,"2":"Opal (O)"}' style="overflow:hidden;padding:0px 3px 0px 3px;vertical-align:bottom;">Opal (O)</td> <td data-sheets-numberformat='{"1":2,"2":"0.00","3":1}' data-sheets-value='{"1":3,"3":1.19}' style="overflow:hidden;padding:0px 3px 0px 3px;vertical-align:bottom;text-align:center;">1.19</td> <td data-sheets-numberformat='{"1":2,"2":"0","3":1}' data-sheets-value='{"1":3,"3":34.03}' style="overflow:hidden;padding:0px 3px 0px 3px;vertical-align:bottom;text-align:center;">34</td> <td data-sheets-numberformat='{"1":2,"2":"0","3":1}' data-sheets-value='{"1":3,"3":50.160000000000004}' style="overflow:hidden;padding:0px 3px 0px 3px;vertical-align:bottom;text-align:center;">50</td> <td data-sheets-value='{"1":3,"3":24}' style="border-right:1px solid #000000;overflow:hidden;padding:0px 3px 0px 3px;vertical-align:bottom;text-align:center;">24</td> </tr> <tr style="height:20px;"> <td style="border-left:1px solid #000000;overflow:hidden;padding:0px 3px 0px 3px;vertical-align:bottom;"></td> <td data-sheets-value='{"1":2,"2":"DW"}' style="overflow:hidden;padding:0px 3px 0px 3px;vertical-align:bottom;">DW</td> <td data-sheets-value='{"1":2,"2":"Clear (H/H)"}' style="overflow:hidden;padding:0px 3px 0px 3px;vertical-align:bottom;">Clear (H/H)</td> <td data-sheets-numberformat='{"1":2,"2":"0.00","3":1}' data-sheets-value='{"1":3,"3":0.98}' style="overflow:hidden;padding:0px 3px 0px 3px;vertical-align:bottom;text-align:center;">0.98</td> <td data-sheets-numberformat='{"1":2,"2":"0","3":1}' data-sheets-value='{"1":3,"3":33.21}' style="overflow:hidden;padding:0px 3px 0px 3px;vertical-align:bottom;text-align:center;">33</td> <td data-sheets-numberformat='{"1":2,"2":"0","3":1}' data-sheets-value='{"1":3,"3":49.5}' style="overflow:hidden;padding:0px 3px 0px 3px;vertical-align:bottom;text-align:center;">50</td> <td data-sheets-value='{"1":3,"3":26}' style="border-right:1px solid #000000;overflow:hidden;padding:0px 3px 0px 3px;vertical-align:bottom;text-align:center;">26</td> </tr> <tr style="height:20px;"> <td style="border-bottom:1px solid #000000;border-left:1px solid #000000;overflow:hidden;padding:0px 3px 0px 3px;vertical-align:bottom;"></td> <td style="border-bottom:1px solid #000000;overflow:hidden;padding:0px 3px 0px 3px;vertical-align:bottom;"></td> <td data-sheets-value='{"1":2,"2":"Opal (O/O)"}' style="border-bottom:1px solid #000000;overflow:hidden;padding:0px 3px 0px 3px;vertical-align:bottom;">Opal (O/O)</td> <td data-sheets-numberformat='{"1":2,"2":"0.00","3":1}' data-sheets-value='{"1":3,"3":0.98}' style="border-bottom:1px solid #000000;overflow:hidden;padding:0px 3px 0px 3px;vertical-align:bottom;text-align:center;">0.98</td> <td data-sheets-numberformat='{"1":2,"2":"0","3":1}' data-sheets-value='{"1":3,"3":28.29}' style="border-bottom:1px solid #000000;overflow:hidden;padding:0px 3px 0px 3px;vertical-align:bottom;text-align:center;">28</td> <td data-sheets-numberformat='{"1":2,"2":"0","3":1}' data-sheets-value='{"1":3,"3":38.28}' style="border-bottom:1px solid #000000;overflow:hidden;padding:0px 3px 0px 3px;vertical-align:bottom;text-align:center;">38</td> <td data-sheets-value='{"1":3,"3":26}' style="border-right:1px solid #000000;border-bottom:1px solid #000000;overflow:hidden;padding:0px 3px 0px 3px;vertical-align:bottom;text-align:center;">26</td> </tr> <tr style="height:20px;"> <td data-sheets-value='{"1":2,"2":"Polycarbonate "}' style="border-left:1px solid #000000;overflow:hidden;padding:0px 3px 0px 3px;vertical-align:bottom;">Polycarbonate </td> <td data-sheets-value='{"1":2,"2":"EW"}' style="overflow:hidden;padding:0px 3px 0px 3px;vertical-align:bottom;">EW</td> <td data-sheets-value='{"1":2,"2":"Clear (A)"}' style="overflow:hidden;padding:0px 3px 0px 3px;vertical-align:bottom;">Clear (A)</td> <td data-sheets-numberformat='{"1":2,"2":"0.00","3":1}' data-sheets-value='{"1":3,"3":1.19}' style="overflow:hidden;padding:0px 3px 0px 3px;vertical-align:bottom;text-align:center;">1.19</td> <td data-sheets-numberformat='{"1":2,"2":"0","3":1}' data-sheets-value='{"1":3,"3":36.08}' style="overflow:hidden;padding:0px 3px 0px 3px;vertical-align:bottom;text-align:center;">36</td> <td data-sheets-numberformat='{"1":2,"2":"0","3":1}' data-sheets-value='{"1":3,"3":54.78}' style="overflow:hidden;padding:0px 3px 0px 3px;vertical-align:bottom;text-align:center;">55</td> <td data-sheets-value='{"1":3,"3":24}' style="border-right:1px solid #000000;overflow:hidden;padding:0px 3px 0px 3px;vertical-align:bottom;text-align:center;">24</td> </tr> <tr style="height:20px;"> <td data-sheets-value='{"1":2,"2":"PC"}' style="border-left:1px solid #000000;overflow:hidden;padding:0px 3px 0px 3px;vertical-align:bottom;">PC</td> <td style="overflow:hidden;padding:0px 3px 0px 3px;vertical-align:bottom;"></td> <td data-sheets-value='{"1":2,"2":"Opal (D)"}' style="overflow:hidden;padding:0px 3px 0px 3px;vertical-align:bottom;">Opal (D)</td> <td data-sheets-numberformat='{"1":2,"2":"0.00","3":1}' data-sheets-value='{"1":3,"3":1.19}' style="overflow:hidden;padding:0px 3px 0px 3px;vertical-align:bottom;text-align:center;">1.19</td> <td data-sheets-numberformat='{"1":2,"2":"0","3":1}' data-sheets-value='{"1":3,"3":23.779999999999998}' style="overflow:hidden;padding:0px 3px 0px 3px;vertical-align:bottom;text-align:center;">24</td> <td data-sheets-numberformat='{"1":2,"2":"0","3":1}' data-sheets-value='{"1":3,"3":39.6}' style="overflow:hidden;padding:0px 3px 0px 3px;vertical-align:bottom;text-align:center;">40</td> <td data-sheets-value='{"1":3,"3":24}' style="border-right:1px solid #000000;overflow:hidden;padding:0px 3px 0px 3px;vertical-align:bottom;text-align:center;">24</td> </tr> <tr style="height:20px;"> <td style="border-left:1px solid #000000;overflow:hidden;padding:0px 3px 0px 3px;vertical-align:bottom;"></td> <td data-sheets-value='{"1":2,"2":"DW"}' style="overflow:hidden;padding:0px 3px 0px 3px;vertical-align:bottom;">DW</td> <td data-sheets-value='{"1":2,"2":"Clear (A/H)"}' style="overflow:hidden;padding:0px 3px 0px 3px;vertical-align:bottom;">Clear (A/H)</td> <td data-sheets-numberformat='{"1":2,"2":"0.00","3":1}' data-sheets-value='{"1":3,"3":0.98}' style="overflow:hidden;padding:0px 3px 0px 3px;vertical-align:bottom;text-align:center;">0.98</td> <td data-sheets-numberformat='{"1":2,"2":"0","3":1}' data-sheets-value='{"1":3,"3":32.39}' style="overflow:hidden;padding:0px 3px 0px 3px;vertical-align:bottom;text-align:center;">32</td> <td data-sheets-numberformat='{"1":2,"2":"0","3":1}' data-sheets-value='{"1":3,"3":47.52}' style="overflow:hidden;padding:0px 3px 0px 3px;vertical-align:bottom;text-align:center;">48</td> <td data-sheets-value='{"1":3,"3":26}' style="border-right:1px solid #000000;overflow:hidden;padding:0px 3px 0px 3px;vertical-align:bottom;text-align:center;">26</td> </tr> <tr style="height:20px;"> <td style="border-left:1px solid #000000;overflow:hidden;padding:0px 3px 0px 3px;vertical-align:bottom;"></td> <td style="overflow:hidden;padding:0px 3px 0px 3px;vertical-align:bottom;"></td> <td data-sheets-value='{"1":2,"2":"Clear (A/A)"}' style="overflow:hidden;padding:0px 3px 0px 3px;vertical-align:bottom;">Clear (A/A)</td> <td data-sheets-numberformat='{"1":2,"2":"0.00","3":1}' data-sheets-value='{"1":3,"3":0.98}' style="overflow:hidden;padding:0px 3px 0px 3px;vertical-align:bottom;text-align:center;">0.98</td> <td data-sheets-numberformat='{"1":2,"2":"0","3":1}' data-sheets-value='{"1":3,"3":31.569999999999997}' style="overflow:hidden;padding:0px 3px 0px 3px;vertical-align:bottom;text-align:center;">32</td> <td data-sheets-numberformat='{"1":2,"2":"0","3":1}' data-sheets-value='{"1":3,"3":45.54}' style="overflow:hidden;padding:0px 3px 0px 3px;vertical-align:bottom;text-align:center;">46</td> <td data-sheets-value='{"1":3,"3":26}' style="border-right:1px solid #000000;overflow:hidden;padding:0px 3px 0px 3px;vertical-align:bottom;text-align:center;">26</td> </tr> <tr style="height:20px;"> <td style="border-left:1px solid #000000;overflow:hidden;padding:0px 3px 0px 3px;vertical-align:bottom;"></td> <td style="overflow:hidden;padding:0px 3px 0px 3px;vertical-align:bottom;"></td> <td data-sheets-value='{"1":2,"2":"Opal (A/O)"}' style="overflow:hidden;padding:0px 3px 0px 3px;vertical-align:bottom;">Opal (A/O)</td> <td data-sheets-numberformat='{"1":2,"2":"0.00","3":1}' data-sheets-value='{"1":3,"3":0.98}' style="overflow:hidden;padding:0px 3px 0px 3px;vertical-align:bottom;text-align:center;">0.98</td> <td data-sheets-numberformat='{"1":2,"2":"0","3":1}' data-sheets-value='{"1":3,"3":29.93}' style="overflow:hidden;padding:0px 3px 0px 3px;vertical-align:bottom;text-align:center;">30</td> <td data-sheets-numberformat='{"1":2,"2":"0","3":1}' data-sheets-value='{"1":3,"3":41.580000000000005}' style="overflow:hidden;padding:0px 3px 0px 3px;vertical-align:bottom;text-align:center;">42</td> <td data-sheets-value='{"1":3,"3":26}' style="border-right:1px solid #000000;overflow:hidden;padding:0px 3px 0px 3px;vertical-align:bottom;text-align:center;">26</td> </tr> <tr style="height:20px;"> <td style="border-bottom:1px solid #000000;border-left:1px solid #000000;overflow:hidden;padding:0px 3px 0px 3px;vertical-align:bottom;"></td> <td style="border-bottom:1px solid #000000;overflow:hidden;padding:0px 3px 0px 3px;vertical-align:bottom;"></td> <td data-sheets-value='{"1":2,"2":"Opal (A/D)"}' style="border-bottom:1px solid #000000;overflow:hidden;padding:0px 3px 0px 3px;vertical-align:bottom;">Opal (A/D)</td> <td data-sheets-numberformat='{"1":2,"2":"0.00","3":1}' data-sheets-value='{"1":3,"3":0.98}' style="border-bottom:1px solid #000000;overflow:hidden;padding:0px 3px 0px 3px;vertical-align:bottom;text-align:center;">0.98</td> <td data-sheets-numberformat='{"1":2,"2":"0","3":1}' data-sheets-value='{"1":3,"3":20.91}' style="border-bottom:1px solid #000000;overflow:hidden;padding:0px 3px 0px 3px;vertical-align:bottom;text-align:center;">21</td> <td data-sheets-numberformat='{"1":2,"2":"0","3":1}' data-sheets-value='{"1":3,"3":33}' style="border-bottom:1px solid #000000;overflow:hidden;padding:0px 3px 0px 3px;vertical-align:bottom;text-align:center;">33</td> <td data-sheets-value='{"1":3,"3":26}' style="border-right:1px solid #000000;border-bottom:1px solid #000000;overflow:hidden;padding:0px 3px 0px 3px;vertical-align:bottom;text-align:center;">26</td> </tr> <tr style="height:20px;"> <td data-sheets-value='{"1":2,"2":"Polycarbonate"}' style="border-left:1px solid #000000;overflow:hidden;padding:0px 3px 0px 3px;vertical-align:bottom;">Polycarbonate</td> <td data-sheets-value='{"1":2,"2":"EW"}' style="overflow:hidden;padding:0px 3px 0px 3px;vertical-align:bottom;">EW</td> <td data-sheets-value='{"1":2,"2":"Heatstop Opal (T)"}' style="overflow:hidden;padding:0px 3px 0px 3px;vertical-align:bottom;">Heatstop Opal (T)</td> <td data-sheets-numberformat='{"1":2,"2":"0.00","3":1}' data-sheets-value='{"1":3,"3":1.19}' style="overflow:hidden;padding:0px 3px 0px 3px;vertical-align:bottom;text-align:center;">1.19</td> <td data-sheets-numberformat='{"1":2,"2":"0","3":1}' data-sheets-value='{"1":3,"3":20.09}' style="overflow:hidden;padding:0px 3px 0px 3px;vertical-align:bottom;text-align:center;">20</td> <td data-sheets-numberformat='{"1":2,"2":"0","3":1}' data-sheets-value='{"1":3,"3":38.940000000000005}' style="overflow:hidden;padding:0px 3px 0px 3px;vertical-align:bottom;text-align:center;">39</td> <td data-sheets-value='{"1":3,"3":24}' style="border-right:1px solid #000000;overflow:hidden;padding:0px 3px 0px 3px;vertical-align:bottom;text-align:center;">24</td> </tr> <tr style="height:20px;"> <td data-sheets-value='{"1":2,"2":"Heatstop PC"}' style="border-left:1px solid #000000;overflow:hidden;padding:0px 3px 0px 3px;vertical-align:bottom;">Heatstop PC</td> <td data-sheets-value='{"1":2,"2":"DW"}' style="overflow:hidden;padding:0px 3px 0px 3px;vertical-align:bottom;">DW</td> <td data-sheets-value='{"1":2,"2":"Clear (T/H)"}' style="overflow:hidden;padding:0px 3px 0px 3px;vertical-align:bottom;">Clear (T/H)</td> <td data-sheets-numberformat='{"1":2,"2":"0.00","3":1}' data-sheets-value='{"1":3,"3":0.98}' style="overflow:hidden;padding:0px 3px 0px 3px;vertical-align:bottom;text-align:center;">0.98</td> <td data-sheets-numberformat='{"1":2,"2":"0","3":1}' data-sheets-value='{"1":3,"3":18.04}' style="overflow:hidden;padding:0px 3px 0px 3px;vertical-align:bottom;text-align:center;">18</td> <td data-sheets-numberformat='{"1":2,"2":"0","3":1}' data-sheets-value='{"1":3,"3":33.660000000000004}' style="overflow:hidden;padding:0px 3px 0px 3px;vertical-align:bottom;text-align:center;">34</td> <td data-sheets-value='{"1":3,"3":26}' style="border-right:1px solid #000000;overflow:hidden;padding:0px 3px 0px 3px;vertical-align:bottom;text-align:center;">26</td> </tr> <tr style="height:20px;"> <td style="border-bottom:1px solid #000000;border-left:1px solid #000000;overflow:hidden;padding:0px 3px 0px 3px;vertical-align:bottom;"></td> <td style="border-bottom:1px solid #000000;overflow:hidden;padding:0px 3px 0px 3px;vertical-align:bottom;"></td> <td data-sheets-value='{"1":2,"2":"Opal (T/O)"}' style="border-bottom:1px solid #000000;overflow:hidden;padding:0px 3px 0px 3px;vertical-align:bottom;">Opal (T/O)</td> <td data-sheets-numberformat='{"1":2,"2":"0.00","3":1}' data-sheets-value='{"1":3,"3":0.98}' style="border-bottom:1px solid #000000;overflow:hidden;padding:0px 3px 0px 3px;vertical-align:bottom;text-align:center;">0.98</td> <td data-sheets-numberformat='{"1":2,"2":"0","3":1}' data-sheets-value='{"1":3,"3":16.81}' style="border-bottom:1px solid #000000;overflow:hidden;padding:0px 3px 0px 3px;vertical-align:bottom;text-align:center;">17</td> <td data-sheets-numberformat='{"1":2,"2":"0","3":1}' data-sheets-value='{"1":3,"3":29.700000000000003}' style="border-bottom:1px solid #000000;overflow:hidden;padding:0px 3px 0px 3px;vertical-align:bottom;text-align:center;">30</td> <td data-sheets-value='{"1":3,"3":26}' style="border-right:1px solid #000000;border-bottom:1px solid #000000;overflow:hidden;padding:0px 3px 0px 3px;vertical-align:bottom;text-align:center;">26</td> </tr> </tbody></table> | skylux-160-ce-met-koepel-en-pvc-opstand-30-20-met-lm-motor-en-pvc-raam-type-ep25-0800-x-1100-mm | 8586032546125 | 46872359010637
Smoke and heat exhaust (SHEV) | SHE system | Skylux | Skylux 160° CE with skylight and PVC curb 30/20 with LM-actuator and PVC frame type EP25 0800 x 1300 mm |  | 50409 | 5412970504092 | 4236.25 | Yes | 30-45 | 77.13 | 800 x 1300 mm | 1300 | 800 |  | PVC 30/20 (30 cm high & roof opening = 20 cm larger than daylight size) | Rectangular | 1.19 W/m²K - 0.98 W/m²K | 57% - 30% | 37% - 17% | 24dB - 26dB | 160° CE (for industry) | PVC frame EP25 | without spoiler | E | Single actuator | Maximum double-walled skylight possible for this product | Ut-value LT-value g-value Rw-value EN 1873 : 2014 EN ISO 13468 EN 16153 EN 410 EN 410 EN ISO 140-3 Material Walls Shells (W/m²K) (%) (%) (dB) Acrylic EW Clear (H) 1.19 37 57 24 PMMA Opal (O) 1.19 34 50 24 DW Clear (H/H) 0.98 33 50 26 Opal (O/O) 0.98 28 38 26 Polycarbonate EW Clear (A) 1.19 36 55 24 PC Opal (D) 1.19 24 40 24 DW Clear (A/H) 0.98 32 48 26 Clear (A/A) 0.98 32 46 26 Opal (A/O) 0.98 30 42 26 Opal (A/D) 0.98 21 33 26 Polycarbonate EW Heatstop Opal (T) 1.19 20 39 24 Heatstop PC DW Clear (T/H) 0.98 18 34 26 Opal (T/O) 0.98 17 30 26 | https://skylux.eu/en/products/skylux-160-ce-met-koepel-en-pvc-opstand-30-20-met-lm-motor-en-pvc-raam-type-ep25-0800-x-1300-mm | https://skylux.eu/cdn/shop/files/Skylux-160deg-CE-met-koepel-en-pvc-opstand-3020-met-LM-motor-en-pvc-raam-type-EP25-0800-x-1300-mm-RWA-systeem.jpg?v=1702980669&width=1600 | https://skylux.eu/cdn/shop/files/e5a82811-1bb0-48e4-a776-cacb59c7c092_e57b2d75-7190-49aa-b669-5a7c36165ad7.jpg?v=1688551183&width=1600 | //skylux.eu/cdn/shop/files/E_MH_Mounting_instructions_Skylux_160_CE_LM.pdf?v=12406716259046007223 | //skylux.eu/cdn/shop/files/E_TD_Technical_File_Skylux_Skylux_160_CE_Electric.pdf?v=3667116872303399239 | <style type="text/css" id="isPasted"><!--td {border: 1px solid #cccccc;}br {mso-data-placement:same-cell;}--></style><table border="1" cellpadding="0" cellspacing="0" dir="ltr" style="table-layout:fixed;font-size:10pt;font-family:Arial;border-collapse:collapse;border:none;"><tbody> <tr style="height:20px;"> <td style="overflow:hidden;padding:0px 3px 0px 3px;vertical-align:bottom;"></td> <td style="overflow:hidden;padding:0px 3px 0px 3px;vertical-align:bottom;"></td> <td style="overflow:hidden;padding:0px 3px 0px 3px;vertical-align:bottom;"></td> <td data-sheets-value='{"1":2,"2":"Ut-value"}' style="overflow:hidden;padding:0px 3px 0px 3px;vertical-align:bottom;font-weight:bold;text-align:center;">Ut-value</td> <td data-sheets-value='{"1":2,"2":"LT-value"}' style="overflow:hidden;padding:0px 3px 0px 3px;vertical-align:bottom;font-weight:bold;text-align:center;">LT-value</td> <td data-sheets-value='{"1":2,"2":"g-value"}' style="overflow:hidden;padding:0px 3px 0px 3px;vertical-align:bottom;font-weight:bold;text-align:center;">g-value</td> <td data-sheets-value='{"1":2,"2":"Rw-value "}' style="overflow:hidden;padding:0px 3px 0px 3px;vertical-align:bottom;font-weight:bold;text-align:center;">Rw-value </td> </tr> <tr style="height:20px;"> <td style="overflow:hidden;padding:0px 3px 0px 3px;vertical-align:bottom;"></td> <td style="overflow:hidden;padding:0px 3px 0px 3px;vertical-align:bottom;"></td> <td style="overflow:hidden;padding:0px 3px 0px 3px;vertical-align:bottom;"></td> <td data-sheets-numberformat='{"1":2,"2":"0.00","3":1}' data-sheets-value='{"1":2,"2":"EN 1873 : 2014"}' style="overflow:hidden;padding:0px 3px 0px 3px;vertical-align:bottom;text-align:center;">EN 1873 : 2014</td> <td data-sheets-numberformat='{"1":2,"2":"0","3":1}' data-sheets-value='{"1":2,"2":"EN ISO 13468 EN 16153 EN 410"}' style="overflow:hidden;padding:0px 3px 0px 3px;vertical-align:bottom;text-align:center;">EN ISO 13468 EN 16153 EN 410</td> <td data-sheets-numberformat='{"1":2,"2":"0","3":1}' data-sheets-value='{"1":2,"2":"EN 410"}' style="overflow:hidden;padding:0px 3px 0px 3px;vertical-align:bottom;text-align:center;">EN 410</td> <td data-sheets-value='{"1":2,"2":"EN ISO 140-3\t\t"}' style="overflow:hidden;padding:0px 3px 0px 3px;vertical-align:bottom;text-align:center;">EN ISO 140-3 </td> </tr> <tr style="height:20px;"> <td data-sheets-value='{"1":2,"2":"Material"}' style="border-bottom:1px solid #000000;overflow:hidden;padding:0px 3px 0px 3px;vertical-align:bottom;background-color:#000000;font-weight:bold;color:#ffffff;">Material</td> <td data-sheets-value='{"1":2,"2":"Walls"}' style="border-bottom:1px solid #000000;overflow:hidden;padding:0px 3px 0px 3px;vertical-align:bottom;background-color:#000000;font-weight:bold;color:#ffffff;">Walls</td> <td data-sheets-value='{"1":2,"2":"Shells"}' style="border-bottom:1px solid #000000;overflow:hidden;padding:0px 3px 0px 3px;vertical-align:bottom;background-color:#000000;font-weight:bold;color:#ffffff;">Shells</td> <td data-sheets-numberformat='{"1":2,"2":"0.00","3":1}' data-sheets-value='{"1":2,"2":"(W/m²K)\t"}' style="border-bottom:1px solid #000000;overflow:hidden;padding:0px 3px 0px 3px;vertical-align:bottom;background-color:#000000;font-weight:bold;color:#ffffff;text-align:center;">(W/m²K) </td> <td data-sheets-numberformat='{"1":2,"2":"0","3":1}' data-sheets-value='{"1":2,"2":"(%)"}' style="border-bottom:1px solid #000000;overflow:hidden;padding:0px 3px 0px 3px;vertical-align:bottom;background-color:#000000;font-weight:bold;color:#ffffff;text-align:center;">(%)</td> <td data-sheets-numberformat='{"1":2,"2":"0","3":1}' data-sheets-value='{"1":2,"2":"(%)"}' style="border-bottom:1px solid #000000;overflow:hidden;padding:0px 3px 0px 3px;vertical-align:bottom;background-color:#000000;font-weight:bold;color:#ffffff;text-align:center;">(%)</td> <td data-sheets-value='{"1":2,"2":"(dB)"}' style="border-bottom:1px solid #000000;overflow:hidden;padding:0px 3px 0px 3px;vertical-align:bottom;background-color:#000000;font-weight:bold;color:#ffffff;text-align:center;">(dB)</td> </tr> <tr style="height:20px;"> <td data-sheets-value='{"1":2,"2":"Acrylic"}' style="border-left:1px solid #000000;overflow:hidden;padding:0px 3px 0px 3px;vertical-align:bottom;">Acrylic</td> <td data-sheets-value='{"1":2,"2":"EW"}' style="overflow:hidden;padding:0px 3px 0px 3px;vertical-align:bottom;">EW</td> <td data-sheets-value='{"1":2,"2":"Clear (H)"}' style="overflow:hidden;padding:0px 3px 0px 3px;vertical-align:bottom;">Clear (H)</td> <td data-sheets-numberformat='{"1":2,"2":"0.00","3":1}' data-sheets-value='{"1":3,"3":1.19}' style="overflow:hidden;padding:0px 3px 0px 3px;vertical-align:bottom;text-align:center;">1.19</td> <td data-sheets-numberformat='{"1":2,"2":"0","3":1}' data-sheets-value='{"1":3,"3":36.9}' style="overflow:hidden;padding:0px 3px 0px 3px;vertical-align:bottom;text-align:center;">37</td> <td data-sheets-numberformat='{"1":2,"2":"0","3":1}' data-sheets-value='{"1":3,"3":57.42}' style="overflow:hidden;padding:0px 3px 0px 3px;vertical-align:bottom;text-align:center;">57</td> <td data-sheets-value='{"1":3,"3":24}' style="border-right:1px solid #000000;overflow:hidden;padding:0px 3px 0px 3px;vertical-align:bottom;text-align:center;">24</td> </tr> <tr style="height:20px;"> <td data-sheets-value='{"1":2,"2":"PMMA"}' style="border-left:1px solid #000000;overflow:hidden;padding:0px 3px 0px 3px;vertical-align:bottom;">PMMA</td> <td style="overflow:hidden;padding:0px 3px 0px 3px;vertical-align:bottom;"></td> <td data-sheets-value='{"1":2,"2":"Opal (O)"}' style="overflow:hidden;padding:0px 3px 0px 3px;vertical-align:bottom;">Opal (O)</td> <td data-sheets-numberformat='{"1":2,"2":"0.00","3":1}' data-sheets-value='{"1":3,"3":1.19}' style="overflow:hidden;padding:0px 3px 0px 3px;vertical-align:bottom;text-align:center;">1.19</td> <td data-sheets-numberformat='{"1":2,"2":"0","3":1}' data-sheets-value='{"1":3,"3":34.03}' style="overflow:hidden;padding:0px 3px 0px 3px;vertical-align:bottom;text-align:center;">34</td> <td data-sheets-numberformat='{"1":2,"2":"0","3":1}' data-sheets-value='{"1":3,"3":50.160000000000004}' style="overflow:hidden;padding:0px 3px 0px 3px;vertical-align:bottom;text-align:center;">50</td> <td data-sheets-value='{"1":3,"3":24}' style="border-right:1px solid #000000;overflow:hidden;padding:0px 3px 0px 3px;vertical-align:bottom;text-align:center;">24</td> </tr> <tr style="height:20px;"> <td style="border-left:1px solid #000000;overflow:hidden;padding:0px 3px 0px 3px;vertical-align:bottom;"></td> <td data-sheets-value='{"1":2,"2":"DW"}' style="overflow:hidden;padding:0px 3px 0px 3px;vertical-align:bottom;">DW</td> <td data-sheets-value='{"1":2,"2":"Clear (H/H)"}' style="overflow:hidden;padding:0px 3px 0px 3px;vertical-align:bottom;">Clear (H/H)</td> <td data-sheets-numberformat='{"1":2,"2":"0.00","3":1}' data-sheets-value='{"1":3,"3":0.98}' style="overflow:hidden;padding:0px 3px 0px 3px;vertical-align:bottom;text-align:center;">0.98</td> <td data-sheets-numberformat='{"1":2,"2":"0","3":1}' data-sheets-value='{"1":3,"3":33.21}' style="overflow:hidden;padding:0px 3px 0px 3px;vertical-align:bottom;text-align:center;">33</td> <td data-sheets-numberformat='{"1":2,"2":"0","3":1}' data-sheets-value='{"1":3,"3":49.5}' style="overflow:hidden;padding:0px 3px 0px 3px;vertical-align:bottom;text-align:center;">50</td> <td data-sheets-value='{"1":3,"3":26}' style="border-right:1px solid #000000;overflow:hidden;padding:0px 3px 0px 3px;vertical-align:bottom;text-align:center;">26</td> </tr> <tr style="height:20px;"> <td style="border-bottom:1px solid #000000;border-left:1px solid #000000;overflow:hidden;padding:0px 3px 0px 3px;vertical-align:bottom;"></td> <td style="border-bottom:1px solid #000000;overflow:hidden;padding:0px 3px 0px 3px;vertical-align:bottom;"></td> <td data-sheets-value='{"1":2,"2":"Opal (O/O)"}' style="border-bottom:1px solid #000000;overflow:hidden;padding:0px 3px 0px 3px;vertical-align:bottom;">Opal (O/O)</td> <td data-sheets-numberformat='{"1":2,"2":"0.00","3":1}' data-sheets-value='{"1":3,"3":0.98}' style="border-bottom:1px solid #000000;overflow:hidden;padding:0px 3px 0px 3px;vertical-align:bottom;text-align:center;">0.98</td> <td data-sheets-numberformat='{"1":2,"2":"0","3":1}' data-sheets-value='{"1":3,"3":28.29}' style="border-bottom:1px solid #000000;overflow:hidden;padding:0px 3px 0px 3px;vertical-align:bottom;text-align:center;">28</td> <td data-sheets-numberformat='{"1":2,"2":"0","3":1}' data-sheets-value='{"1":3,"3":38.28}' style="border-bottom:1px solid #000000;overflow:hidden;padding:0px 3px 0px 3px;vertical-align:bottom;text-align:center;">38</td> <td data-sheets-value='{"1":3,"3":26}' style="border-right:1px solid #000000;border-bottom:1px solid #000000;overflow:hidden;padding:0px 3px 0px 3px;vertical-align:bottom;text-align:center;">26</td> </tr> <tr style="height:20px;"> <td data-sheets-value='{"1":2,"2":"Polycarbonate "}' style="border-left:1px solid #000000;overflow:hidden;padding:0px 3px 0px 3px;vertical-align:bottom;">Polycarbonate </td> <td data-sheets-value='{"1":2,"2":"EW"}' style="overflow:hidden;padding:0px 3px 0px 3px;vertical-align:bottom;">EW</td> <td data-sheets-value='{"1":2,"2":"Clear (A)"}' style="overflow:hidden;padding:0px 3px 0px 3px;vertical-align:bottom;">Clear (A)</td> <td data-sheets-numberformat='{"1":2,"2":"0.00","3":1}' data-sheets-value='{"1":3,"3":1.19}' style="overflow:hidden;padding:0px 3px 0px 3px;vertical-align:bottom;text-align:center;">1.19</td> <td data-sheets-numberformat='{"1":2,"2":"0","3":1}' data-sheets-value='{"1":3,"3":36.08}' style="overflow:hidden;padding:0px 3px 0px 3px;vertical-align:bottom;text-align:center;">36</td> <td data-sheets-numberformat='{"1":2,"2":"0","3":1}' data-sheets-value='{"1":3,"3":54.78}' style="overflow:hidden;padding:0px 3px 0px 3px;vertical-align:bottom;text-align:center;">55</td> <td data-sheets-value='{"1":3,"3":24}' style="border-right:1px solid #000000;overflow:hidden;padding:0px 3px 0px 3px;vertical-align:bottom;text-align:center;">24</td> </tr> <tr style="height:20px;"> <td data-sheets-value='{"1":2,"2":"PC"}' style="border-left:1px solid #000000;overflow:hidden;padding:0px 3px 0px 3px;vertical-align:bottom;">PC</td> <td style="overflow:hidden;padding:0px 3px 0px 3px;vertical-align:bottom;"></td> <td data-sheets-value='{"1":2,"2":"Opal (D)"}' style="overflow:hidden;padding:0px 3px 0px 3px;vertical-align:bottom;">Opal (D)</td> <td data-sheets-numberformat='{"1":2,"2":"0.00","3":1}' data-sheets-value='{"1":3,"3":1.19}' style="overflow:hidden;padding:0px 3px 0px 3px;vertical-align:bottom;text-align:center;">1.19</td> <td data-sheets-numberformat='{"1":2,"2":"0","3":1}' data-sheets-value='{"1":3,"3":23.779999999999998}' style="overflow:hidden;padding:0px 3px 0px 3px;vertical-align:bottom;text-align:center;">24</td> <td data-sheets-numberformat='{"1":2,"2":"0","3":1}' data-sheets-value='{"1":3,"3":39.6}' style="overflow:hidden;padding:0px 3px 0px 3px;vertical-align:bottom;text-align:center;">40</td> <td data-sheets-value='{"1":3,"3":24}' style="border-right:1px solid #000000;overflow:hidden;padding:0px 3px 0px 3px;vertical-align:bottom;text-align:center;">24</td> </tr> <tr style="height:20px;"> <td style="border-left:1px solid #000000;overflow:hidden;padding:0px 3px 0px 3px;vertical-align:bottom;"></td> <td data-sheets-value='{"1":2,"2":"DW"}' style="overflow:hidden;padding:0px 3px 0px 3px;vertical-align:bottom;">DW</td> <td data-sheets-value='{"1":2,"2":"Clear (A/H)"}' style="overflow:hidden;padding:0px 3px 0px 3px;vertical-align:bottom;">Clear (A/H)</td> <td data-sheets-numberformat='{"1":2,"2":"0.00","3":1}' data-sheets-value='{"1":3,"3":0.98}' style="overflow:hidden;padding:0px 3px 0px 3px;vertical-align:bottom;text-align:center;">0.98</td> <td data-sheets-numberformat='{"1":2,"2":"0","3":1}' data-sheets-value='{"1":3,"3":32.39}' style="overflow:hidden;padding:0px 3px 0px 3px;vertical-align:bottom;text-align:center;">32</td> <td data-sheets-numberformat='{"1":2,"2":"0","3":1}' data-sheets-value='{"1":3,"3":47.52}' style="overflow:hidden;padding:0px 3px 0px 3px;vertical-align:bottom;text-align:center;">48</td> <td data-sheets-value='{"1":3,"3":26}' style="border-right:1px solid #000000;overflow:hidden;padding:0px 3px 0px 3px;vertical-align:bottom;text-align:center;">26</td> </tr> <tr style="height:20px;"> <td style="border-left:1px solid #000000;overflow:hidden;padding:0px 3px 0px 3px;vertical-align:bottom;"></td> <td style="overflow:hidden;padding:0px 3px 0px 3px;vertical-align:bottom;"></td> <td data-sheets-value='{"1":2,"2":"Clear (A/A)"}' style="overflow:hidden;padding:0px 3px 0px 3px;vertical-align:bottom;">Clear (A/A)</td> <td data-sheets-numberformat='{"1":2,"2":"0.00","3":1}' data-sheets-value='{"1":3,"3":0.98}' style="overflow:hidden;padding:0px 3px 0px 3px;vertical-align:bottom;text-align:center;">0.98</td> <td data-sheets-numberformat='{"1":2,"2":"0","3":1}' data-sheets-value='{"1":3,"3":31.569999999999997}' style="overflow:hidden;padding:0px 3px 0px 3px;vertical-align:bottom;text-align:center;">32</td> <td data-sheets-numberformat='{"1":2,"2":"0","3":1}' data-sheets-value='{"1":3,"3":45.54}' style="overflow:hidden;padding:0px 3px 0px 3px;vertical-align:bottom;text-align:center;">46</td> <td data-sheets-value='{"1":3,"3":26}' style="border-right:1px solid #000000;overflow:hidden;padding:0px 3px 0px 3px;vertical-align:bottom;text-align:center;">26</td> </tr> <tr style="height:20px;"> <td style="border-left:1px solid #000000;overflow:hidden;padding:0px 3px 0px 3px;vertical-align:bottom;"></td> <td style="overflow:hidden;padding:0px 3px 0px 3px;vertical-align:bottom;"></td> <td data-sheets-value='{"1":2,"2":"Opal (A/O)"}' style="overflow:hidden;padding:0px 3px 0px 3px;vertical-align:bottom;">Opal (A/O)</td> <td data-sheets-numberformat='{"1":2,"2":"0.00","3":1}' data-sheets-value='{"1":3,"3":0.98}' style="overflow:hidden;padding:0px 3px 0px 3px;vertical-align:bottom;text-align:center;">0.98</td> <td data-sheets-numberformat='{"1":2,"2":"0","3":1}' data-sheets-value='{"1":3,"3":29.93}' style="overflow:hidden;padding:0px 3px 0px 3px;vertical-align:bottom;text-align:center;">30</td> <td data-sheets-numberformat='{"1":2,"2":"0","3":1}' data-sheets-value='{"1":3,"3":41.580000000000005}' style="overflow:hidden;padding:0px 3px 0px 3px;vertical-align:bottom;text-align:center;">42</td> <td data-sheets-value='{"1":3,"3":26}' style="border-right:1px solid #000000;overflow:hidden;padding:0px 3px 0px 3px;vertical-align:bottom;text-align:center;">26</td> </tr> <tr style="height:20px;"> <td style="border-bottom:1px solid #000000;border-left:1px solid #000000;overflow:hidden;padding:0px 3px 0px 3px;vertical-align:bottom;"></td> <td style="border-bottom:1px solid #000000;overflow:hidden;padding:0px 3px 0px 3px;vertical-align:bottom;"></td> <td data-sheets-value='{"1":2,"2":"Opal (A/D)"}' style="border-bottom:1px solid #000000;overflow:hidden;padding:0px 3px 0px 3px;vertical-align:bottom;">Opal (A/D)</td> <td data-sheets-numberformat='{"1":2,"2":"0.00","3":1}' data-sheets-value='{"1":3,"3":0.98}' style="border-bottom:1px solid #000000;overflow:hidden;padding:0px 3px 0px 3px;vertical-align:bottom;text-align:center;">0.98</td> <td data-sheets-numberformat='{"1":2,"2":"0","3":1}' data-sheets-value='{"1":3,"3":20.91}' style="border-bottom:1px solid #000000;overflow:hidden;padding:0px 3px 0px 3px;vertical-align:bottom;text-align:center;">21</td> <td data-sheets-numberformat='{"1":2,"2":"0","3":1}' data-sheets-value='{"1":3,"3":33}' style="border-bottom:1px solid #000000;overflow:hidden;padding:0px 3px 0px 3px;vertical-align:bottom;text-align:center;">33</td> <td data-sheets-value='{"1":3,"3":26}' style="border-right:1px solid #000000;border-bottom:1px solid #000000;overflow:hidden;padding:0px 3px 0px 3px;vertical-align:bottom;text-align:center;">26</td> </tr> <tr style="height:20px;"> <td data-sheets-value='{"1":2,"2":"Polycarbonate"}' style="border-left:1px solid #000000;overflow:hidden;padding:0px 3px 0px 3px;vertical-align:bottom;">Polycarbonate</td> <td data-sheets-value='{"1":2,"2":"EW"}' style="overflow:hidden;padding:0px 3px 0px 3px;vertical-align:bottom;">EW</td> <td data-sheets-value='{"1":2,"2":"Heatstop Opal (T)"}' style="overflow:hidden;padding:0px 3px 0px 3px;vertical-align:bottom;">Heatstop Opal (T)</td> <td data-sheets-numberformat='{"1":2,"2":"0.00","3":1}' data-sheets-value='{"1":3,"3":1.19}' style="overflow:hidden;padding:0px 3px 0px 3px;vertical-align:bottom;text-align:center;">1.19</td> <td data-sheets-numberformat='{"1":2,"2":"0","3":1}' data-sheets-value='{"1":3,"3":20.09}' style="overflow:hidden;padding:0px 3px 0px 3px;vertical-align:bottom;text-align:center;">20</td> <td data-sheets-numberformat='{"1":2,"2":"0","3":1}' data-sheets-value='{"1":3,"3":38.940000000000005}' style="overflow:hidden;padding:0px 3px 0px 3px;vertical-align:bottom;text-align:center;">39</td> <td data-sheets-value='{"1":3,"3":24}' style="border-right:1px solid #000000;overflow:hidden;padding:0px 3px 0px 3px;vertical-align:bottom;text-align:center;">24</td> </tr> <tr style="height:20px;"> <td data-sheets-value='{"1":2,"2":"Heatstop PC"}' style="border-left:1px solid #000000;overflow:hidden;padding:0px 3px 0px 3px;vertical-align:bottom;">Heatstop PC</td> <td data-sheets-value='{"1":2,"2":"DW"}' style="overflow:hidden;padding:0px 3px 0px 3px;vertical-align:bottom;">DW</td> <td data-sheets-value='{"1":2,"2":"Clear (T/H)"}' style="overflow:hidden;padding:0px 3px 0px 3px;vertical-align:bottom;">Clear (T/H)</td> <td data-sheets-numberformat='{"1":2,"2":"0.00","3":1}' data-sheets-value='{"1":3,"3":0.98}' style="overflow:hidden;padding:0px 3px 0px 3px;vertical-align:bottom;text-align:center;">0.98</td> <td data-sheets-numberformat='{"1":2,"2":"0","3":1}' data-sheets-value='{"1":3,"3":18.04}' style="overflow:hidden;padding:0px 3px 0px 3px;vertical-align:bottom;text-align:center;">18</td> <td data-sheets-numberformat='{"1":2,"2":"0","3":1}' data-sheets-value='{"1":3,"3":33.660000000000004}' style="overflow:hidden;padding:0px 3px 0px 3px;vertical-align:bottom;text-align:center;">34</td> <td data-sheets-value='{"1":3,"3":26}' style="border-right:1px solid #000000;overflow:hidden;padding:0px 3px 0px 3px;vertical-align:bottom;text-align:center;">26</td> </tr> <tr style="height:20px;"> <td style="border-bottom:1px solid #000000;border-left:1px solid #000000;overflow:hidden;padding:0px 3px 0px 3px;vertical-align:bottom;"></td> <td style="border-bottom:1px solid #000000;overflow:hidden;padding:0px 3px 0px 3px;vertical-align:bottom;"></td> <td data-sheets-value='{"1":2,"2":"Opal (T/O)"}' style="border-bottom:1px solid #000000;overflow:hidden;padding:0px 3px 0px 3px;vertical-align:bottom;">Opal (T/O)</td> <td data-sheets-numberformat='{"1":2,"2":"0.00","3":1}' data-sheets-value='{"1":3,"3":0.98}' style="border-bottom:1px solid #000000;overflow:hidden;padding:0px 3px 0px 3px;vertical-align:bottom;text-align:center;">0.98</td> <td data-sheets-numberformat='{"1":2,"2":"0","3":1}' data-sheets-value='{"1":3,"3":16.81}' style="border-bottom:1px solid #000000;overflow:hidden;padding:0px 3px 0px 3px;vertical-align:bottom;text-align:center;">17</td> <td data-sheets-numberformat='{"1":2,"2":"0","3":1}' data-sheets-value='{"1":3,"3":29.700000000000003}' style="border-bottom:1px solid #000000;overflow:hidden;padding:0px 3px 0px 3px;vertical-align:bottom;text-align:center;">30</td> <td data-sheets-value='{"1":3,"3":26}' style="border-right:1px solid #000000;border-bottom:1px solid #000000;overflow:hidden;padding:0px 3px 0px 3px;vertical-align:bottom;text-align:center;">26</td> </tr> </tbody></table> | skylux-160-ce-met-koepel-en-pvc-opstand-30-20-met-lm-motor-en-pvc-raam-type-ep25-0800-x-1300-mm | 8586032677197 | 46872359141709
Smoke and heat exhaust (SHEV) | SHE system | Skylux | Skylux 160° CE with skylight and PVC curb 30/20 with LM-actuator and PVC frame type EP25 0800 x 1400 mm |  | 50410 | 5412970504108 | 4408.05 | Yes | 30-45 | 76.39 | 800 x 1400 mm | 1400 | 800 |  | PVC 30/20 (30 cm high & roof opening = 20 cm larger than daylight size) | Rectangular | 1.19 W/m²K - 0.98 W/m²K | 57% - 30% | 37% - 17% | 24dB - 26dB | 160° CE (for industry) | PVC frame EP25 | without spoiler | E | Single actuator | Maximum double-walled skylight possible for this product | Ut-value LT-value g-value Rw-value EN 1873 : 2014 EN ISO 13468 EN 16153 EN 410 EN 410 EN ISO 140-3 Material Walls Shells (W/m²K) (%) (%) (dB) Acrylic EW Clear (H) 1.19 37 57 24 PMMA Opal (O) 1.19 34 50 24 DW Clear (H/H) 0.98 33 50 26 Opal (O/O) 0.98 28 38 26 Polycarbonate EW Clear (A) 1.19 36 55 24 PC Opal (D) 1.19 24 40 24 DW Clear (A/H) 0.98 32 48 26 Clear (A/A) 0.98 32 46 26 Opal (A/O) 0.98 30 42 26 Opal (A/D) 0.98 21 33 26 Polycarbonate EW Heatstop Opal (T) 1.19 20 39 24 Heatstop PC DW Clear (T/H) 0.98 18 34 26 Opal (T/O) 0.98 17 30 26 | https://skylux.eu/en/products/skylux-160-ce-met-koepel-en-pvc-opstand-30-20-met-lm-motor-en-pvc-raam-type-ep25-0800-x-1400-mm | https://skylux.eu/cdn/shop/files/Skylux-160deg-CE-met-koepel-en-pvc-opstand-3020-met-LM-motor-en-pvc-raam-type-EP25-0800-x-1400-mm-RWA-systeem.jpg?v=1702980674&width=1600 | https://skylux.eu/cdn/shop/files/e5a82811-1bb0-48e4-a776-cacb59c7c092_8050c8f7-cd4a-42cc-a8d0-444bf052c6da.jpg?v=1688551185&width=1600 | //skylux.eu/cdn/shop/files/E_MH_Mounting_instructions_Skylux_160_CE_LM.pdf?v=12406716259046007223 | //skylux.eu/cdn/shop/files/E_TD_Technical_File_Skylux_Skylux_160_CE_Electric.pdf?v=3667116872303399239 | <style type="text/css" id="isPasted"><!--td {border: 1px solid #cccccc;}br {mso-data-placement:same-cell;}--></style><table border="1" cellpadding="0" cellspacing="0" dir="ltr" style="table-layout:fixed;font-size:10pt;font-family:Arial;border-collapse:collapse;border:none;"><tbody> <tr style="height:20px;"> <td style="overflow:hidden;padding:0px 3px 0px 3px;vertical-align:bottom;"></td> <td style="overflow:hidden;padding:0px 3px 0px 3px;vertical-align:bottom;"></td> <td style="overflow:hidden;padding:0px 3px 0px 3px;vertical-align:bottom;"></td> <td data-sheets-value='{"1":2,"2":"Ut-value"}' style="overflow:hidden;padding:0px 3px 0px 3px;vertical-align:bottom;font-weight:bold;text-align:center;">Ut-value</td> <td data-sheets-value='{"1":2,"2":"LT-value"}' style="overflow:hidden;padding:0px 3px 0px 3px;vertical-align:bottom;font-weight:bold;text-align:center;">LT-value</td> <td data-sheets-value='{"1":2,"2":"g-value"}' style="overflow:hidden;padding:0px 3px 0px 3px;vertical-align:bottom;font-weight:bold;text-align:center;">g-value</td> <td data-sheets-value='{"1":2,"2":"Rw-value "}' style="overflow:hidden;padding:0px 3px 0px 3px;vertical-align:bottom;font-weight:bold;text-align:center;">Rw-value </td> </tr> <tr style="height:20px;"> <td style="overflow:hidden;padding:0px 3px 0px 3px;vertical-align:bottom;"></td> <td style="overflow:hidden;padding:0px 3px 0px 3px;vertical-align:bottom;"></td> <td style="overflow:hidden;padding:0px 3px 0px 3px;vertical-align:bottom;"></td> <td data-sheets-numberformat='{"1":2,"2":"0.00","3":1}' data-sheets-value='{"1":2,"2":"EN 1873 : 2014"}' style="overflow:hidden;padding:0px 3px 0px 3px;vertical-align:bottom;text-align:center;">EN 1873 : 2014</td> <td data-sheets-numberformat='{"1":2,"2":"0","3":1}' data-sheets-value='{"1":2,"2":"EN ISO 13468 EN 16153 EN 410"}' style="overflow:hidden;padding:0px 3px 0px 3px;vertical-align:bottom;text-align:center;">EN ISO 13468 EN 16153 EN 410</td> <td data-sheets-numberformat='{"1":2,"2":"0","3":1}' data-sheets-value='{"1":2,"2":"EN 410"}' style="overflow:hidden;padding:0px 3px 0px 3px;vertical-align:bottom;text-align:center;">EN 410</td> <td data-sheets-value='{"1":2,"2":"EN ISO 140-3\t\t"}' style="overflow:hidden;padding:0px 3px 0px 3px;vertical-align:bottom;text-align:center;">EN ISO 140-3 </td> </tr> <tr style="height:20px;"> <td data-sheets-value='{"1":2,"2":"Material"}' style="border-bottom:1px solid #000000;overflow:hidden;padding:0px 3px 0px 3px;vertical-align:bottom;background-color:#000000;font-weight:bold;color:#ffffff;">Material</td> <td data-sheets-value='{"1":2,"2":"Walls"}' style="border-bottom:1px solid #000000;overflow:hidden;padding:0px 3px 0px 3px;vertical-align:bottom;background-color:#000000;font-weight:bold;color:#ffffff;">Walls</td> <td data-sheets-value='{"1":2,"2":"Shells"}' style="border-bottom:1px solid #000000;overflow:hidden;padding:0px 3px 0px 3px;vertical-align:bottom;background-color:#000000;font-weight:bold;color:#ffffff;">Shells</td> <td data-sheets-numberformat='{"1":2,"2":"0.00","3":1}' data-sheets-value='{"1":2,"2":"(W/m²K)\t"}' style="border-bottom:1px solid #000000;overflow:hidden;padding:0px 3px 0px 3px;vertical-align:bottom;background-color:#000000;font-weight:bold;color:#ffffff;text-align:center;">(W/m²K) </td> <td data-sheets-numberformat='{"1":2,"2":"0","3":1}' data-sheets-value='{"1":2,"2":"(%)"}' style="border-bottom:1px solid #000000;overflow:hidden;padding:0px 3px 0px 3px;vertical-align:bottom;background-color:#000000;font-weight:bold;color:#ffffff;text-align:center;">(%)</td> <td data-sheets-numberformat='{"1":2,"2":"0","3":1}' data-sheets-value='{"1":2,"2":"(%)"}' style="border-bottom:1px solid #000000;overflow:hidden;padding:0px 3px 0px 3px;vertical-align:bottom;background-color:#000000;font-weight:bold;color:#ffffff;text-align:center;">(%)</td> <td data-sheets-value='{"1":2,"2":"(dB)"}' style="border-bottom:1px solid #000000;overflow:hidden;padding:0px 3px 0px 3px;vertical-align:bottom;background-color:#000000;font-weight:bold;color:#ffffff;text-align:center;">(dB)</td> </tr> <tr style="height:20px;"> <td data-sheets-value='{"1":2,"2":"Acrylic"}' style="border-left:1px solid #000000;overflow:hidden;padding:0px 3px 0px 3px;vertical-align:bottom;">Acrylic</td> <td data-sheets-value='{"1":2,"2":"EW"}' style="overflow:hidden;padding:0px 3px 0px 3px;vertical-align:bottom;">EW</td> <td data-sheets-value='{"1":2,"2":"Clear (H)"}' style="overflow:hidden;padding:0px 3px 0px 3px;vertical-align:bottom;">Clear (H)</td> <td data-sheets-numberformat='{"1":2,"2":"0.00","3":1}' data-sheets-value='{"1":3,"3":1.19}' style="overflow:hidden;padding:0px 3px 0px 3px;vertical-align:bottom;text-align:center;">1.19</td> <td data-sheets-numberformat='{"1":2,"2":"0","3":1}' data-sheets-value='{"1":3,"3":36.9}' style="overflow:hidden;padding:0px 3px 0px 3px;vertical-align:bottom;text-align:center;">37</td> <td data-sheets-numberformat='{"1":2,"2":"0","3":1}' data-sheets-value='{"1":3,"3":57.42}' style="overflow:hidden;padding:0px 3px 0px 3px;vertical-align:bottom;text-align:center;">57</td> <td data-sheets-value='{"1":3,"3":24}' style="border-right:1px solid #000000;overflow:hidden;padding:0px 3px 0px 3px;vertical-align:bottom;text-align:center;">24</td> </tr> <tr style="height:20px;"> <td data-sheets-value='{"1":2,"2":"PMMA"}' style="border-left:1px solid #000000;overflow:hidden;padding:0px 3px 0px 3px;vertical-align:bottom;">PMMA</td> <td style="overflow:hidden;padding:0px 3px 0px 3px;vertical-align:bottom;"></td> <td data-sheets-value='{"1":2,"2":"Opal (O)"}' style="overflow:hidden;padding:0px 3px 0px 3px;vertical-align:bottom;">Opal (O)</td> <td data-sheets-numberformat='{"1":2,"2":"0.00","3":1}' data-sheets-value='{"1":3,"3":1.19}' style="overflow:hidden;padding:0px 3px 0px 3px;vertical-align:bottom;text-align:center;">1.19</td> <td data-sheets-numberformat='{"1":2,"2":"0","3":1}' data-sheets-value='{"1":3,"3":34.03}' style="overflow:hidden;padding:0px 3px 0px 3px;vertical-align:bottom;text-align:center;">34</td> <td data-sheets-numberformat='{"1":2,"2":"0","3":1}' data-sheets-value='{"1":3,"3":50.160000000000004}' style="overflow:hidden;padding:0px 3px 0px 3px;vertical-align:bottom;text-align:center;">50</td> <td data-sheets-value='{"1":3,"3":24}' style="border-right:1px solid #000000;overflow:hidden;padding:0px 3px 0px 3px;vertical-align:bottom;text-align:center;">24</td> </tr> <tr style="height:20px;"> <td style="border-left:1px solid #000000;overflow:hidden;padding:0px 3px 0px 3px;vertical-align:bottom;"></td> <td data-sheets-value='{"1":2,"2":"DW"}' style="overflow:hidden;padding:0px 3px 0px 3px;vertical-align:bottom;">DW</td> <td data-sheets-value='{"1":2,"2":"Clear (H/H)"}' style="overflow:hidden;padding:0px 3px 0px 3px;vertical-align:bottom;">Clear (H/H)</td> <td data-sheets-numberformat='{"1":2,"2":"0.00","3":1}' data-sheets-value='{"1":3,"3":0.98}' style="overflow:hidden;padding:0px 3px 0px 3px;vertical-align:bottom;text-align:center;">0.98</td> <td data-sheets-numberformat='{"1":2,"2":"0","3":1}' data-sheets-value='{"1":3,"3":33.21}' style="overflow:hidden;padding:0px 3px 0px 3px;vertical-align:bottom;text-align:center;">33</td> <td data-sheets-numberformat='{"1":2,"2":"0","3":1}' data-sheets-value='{"1":3,"3":49.5}' style="overflow:hidden;padding:0px 3px 0px 3px;vertical-align:bottom;text-align:center;">50</td> <td data-sheets-value='{"1":3,"3":26}' style="border-right:1px solid #000000;overflow:hidden;padding:0px 3px 0px 3px;vertical-align:bottom;text-align:center;">26</td> </tr> <tr style="height:20px;"> <td style="border-bottom:1px solid #000000;border-left:1px solid #000000;overflow:hidden;padding:0px 3px 0px 3px;vertical-align:bottom;"></td> <td style="border-bottom:1px solid #000000;overflow:hidden;padding:0px 3px 0px 3px;vertical-align:bottom;"></td> <td data-sheets-value='{"1":2,"2":"Opal (O/O)"}' style="border-bottom:1px solid #000000;overflow:hidden;padding:0px 3px 0px 3px;vertical-align:bottom;">Opal (O/O)</td> <td data-sheets-numberformat='{"1":2,"2":"0.00","3":1}' data-sheets-value='{"1":3,"3":0.98}' style="border-bottom:1px solid #000000;overflow:hidden;padding:0px 3px 0px 3px;vertical-align:bottom;text-align:center;">0.98</td> <td data-sheets-numberformat='{"1":2,"2":"0","3":1}' data-sheets-value='{"1":3,"3":28.29}' style="border-bottom:1px solid #000000;overflow:hidden;padding:0px 3px 0px 3px;vertical-align:bottom;text-align:center;">28</td> <td data-sheets-numberformat='{"1":2,"2":"0","3":1}' data-sheets-value='{"1":3,"3":38.28}' style="border-bottom:1px solid #000000;overflow:hidden;padding:0px 3px 0px 3px;vertical-align:bottom;text-align:center;">38</td> <td data-sheets-value='{"1":3,"3":26}' style="border-right:1px solid #000000;border-bottom:1px solid #000000;overflow:hidden;padding:0px 3px 0px 3px;vertical-align:bottom;text-align:center;">26</td> </tr> <tr style="height:20px;"> <td data-sheets-value='{"1":2,"2":"Polycarbonate "}' style="border-left:1px solid #000000;overflow:hidden;padding:0px 3px 0px 3px;vertical-align:bottom;">Polycarbonate </td> <td data-sheets-value='{"1":2,"2":"EW"}' style="overflow:hidden;padding:0px 3px 0px 3px;vertical-align:bottom;">EW</td> <td data-sheets-value='{"1":2,"2":"Clear (A)"}' style="overflow:hidden;padding:0px 3px 0px 3px;vertical-align:bottom;">Clear (A)</td> <td data-sheets-numberformat='{"1":2,"2":"0.00","3":1}' data-sheets-value='{"1":3,"3":1.19}' style="overflow:hidden;padding:0px 3px 0px 3px;vertical-align:bottom;text-align:center;">1.19</td> <td data-sheets-numberformat='{"1":2,"2":"0","3":1}' data-sheets-value='{"1":3,"3":36.08}' style="overflow:hidden;padding:0px 3px 0px 3px;vertical-align:bottom;text-align:center;">36</td> <td data-sheets-numberformat='{"1":2,"2":"0","3":1}' data-sheets-value='{"1":3,"3":54.78}' style="overflow:hidden;padding:0px 3px 0px 3px;vertical-align:bottom;text-align:center;">55</td> <td data-sheets-value='{"1":3,"3":24}' style="border-right:1px solid #000000;overflow:hidden;padding:0px 3px 0px 3px;vertical-align:bottom;text-align:center;">24</td> </tr> <tr style="height:20px;"> <td data-sheets-value='{"1":2,"2":"PC"}' style="border-left:1px solid #000000;overflow:hidden;padding:0px 3px 0px 3px;vertical-align:bottom;">PC</td> <td style="overflow:hidden;padding:0px 3px 0px 3px;vertical-align:bottom;"></td> <td data-sheets-value='{"1":2,"2":"Opal (D)"}' style="overflow:hidden;padding:0px 3px 0px 3px;vertical-align:bottom;">Opal (D)</td> <td data-sheets-numberformat='{"1":2,"2":"0.00","3":1}' data-sheets-value='{"1":3,"3":1.19}' style="overflow:hidden;padding:0px 3px 0px 3px;vertical-align:bottom;text-align:center;">1.19</td> <td data-sheets-numberformat='{"1":2,"2":"0","3":1}' data-sheets-value='{"1":3,"3":23.779999999999998}' style="overflow:hidden;padding:0px 3px 0px 3px;vertical-align:bottom;text-align:center;">24</td> <td data-sheets-numberformat='{"1":2,"2":"0","3":1}' data-sheets-value='{"1":3,"3":39.6}' style="overflow:hidden;padding:0px 3px 0px 3px;vertical-align:bottom;text-align:center;">40</td> <td data-sheets-value='{"1":3,"3":24}' style="border-right:1px solid #000000;overflow:hidden;padding:0px 3px 0px 3px;vertical-align:bottom;text-align:center;">24</td> </tr> <tr style="height:20px;"> <td style="border-left:1px solid #000000;overflow:hidden;padding:0px 3px 0px 3px;vertical-align:bottom;"></td> <td data-sheets-value='{"1":2,"2":"DW"}' style="overflow:hidden;padding:0px 3px 0px 3px;vertical-align:bottom;">DW</td> <td data-sheets-value='{"1":2,"2":"Clear (A/H)"}' style="overflow:hidden;padding:0px 3px 0px 3px;vertical-align:bottom;">Clear (A/H)</td> <td data-sheets-numberformat='{"1":2,"2":"0.00","3":1}' data-sheets-value='{"1":3,"3":0.98}' style="overflow:hidden;padding:0px 3px 0px 3px;vertical-align:bottom;text-align:center;">0.98</td> <td data-sheets-numberformat='{"1":2,"2":"0","3":1}' data-sheets-value='{"1":3,"3":32.39}' style="overflow:hidden;padding:0px 3px 0px 3px;vertical-align:bottom;text-align:center;">32</td> <td data-sheets-numberformat='{"1":2,"2":"0","3":1}' data-sheets-value='{"1":3,"3":47.52}' style="overflow:hidden;padding:0px 3px 0px 3px;vertical-align:bottom;text-align:center;">48</td> <td data-sheets-value='{"1":3,"3":26}' style="border-right:1px solid #000000;overflow:hidden;padding:0px 3px 0px 3px;vertical-align:bottom;text-align:center;">26</td> </tr> <tr style="height:20px;"> <td style="border-left:1px solid #000000;overflow:hidden;padding:0px 3px 0px 3px;vertical-align:bottom;"></td> <td style="overflow:hidden;padding:0px 3px 0px 3px;vertical-align:bottom;"></td> <td data-sheets-value='{"1":2,"2":"Clear (A/A)"}' style="overflow:hidden;padding:0px 3px 0px 3px;vertical-align:bottom;">Clear (A/A)</td> <td data-sheets-numberformat='{"1":2,"2":"0.00","3":1}' data-sheets-value='{"1":3,"3":0.98}' style="overflow:hidden;padding:0px 3px 0px 3px;vertical-align:bottom;text-align:center;">0.98</td> <td data-sheets-numberformat='{"1":2,"2":"0","3":1}' data-sheets-value='{"1":3,"3":31.569999999999997}' style="overflow:hidden;padding:0px 3px 0px 3px;vertical-align:bottom;text-align:center;">32</td> <td data-sheets-numberformat='{"1":2,"2":"0","3":1}' data-sheets-value='{"1":3,"3":45.54}' style="overflow:hidden;padding:0px 3px 0px 3px;vertical-align:bottom;text-align:center;">46</td> <td data-sheets-value='{"1":3,"3":26}' style="border-right:1px solid #000000;overflow:hidden;padding:0px 3px 0px 3px;vertical-align:bottom;text-align:center;">26</td> </tr> <tr style="height:20px;"> <td style="border-left:1px solid #000000;overflow:hidden;padding:0px 3px 0px 3px;vertical-align:bottom;"></td> <td style="overflow:hidden;padding:0px 3px 0px 3px;vertical-align:bottom;"></td> <td data-sheets-value='{"1":2,"2":"Opal (A/O)"}' style="overflow:hidden;padding:0px 3px 0px 3px;vertical-align:bottom;">Opal (A/O)</td> <td data-sheets-numberformat='{"1":2,"2":"0.00","3":1}' data-sheets-value='{"1":3,"3":0.98}' style="overflow:hidden;padding:0px 3px 0px 3px;vertical-align:bottom;text-align:center;">0.98</td> <td data-sheets-numberformat='{"1":2,"2":"0","3":1}' data-sheets-value='{"1":3,"3":29.93}' style="overflow:hidden;padding:0px 3px 0px 3px;vertical-align:bottom;text-align:center;">30</td> <td data-sheets-numberformat='{"1":2,"2":"0","3":1}' data-sheets-value='{"1":3,"3":41.580000000000005}' style="overflow:hidden;padding:0px 3px 0px 3px;vertical-align:bottom;text-align:center;">42</td> <td data-sheets-value='{"1":3,"3":26}' style="border-right:1px solid #000000;overflow:hidden;padding:0px 3px 0px 3px;vertical-align:bottom;text-align:center;">26</td> </tr> <tr style="height:20px;"> <td style="border-bottom:1px solid #000000;border-left:1px solid #000000;overflow:hidden;padding:0px 3px 0px 3px;vertical-align:bottom;"></td> <td style="border-bottom:1px solid #000000;overflow:hidden;padding:0px 3px 0px 3px;vertical-align:bottom;"></td> <td data-sheets-value='{"1":2,"2":"Opal (A/D)"}' style="border-bottom:1px solid #000000;overflow:hidden;padding:0px 3px 0px 3px;vertical-align:bottom;">Opal (A/D)</td> <td data-sheets-numberformat='{"1":2,"2":"0.00","3":1}' data-sheets-value='{"1":3,"3":0.98}' style="border-bottom:1px solid #000000;overflow:hidden;padding:0px 3px 0px 3px;vertical-align:bottom;text-align:center;">0.98</td> <td data-sheets-numberformat='{"1":2,"2":"0","3":1}' data-sheets-value='{"1":3,"3":20.91}' style="border-bottom:1px solid #000000;overflow:hidden;padding:0px 3px 0px 3px;vertical-align:bottom;text-align:center;">21</td> <td data-sheets-numberformat='{"1":2,"2":"0","3":1}' data-sheets-value='{"1":3,"3":33}' style="border-bottom:1px solid #000000;overflow:hidden;padding:0px 3px 0px 3px;vertical-align:bottom;text-align:center;">33</td> <td data-sheets-value='{"1":3,"3":26}' style="border-right:1px solid #000000;border-bottom:1px solid #000000;overflow:hidden;padding:0px 3px 0px 3px;vertical-align:bottom;text-align:center;">26</td> </tr> <tr style="height:20px;"> <td data-sheets-value='{"1":2,"2":"Polycarbonate"}' style="border-left:1px solid #000000;overflow:hidden;padding:0px 3px 0px 3px;vertical-align:bottom;">Polycarbonate</td> <td data-sheets-value='{"1":2,"2":"EW"}' style="overflow:hidden;padding:0px 3px 0px 3px;vertical-align:bottom;">EW</td> <td data-sheets-value='{"1":2,"2":"Heatstop Opal (T)"}' style="overflow:hidden;padding:0px 3px 0px 3px;vertical-align:bottom;">Heatstop Opal (T)</td> <td data-sheets-numberformat='{"1":2,"2":"0.00","3":1}' data-sheets-value='{"1":3,"3":1.19}' style="overflow:hidden;padding:0px 3px 0px 3px;vertical-align:bottom;text-align:center;">1.19</td> <td data-sheets-numberformat='{"1":2,"2":"0","3":1}' data-sheets-value='{"1":3,"3":20.09}' style="overflow:hidden;padding:0px 3px 0px 3px;vertical-align:bottom;text-align:center;">20</td> <td data-sheets-numberformat='{"1":2,"2":"0","3":1}' data-sheets-value='{"1":3,"3":38.940000000000005}' style="overflow:hidden;padding:0px 3px 0px 3px;vertical-align:bottom;text-align:center;">39</td> <td data-sheets-value='{"1":3,"3":24}' style="border-right:1px solid #000000;overflow:hidden;padding:0px 3px 0px 3px;vertical-align:bottom;text-align:center;">24</td> </tr> <tr style="height:20px;"> <td data-sheets-value='{"1":2,"2":"Heatstop PC"}' style="border-left:1px solid #000000;overflow:hidden;padding:0px 3px 0px 3px;vertical-align:bottom;">Heatstop PC</td> <td data-sheets-value='{"1":2,"2":"DW"}' style="overflow:hidden;padding:0px 3px 0px 3px;vertical-align:bottom;">DW</td> <td data-sheets-value='{"1":2,"2":"Clear (T/H)"}' style="overflow:hidden;padding:0px 3px 0px 3px;vertical-align:bottom;">Clear (T/H)</td> <td data-sheets-numberformat='{"1":2,"2":"0.00","3":1}' data-sheets-value='{"1":3,"3":0.98}' style="overflow:hidden;padding:0px 3px 0px 3px;vertical-align:bottom;text-align:center;">0.98</td> <td data-sheets-numberformat='{"1":2,"2":"0","3":1}' data-sheets-value='{"1":3,"3":18.04}' style="overflow:hidden;padding:0px 3px 0px 3px;vertical-align:bottom;text-align:center;">18</td> <td data-sheets-numberformat='{"1":2,"2":"0","3":1}' data-sheets-value='{"1":3,"3":33.660000000000004}' style="overflow:hidden;padding:0px 3px 0px 3px;vertical-align:bottom;text-align:center;">34</td> <td data-sheets-value='{"1":3,"3":26}' style="border-right:1px solid #000000;overflow:hidden;padding:0px 3px 0px 3px;vertical-align:bottom;text-align:center;">26</td> </tr> <tr style="height:20px;"> <td style="border-bottom:1px solid #000000;border-left:1px solid #000000;overflow:hidden;padding:0px 3px 0px 3px;vertical-align:bottom;"></td> <td style="border-bottom:1px solid #000000;overflow:hidden;padding:0px 3px 0px 3px;vertical-align:bottom;"></td> <td data-sheets-value='{"1":2,"2":"Opal (T/O)"}' style="border-bottom:1px solid #000000;overflow:hidden;padding:0px 3px 0px 3px;vertical-align:bottom;">Opal (T/O)</td> <td data-sheets-numberformat='{"1":2,"2":"0.00","3":1}' data-sheets-value='{"1":3,"3":0.98}' style="border-bottom:1px solid #000000;overflow:hidden;padding:0px 3px 0px 3px;vertical-align:bottom;text-align:center;">0.98</td> <td data-sheets-numberformat='{"1":2,"2":"0","3":1}' data-sheets-value='{"1":3,"3":16.81}' style="border-bottom:1px solid #000000;overflow:hidden;padding:0px 3px 0px 3px;vertical-align:bottom;text-align:center;">17</td> <td data-sheets-numberformat='{"1":2,"2":"0","3":1}' data-sheets-value='{"1":3,"3":29.700000000000003}' style="border-bottom:1px solid #000000;overflow:hidden;padding:0px 3px 0px 3px;vertical-align:bottom;text-align:center;">30</td> <td data-sheets-value='{"1":3,"3":26}' style="border-right:1px solid #000000;border-bottom:1px solid #000000;overflow:hidden;padding:0px 3px 0px 3px;vertical-align:bottom;text-align:center;">26</td> </tr> </tbody></table> | skylux-160-ce-met-koepel-en-pvc-opstand-30-20-met-lm-motor-en-pvc-raam-type-ep25-0800-x-1400-mm | 8586032742733 | 46872359240013
Smoke and heat exhaust (SHEV) | SHE system | Skylux | Skylux 160° CE with skylight and PVC curb 30/20 with LM-actuator and PVC frame type EP25 0900 x 1200 mm |  | 50411 | 5412970504115 | 4260.45 | Yes | 30-45 | 77.32 | 900 x 1200 mm | 1200 | 900 |  | PVC 30/20 (30 cm high & roof opening = 20 cm larger than daylight size) | Rectangular | 1.19 W/m²K - 0.98 W/m²K | 57% - 30% | 37% - 17% | 24dB - 26dB | 160° CE (for industry) | PVC frame EP25 | without spoiler | E | Single actuator | Maximum double-walled skylight possible for this product | Ut-value LT-value g-value Rw-value EN 1873 : 2014 EN ISO 13468 EN 16153 EN 410 EN 410 EN ISO 140-3 Material Walls Shells (W/m²K) (%) (%) (dB) Acrylic EW Clear (H) 1.19 37 57 24 PMMA Opal (O) 1.19 34 50 24 DW Clear (H/H) 0.98 33 50 26 Opal (O/O) 0.98 28 38 26 Polycarbonate EW Clear (A) 1.19 36 55 24 PC Opal (D) 1.19 24 40 24 DW Clear (A/H) 0.98 32 48 26 Clear (A/A) 0.98 32 46 26 Opal (A/O) 0.98 30 42 26 Opal (A/D) 0.98 21 33 26 Polycarbonate EW Heatstop Opal (T) 1.19 20 39 24 Heatstop PC DW Clear (T/H) 0.98 18 34 26 Opal (T/O) 0.98 17 30 26 | https://skylux.eu/en/products/skylux-160-ce-met-koepel-en-pvc-opstand-30-20-met-lm-motor-en-pvc-raam-type-ep25-0900-x-1200-mm | https://skylux.eu/cdn/shop/files/Skylux-160deg-CE-met-koepel-en-pvc-opstand-3020-met-LM-motor-en-pvc-raam-type-EP25-0900-x-1200-mm-RWA-systeem.jpg?v=1702980679&width=1600 | https://skylux.eu/cdn/shop/files/e5a82811-1bb0-48e4-a776-cacb59c7c092_5f41754d-dc0a-4478-9bfa-3c2e93434122.jpg?v=1688551186&width=1600 | //skylux.eu/cdn/shop/files/E_MH_Mounting_instructions_Skylux_160_CE_LM.pdf?v=12406716259046007223 | //skylux.eu/cdn/shop/files/E_TD_Technical_File_Skylux_Skylux_160_CE_Electric.pdf?v=3667116872303399239 | <style type="text/css" id="isPasted"><!--td {border: 1px solid #cccccc;}br {mso-data-placement:same-cell;}--></style><table border="1" cellpadding="0" cellspacing="0" dir="ltr" style="table-layout:fixed;font-size:10pt;font-family:Arial;border-collapse:collapse;border:none;"><tbody> <tr style="height:20px;"> <td style="overflow:hidden;padding:0px 3px 0px 3px;vertical-align:bottom;"></td> <td style="overflow:hidden;padding:0px 3px 0px 3px;vertical-align:bottom;"></td> <td style="overflow:hidden;padding:0px 3px 0px 3px;vertical-align:bottom;"></td> <td data-sheets-value='{"1":2,"2":"Ut-value"}' style="overflow:hidden;padding:0px 3px 0px 3px;vertical-align:bottom;font-weight:bold;text-align:center;">Ut-value</td> <td data-sheets-value='{"1":2,"2":"LT-value"}' style="overflow:hidden;padding:0px 3px 0px 3px;vertical-align:bottom;font-weight:bold;text-align:center;">LT-value</td> <td data-sheets-value='{"1":2,"2":"g-value"}' style="overflow:hidden;padding:0px 3px 0px 3px;vertical-align:bottom;font-weight:bold;text-align:center;">g-value</td> <td data-sheets-value='{"1":2,"2":"Rw-value "}' style="overflow:hidden;padding:0px 3px 0px 3px;vertical-align:bottom;font-weight:bold;text-align:center;">Rw-value </td> </tr> <tr style="height:20px;"> <td style="overflow:hidden;padding:0px 3px 0px 3px;vertical-align:bottom;"></td> <td style="overflow:hidden;padding:0px 3px 0px 3px;vertical-align:bottom;"></td> <td style="overflow:hidden;padding:0px 3px 0px 3px;vertical-align:bottom;"></td> <td data-sheets-numberformat='{"1":2,"2":"0.00","3":1}' data-sheets-value='{"1":2,"2":"EN 1873 : 2014"}' style="overflow:hidden;padding:0px 3px 0px 3px;vertical-align:bottom;text-align:center;">EN 1873 : 2014</td> <td data-sheets-numberformat='{"1":2,"2":"0","3":1}' data-sheets-value='{"1":2,"2":"EN ISO 13468 EN 16153 EN 410"}' style="overflow:hidden;padding:0px 3px 0px 3px;vertical-align:bottom;text-align:center;">EN ISO 13468 EN 16153 EN 410</td> <td data-sheets-numberformat='{"1":2,"2":"0","3":1}' data-sheets-value='{"1":2,"2":"EN 410"}' style="overflow:hidden;padding:0px 3px 0px 3px;vertical-align:bottom;text-align:center;">EN 410</td> <td data-sheets-value='{"1":2,"2":"EN ISO 140-3\t\t"}' style="overflow:hidden;padding:0px 3px 0px 3px;vertical-align:bottom;text-align:center;">EN ISO 140-3 </td> </tr> <tr style="height:20px;"> <td data-sheets-value='{"1":2,"2":"Material"}' style="border-bottom:1px solid #000000;overflow:hidden;padding:0px 3px 0px 3px;vertical-align:bottom;background-color:#000000;font-weight:bold;color:#ffffff;">Material</td> <td data-sheets-value='{"1":2,"2":"Walls"}' style="border-bottom:1px solid #000000;overflow:hidden;padding:0px 3px 0px 3px;vertical-align:bottom;background-color:#000000;font-weight:bold;color:#ffffff;">Walls</td> <td data-sheets-value='{"1":2,"2":"Shells"}' style="border-bottom:1px solid #000000;overflow:hidden;padding:0px 3px 0px 3px;vertical-align:bottom;background-color:#000000;font-weight:bold;color:#ffffff;">Shells</td> <td data-sheets-numberformat='{"1":2,"2":"0.00","3":1}' data-sheets-value='{"1":2,"2":"(W/m²K)\t"}' style="border-bottom:1px solid #000000;overflow:hidden;padding:0px 3px 0px 3px;vertical-align:bottom;background-color:#000000;font-weight:bold;color:#ffffff;text-align:center;">(W/m²K) </td> <td data-sheets-numberformat='{"1":2,"2":"0","3":1}' data-sheets-value='{"1":2,"2":"(%)"}' style="border-bottom:1px solid #000000;overflow:hidden;padding:0px 3px 0px 3px;vertical-align:bottom;background-color:#000000;font-weight:bold;color:#ffffff;text-align:center;">(%)</td> <td data-sheets-numberformat='{"1":2,"2":"0","3":1}' data-sheets-value='{"1":2,"2":"(%)"}' style="border-bottom:1px solid #000000;overflow:hidden;padding:0px 3px 0px 3px;vertical-align:bottom;background-color:#000000;font-weight:bold;color:#ffffff;text-align:center;">(%)</td> <td data-sheets-value='{"1":2,"2":"(dB)"}' style="border-bottom:1px solid #000000;overflow:hidden;padding:0px 3px 0px 3px;vertical-align:bottom;background-color:#000000;font-weight:bold;color:#ffffff;text-align:center;">(dB)</td> </tr> <tr style="height:20px;"> <td data-sheets-value='{"1":2,"2":"Acrylic"}' style="border-left:1px solid #000000;overflow:hidden;padding:0px 3px 0px 3px;vertical-align:bottom;">Acrylic</td> <td data-sheets-value='{"1":2,"2":"EW"}' style="overflow:hidden;padding:0px 3px 0px 3px;vertical-align:bottom;">EW</td> <td data-sheets-value='{"1":2,"2":"Clear (H)"}' style="overflow:hidden;padding:0px 3px 0px 3px;vertical-align:bottom;">Clear (H)</td> <td data-sheets-numberformat='{"1":2,"2":"0.00","3":1}' data-sheets-value='{"1":3,"3":1.19}' style="overflow:hidden;padding:0px 3px 0px 3px;vertical-align:bottom;text-align:center;">1.19</td> <td data-sheets-numberformat='{"1":2,"2":"0","3":1}' data-sheets-value='{"1":3,"3":36.9}' style="overflow:hidden;padding:0px 3px 0px 3px;vertical-align:bottom;text-align:center;">37</td> <td data-sheets-numberformat='{"1":2,"2":"0","3":1}' data-sheets-value='{"1":3,"3":57.42}' style="overflow:hidden;padding:0px 3px 0px 3px;vertical-align:bottom;text-align:center;">57</td> <td data-sheets-value='{"1":3,"3":24}' style="border-right:1px solid #000000;overflow:hidden;padding:0px 3px 0px 3px;vertical-align:bottom;text-align:center;">24</td> </tr> <tr style="height:20px;"> <td data-sheets-value='{"1":2,"2":"PMMA"}' style="border-left:1px solid #000000;overflow:hidden;padding:0px 3px 0px 3px;vertical-align:bottom;">PMMA</td> <td style="overflow:hidden;padding:0px 3px 0px 3px;vertical-align:bottom;"></td> <td data-sheets-value='{"1":2,"2":"Opal (O)"}' style="overflow:hidden;padding:0px 3px 0px 3px;vertical-align:bottom;">Opal (O)</td> <td data-sheets-numberformat='{"1":2,"2":"0.00","3":1}' data-sheets-value='{"1":3,"3":1.19}' style="overflow:hidden;padding:0px 3px 0px 3px;vertical-align:bottom;text-align:center;">1.19</td> <td data-sheets-numberformat='{"1":2,"2":"0","3":1}' data-sheets-value='{"1":3,"3":34.03}' style="overflow:hidden;padding:0px 3px 0px 3px;vertical-align:bottom;text-align:center;">34</td> <td data-sheets-numberformat='{"1":2,"2":"0","3":1}' data-sheets-value='{"1":3,"3":50.160000000000004}' style="overflow:hidden;padding:0px 3px 0px 3px;vertical-align:bottom;text-align:center;">50</td> <td data-sheets-value='{"1":3,"3":24}' style="border-right:1px solid #000000;overflow:hidden;padding:0px 3px 0px 3px;vertical-align:bottom;text-align:center;">24</td> </tr> <tr style="height:20px;"> <td style="border-left:1px solid #000000;overflow:hidden;padding:0px 3px 0px 3px;vertical-align:bottom;"></td> <td data-sheets-value='{"1":2,"2":"DW"}' style="overflow:hidden;padding:0px 3px 0px 3px;vertical-align:bottom;">DW</td> <td data-sheets-value='{"1":2,"2":"Clear (H/H)"}' style="overflow:hidden;padding:0px 3px 0px 3px;vertical-align:bottom;">Clear (H/H)</td> <td data-sheets-numberformat='{"1":2,"2":"0.00","3":1}' data-sheets-value='{"1":3,"3":0.98}' style="overflow:hidden;padding:0px 3px 0px 3px;vertical-align:bottom;text-align:center;">0.98</td> <td data-sheets-numberformat='{"1":2,"2":"0","3":1}' data-sheets-value='{"1":3,"3":33.21}' style="overflow:hidden;padding:0px 3px 0px 3px;vertical-align:bottom;text-align:center;">33</td> <td data-sheets-numberformat='{"1":2,"2":"0","3":1}' data-sheets-value='{"1":3,"3":49.5}' style="overflow:hidden;padding:0px 3px 0px 3px;vertical-align:bottom;text-align:center;">50</td> <td data-sheets-value='{"1":3,"3":26}' style="border-right:1px solid #000000;overflow:hidden;padding:0px 3px 0px 3px;vertical-align:bottom;text-align:center;">26</td> </tr> <tr style="height:20px;"> <td style="border-bottom:1px solid #000000;border-left:1px solid #000000;overflow:hidden;padding:0px 3px 0px 3px;vertical-align:bottom;"></td> <td style="border-bottom:1px solid #000000;overflow:hidden;padding:0px 3px 0px 3px;vertical-align:bottom;"></td> <td data-sheets-value='{"1":2,"2":"Opal (O/O)"}' style="border-bottom:1px solid #000000;overflow:hidden;padding:0px 3px 0px 3px;vertical-align:bottom;">Opal (O/O)</td> <td data-sheets-numberformat='{"1":2,"2":"0.00","3":1}' data-sheets-value='{"1":3,"3":0.98}' style="border-bottom:1px solid #000000;overflow:hidden;padding:0px 3px 0px 3px;vertical-align:bottom;text-align:center;">0.98</td> <td data-sheets-numberformat='{"1":2,"2":"0","3":1}' data-sheets-value='{"1":3,"3":28.29}' style="border-bottom:1px solid #000000;overflow:hidden;padding:0px 3px 0px 3px;vertical-align:bottom;text-align:center;">28</td> <td data-sheets-numberformat='{"1":2,"2":"0","3":1}' data-sheets-value='{"1":3,"3":38.28}' style="border-bottom:1px solid #000000;overflow:hidden;padding:0px 3px 0px 3px;vertical-align:bottom;text-align:center;">38</td> <td data-sheets-value='{"1":3,"3":26}' style="border-right:1px solid #000000;border-bottom:1px solid #000000;overflow:hidden;padding:0px 3px 0px 3px;vertical-align:bottom;text-align:center;">26</td> </tr> <tr style="height:20px;"> <td data-sheets-value='{"1":2,"2":"Polycarbonate "}' style="border-left:1px solid #000000;overflow:hidden;padding:0px 3px 0px 3px;vertical-align:bottom;">Polycarbonate </td> <td data-sheets-value='{"1":2,"2":"EW"}' style="overflow:hidden;padding:0px 3px 0px 3px;vertical-align:bottom;">EW</td> <td data-sheets-value='{"1":2,"2":"Clear (A)"}' style="overflow:hidden;padding:0px 3px 0px 3px;vertical-align:bottom;">Clear (A)</td> <td data-sheets-numberformat='{"1":2,"2":"0.00","3":1}' data-sheets-value='{"1":3,"3":1.19}' style="overflow:hidden;padding:0px 3px 0px 3px;vertical-align:bottom;text-align:center;">1.19</td> <td data-sheets-numberformat='{"1":2,"2":"0","3":1}' data-sheets-value='{"1":3,"3":36.08}' style="overflow:hidden;padding:0px 3px 0px 3px;vertical-align:bottom;text-align:center;">36</td> <td data-sheets-numberformat='{"1":2,"2":"0","3":1}' data-sheets-value='{"1":3,"3":54.78}' style="overflow:hidden;padding:0px 3px 0px 3px;vertical-align:bottom;text-align:center;">55</td> <td data-sheets-value='{"1":3,"3":24}' style="border-right:1px solid #000000;overflow:hidden;padding:0px 3px 0px 3px;vertical-align:bottom;text-align:center;">24</td> </tr> <tr style="height:20px;"> <td data-sheets-value='{"1":2,"2":"PC"}' style="border-left:1px solid #000000;overflow:hidden;padding:0px 3px 0px 3px;vertical-align:bottom;">PC</td> <td style="overflow:hidden;padding:0px 3px 0px 3px;vertical-align:bottom;"></td> <td data-sheets-value='{"1":2,"2":"Opal (D)"}' style="overflow:hidden;padding:0px 3px 0px 3px;vertical-align:bottom;">Opal (D)</td> <td data-sheets-numberformat='{"1":2,"2":"0.00","3":1}' data-sheets-value='{"1":3,"3":1.19}' style="overflow:hidden;padding:0px 3px 0px 3px;vertical-align:bottom;text-align:center;">1.19</td> <td data-sheets-numberformat='{"1":2,"2":"0","3":1}' data-sheets-value='{"1":3,"3":23.779999999999998}' style="overflow:hidden;padding:0px 3px 0px 3px;vertical-align:bottom;text-align:center;">24</td> <td data-sheets-numberformat='{"1":2,"2":"0","3":1}' data-sheets-value='{"1":3,"3":39.6}' style="overflow:hidden;padding:0px 3px 0px 3px;vertical-align:bottom;text-align:center;">40</td> <td data-sheets-value='{"1":3,"3":24}' style="border-right:1px solid #000000;overflow:hidden;padding:0px 3px 0px 3px;vertical-align:bottom;text-align:center;">24</td> </tr> <tr style="height:20px;"> <td style="border-left:1px solid #000000;overflow:hidden;padding:0px 3px 0px 3px;vertical-align:bottom;"></td> <td data-sheets-value='{"1":2,"2":"DW"}' style="overflow:hidden;padding:0px 3px 0px 3px;vertical-align:bottom;">DW</td> <td data-sheets-value='{"1":2,"2":"Clear (A/H)"}' style="overflow:hidden;padding:0px 3px 0px 3px;vertical-align:bottom;">Clear (A/H)</td> <td data-sheets-numberformat='{"1":2,"2":"0.00","3":1}' data-sheets-value='{"1":3,"3":0.98}' style="overflow:hidden;padding:0px 3px 0px 3px;vertical-align:bottom;text-align:center;">0.98</td> <td data-sheets-numberformat='{"1":2,"2":"0","3":1}' data-sheets-value='{"1":3,"3":32.39}' style="overflow:hidden;padding:0px 3px 0px 3px;vertical-align:bottom;text-align:center;">32</td> <td data-sheets-numberformat='{"1":2,"2":"0","3":1}' data-sheets-value='{"1":3,"3":47.52}' style="overflow:hidden;padding:0px 3px 0px 3px;vertical-align:bottom;text-align:center;">48</td> <td data-sheets-value='{"1":3,"3":26}' style="border-right:1px solid #000000;overflow:hidden;padding:0px 3px 0px 3px;vertical-align:bottom;text-align:center;">26</td> </tr> <tr style="height:20px;"> <td style="border-left:1px solid #000000;overflow:hidden;padding:0px 3px 0px 3px;vertical-align:bottom;"></td> <td style="overflow:hidden;padding:0px 3px 0px 3px;vertical-align:bottom;"></td> <td data-sheets-value='{"1":2,"2":"Clear (A/A)"}' style="overflow:hidden;padding:0px 3px 0px 3px;vertical-align:bottom;">Clear (A/A)</td> <td data-sheets-numberformat='{"1":2,"2":"0.00","3":1}' data-sheets-value='{"1":3,"3":0.98}' style="overflow:hidden;padding:0px 3px 0px 3px;vertical-align:bottom;text-align:center;">0.98</td> <td data-sheets-numberformat='{"1":2,"2":"0","3":1}' data-sheets-value='{"1":3,"3":31.569999999999997}' style="overflow:hidden;padding:0px 3px 0px 3px;vertical-align:bottom;text-align:center;">32</td> <td data-sheets-numberformat='{"1":2,"2":"0","3":1}' data-sheets-value='{"1":3,"3":45.54}' style="overflow:hidden;padding:0px 3px 0px 3px;vertical-align:bottom;text-align:center;">46</td> <td data-sheets-value='{"1":3,"3":26}' style="border-right:1px solid #000000;overflow:hidden;padding:0px 3px 0px 3px;vertical-align:bottom;text-align:center;">26</td> </tr> <tr style="height:20px;"> <td style="border-left:1px solid #000000;overflow:hidden;padding:0px 3px 0px 3px;vertical-align:bottom;"></td> <td style="overflow:hidden;padding:0px 3px 0px 3px;vertical-align:bottom;"></td> <td data-sheets-value='{"1":2,"2":"Opal (A/O)"}' style="overflow:hidden;padding:0px 3px 0px 3px;vertical-align:bottom;">Opal (A/O)</td> <td data-sheets-numberformat='{"1":2,"2":"0.00","3":1}' data-sheets-value='{"1":3,"3":0.98}' style="overflow:hidden;padding:0px 3px 0px 3px;vertical-align:bottom;text-align:center;">0.98</td> <td data-sheets-numberformat='{"1":2,"2":"0","3":1}' data-sheets-value='{"1":3,"3":29.93}' style="overflow:hidden;padding:0px 3px 0px 3px;vertical-align:bottom;text-align:center;">30</td> <td data-sheets-numberformat='{"1":2,"2":"0","3":1}' data-sheets-value='{"1":3,"3":41.580000000000005}' style="overflow:hidden;padding:0px 3px 0px 3px;vertical-align:bottom;text-align:center;">42</td> <td data-sheets-value='{"1":3,"3":26}' style="border-right:1px solid #000000;overflow:hidden;padding:0px 3px 0px 3px;vertical-align:bottom;text-align:center;">26</td> </tr> <tr style="height:20px;"> <td style="border-bottom:1px solid #000000;border-left:1px solid #000000;overflow:hidden;padding:0px 3px 0px 3px;vertical-align:bottom;"></td> <td style="border-bottom:1px solid #000000;overflow:hidden;padding:0px 3px 0px 3px;vertical-align:bottom;"></td> <td data-sheets-value='{"1":2,"2":"Opal (A/D)"}' style="border-bottom:1px solid #000000;overflow:hidden;padding:0px 3px 0px 3px;vertical-align:bottom;">Opal (A/D)</td> <td data-sheets-numberformat='{"1":2,"2":"0.00","3":1}' data-sheets-value='{"1":3,"3":0.98}' style="border-bottom:1px solid #000000;overflow:hidden;padding:0px 3px 0px 3px;vertical-align:bottom;text-align:center;">0.98</td> <td data-sheets-numberformat='{"1":2,"2":"0","3":1}' data-sheets-value='{"1":3,"3":20.91}' style="border-bottom:1px solid #000000;overflow:hidden;padding:0px 3px 0px 3px;vertical-align:bottom;text-align:center;">21</td> <td data-sheets-numberformat='{"1":2,"2":"0","3":1}' data-sheets-value='{"1":3,"3":33}' style="border-bottom:1px solid #000000;overflow:hidden;padding:0px 3px 0px 3px;vertical-align:bottom;text-align:center;">33</td> <td data-sheets-value='{"1":3,"3":26}' style="border-right:1px solid #000000;border-bottom:1px solid #000000;overflow:hidden;padding:0px 3px 0px 3px;vertical-align:bottom;text-align:center;">26</td> </tr> <tr style="height:20px;"> <td data-sheets-value='{"1":2,"2":"Polycarbonate"}' style="border-left:1px solid #000000;overflow:hidden;padding:0px 3px 0px 3px;vertical-align:bottom;">Polycarbonate</td> <td data-sheets-value='{"1":2,"2":"EW"}' style="overflow:hidden;padding:0px 3px 0px 3px;vertical-align:bottom;">EW</td> <td data-sheets-value='{"1":2,"2":"Heatstop Opal (T)"}' style="overflow:hidden;padding:0px 3px 0px 3px;vertical-align:bottom;">Heatstop Opal (T)</td> <td data-sheets-numberformat='{"1":2,"2":"0.00","3":1}' data-sheets-value='{"1":3,"3":1.19}' style="overflow:hidden;padding:0px 3px 0px 3px;vertical-align:bottom;text-align:center;">1.19</td> <td data-sheets-numberformat='{"1":2,"2":"0","3":1}' data-sheets-value='{"1":3,"3":20.09}' style="overflow:hidden;padding:0px 3px 0px 3px;vertical-align:bottom;text-align:center;">20</td> <td data-sheets-numberformat='{"1":2,"2":"0","3":1}' data-sheets-value='{"1":3,"3":38.940000000000005}' style="overflow:hidden;padding:0px 3px 0px 3px;vertical-align:bottom;text-align:center;">39</td> <td data-sheets-value='{"1":3,"3":24}' style="border-right:1px solid #000000;overflow:hidden;padding:0px 3px 0px 3px;vertical-align:bottom;text-align:center;">24</td> </tr> <tr style="height:20px;"> <td data-sheets-value='{"1":2,"2":"Heatstop PC"}' style="border-left:1px solid #000000;overflow:hidden;padding:0px 3px 0px 3px;vertical-align:bottom;">Heatstop PC</td> <td data-sheets-value='{"1":2,"2":"DW"}' style="overflow:hidden;padding:0px 3px 0px 3px;vertical-align:bottom;">DW</td> <td data-sheets-value='{"1":2,"2":"Clear (T/H)"}' style="overflow:hidden;padding:0px 3px 0px 3px;vertical-align:bottom;">Clear (T/H)</td> <td data-sheets-numberformat='{"1":2,"2":"0.00","3":1}' data-sheets-value='{"1":3,"3":0.98}' style="overflow:hidden;padding:0px 3px 0px 3px;vertical-align:bottom;text-align:center;">0.98</td> <td data-sheets-numberformat='{"1":2,"2":"0","3":1}' data-sheets-value='{"1":3,"3":18.04}' style="overflow:hidden;padding:0px 3px 0px 3px;vertical-align:bottom;text-align:center;">18</td> <td data-sheets-numberformat='{"1":2,"2":"0","3":1}' data-sheets-value='{"1":3,"3":33.660000000000004}' style="overflow:hidden;padding:0px 3px 0px 3px;vertical-align:bottom;text-align:center;">34</td> <td data-sheets-value='{"1":3,"3":26}' style="border-right:1px solid #000000;overflow:hidden;padding:0px 3px 0px 3px;vertical-align:bottom;text-align:center;">26</td> </tr> <tr style="height:20px;"> <td style="border-bottom:1px solid #000000;border-left:1px solid #000000;overflow:hidden;padding:0px 3px 0px 3px;vertical-align:bottom;"></td> <td style="border-bottom:1px solid #000000;overflow:hidden;padding:0px 3px 0px 3px;vertical-align:bottom;"></td> <td data-sheets-value='{"1":2,"2":"Opal (T/O)"}' style="border-bottom:1px solid #000000;overflow:hidden;padding:0px 3px 0px 3px;vertical-align:bottom;">Opal (T/O)</td> <td data-sheets-numberformat='{"1":2,"2":"0.00","3":1}' data-sheets-value='{"1":3,"3":0.98}' style="border-bottom:1px solid #000000;overflow:hidden;padding:0px 3px 0px 3px;vertical-align:bottom;text-align:center;">0.98</td> <td data-sheets-numberformat='{"1":2,"2":"0","3":1}' data-sheets-value='{"1":3,"3":16.81}' style="border-bottom:1px solid #000000;overflow:hidden;padding:0px 3px 0px 3px;vertical-align:bottom;text-align:center;">17</td> <td data-sheets-numberformat='{"1":2,"2":"0","3":1}' data-sheets-value='{"1":3,"3":29.700000000000003}' style="border-bottom:1px solid #000000;overflow:hidden;padding:0px 3px 0px 3px;vertical-align:bottom;text-align:center;">30</td> <td data-sheets-value='{"1":3,"3":26}' style="border-right:1px solid #000000;border-bottom:1px solid #000000;overflow:hidden;padding:0px 3px 0px 3px;vertical-align:bottom;text-align:center;">26</td> </tr> </tbody></table> | skylux-160-ce-met-koepel-en-pvc-opstand-30-20-met-lm-motor-en-pvc-raam-type-ep25-0900-x-1200-mm | 8586032775501 | 46872359305549
Smoke and heat exhaust (SHEV) | SHE system | Skylux | Skylux 160° CE with skylight and PVC curb 30/20 with LM-actuator and PVC frame type EP25 0900 x 1500 mm |  | 50412 | 5412970504122 | 4498.8 | Yes | 30-45 | 84.24 | 900 x 1500 mm | 1500 | 900 |  | PVC 30/20 (30 cm high & roof opening = 20 cm larger than daylight size) | Rectangular | 1.19 W/m²K - 0.98 W/m²K | 57% - 30% | 37% - 17% | 24dB - 26dB | 160° CE (for industry) | PVC frame EP25 | without spoiler | E | Single actuator | Maximum double-walled skylight possible for this product | Ut-value LT-value g-value Rw-value EN 1873 : 2014 EN ISO 13468 EN 16153 EN 410 EN 410 EN ISO 140-3 Material Walls Shells (W/m²K) (%) (%) (dB) Acrylic EW Clear (H) 1.19 37 57 24 PMMA Opal (O) 1.19 34 50 24 DW Clear (H/H) 0.98 33 50 26 Opal (O/O) 0.98 28 38 26 Polycarbonate EW Clear (A) 1.19 36 55 24 PC Opal (D) 1.19 24 40 24 DW Clear (A/H) 0.98 32 48 26 Clear (A/A) 0.98 32 46 26 Opal (A/O) 0.98 30 42 26 Opal (A/D) 0.98 21 33 26 Polycarbonate EW Heatstop Opal (T) 1.19 20 39 24 Heatstop PC DW Clear (T/H) 0.98 18 34 26 Opal (T/O) 0.98 17 30 26 | https://skylux.eu/en/products/skylux-160-ce-met-koepel-en-pvc-opstand-30-20-met-lm-motor-en-pvc-raam-type-ep25-0900-x-1500-mm | https://skylux.eu/cdn/shop/files/Skylux-160deg-CE-met-koepel-en-pvc-opstand-3020-met-LM-motor-en-pvc-raam-type-EP25-0900-x-1500-mm-RWA-systeem.jpg?v=1702980685&width=1600 | https://skylux.eu/cdn/shop/files/e5a82811-1bb0-48e4-a776-cacb59c7c092_73c71267-c10d-40f8-a82d-0ac0209e182e.jpg?v=1688551187&width=1600 | //skylux.eu/cdn/shop/files/E_MH_Mounting_instructions_Skylux_160_CE_LM.pdf?v=12406716259046007223 | //skylux.eu/cdn/shop/files/E_TD_Technical_File_Skylux_Skylux_160_CE_Electric.pdf?v=3667116872303399239 | <style type="text/css" id="isPasted"><!--td {border: 1px solid #cccccc;}br {mso-data-placement:same-cell;}--></style><table border="1" cellpadding="0" cellspacing="0" dir="ltr" style="table-layout:fixed;font-size:10pt;font-family:Arial;border-collapse:collapse;border:none;"><tbody> <tr style="height:20px;"> <td style="overflow:hidden;padding:0px 3px 0px 3px;vertical-align:bottom;"></td> <td style="overflow:hidden;padding:0px 3px 0px 3px;vertical-align:bottom;"></td> <td style="overflow:hidden;padding:0px 3px 0px 3px;vertical-align:bottom;"></td> <td data-sheets-value='{"1":2,"2":"Ut-value"}' style="overflow:hidden;padding:0px 3px 0px 3px;vertical-align:bottom;font-weight:bold;text-align:center;">Ut-value</td> <td data-sheets-value='{"1":2,"2":"LT-value"}' style="overflow:hidden;padding:0px 3px 0px 3px;vertical-align:bottom;font-weight:bold;text-align:center;">LT-value</td> <td data-sheets-value='{"1":2,"2":"g-value"}' style="overflow:hidden;padding:0px 3px 0px 3px;vertical-align:bottom;font-weight:bold;text-align:center;">g-value</td> <td data-sheets-value='{"1":2,"2":"Rw-value "}' style="overflow:hidden;padding:0px 3px 0px 3px;vertical-align:bottom;font-weight:bold;text-align:center;">Rw-value </td> </tr> <tr style="height:20px;"> <td style="overflow:hidden;padding:0px 3px 0px 3px;vertical-align:bottom;"></td> <td style="overflow:hidden;padding:0px 3px 0px 3px;vertical-align:bottom;"></td> <td style="overflow:hidden;padding:0px 3px 0px 3px;vertical-align:bottom;"></td> <td data-sheets-numberformat='{"1":2,"2":"0.00","3":1}' data-sheets-value='{"1":2,"2":"EN 1873 : 2014"}' style="overflow:hidden;padding:0px 3px 0px 3px;vertical-align:bottom;text-align:center;">EN 1873 : 2014</td> <td data-sheets-numberformat='{"1":2,"2":"0","3":1}' data-sheets-value='{"1":2,"2":"EN ISO 13468 EN 16153 EN 410"}' style="overflow:hidden;padding:0px 3px 0px 3px;vertical-align:bottom;text-align:center;">EN ISO 13468 EN 16153 EN 410</td> <td data-sheets-numberformat='{"1":2,"2":"0","3":1}' data-sheets-value='{"1":2,"2":"EN 410"}' style="overflow:hidden;padding:0px 3px 0px 3px;vertical-align:bottom;text-align:center;">EN 410</td> <td data-sheets-value='{"1":2,"2":"EN ISO 140-3\t\t"}' style="overflow:hidden;padding:0px 3px 0px 3px;vertical-align:bottom;text-align:center;">EN ISO 140-3 </td> </tr> <tr style="height:20px;"> <td data-sheets-value='{"1":2,"2":"Material"}' style="border-bottom:1px solid #000000;overflow:hidden;padding:0px 3px 0px 3px;vertical-align:bottom;background-color:#000000;font-weight:bold;color:#ffffff;">Material</td> <td data-sheets-value='{"1":2,"2":"Walls"}' style="border-bottom:1px solid #000000;overflow:hidden;padding:0px 3px 0px 3px;vertical-align:bottom;background-color:#000000;font-weight:bold;color:#ffffff;">Walls</td> <td data-sheets-value='{"1":2,"2":"Shells"}' style="border-bottom:1px solid #000000;overflow:hidden;padding:0px 3px 0px 3px;vertical-align:bottom;background-color:#000000;font-weight:bold;color:#ffffff;">Shells</td> <td data-sheets-numberformat='{"1":2,"2":"0.00","3":1}' data-sheets-value='{"1":2,"2":"(W/m²K)\t"}' style="border-bottom:1px solid #000000;overflow:hidden;padding:0px 3px 0px 3px;vertical-align:bottom;background-color:#000000;font-weight:bold;color:#ffffff;text-align:center;">(W/m²K) </td> <td data-sheets-numberformat='{"1":2,"2":"0","3":1}' data-sheets-value='{"1":2,"2":"(%)"}' style="border-bottom:1px solid #000000;overflow:hidden;padding:0px 3px 0px 3px;vertical-align:bottom;background-color:#000000;font-weight:bold;color:#ffffff;text-align:center;">(%)</td> <td data-sheets-numberformat='{"1":2,"2":"0","3":1}' data-sheets-value='{"1":2,"2":"(%)"}' style="border-bottom:1px solid #000000;overflow:hidden;padding:0px 3px 0px 3px;vertical-align:bottom;background-color:#000000;font-weight:bold;color:#ffffff;text-align:center;">(%)</td> <td data-sheets-value='{"1":2,"2":"(dB)"}' style="border-bottom:1px solid #000000;overflow:hidden;padding:0px 3px 0px 3px;vertical-align:bottom;background-color:#000000;font-weight:bold;color:#ffffff;text-align:center;">(dB)</td> </tr> <tr style="height:20px;"> <td data-sheets-value='{"1":2,"2":"Acrylic"}' style="border-left:1px solid #000000;overflow:hidden;padding:0px 3px 0px 3px;vertical-align:bottom;">Acrylic</td> <td data-sheets-value='{"1":2,"2":"EW"}' style="overflow:hidden;padding:0px 3px 0px 3px;vertical-align:bottom;">EW</td> <td data-sheets-value='{"1":2,"2":"Clear (H)"}' style="overflow:hidden;padding:0px 3px 0px 3px;vertical-align:bottom;">Clear (H)</td> <td data-sheets-numberformat='{"1":2,"2":"0.00","3":1}' data-sheets-value='{"1":3,"3":1.19}' style="overflow:hidden;padding:0px 3px 0px 3px;vertical-align:bottom;text-align:center;">1.19</td> <td data-sheets-numberformat='{"1":2,"2":"0","3":1}' data-sheets-value='{"1":3,"3":36.9}' style="overflow:hidden;padding:0px 3px 0px 3px;vertical-align:bottom;text-align:center;">37</td> <td data-sheets-numberformat='{"1":2,"2":"0","3":1}' data-sheets-value='{"1":3,"3":57.42}' style="overflow:hidden;padding:0px 3px 0px 3px;vertical-align:bottom;text-align:center;">57</td> <td data-sheets-value='{"1":3,"3":24}' style="border-right:1px solid #000000;overflow:hidden;padding:0px 3px 0px 3px;vertical-align:bottom;text-align:center;">24</td> </tr> <tr style="height:20px;"> <td data-sheets-value='{"1":2,"2":"PMMA"}' style="border-left:1px solid #000000;overflow:hidden;padding:0px 3px 0px 3px;vertical-align:bottom;">PMMA</td> <td style="overflow:hidden;padding:0px 3px 0px 3px;vertical-align:bottom;"></td> <td data-sheets-value='{"1":2,"2":"Opal (O)"}' style="overflow:hidden;padding:0px 3px 0px 3px;vertical-align:bottom;">Opal (O)</td> <td data-sheets-numberformat='{"1":2,"2":"0.00","3":1}' data-sheets-value='{"1":3,"3":1.19}' style="overflow:hidden;padding:0px 3px 0px 3px;vertical-align:bottom;text-align:center;">1.19</td> <td data-sheets-numberformat='{"1":2,"2":"0","3":1}' data-sheets-value='{"1":3,"3":34.03}' style="overflow:hidden;padding:0px 3px 0px 3px;vertical-align:bottom;text-align:center;">34</td> <td data-sheets-numberformat='{"1":2,"2":"0","3":1}' data-sheets-value='{"1":3,"3":50.160000000000004}' style="overflow:hidden;padding:0px 3px 0px 3px;vertical-align:bottom;text-align:center;">50</td> <td data-sheets-value='{"1":3,"3":24}' style="border-right:1px solid #000000;overflow:hidden;padding:0px 3px 0px 3px;vertical-align:bottom;text-align:center;">24</td> </tr> <tr style="height:20px;"> <td style="border-left:1px solid #000000;overflow:hidden;padding:0px 3px 0px 3px;vertical-align:bottom;"></td> <td data-sheets-value='{"1":2,"2":"DW"}' style="overflow:hidden;padding:0px 3px 0px 3px;vertical-align:bottom;">DW</td> <td data-sheets-value='{"1":2,"2":"Clear (H/H)"}' style="overflow:hidden;padding:0px 3px 0px 3px;vertical-align:bottom;">Clear (H/H)</td> <td data-sheets-numberformat='{"1":2,"2":"0.00","3":1}' data-sheets-value='{"1":3,"3":0.98}' style="overflow:hidden;padding:0px 3px 0px 3px;vertical-align:bottom;text-align:center;">0.98</td> <td data-sheets-numberformat='{"1":2,"2":"0","3":1}' data-sheets-value='{"1":3,"3":33.21}' style="overflow:hidden;padding:0px 3px 0px 3px;vertical-align:bottom;text-align:center;">33</td> <td data-sheets-numberformat='{"1":2,"2":"0","3":1}' data-sheets-value='{"1":3,"3":49.5}' style="overflow:hidden;padding:0px 3px 0px 3px;vertical-align:bottom;text-align:center;">50</td> <td data-sheets-value='{"1":3,"3":26}' style="border-right:1px solid #000000;overflow:hidden;padding:0px 3px 0px 3px;vertical-align:bottom;text-align:center;">26</td> </tr> <tr style="height:20px;"> <td style="border-bottom:1px solid #000000;border-left:1px solid #000000;overflow:hidden;padding:0px 3px 0px 3px;vertical-align:bottom;"></td> <td style="border-bottom:1px solid #000000;overflow:hidden;padding:0px 3px 0px 3px;vertical-align:bottom;"></td> <td data-sheets-value='{"1":2,"2":"Opal (O/O)"}' style="border-bottom:1px solid #000000;overflow:hidden;padding:0px 3px 0px 3px;vertical-align:bottom;">Opal (O/O)</td> <td data-sheets-numberformat='{"1":2,"2":"0.00","3":1}' data-sheets-value='{"1":3,"3":0.98}' style="border-bottom:1px solid #000000;overflow:hidden;padding:0px 3px 0px 3px;vertical-align:bottom;text-align:center;">0.98</td> <td data-sheets-numberformat='{"1":2,"2":"0","3":1}' data-sheets-value='{"1":3,"3":28.29}' style="border-bottom:1px solid #000000;overflow:hidden;padding:0px 3px 0px 3px;vertical-align:bottom;text-align:center;">28</td> <td data-sheets-numberformat='{"1":2,"2":"0","3":1}' data-sheets-value='{"1":3,"3":38.28}' style="border-bottom:1px solid #000000;overflow:hidden;padding:0px 3px 0px 3px;vertical-align:bottom;text-align:center;">38</td> <td data-sheets-value='{"1":3,"3":26}' style="border-right:1px solid #000000;border-bottom:1px solid #000000;overflow:hidden;padding:0px 3px 0px 3px;vertical-align:bottom;text-align:center;">26</td> </tr> <tr style="height:20px;"> <td data-sheets-value='{"1":2,"2":"Polycarbonate "}' style="border-left:1px solid #000000;overflow:hidden;padding:0px 3px 0px 3px;vertical-align:bottom;">Polycarbonate </td> <td data-sheets-value='{"1":2,"2":"EW"}' style="overflow:hidden;padding:0px 3px 0px 3px;vertical-align:bottom;">EW</td> <td data-sheets-value='{"1":2,"2":"Clear (A)"}' style="overflow:hidden;padding:0px 3px 0px 3px;vertical-align:bottom;">Clear (A)</td> <td data-sheets-numberformat='{"1":2,"2":"0.00","3":1}' data-sheets-value='{"1":3,"3":1.19}' style="overflow:hidden;padding:0px 3px 0px 3px;vertical-align:bottom;text-align:center;">1.19</td> <td data-sheets-numberformat='{"1":2,"2":"0","3":1}' data-sheets-value='{"1":3,"3":36.08}' style="overflow:hidden;padding:0px 3px 0px 3px;vertical-align:bottom;text-align:center;">36</td> <td data-sheets-numberformat='{"1":2,"2":"0","3":1}' data-sheets-value='{"1":3,"3":54.78}' style="overflow:hidden;padding:0px 3px 0px 3px;vertical-align:bottom;text-align:center;">55</td> <td data-sheets-value='{"1":3,"3":24}' style="border-right:1px solid #000000;overflow:hidden;padding:0px 3px 0px 3px;vertical-align:bottom;text-align:center;">24</td> </tr> <tr style="height:20px;"> <td data-sheets-value='{"1":2,"2":"PC"}' style="border-left:1px solid #000000;overflow:hidden;padding:0px 3px 0px 3px;vertical-align:bottom;">PC</td> <td style="overflow:hidden;padding:0px 3px 0px 3px;vertical-align:bottom;"></td> <td data-sheets-value='{"1":2,"2":"Opal (D)"}' style="overflow:hidden;padding:0px 3px 0px 3px;vertical-align:bottom;">Opal (D)</td> <td data-sheets-numberformat='{"1":2,"2":"0.00","3":1}' data-sheets-value='{"1":3,"3":1.19}' style="overflow:hidden;padding:0px 3px 0px 3px;vertical-align:bottom;text-align:center;">1.19</td> <td data-sheets-numberformat='{"1":2,"2":"0","3":1}' data-sheets-value='{"1":3,"3":23.779999999999998}' style="overflow:hidden;padding:0px 3px 0px 3px;vertical-align:bottom;text-align:center;">24</td> <td data-sheets-numberformat='{"1":2,"2":"0","3":1}' data-sheets-value='{"1":3,"3":39.6}' style="overflow:hidden;padding:0px 3px 0px 3px;vertical-align:bottom;text-align:center;">40</td> <td data-sheets-value='{"1":3,"3":24}' style="border-right:1px solid #000000;overflow:hidden;padding:0px 3px 0px 3px;vertical-align:bottom;text-align:center;">24</td> </tr> <tr style="height:20px;"> <td style="border-left:1px solid #000000;overflow:hidden;padding:0px 3px 0px 3px;vertical-align:bottom;"></td> <td data-sheets-value='{"1":2,"2":"DW"}' style="overflow:hidden;padding:0px 3px 0px 3px;vertical-align:bottom;">DW</td> <td data-sheets-value='{"1":2,"2":"Clear (A/H)"}' style="overflow:hidden;padding:0px 3px 0px 3px;vertical-align:bottom;">Clear (A/H)</td> <td data-sheets-numberformat='{"1":2,"2":"0.00","3":1}' data-sheets-value='{"1":3,"3":0.98}' style="overflow:hidden;padding:0px 3px 0px 3px;vertical-align:bottom;text-align:center;">0.98</td> <td data-sheets-numberformat='{"1":2,"2":"0","3":1}' data-sheets-value='{"1":3,"3":32.39}' style="overflow:hidden;padding:0px 3px 0px 3px;vertical-align:bottom;text-align:center;">32</td> <td data-sheets-numberformat='{"1":2,"2":"0","3":1}' data-sheets-value='{"1":3,"3":47.52}' style="overflow:hidden;padding:0px 3px 0px 3px;vertical-align:bottom;text-align:center;">48</td> <td data-sheets-value='{"1":3,"3":26}' style="border-right:1px solid #000000;overflow:hidden;padding:0px 3px 0px 3px;vertical-align:bottom;text-align:center;">26</td> </tr> <tr style="height:20px;"> <td style="border-left:1px solid #000000;overflow:hidden;padding:0px 3px 0px 3px;vertical-align:bottom;"></td> <td style="overflow:hidden;padding:0px 3px 0px 3px;vertical-align:bottom;"></td> <td data-sheets-value='{"1":2,"2":"Clear (A/A)"}' style="overflow:hidden;padding:0px 3px 0px 3px;vertical-align:bottom;">Clear (A/A)</td> <td data-sheets-numberformat='{"1":2,"2":"0.00","3":1}' data-sheets-value='{"1":3,"3":0.98}' style="overflow:hidden;padding:0px 3px 0px 3px;vertical-align:bottom;text-align:center;">0.98</td> <td data-sheets-numberformat='{"1":2,"2":"0","3":1}' data-sheets-value='{"1":3,"3":31.569999999999997}' style="overflow:hidden;padding:0px 3px 0px 3px;vertical-align:bottom;text-align:center;">32</td> <td data-sheets-numberformat='{"1":2,"2":"0","3":1}' data-sheets-value='{"1":3,"3":45.54}' style="overflow:hidden;padding:0px 3px 0px 3px;vertical-align:bottom;text-align:center;">46</td> <td data-sheets-value='{"1":3,"3":26}' style="border-right:1px solid #000000;overflow:hidden;padding:0px 3px 0px 3px;vertical-align:bottom;text-align:center;">26</td> </tr> <tr style="height:20px;"> <td style="border-left:1px solid #000000;overflow:hidden;padding:0px 3px 0px 3px;vertical-align:bottom;"></td> <td style="overflow:hidden;padding:0px 3px 0px 3px;vertical-align:bottom;"></td> <td data-sheets-value='{"1":2,"2":"Opal (A/O)"}' style="overflow:hidden;padding:0px 3px 0px 3px;vertical-align:bottom;">Opal (A/O)</td> <td data-sheets-numberformat='{"1":2,"2":"0.00","3":1}' data-sheets-value='{"1":3,"3":0.98}' style="overflow:hidden;padding:0px 3px 0px 3px;vertical-align:bottom;text-align:center;">0.98</td> <td data-sheets-numberformat='{"1":2,"2":"0","3":1}' data-sheets-value='{"1":3,"3":29.93}' style="overflow:hidden;padding:0px 3px 0px 3px;vertical-align:bottom;text-align:center;">30</td> <td data-sheets-numberformat='{"1":2,"2":"0","3":1}' data-sheets-value='{"1":3,"3":41.580000000000005}' style="overflow:hidden;padding:0px 3px 0px 3px;vertical-align:bottom;text-align:center;">42</td> <td data-sheets-value='{"1":3,"3":26}' style="border-right:1px solid #000000;overflow:hidden;padding:0px 3px 0px 3px;vertical-align:bottom;text-align:center;">26</td> </tr> <tr style="height:20px;"> <td style="border-bottom:1px solid #000000;border-left:1px solid #000000;overflow:hidden;padding:0px 3px 0px 3px;vertical-align:bottom;"></td> <td style="border-bottom:1px solid #000000;overflow:hidden;padding:0px 3px 0px 3px;vertical-align:bottom;"></td> <td data-sheets-value='{"1":2,"2":"Opal (A/D)"}' style="border-bottom:1px solid #000000;overflow:hidden;padding:0px 3px 0px 3px;vertical-align:bottom;">Opal (A/D)</td> <td data-sheets-numberformat='{"1":2,"2":"0.00","3":1}' data-sheets-value='{"1":3,"3":0.98}' style="border-bottom:1px solid #000000;overflow:hidden;padding:0px 3px 0px 3px;vertical-align:bottom;text-align:center;">0.98</td> <td data-sheets-numberformat='{"1":2,"2":"0","3":1}' data-sheets-value='{"1":3,"3":20.91}' style="border-bottom:1px solid #000000;overflow:hidden;padding:0px 3px 0px 3px;vertical-align:bottom;text-align:center;">21</td> <td data-sheets-numberformat='{"1":2,"2":"0","3":1}' data-sheets-value='{"1":3,"3":33}' style="border-bottom:1px solid #000000;overflow:hidden;padding:0px 3px 0px 3px;vertical-align:bottom;text-align:center;">33</td> <td data-sheets-value='{"1":3,"3":26}' style="border-right:1px solid #000000;border-bottom:1px solid #000000;overflow:hidden;padding:0px 3px 0px 3px;vertical-align:bottom;text-align:center;">26</td> </tr> <tr style="height:20px;"> <td data-sheets-value='{"1":2,"2":"Polycarbonate"}' style="border-left:1px solid #000000;overflow:hidden;padding:0px 3px 0px 3px;vertical-align:bottom;">Polycarbonate</td> <td data-sheets-value='{"1":2,"2":"EW"}' style="overflow:hidden;padding:0px 3px 0px 3px;vertical-align:bottom;">EW</td> <td data-sheets-value='{"1":2,"2":"Heatstop Opal (T)"}' style="overflow:hidden;padding:0px 3px 0px 3px;vertical-align:bottom;">Heatstop Opal (T)</td> <td data-sheets-numberformat='{"1":2,"2":"0.00","3":1}' data-sheets-value='{"1":3,"3":1.19}' style="overflow:hidden;padding:0px 3px 0px 3px;vertical-align:bottom;text-align:center;">1.19</td> <td data-sheets-numberformat='{"1":2,"2":"0","3":1}' data-sheets-value='{"1":3,"3":20.09}' style="overflow:hidden;padding:0px 3px 0px 3px;vertical-align:bottom;text-align:center;">20</td> <td data-sheets-numberformat='{"1":2,"2":"0","3":1}' data-sheets-value='{"1":3,"3":38.940000000000005}' style="overflow:hidden;padding:0px 3px 0px 3px;vertical-align:bottom;text-align:center;">39</td> <td data-sheets-value='{"1":3,"3":24}' style="border-right:1px solid #000000;overflow:hidden;padding:0px 3px 0px 3px;vertical-align:bottom;text-align:center;">24</td> </tr> <tr style="height:20px;"> <td data-sheets-value='{"1":2,"2":"Heatstop PC"}' style="border-left:1px solid #000000;overflow:hidden;padding:0px 3px 0px 3px;vertical-align:bottom;">Heatstop PC</td> <td data-sheets-value='{"1":2,"2":"DW"}' style="overflow:hidden;padding:0px 3px 0px 3px;vertical-align:bottom;">DW</td> <td data-sheets-value='{"1":2,"2":"Clear (T/H)"}' style="overflow:hidden;padding:0px 3px 0px 3px;vertical-align:bottom;">Clear (T/H)</td> <td data-sheets-numberformat='{"1":2,"2":"0.00","3":1}' data-sheets-value='{"1":3,"3":0.98}' style="overflow:hidden;padding:0px 3px 0px 3px;vertical-align:bottom;text-align:center;">0.98</td> <td data-sheets-numberformat='{"1":2,"2":"0","3":1}' data-sheets-value='{"1":3,"3":18.04}' style="overflow:hidden;padding:0px 3px 0px 3px;vertical-align:bottom;text-align:center;">18</td> <td data-sheets-numberformat='{"1":2,"2":"0","3":1}' data-sheets-value='{"1":3,"3":33.660000000000004}' style="overflow:hidden;padding:0px 3px 0px 3px;vertical-align:bottom;text-align:center;">34</td> <td data-sheets-value='{"1":3,"3":26}' style="border-right:1px solid #000000;overflow:hidden;padding:0px 3px 0px 3px;vertical-align:bottom;text-align:center;">26</td> </tr> <tr style="height:20px;"> <td style="border-bottom:1px solid #000000;border-left:1px solid #000000;overflow:hidden;padding:0px 3px 0px 3px;vertical-align:bottom;"></td> <td style="border-bottom:1px solid #000000;overflow:hidden;padding:0px 3px 0px 3px;vertical-align:bottom;"></td> <td data-sheets-value='{"1":2,"2":"Opal (T/O)"}' style="border-bottom:1px solid #000000;overflow:hidden;padding:0px 3px 0px 3px;vertical-align:bottom;">Opal (T/O)</td> <td data-sheets-numberformat='{"1":2,"2":"0.00","3":1}' data-sheets-value='{"1":3,"3":0.98}' style="border-bottom:1px solid #000000;overflow:hidden;padding:0px 3px 0px 3px;vertical-align:bottom;text-align:center;">0.98</td> <td data-sheets-numberformat='{"1":2,"2":"0","3":1}' data-sheets-value='{"1":3,"3":16.81}' style="border-bottom:1px solid #000000;overflow:hidden;padding:0px 3px 0px 3px;vertical-align:bottom;text-align:center;">17</td> <td data-sheets-numberformat='{"1":2,"2":"0","3":1}' data-sheets-value='{"1":3,"3":29.700000000000003}' style="border-bottom:1px solid #000000;overflow:hidden;padding:0px 3px 0px 3px;vertical-align:bottom;text-align:center;">30</td> <td data-sheets-value='{"1":3,"3":26}' style="border-right:1px solid #000000;border-bottom:1px solid #000000;overflow:hidden;padding:0px 3px 0px 3px;vertical-align:bottom;text-align:center;">26</td> </tr> </tbody></table> | skylux-160-ce-met-koepel-en-pvc-opstand-30-20-met-lm-motor-en-pvc-raam-type-ep25-0900-x-1500-mm | 8586032808269 | 46872359338317
Smoke and heat exhaust (SHEV) | SHE system | Skylux | Skylux 160° CE with skylight and PVC curb 30/20 with LM-actuator and PVC frame type EP25 1000 x 1000 mm |  | 50413 | 5412970504139 | 4138.2 | Yes | 30-45 | 74.66 | 1000 x 1000 mm | 1000 | 1000 |  | PVC 30/20 (30 cm high & roof opening = 20 cm larger than daylight size) | Square | 1.19 W/m²K - 0.98 W/m²K | 57% - 30% | 37% - 17% | 24dB - 26dB | 160° CE (for industry) | PVC frame EP25 | without spoiler | E | Single actuator | Maximum double-walled skylight possible for this product | Ut-value LT-value g-value Rw-value EN 1873 : 2014 EN ISO 13468 EN 16153 EN 410 EN 410 EN ISO 140-3 Material Walls Shells (W/m²K) (%) (%) (dB) Acrylic EW Clear (H) 1.19 37 57 24 PMMA Opal (O) 1.19 34 50 24 DW Clear (H/H) 0.98 33 50 26 Opal (O/O) 0.98 28 38 26 Polycarbonate EW Clear (A) 1.19 36 55 24 PC Opal (D) 1.19 24 40 24 DW Clear (A/H) 0.98 32 48 26 Clear (A/A) 0.98 32 46 26 Opal (A/O) 0.98 30 42 26 Opal (A/D) 0.98 21 33 26 Polycarbonate EW Heatstop Opal (T) 1.19 20 39 24 Heatstop PC DW Clear (T/H) 0.98 18 34 26 Opal (T/O) 0.98 17 30 26 | https://skylux.eu/en/products/skylux-160-ce-met-koepel-en-pvc-opstand-30-20-met-lm-motor-en-pvc-raam-type-ep25-1000-x-1000-mm | https://skylux.eu/cdn/shop/files/Skylux-160deg-CE-met-koepel-en-pvc-opstand-3020-met-LM-motor-en-pvc-raam-type-EP25-1000-x-1000-mm-RWA-systeem.jpg?v=1702980691&width=1600 | https://skylux.eu/cdn/shop/files/e5a82811-1bb0-48e4-a776-cacb59c7c092_3dacd2fc-55c3-49fa-9e97-d7cf5dd50224.jpg?v=1688551188&width=1600 | //skylux.eu/cdn/shop/files/E_MH_Mounting_instructions_Skylux_160_CE_LM.pdf?v=12406716259046007223 | //skylux.eu/cdn/shop/files/E_TD_Technical_File_Skylux_Skylux_160_CE_Electric.pdf?v=3667116872303399239 | <style type="text/css" id="isPasted"><!--td {border: 1px solid #cccccc;}br {mso-data-placement:same-cell;}--></style><table border="1" cellpadding="0" cellspacing="0" dir="ltr" style="table-layout:fixed;font-size:10pt;font-family:Arial;border-collapse:collapse;border:none;"><tbody> <tr style="height:20px;"> <td style="overflow:hidden;padding:0px 3px 0px 3px;vertical-align:bottom;"></td> <td style="overflow:hidden;padding:0px 3px 0px 3px;vertical-align:bottom;"></td> <td style="overflow:hidden;padding:0px 3px 0px 3px;vertical-align:bottom;"></td> <td data-sheets-value='{"1":2,"2":"Ut-value"}' style="overflow:hidden;padding:0px 3px 0px 3px;vertical-align:bottom;font-weight:bold;text-align:center;">Ut-value</td> <td data-sheets-value='{"1":2,"2":"LT-value"}' style="overflow:hidden;padding:0px 3px 0px 3px;vertical-align:bottom;font-weight:bold;text-align:center;">LT-value</td> <td data-sheets-value='{"1":2,"2":"g-value"}' style="overflow:hidden;padding:0px 3px 0px 3px;vertical-align:bottom;font-weight:bold;text-align:center;">g-value</td> <td data-sheets-value='{"1":2,"2":"Rw-value "}' style="overflow:hidden;padding:0px 3px 0px 3px;vertical-align:bottom;font-weight:bold;text-align:center;">Rw-value </td> </tr> <tr style="height:20px;"> <td style="overflow:hidden;padding:0px 3px 0px 3px;vertical-align:bottom;"></td> <td style="overflow:hidden;padding:0px 3px 0px 3px;vertical-align:bottom;"></td> <td style="overflow:hidden;padding:0px 3px 0px 3px;vertical-align:bottom;"></td> <td data-sheets-numberformat='{"1":2,"2":"0.00","3":1}' data-sheets-value='{"1":2,"2":"EN 1873 : 2014"}' style="overflow:hidden;padding:0px 3px 0px 3px;vertical-align:bottom;text-align:center;">EN 1873 : 2014</td> <td data-sheets-numberformat='{"1":2,"2":"0","3":1}' data-sheets-value='{"1":2,"2":"EN ISO 13468 EN 16153 EN 410"}' style="overflow:hidden;padding:0px 3px 0px 3px;vertical-align:bottom;text-align:center;">EN ISO 13468 EN 16153 EN 410</td> <td data-sheets-numberformat='{"1":2,"2":"0","3":1}' data-sheets-value='{"1":2,"2":"EN 410"}' style="overflow:hidden;padding:0px 3px 0px 3px;vertical-align:bottom;text-align:center;">EN 410</td> <td data-sheets-value='{"1":2,"2":"EN ISO 140-3\t\t"}' style="overflow:hidden;padding:0px 3px 0px 3px;vertical-align:bottom;text-align:center;">EN ISO 140-3 </td> </tr> <tr style="height:20px;"> <td data-sheets-value='{"1":2,"2":"Material"}' style="border-bottom:1px solid #000000;overflow:hidden;padding:0px 3px 0px 3px;vertical-align:bottom;background-color:#000000;font-weight:bold;color:#ffffff;">Material</td> <td data-sheets-value='{"1":2,"2":"Walls"}' style="border-bottom:1px solid #000000;overflow:hidden;padding:0px 3px 0px 3px;vertical-align:bottom;background-color:#000000;font-weight:bold;color:#ffffff;">Walls</td> <td data-sheets-value='{"1":2,"2":"Shells"}' style="border-bottom:1px solid #000000;overflow:hidden;padding:0px 3px 0px 3px;vertical-align:bottom;background-color:#000000;font-weight:bold;color:#ffffff;">Shells</td> <td data-sheets-numberformat='{"1":2,"2":"0.00","3":1}' data-sheets-value='{"1":2,"2":"(W/m²K)\t"}' style="border-bottom:1px solid #000000;overflow:hidden;padding:0px 3px 0px 3px;vertical-align:bottom;background-color:#000000;font-weight:bold;color:#ffffff;text-align:center;">(W/m²K) </td> <td data-sheets-numberformat='{"1":2,"2":"0","3":1}' data-sheets-value='{"1":2,"2":"(%)"}' style="border-bottom:1px solid #000000;overflow:hidden;padding:0px 3px 0px 3px;vertical-align:bottom;background-color:#000000;font-weight:bold;color:#ffffff;text-align:center;">(%)</td> <td data-sheets-numberformat='{"1":2,"2":"0","3":1}' data-sheets-value='{"1":2,"2":"(%)"}' style="border-bottom:1px solid #000000;overflow:hidden;padding:0px 3px 0px 3px;vertical-align:bottom;background-color:#000000;font-weight:bold;color:#ffffff;text-align:center;">(%)</td> <td data-sheets-value='{"1":2,"2":"(dB)"}' style="border-bottom:1px solid #000000;overflow:hidden;padding:0px 3px 0px 3px;vertical-align:bottom;background-color:#000000;font-weight:bold;color:#ffffff;text-align:center;">(dB)</td> </tr> <tr style="height:20px;"> <td data-sheets-value='{"1":2,"2":"Acrylic"}' style="border-left:1px solid #000000;overflow:hidden;padding:0px 3px 0px 3px;vertical-align:bottom;">Acrylic</td> <td data-sheets-value='{"1":2,"2":"EW"}' style="overflow:hidden;padding:0px 3px 0px 3px;vertical-align:bottom;">EW</td> <td data-sheets-value='{"1":2,"2":"Clear (H)"}' style="overflow:hidden;padding:0px 3px 0px 3px;vertical-align:bottom;">Clear (H)</td> <td data-sheets-numberformat='{"1":2,"2":"0.00","3":1}' data-sheets-value='{"1":3,"3":1.19}' style="overflow:hidden;padding:0px 3px 0px 3px;vertical-align:bottom;text-align:center;">1.19</td> <td data-sheets-numberformat='{"1":2,"2":"0","3":1}' data-sheets-value='{"1":3,"3":36.9}' style="overflow:hidden;padding:0px 3px 0px 3px;vertical-align:bottom;text-align:center;">37</td> <td data-sheets-numberformat='{"1":2,"2":"0","3":1}' data-sheets-value='{"1":3,"3":57.42}' style="overflow:hidden;padding:0px 3px 0px 3px;vertical-align:bottom;text-align:center;">57</td> <td data-sheets-value='{"1":3,"3":24}' style="border-right:1px solid #000000;overflow:hidden;padding:0px 3px 0px 3px;vertical-align:bottom;text-align:center;">24</td> </tr> <tr style="height:20px;"> <td data-sheets-value='{"1":2,"2":"PMMA"}' style="border-left:1px solid #000000;overflow:hidden;padding:0px 3px 0px 3px;vertical-align:bottom;">PMMA</td> <td style="overflow:hidden;padding:0px 3px 0px 3px;vertical-align:bottom;"></td> <td data-sheets-value='{"1":2,"2":"Opal (O)"}' style="overflow:hidden;padding:0px 3px 0px 3px;vertical-align:bottom;">Opal (O)</td> <td data-sheets-numberformat='{"1":2,"2":"0.00","3":1}' data-sheets-value='{"1":3,"3":1.19}' style="overflow:hidden;padding:0px 3px 0px 3px;vertical-align:bottom;text-align:center;">1.19</td> <td data-sheets-numberformat='{"1":2,"2":"0","3":1}' data-sheets-value='{"1":3,"3":34.03}' style="overflow:hidden;padding:0px 3px 0px 3px;vertical-align:bottom;text-align:center;">34</td> <td data-sheets-numberformat='{"1":2,"2":"0","3":1}' data-sheets-value='{"1":3,"3":50.160000000000004}' style="overflow:hidden;padding:0px 3px 0px 3px;vertical-align:bottom;text-align:center;">50</td> <td data-sheets-value='{"1":3,"3":24}' style="border-right:1px solid #000000;overflow:hidden;padding:0px 3px 0px 3px;vertical-align:bottom;text-align:center;">24</td> </tr> <tr style="height:20px;"> <td style="border-left:1px solid #000000;overflow:hidden;padding:0px 3px 0px 3px;vertical-align:bottom;"></td> <td data-sheets-value='{"1":2,"2":"DW"}' style="overflow:hidden;padding:0px 3px 0px 3px;vertical-align:bottom;">DW</td> <td data-sheets-value='{"1":2,"2":"Clear (H/H)"}' style="overflow:hidden;padding:0px 3px 0px 3px;vertical-align:bottom;">Clear (H/H)</td> <td data-sheets-numberformat='{"1":2,"2":"0.00","3":1}' data-sheets-value='{"1":3,"3":0.98}' style="overflow:hidden;padding:0px 3px 0px 3px;vertical-align:bottom;text-align:center;">0.98</td> <td data-sheets-numberformat='{"1":2,"2":"0","3":1}' data-sheets-value='{"1":3,"3":33.21}' style="overflow:hidden;padding:0px 3px 0px 3px;vertical-align:bottom;text-align:center;">33</td> <td data-sheets-numberformat='{"1":2,"2":"0","3":1}' data-sheets-value='{"1":3,"3":49.5}' style="overflow:hidden;padding:0px 3px 0px 3px;vertical-align:bottom;text-align:center;">50</td> <td data-sheets-value='{"1":3,"3":26}' style="border-right:1px solid #000000;overflow:hidden;padding:0px 3px 0px 3px;vertical-align:bottom;text-align:center;">26</td> </tr> <tr style="height:20px;"> <td style="border-bottom:1px solid #000000;border-left:1px solid #000000;overflow:hidden;padding:0px 3px 0px 3px;vertical-align:bottom;"></td> <td style="border-bottom:1px solid #000000;overflow:hidden;padding:0px 3px 0px 3px;vertical-align:bottom;"></td> <td data-sheets-value='{"1":2,"2":"Opal (O/O)"}' style="border-bottom:1px solid #000000;overflow:hidden;padding:0px 3px 0px 3px;vertical-align:bottom;">Opal (O/O)</td> <td data-sheets-numberformat='{"1":2,"2":"0.00","3":1}' data-sheets-value='{"1":3,"3":0.98}' style="border-bottom:1px solid #000000;overflow:hidden;padding:0px 3px 0px 3px;vertical-align:bottom;text-align:center;">0.98</td> <td data-sheets-numberformat='{"1":2,"2":"0","3":1}' data-sheets-value='{"1":3,"3":28.29}' style="border-bottom:1px solid #000000;overflow:hidden;padding:0px 3px 0px 3px;vertical-align:bottom;text-align:center;">28</td> <td data-sheets-numberformat='{"1":2,"2":"0","3":1}' data-sheets-value='{"1":3,"3":38.28}' style="border-bottom:1px solid #000000;overflow:hidden;padding:0px 3px 0px 3px;vertical-align:bottom;text-align:center;">38</td> <td data-sheets-value='{"1":3,"3":26}' style="border-right:1px solid #000000;border-bottom:1px solid #000000;overflow:hidden;padding:0px 3px 0px 3px;vertical-align:bottom;text-align:center;">26</td> </tr> <tr style="height:20px;"> <td data-sheets-value='{"1":2,"2":"Polycarbonate "}' style="border-left:1px solid #000000;overflow:hidden;padding:0px 3px 0px 3px;vertical-align:bottom;">Polycarbonate </td> <td data-sheets-value='{"1":2,"2":"EW"}' style="overflow:hidden;padding:0px 3px 0px 3px;vertical-align:bottom;">EW</td> <td data-sheets-value='{"1":2,"2":"Clear (A)"}' style="overflow:hidden;padding:0px 3px 0px 3px;vertical-align:bottom;">Clear (A)</td> <td data-sheets-numberformat='{"1":2,"2":"0.00","3":1}' data-sheets-value='{"1":3,"3":1.19}' style="overflow:hidden;padding:0px 3px 0px 3px;vertical-align:bottom;text-align:center;">1.19</td> <td data-sheets-numberformat='{"1":2,"2":"0","3":1}' data-sheets-value='{"1":3,"3":36.08}' style="overflow:hidden;padding:0px 3px 0px 3px;vertical-align:bottom;text-align:center;">36</td> <td data-sheets-numberformat='{"1":2,"2":"0","3":1}' data-sheets-value='{"1":3,"3":54.78}' style="overflow:hidden;padding:0px 3px 0px 3px;vertical-align:bottom;text-align:center;">55</td> <td data-sheets-value='{"1":3,"3":24}' style="border-right:1px solid #000000;overflow:hidden;padding:0px 3px 0px 3px;vertical-align:bottom;text-align:center;">24</td> </tr> <tr style="height:20px;"> <td data-sheets-value='{"1":2,"2":"PC"}' style="border-left:1px solid #000000;overflow:hidden;padding:0px 3px 0px 3px;vertical-align:bottom;">PC</td> <td style="overflow:hidden;padding:0px 3px 0px 3px;vertical-align:bottom;"></td> <td data-sheets-value='{"1":2,"2":"Opal (D)"}' style="overflow:hidden;padding:0px 3px 0px 3px;vertical-align:bottom;">Opal (D)</td> <td data-sheets-numberformat='{"1":2,"2":"0.00","3":1}' data-sheets-value='{"1":3,"3":1.19}' style="overflow:hidden;padding:0px 3px 0px 3px;vertical-align:bottom;text-align:center;">1.19</td> <td data-sheets-numberformat='{"1":2,"2":"0","3":1}' data-sheets-value='{"1":3,"3":23.779999999999998}' style="overflow:hidden;padding:0px 3px 0px 3px;vertical-align:bottom;text-align:center;">24</td> <td data-sheets-numberformat='{"1":2,"2":"0","3":1}' data-sheets-value='{"1":3,"3":39.6}' style="overflow:hidden;padding:0px 3px 0px 3px;vertical-align:bottom;text-align:center;">40</td> <td data-sheets-value='{"1":3,"3":24}' style="border-right:1px solid #000000;overflow:hidden;padding:0px 3px 0px 3px;vertical-align:bottom;text-align:center;">24</td> </tr> <tr style="height:20px;"> <td style="border-left:1px solid #000000;overflow:hidden;padding:0px 3px 0px 3px;vertical-align:bottom;"></td> <td data-sheets-value='{"1":2,"2":"DW"}' style="overflow:hidden;padding:0px 3px 0px 3px;vertical-align:bottom;">DW</td> <td data-sheets-value='{"1":2,"2":"Clear (A/H)"}' style="overflow:hidden;padding:0px 3px 0px 3px;vertical-align:bottom;">Clear (A/H)</td> <td data-sheets-numberformat='{"1":2,"2":"0.00","3":1}' data-sheets-value='{"1":3,"3":0.98}' style="overflow:hidden;padding:0px 3px 0px 3px;vertical-align:bottom;text-align:center;">0.98</td> <td data-sheets-numberformat='{"1":2,"2":"0","3":1}' data-sheets-value='{"1":3,"3":32.39}' style="overflow:hidden;padding:0px 3px 0px 3px;vertical-align:bottom;text-align:center;">32</td> <td data-sheets-numberformat='{"1":2,"2":"0","3":1}' data-sheets-value='{"1":3,"3":47.52}' style="overflow:hidden;padding:0px 3px 0px 3px;vertical-align:bottom;text-align:center;">48</td> <td data-sheets-value='{"1":3,"3":26}' style="border-right:1px solid #000000;overflow:hidden;padding:0px 3px 0px 3px;vertical-align:bottom;text-align:center;">26</td> </tr> <tr style="height:20px;"> <td style="border-left:1px solid #000000;overflow:hidden;padding:0px 3px 0px 3px;vertical-align:bottom;"></td> <td style="overflow:hidden;padding:0px 3px 0px 3px;vertical-align:bottom;"></td> <td data-sheets-value='{"1":2,"2":"Clear (A/A)"}' style="overflow:hidden;padding:0px 3px 0px 3px;vertical-align:bottom;">Clear (A/A)</td> <td data-sheets-numberformat='{"1":2,"2":"0.00","3":1}' data-sheets-value='{"1":3,"3":0.98}' style="overflow:hidden;padding:0px 3px 0px 3px;vertical-align:bottom;text-align:center;">0.98</td> <td data-sheets-numberformat='{"1":2,"2":"0","3":1}' data-sheets-value='{"1":3,"3":31.569999999999997}' style="overflow:hidden;padding:0px 3px 0px 3px;vertical-align:bottom;text-align:center;">32</td> <td data-sheets-numberformat='{"1":2,"2":"0","3":1}' data-sheets-value='{"1":3,"3":45.54}' style="overflow:hidden;padding:0px 3px 0px 3px;vertical-align:bottom;text-align:center;">46</td> <td data-sheets-value='{"1":3,"3":26}' style="border-right:1px solid #000000;overflow:hidden;padding:0px 3px 0px 3px;vertical-align:bottom;text-align:center;">26</td> </tr> <tr style="height:20px;"> <td style="border-left:1px solid #000000;overflow:hidden;padding:0px 3px 0px 3px;vertical-align:bottom;"></td> <td style="overflow:hidden;padding:0px 3px 0px 3px;vertical-align:bottom;"></td> <td data-sheets-value='{"1":2,"2":"Opal (A/O)"}' style="overflow:hidden;padding:0px 3px 0px 3px;vertical-align:bottom;">Opal (A/O)</td> <td data-sheets-numberformat='{"1":2,"2":"0.00","3":1}' data-sheets-value='{"1":3,"3":0.98}' style="overflow:hidden;padding:0px 3px 0px 3px;vertical-align:bottom;text-align:center;">0.98</td> <td data-sheets-numberformat='{"1":2,"2":"0","3":1}' data-sheets-value='{"1":3,"3":29.93}' style="overflow:hidden;padding:0px 3px 0px 3px;vertical-align:bottom;text-align:center;">30</td> <td data-sheets-numberformat='{"1":2,"2":"0","3":1}' data-sheets-value='{"1":3,"3":41.580000000000005}' style="overflow:hidden;padding:0px 3px 0px 3px;vertical-align:bottom;text-align:center;">42</td> <td data-sheets-value='{"1":3,"3":26}' style="border-right:1px solid #000000;overflow:hidden;padding:0px 3px 0px 3px;vertical-align:bottom;text-align:center;">26</td> </tr> <tr style="height:20px;"> <td style="border-bottom:1px solid #000000;border-left:1px solid #000000;overflow:hidden;padding:0px 3px 0px 3px;vertical-align:bottom;"></td> <td style="border-bottom:1px solid #000000;overflow:hidden;padding:0px 3px 0px 3px;vertical-align:bottom;"></td> <td data-sheets-value='{"1":2,"2":"Opal (A/D)"}' style="border-bottom:1px solid #000000;overflow:hidden;padding:0px 3px 0px 3px;vertical-align:bottom;">Opal (A/D)</td> <td data-sheets-numberformat='{"1":2,"2":"0.00","3":1}' data-sheets-value='{"1":3,"3":0.98}' style="border-bottom:1px solid #000000;overflow:hidden;padding:0px 3px 0px 3px;vertical-align:bottom;text-align:center;">0.98</td> <td data-sheets-numberformat='{"1":2,"2":"0","3":1}' data-sheets-value='{"1":3,"3":20.91}' style="border-bottom:1px solid #000000;overflow:hidden;padding:0px 3px 0px 3px;vertical-align:bottom;text-align:center;">21</td> <td data-sheets-numberformat='{"1":2,"2":"0","3":1}' data-sheets-value='{"1":3,"3":33}' style="border-bottom:1px solid #000000;overflow:hidden;padding:0px 3px 0px 3px;vertical-align:bottom;text-align:center;">33</td> <td data-sheets-value='{"1":3,"3":26}' style="border-right:1px solid #000000;border-bottom:1px solid #000000;overflow:hidden;padding:0px 3px 0px 3px;vertical-align:bottom;text-align:center;">26</td> </tr> <tr style="height:20px;"> <td data-sheets-value='{"1":2,"2":"Polycarbonate"}' style="border-left:1px solid #000000;overflow:hidden;padding:0px 3px 0px 3px;vertical-align:bottom;">Polycarbonate</td> <td data-sheets-value='{"1":2,"2":"EW"}' style="overflow:hidden;padding:0px 3px 0px 3px;vertical-align:bottom;">EW</td> <td data-sheets-value='{"1":2,"2":"Heatstop Opal (T)"}' style="overflow:hidden;padding:0px 3px 0px 3px;vertical-align:bottom;">Heatstop Opal (T)</td> <td data-sheets-numberformat='{"1":2,"2":"0.00","3":1}' data-sheets-value='{"1":3,"3":1.19}' style="overflow:hidden;padding:0px 3px 0px 3px;vertical-align:bottom;text-align:center;">1.19</td> <td data-sheets-numberformat='{"1":2,"2":"0","3":1}' data-sheets-value='{"1":3,"3":20.09}' style="overflow:hidden;padding:0px 3px 0px 3px;vertical-align:bottom;text-align:center;">20</td> <td data-sheets-numberformat='{"1":2,"2":"0","3":1}' data-sheets-value='{"1":3,"3":38.940000000000005}' style="overflow:hidden;padding:0px 3px 0px 3px;vertical-align:bottom;text-align:center;">39</td> <td data-sheets-value='{"1":3,"3":24}' style="border-right:1px solid #000000;overflow:hidden;padding:0px 3px 0px 3px;vertical-align:bottom;text-align:center;">24</td> </tr> <tr style="height:20px;"> <td data-sheets-value='{"1":2,"2":"Heatstop PC"}' style="border-left:1px solid #000000;overflow:hidden;padding:0px 3px 0px 3px;vertical-align:bottom;">Heatstop PC</td> <td data-sheets-value='{"1":2,"2":"DW"}' style="overflow:hidden;padding:0px 3px 0px 3px;vertical-align:bottom;">DW</td> <td data-sheets-value='{"1":2,"2":"Clear (T/H)"}' style="overflow:hidden;padding:0px 3px 0px 3px;vertical-align:bottom;">Clear (T/H)</td> <td data-sheets-numberformat='{"1":2,"2":"0.00","3":1}' data-sheets-value='{"1":3,"3":0.98}' style="overflow:hidden;padding:0px 3px 0px 3px;vertical-align:bottom;text-align:center;">0.98</td> <td data-sheets-numberformat='{"1":2,"2":"0","3":1}' data-sheets-value='{"1":3,"3":18.04}' style="overflow:hidden;padding:0px 3px 0px 3px;vertical-align:bottom;text-align:center;">18</td> <td data-sheets-numberformat='{"1":2,"2":"0","3":1}' data-sheets-value='{"1":3,"3":33.660000000000004}' style="overflow:hidden;padding:0px 3px 0px 3px;vertical-align:bottom;text-align:center;">34</td> <td data-sheets-value='{"1":3,"3":26}' style="border-right:1px solid #000000;overflow:hidden;padding:0px 3px 0px 3px;vertical-align:bottom;text-align:center;">26</td> </tr> <tr style="height:20px;"> <td style="border-bottom:1px solid #000000;border-left:1px solid #000000;overflow:hidden;padding:0px 3px 0px 3px;vertical-align:bottom;"></td> <td style="border-bottom:1px solid #000000;overflow:hidden;padding:0px 3px 0px 3px;vertical-align:bottom;"></td> <td data-sheets-value='{"1":2,"2":"Opal (T/O)"}' style="border-bottom:1px solid #000000;overflow:hidden;padding:0px 3px 0px 3px;vertical-align:bottom;">Opal (T/O)</td> <td data-sheets-numberformat='{"1":2,"2":"0.00","3":1}' data-sheets-value='{"1":3,"3":0.98}' style="border-bottom:1px solid #000000;overflow:hidden;padding:0px 3px 0px 3px;vertical-align:bottom;text-align:center;">0.98</td> <td data-sheets-numberformat='{"1":2,"2":"0","3":1}' data-sheets-value='{"1":3,"3":16.81}' style="border-bottom:1px solid #000000;overflow:hidden;padding:0px 3px 0px 3px;vertical-align:bottom;text-align:center;">17</td> <td data-sheets-numberformat='{"1":2,"2":"0","3":1}' data-sheets-value='{"1":3,"3":29.700000000000003}' style="border-bottom:1px solid #000000;overflow:hidden;padding:0px 3px 0px 3px;vertical-align:bottom;text-align:center;">30</td> <td data-sheets-value='{"1":3,"3":26}' style="border-right:1px solid #000000;border-bottom:1px solid #000000;overflow:hidden;padding:0px 3px 0px 3px;vertical-align:bottom;text-align:center;">26</td> </tr> </tbody></table> | skylux-160-ce-met-koepel-en-pvc-opstand-30-20-met-lm-motor-en-pvc-raam-type-ep25-1000-x-1000-mm | 8586032841037 | 46872359403853
Smoke and heat exhaust (SHEV) | SHE system | Skylux | Skylux 160° CE with skylight and PVC curb 30/20 with LM-actuator and PVC frame type EP25 1000 x 1300 mm |  | 50414 | 5412970504146 | 4406.85 | Yes | 30-45 | 82.27 | 1000 x 1300 mm | 1300 | 1000 |  | PVC 30/20 (30 cm high & roof opening = 20 cm larger than daylight size) | Rectangular | 1.19 W/m²K - 0.98 W/m²K | 57% - 30% | 37% - 17% | 24dB - 26dB | 160° CE (for industry) | PVC frame EP25 | without spoiler | E | Single actuator | Maximum double-walled skylight possible for this product | Ut-value LT-value g-value Rw-value EN 1873 : 2014 EN ISO 13468 EN 16153 EN 410 EN 410 EN ISO 140-3 Material Walls Shells (W/m²K) (%) (%) (dB) Acrylic EW Clear (H) 1.19 37 57 24 PMMA Opal (O) 1.19 34 50 24 DW Clear (H/H) 0.98 33 50 26 Opal (O/O) 0.98 28 38 26 Polycarbonate EW Clear (A) 1.19 36 55 24 PC Opal (D) 1.19 24 40 24 DW Clear (A/H) 0.98 32 48 26 Clear (A/A) 0.98 32 46 26 Opal (A/O) 0.98 30 42 26 Opal (A/D) 0.98 21 33 26 Polycarbonate EW Heatstop Opal (T) 1.19 20 39 24 Heatstop PC DW Clear (T/H) 0.98 18 34 26 Opal (T/O) 0.98 17 30 26 | https://skylux.eu/en/products/skylux-160-ce-met-koepel-en-pvc-opstand-30-20-met-lm-motor-en-pvc-raam-type-ep25-1000-x-1300-mm | https://skylux.eu/cdn/shop/files/Skylux-160deg-CE-met-koepel-en-pvc-opstand-3020-met-LM-motor-en-pvc-raam-type-EP25-1000-x-1300-mm-RWA-systeem.jpg?v=1702980696&width=1600 | https://skylux.eu/cdn/shop/files/e5a82811-1bb0-48e4-a776-cacb59c7c092_260e959b-b0db-426e-b32a-a2d794a5cce9.jpg?v=1688551189&width=1600 | //skylux.eu/cdn/shop/files/E_MH_Mounting_instructions_Skylux_160_CE_LM.pdf?v=12406716259046007223 | //skylux.eu/cdn/shop/files/E_TD_Technical_File_Skylux_Skylux_160_CE_Electric.pdf?v=3667116872303399239 | <style type="text/css" id="isPasted"><!--td {border: 1px solid #cccccc;}br {mso-data-placement:same-cell;}--></style><table border="1" cellpadding="0" cellspacing="0" dir="ltr" style="table-layout:fixed;font-size:10pt;font-family:Arial;border-collapse:collapse;border:none;"><tbody> <tr style="height:20px;"> <td style="overflow:hidden;padding:0px 3px 0px 3px;vertical-align:bottom;"></td> <td style="overflow:hidden;padding:0px 3px 0px 3px;vertical-align:bottom;"></td> <td style="overflow:hidden;padding:0px 3px 0px 3px;vertical-align:bottom;"></td> <td data-sheets-value='{"1":2,"2":"Ut-value"}' style="overflow:hidden;padding:0px 3px 0px 3px;vertical-align:bottom;font-weight:bold;text-align:center;">Ut-value</td> <td data-sheets-value='{"1":2,"2":"LT-value"}' style="overflow:hidden;padding:0px 3px 0px 3px;vertical-align:bottom;font-weight:bold;text-align:center;">LT-value</td> <td data-sheets-value='{"1":2,"2":"g-value"}' style="overflow:hidden;padding:0px 3px 0px 3px;vertical-align:bottom;font-weight:bold;text-align:center;">g-value</td> <td data-sheets-value='{"1":2,"2":"Rw-value "}' style="overflow:hidden;padding:0px 3px 0px 3px;vertical-align:bottom;font-weight:bold;text-align:center;">Rw-value </td> </tr> <tr style="height:20px;"> <td style="overflow:hidden;padding:0px 3px 0px 3px;vertical-align:bottom;"></td> <td style="overflow:hidden;padding:0px 3px 0px 3px;vertical-align:bottom;"></td> <td style="overflow:hidden;padding:0px 3px 0px 3px;vertical-align:bottom;"></td> <td data-sheets-numberformat='{"1":2,"2":"0.00","3":1}' data-sheets-value='{"1":2,"2":"EN 1873 : 2014"}' style="overflow:hidden;padding:0px 3px 0px 3px;vertical-align:bottom;text-align:center;">EN 1873 : 2014</td> <td data-sheets-numberformat='{"1":2,"2":"0","3":1}' data-sheets-value='{"1":2,"2":"EN ISO 13468 EN 16153 EN 410"}' style="overflow:hidden;padding:0px 3px 0px 3px;vertical-align:bottom;text-align:center;">EN ISO 13468 EN 16153 EN 410</td> <td data-sheets-numberformat='{"1":2,"2":"0","3":1}' data-sheets-value='{"1":2,"2":"EN 410"}' style="overflow:hidden;padding:0px 3px 0px 3px;vertical-align:bottom;text-align:center;">EN 410</td> <td data-sheets-value='{"1":2,"2":"EN ISO 140-3\t\t"}' style="overflow:hidden;padding:0px 3px 0px 3px;vertical-align:bottom;text-align:center;">EN ISO 140-3 </td> </tr> <tr style="height:20px;"> <td data-sheets-value='{"1":2,"2":"Material"}' style="border-bottom:1px solid #000000;overflow:hidden;padding:0px 3px 0px 3px;vertical-align:bottom;background-color:#000000;font-weight:bold;color:#ffffff;">Material</td> <td data-sheets-value='{"1":2,"2":"Walls"}' style="border-bottom:1px solid #000000;overflow:hidden;padding:0px 3px 0px 3px;vertical-align:bottom;background-color:#000000;font-weight:bold;color:#ffffff;">Walls</td> <td data-sheets-value='{"1":2,"2":"Shells"}' style="border-bottom:1px solid #000000;overflow:hidden;padding:0px 3px 0px 3px;vertical-align:bottom;background-color:#000000;font-weight:bold;color:#ffffff;">Shells</td> <td data-sheets-numberformat='{"1":2,"2":"0.00","3":1}' data-sheets-value='{"1":2,"2":"(W/m²K)\t"}' style="border-bottom:1px solid #000000;overflow:hidden;padding:0px 3px 0px 3px;vertical-align:bottom;background-color:#000000;font-weight:bold;color:#ffffff;text-align:center;">(W/m²K) </td> <td data-sheets-numberformat='{"1":2,"2":"0","3":1}' data-sheets-value='{"1":2,"2":"(%)"}' style="border-bottom:1px solid #000000;overflow:hidden;padding:0px 3px 0px 3px;vertical-align:bottom;background-color:#000000;font-weight:bold;color:#ffffff;text-align:center;">(%)</td> <td data-sheets-numberformat='{"1":2,"2":"0","3":1}' data-sheets-value='{"1":2,"2":"(%)"}' style="border-bottom:1px solid #000000;overflow:hidden;padding:0px 3px 0px 3px;vertical-align:bottom;background-color:#000000;font-weight:bold;color:#ffffff;text-align:center;">(%)</td> <td data-sheets-value='{"1":2,"2":"(dB)"}' style="border-bottom:1px solid #000000;overflow:hidden;padding:0px 3px 0px 3px;vertical-align:bottom;background-color:#000000;font-weight:bold;color:#ffffff;text-align:center;">(dB)</td> </tr> <tr style="height:20px;"> <td data-sheets-value='{"1":2,"2":"Acrylic"}' style="border-left:1px solid #000000;overflow:hidden;padding:0px 3px 0px 3px;vertical-align:bottom;">Acrylic</td> <td data-sheets-value='{"1":2,"2":"EW"}' style="overflow:hidden;padding:0px 3px 0px 3px;vertical-align:bottom;">EW</td> <td data-sheets-value='{"1":2,"2":"Clear (H)"}' style="overflow:hidden;padding:0px 3px 0px 3px;vertical-align:bottom;">Clear (H)</td> <td data-sheets-numberformat='{"1":2,"2":"0.00","3":1}' data-sheets-value='{"1":3,"3":1.19}' style="overflow:hidden;padding:0px 3px 0px 3px;vertical-align:bottom;text-align:center;">1.19</td> <td data-sheets-numberformat='{"1":2,"2":"0","3":1}' data-sheets-value='{"1":3,"3":36.9}' style="overflow:hidden;padding:0px 3px 0px 3px;vertical-align:bottom;text-align:center;">37</td> <td data-sheets-numberformat='{"1":2,"2":"0","3":1}' data-sheets-value='{"1":3,"3":57.42}' style="overflow:hidden;padding:0px 3px 0px 3px;vertical-align:bottom;text-align:center;">57</td> <td data-sheets-value='{"1":3,"3":24}' style="border-right:1px solid #000000;overflow:hidden;padding:0px 3px 0px 3px;vertical-align:bottom;text-align:center;">24</td> </tr> <tr style="height:20px;"> <td data-sheets-value='{"1":2,"2":"PMMA"}' style="border-left:1px solid #000000;overflow:hidden;padding:0px 3px 0px 3px;vertical-align:bottom;">PMMA</td> <td style="overflow:hidden;padding:0px 3px 0px 3px;vertical-align:bottom;"></td> <td data-sheets-value='{"1":2,"2":"Opal (O)"}' style="overflow:hidden;padding:0px 3px 0px 3px;vertical-align:bottom;">Opal (O)</td> <td data-sheets-numberformat='{"1":2,"2":"0.00","3":1}' data-sheets-value='{"1":3,"3":1.19}' style="overflow:hidden;padding:0px 3px 0px 3px;vertical-align:bottom;text-align:center;">1.19</td> <td data-sheets-numberformat='{"1":2,"2":"0","3":1}' data-sheets-value='{"1":3,"3":34.03}' style="overflow:hidden;padding:0px 3px 0px 3px;vertical-align:bottom;text-align:center;">34</td> <td data-sheets-numberformat='{"1":2,"2":"0","3":1}' data-sheets-value='{"1":3,"3":50.160000000000004}' style="overflow:hidden;padding:0px 3px 0px 3px;vertical-align:bottom;text-align:center;">50</td> <td data-sheets-value='{"1":3,"3":24}' style="border-right:1px solid #000000;overflow:hidden;padding:0px 3px 0px 3px;vertical-align:bottom;text-align:center;">24</td> </tr> <tr style="height:20px;"> <td style="border-left:1px solid #000000;overflow:hidden;padding:0px 3px 0px 3px;vertical-align:bottom;"></td> <td data-sheets-value='{"1":2,"2":"DW"}' style="overflow:hidden;padding:0px 3px 0px 3px;vertical-align:bottom;">DW</td> <td data-sheets-value='{"1":2,"2":"Clear (H/H)"}' style="overflow:hidden;padding:0px 3px 0px 3px;vertical-align:bottom;">Clear (H/H)</td> <td data-sheets-numberformat='{"1":2,"2":"0.00","3":1}' data-sheets-value='{"1":3,"3":0.98}' style="overflow:hidden;padding:0px 3px 0px 3px;vertical-align:bottom;text-align:center;">0.98</td> <td data-sheets-numberformat='{"1":2,"2":"0","3":1}' data-sheets-value='{"1":3,"3":33.21}' style="overflow:hidden;padding:0px 3px 0px 3px;vertical-align:bottom;text-align:center;">33</td> <td data-sheets-numberformat='{"1":2,"2":"0","3":1}' data-sheets-value='{"1":3,"3":49.5}' style="overflow:hidden;padding:0px 3px 0px 3px;vertical-align:bottom;text-align:center;">50</td> <td data-sheets-value='{"1":3,"3":26}' style="border-right:1px solid #000000;overflow:hidden;padding:0px 3px 0px 3px;vertical-align:bottom;text-align:center;">26</td> </tr> <tr style="height:20px;"> <td style="border-bottom:1px solid #000000;border-left:1px solid #000000;overflow:hidden;padding:0px 3px 0px 3px;vertical-align:bottom;"></td> <td style="border-bottom:1px solid #000000;overflow:hidden;padding:0px 3px 0px 3px;vertical-align:bottom;"></td> <td data-sheets-value='{"1":2,"2":"Opal (O/O)"}' style="border-bottom:1px solid #000000;overflow:hidden;padding:0px 3px 0px 3px;vertical-align:bottom;">Opal (O/O)</td> <td data-sheets-numberformat='{"1":2,"2":"0.00","3":1}' data-sheets-value='{"1":3,"3":0.98}' style="border-bottom:1px solid #000000;overflow:hidden;padding:0px 3px 0px 3px;vertical-align:bottom;text-align:center;">0.98</td> <td data-sheets-numberformat='{"1":2,"2":"0","3":1}' data-sheets-value='{"1":3,"3":28.29}' style="border-bottom:1px solid #000000;overflow:hidden;padding:0px 3px 0px 3px;vertical-align:bottom;text-align:center;">28</td> <td data-sheets-numberformat='{"1":2,"2":"0","3":1}' data-sheets-value='{"1":3,"3":38.28}' style="border-bottom:1px solid #000000;overflow:hidden;padding:0px 3px 0px 3px;vertical-align:bottom;text-align:center;">38</td> <td data-sheets-value='{"1":3,"3":26}' style="border-right:1px solid #000000;border-bottom:1px solid #000000;overflow:hidden;padding:0px 3px 0px 3px;vertical-align:bottom;text-align:center;">26</td> </tr> <tr style="height:20px;"> <td data-sheets-value='{"1":2,"2":"Polycarbonate "}' style="border-left:1px solid #000000;overflow:hidden;padding:0px 3px 0px 3px;vertical-align:bottom;">Polycarbonate </td> <td data-sheets-value='{"1":2,"2":"EW"}' style="overflow:hidden;padding:0px 3px 0px 3px;vertical-align:bottom;">EW</td> <td data-sheets-value='{"1":2,"2":"Clear (A)"}' style="overflow:hidden;padding:0px 3px 0px 3px;vertical-align:bottom;">Clear (A)</td> <td data-sheets-numberformat='{"1":2,"2":"0.00","3":1}' data-sheets-value='{"1":3,"3":1.19}' style="overflow:hidden;padding:0px 3px 0px 3px;vertical-align:bottom;text-align:center;">1.19</td> <td data-sheets-numberformat='{"1":2,"2":"0","3":1}' data-sheets-value='{"1":3,"3":36.08}' style="overflow:hidden;padding:0px 3px 0px 3px;vertical-align:bottom;text-align:center;">36</td> <td data-sheets-numberformat='{"1":2,"2":"0","3":1}' data-sheets-value='{"1":3,"3":54.78}' style="overflow:hidden;padding:0px 3px 0px 3px;vertical-align:bottom;text-align:center;">55</td> <td data-sheets-value='{"1":3,"3":24}' style="border-right:1px solid #000000;overflow:hidden;padding:0px 3px 0px 3px;vertical-align:bottom;text-align:center;">24</td> </tr> <tr style="height:20px;"> <td data-sheets-value='{"1":2,"2":"PC"}' style="border-left:1px solid #000000;overflow:hidden;padding:0px 3px 0px 3px;vertical-align:bottom;">PC</td> <td style="overflow:hidden;padding:0px 3px 0px 3px;vertical-align:bottom;"></td> <td data-sheets-value='{"1":2,"2":"Opal (D)"}' style="overflow:hidden;padding:0px 3px 0px 3px;vertical-align:bottom;">Opal (D)</td> <td data-sheets-numberformat='{"1":2,"2":"0.00","3":1}' data-sheets-value='{"1":3,"3":1.19}' style="overflow:hidden;padding:0px 3px 0px 3px;vertical-align:bottom;text-align:center;">1.19</td> <td data-sheets-numberformat='{"1":2,"2":"0","3":1}' data-sheets-value='{"1":3,"3":23.779999999999998}' style="overflow:hidden;padding:0px 3px 0px 3px;vertical-align:bottom;text-align:center;">24</td> <td data-sheets-numberformat='{"1":2,"2":"0","3":1}' data-sheets-value='{"1":3,"3":39.6}' style="overflow:hidden;padding:0px 3px 0px 3px;vertical-align:bottom;text-align:center;">40</td> <td data-sheets-value='{"1":3,"3":24}' style="border-right:1px solid #000000;overflow:hidden;padding:0px 3px 0px 3px;vertical-align:bottom;text-align:center;">24</td> </tr> <tr style="height:20px;"> <td style="border-left:1px solid #000000;overflow:hidden;padding:0px 3px 0px 3px;vertical-align:bottom;"></td> <td data-sheets-value='{"1":2,"2":"DW"}' style="overflow:hidden;padding:0px 3px 0px 3px;vertical-align:bottom;">DW</td> <td data-sheets-value='{"1":2,"2":"Clear (A/H)"}' style="overflow:hidden;padding:0px 3px 0px 3px;vertical-align:bottom;">Clear (A/H)</td> <td data-sheets-numberformat='{"1":2,"2":"0.00","3":1}' data-sheets-value='{"1":3,"3":0.98}' style="overflow:hidden;padding:0px 3px 0px 3px;vertical-align:bottom;text-align:center;">0.98</td> <td data-sheets-numberformat='{"1":2,"2":"0","3":1}' data-sheets-value='{"1":3,"3":32.39}' style="overflow:hidden;padding:0px 3px 0px 3px;vertical-align:bottom;text-align:center;">32</td> <td data-sheets-numberformat='{"1":2,"2":"0","3":1}' data-sheets-value='{"1":3,"3":47.52}' style="overflow:hidden;padding:0px 3px 0px 3px;vertical-align:bottom;text-align:center;">48</td> <td data-sheets-value='{"1":3,"3":26}' style="border-right:1px solid #000000;overflow:hidden;padding:0px 3px 0px 3px;vertical-align:bottom;text-align:center;">26</td> </tr> <tr style="height:20px;"> <td style="border-left:1px solid #000000;overflow:hidden;padding:0px 3px 0px 3px;vertical-align:bottom;"></td> <td style="overflow:hidden;padding:0px 3px 0px 3px;vertical-align:bottom;"></td> <td data-sheets-value='{"1":2,"2":"Clear (A/A)"}' style="overflow:hidden;padding:0px 3px 0px 3px;vertical-align:bottom;">Clear (A/A)</td> <td data-sheets-numberformat='{"1":2,"2":"0.00","3":1}' data-sheets-value='{"1":3,"3":0.98}' style="overflow:hidden;padding:0px 3px 0px 3px;vertical-align:bottom;text-align:center;">0.98</td> <td data-sheets-numberformat='{"1":2,"2":"0","3":1}' data-sheets-value='{"1":3,"3":31.569999999999997}' style="overflow:hidden;padding:0px 3px 0px 3px;vertical-align:bottom;text-align:center;">32</td> <td data-sheets-numberformat='{"1":2,"2":"0","3":1}' data-sheets-value='{"1":3,"3":45.54}' style="overflow:hidden;padding:0px 3px 0px 3px;vertical-align:bottom;text-align:center;">46</td> <td data-sheets-value='{"1":3,"3":26}' style="border-right:1px solid #000000;overflow:hidden;padding:0px 3px 0px 3px;vertical-align:bottom;text-align:center;">26</td> </tr> <tr style="height:20px;"> <td style="border-left:1px solid #000000;overflow:hidden;padding:0px 3px 0px 3px;vertical-align:bottom;"></td> <td style="overflow:hidden;padding:0px 3px 0px 3px;vertical-align:bottom;"></td> <td data-sheets-value='{"1":2,"2":"Opal (A/O)"}' style="overflow:hidden;padding:0px 3px 0px 3px;vertical-align:bottom;">Opal (A/O)</td> <td data-sheets-numberformat='{"1":2,"2":"0.00","3":1}' data-sheets-value='{"1":3,"3":0.98}' style="overflow:hidden;padding:0px 3px 0px 3px;vertical-align:bottom;text-align:center;">0.98</td> <td data-sheets-numberformat='{"1":2,"2":"0","3":1}' data-sheets-value='{"1":3,"3":29.93}' style="overflow:hidden;padding:0px 3px 0px 3px;vertical-align:bottom;text-align:center;">30</td> <td data-sheets-numberformat='{"1":2,"2":"0","3":1}' data-sheets-value='{"1":3,"3":41.580000000000005}' style="overflow:hidden;padding:0px 3px 0px 3px;vertical-align:bottom;text-align:center;">42</td> <td data-sheets-value='{"1":3,"3":26}' style="border-right:1px solid #000000;overflow:hidden;padding:0px 3px 0px 3px;vertical-align:bottom;text-align:center;">26</td> </tr> <tr style="height:20px;"> <td style="border-bottom:1px solid #000000;border-left:1px solid #000000;overflow:hidden;padding:0px 3px 0px 3px;vertical-align:bottom;"></td> <td style="border-bottom:1px solid #000000;overflow:hidden;padding:0px 3px 0px 3px;vertical-align:bottom;"></td> <td data-sheets-value='{"1":2,"2":"Opal (A/D)"}' style="border-bottom:1px solid #000000;overflow:hidden;padding:0px 3px 0px 3px;vertical-align:bottom;">Opal (A/D)</td> <td data-sheets-numberformat='{"1":2,"2":"0.00","3":1}' data-sheets-value='{"1":3,"3":0.98}' style="border-bottom:1px solid #000000;overflow:hidden;padding:0px 3px 0px 3px;vertical-align:bottom;text-align:center;">0.98</td> <td data-sheets-numberformat='{"1":2,"2":"0","3":1}' data-sheets-value='{"1":3,"3":20.91}' style="border-bottom:1px solid #000000;overflow:hidden;padding:0px 3px 0px 3px;vertical-align:bottom;text-align:center;">21</td> <td data-sheets-numberformat='{"1":2,"2":"0","3":1}' data-sheets-value='{"1":3,"3":33}' style="border-bottom:1px solid #000000;overflow:hidden;padding:0px 3px 0px 3px;vertical-align:bottom;text-align:center;">33</td> <td data-sheets-value='{"1":3,"3":26}' style="border-right:1px solid #000000;border-bottom:1px solid #000000;overflow:hidden;padding:0px 3px 0px 3px;vertical-align:bottom;text-align:center;">26</td> </tr> <tr style="height:20px;"> <td data-sheets-value='{"1":2,"2":"Polycarbonate"}' style="border-left:1px solid #000000;overflow:hidden;padding:0px 3px 0px 3px;vertical-align:bottom;">Polycarbonate</td> <td data-sheets-value='{"1":2,"2":"EW"}' style="overflow:hidden;padding:0px 3px 0px 3px;vertical-align:bottom;">EW</td> <td data-sheets-value='{"1":2,"2":"Heatstop Opal (T)"}' style="overflow:hidden;padding:0px 3px 0px 3px;vertical-align:bottom;">Heatstop Opal (T)</td> <td data-sheets-numberformat='{"1":2,"2":"0.00","3":1}' data-sheets-value='{"1":3,"3":1.19}' style="overflow:hidden;padding:0px 3px 0px 3px;vertical-align:bottom;text-align:center;">1.19</td> <td data-sheets-numberformat='{"1":2,"2":"0","3":1}' data-sheets-value='{"1":3,"3":20.09}' style="overflow:hidden;padding:0px 3px 0px 3px;vertical-align:bottom;text-align:center;">20</td> <td data-sheets-numberformat='{"1":2,"2":"0","3":1}' data-sheets-value='{"1":3,"3":38.940000000000005}' style="overflow:hidden;padding:0px 3px 0px 3px;vertical-align:bottom;text-align:center;">39</td> <td data-sheets-value='{"1":3,"3":24}' style="border-right:1px solid #000000;overflow:hidden;padding:0px 3px 0px 3px;vertical-align:bottom;text-align:center;">24</td> </tr> <tr style="height:20px;"> <td data-sheets-value='{"1":2,"2":"Heatstop PC"}' style="border-left:1px solid #000000;overflow:hidden;padding:0px 3px 0px 3px;vertical-align:bottom;">Heatstop PC</td> <td data-sheets-value='{"1":2,"2":"DW"}' style="overflow:hidden;padding:0px 3px 0px 3px;vertical-align:bottom;">DW</td> <td data-sheets-value='{"1":2,"2":"Clear (T/H)"}' style="overflow:hidden;padding:0px 3px 0px 3px;vertical-align:bottom;">Clear (T/H)</td> <td data-sheets-numberformat='{"1":2,"2":"0.00","3":1}' data-sheets-value='{"1":3,"3":0.98}' style="overflow:hidden;padding:0px 3px 0px 3px;vertical-align:bottom;text-align:center;">0.98</td> <td data-sheets-numberformat='{"1":2,"2":"0","3":1}' data-sheets-value='{"1":3,"3":18.04}' style="overflow:hidden;padding:0px 3px 0px 3px;vertical-align:bottom;text-align:center;">18</td> <td data-sheets-numberformat='{"1":2,"2":"0","3":1}' data-sheets-value='{"1":3,"3":33.660000000000004}' style="overflow:hidden;padding:0px 3px 0px 3px;vertical-align:bottom;text-align:center;">34</td> <td data-sheets-value='{"1":3,"3":26}' style="border-right:1px solid #000000;overflow:hidden;padding:0px 3px 0px 3px;vertical-align:bottom;text-align:center;">26</td> </tr> <tr style="height:20px;"> <td style="border-bottom:1px solid #000000;border-left:1px solid #000000;overflow:hidden;padding:0px 3px 0px 3px;vertical-align:bottom;"></td> <td style="border-bottom:1px solid #000000;overflow:hidden;padding:0px 3px 0px 3px;vertical-align:bottom;"></td> <td data-sheets-value='{"1":2,"2":"Opal (T/O)"}' style="border-bottom:1px solid #000000;overflow:hidden;padding:0px 3px 0px 3px;vertical-align:bottom;">Opal (T/O)</td> <td data-sheets-numberformat='{"1":2,"2":"0.00","3":1}' data-sheets-value='{"1":3,"3":0.98}' style="border-bottom:1px solid #000000;overflow:hidden;padding:0px 3px 0px 3px;vertical-align:bottom;text-align:center;">0.98</td> <td data-sheets-numberformat='{"1":2,"2":"0","3":1}' data-sheets-value='{"1":3,"3":16.81}' style="border-bottom:1px solid #000000;overflow:hidden;padding:0px 3px 0px 3px;vertical-align:bottom;text-align:center;">17</td> <td data-sheets-numberformat='{"1":2,"2":"0","3":1}' data-sheets-value='{"1":3,"3":29.700000000000003}' style="border-bottom:1px solid #000000;overflow:hidden;padding:0px 3px 0px 3px;vertical-align:bottom;text-align:center;">30</td> <td data-sheets-value='{"1":3,"3":26}' style="border-right:1px solid #000000;border-bottom:1px solid #000000;overflow:hidden;padding:0px 3px 0px 3px;vertical-align:bottom;text-align:center;">26</td> </tr> </tbody></table> | skylux-160-ce-met-koepel-en-pvc-opstand-30-20-met-lm-motor-en-pvc-raam-type-ep25-1000-x-1300-mm | 8586032906573 | 46872359502157
Smoke and heat exhaust (SHEV) | SHE system | Skylux | Skylux 160° CE with skylight and PVC curb 30/20 with LM-actuator and PVC frame type EP25 1000 x 1500 mm |  | 50415 | 5412970504153 | 4584.7 | Yes | 30-45 | 87.01 | 1000 x 1500 mm | 1500 | 1000 |  | PVC 30/20 (30 cm high & roof opening = 20 cm larger than daylight size) | Rectangular | 1.19 W/m²K - 0.98 W/m²K | 57% - 30% | 37% - 17% | 24dB - 26dB | 160° CE (for industry) | PVC frame EP25 | without spoiler | E | Single actuator | Maximum double-walled skylight possible for this product | Ut-value LT-value g-value Rw-value EN 1873 : 2014 EN ISO 13468 EN 16153 EN 410 EN 410 EN ISO 140-3 Material Walls Shells (W/m²K) (%) (%) (dB) Acrylic EW Clear (H) 1.19 37 57 24 PMMA Opal (O) 1.19 34 50 24 DW Clear (H/H) 0.98 33 50 26 Opal (O/O) 0.98 28 38 26 Polycarbonate EW Clear (A) 1.19 36 55 24 PC Opal (D) 1.19 24 40 24 DW Clear (A/H) 0.98 32 48 26 Clear (A/A) 0.98 32 46 26 Opal (A/O) 0.98 30 42 26 Opal (A/D) 0.98 21 33 26 Polycarbonate EW Heatstop Opal (T) 1.19 20 39 24 Heatstop PC DW Clear (T/H) 0.98 18 34 26 Opal (T/O) 0.98 17 30 26 | https://skylux.eu/en/products/skylux-160-ce-met-koepel-en-pvc-opstand-30-20-met-lm-motor-en-pvc-raam-type-ep25-1000-x-1500-mm | https://skylux.eu/cdn/shop/files/Skylux-160deg-CE-met-koepel-en-pvc-opstand-3020-met-LM-motor-en-pvc-raam-type-EP25-1000-x-1500-mm-RWA-systeem.jpg?v=1702980701&width=1600 | https://skylux.eu/cdn/shop/files/e5a82811-1bb0-48e4-a776-cacb59c7c092_90a08fe5-763a-462f-908a-47fa00e9d00b.jpg?v=1688551190&width=1600 | //skylux.eu/cdn/shop/files/E_MH_Mounting_instructions_Skylux_160_CE_LM.pdf?v=12406716259046007223 | //skylux.eu/cdn/shop/files/E_TD_Technical_File_Skylux_Skylux_160_CE_Electric.pdf?v=3667116872303399239 | <style type="text/css" id="isPasted"><!--td {border: 1px solid #cccccc;}br {mso-data-placement:same-cell;}--></style><table border="1" cellpadding="0" cellspacing="0" dir="ltr" style="table-layout:fixed;font-size:10pt;font-family:Arial;border-collapse:collapse;border:none;"><tbody> <tr style="height:20px;"> <td style="overflow:hidden;padding:0px 3px 0px 3px;vertical-align:bottom;"></td> <td style="overflow:hidden;padding:0px 3px 0px 3px;vertical-align:bottom;"></td> <td style="overflow:hidden;padding:0px 3px 0px 3px;vertical-align:bottom;"></td> <td data-sheets-value='{"1":2,"2":"Ut-value"}' style="overflow:hidden;padding:0px 3px 0px 3px;vertical-align:bottom;font-weight:bold;text-align:center;">Ut-value</td> <td data-sheets-value='{"1":2,"2":"LT-value"}' style="overflow:hidden;padding:0px 3px 0px 3px;vertical-align:bottom;font-weight:bold;text-align:center;">LT-value</td> <td data-sheets-value='{"1":2,"2":"g-value"}' style="overflow:hidden;padding:0px 3px 0px 3px;vertical-align:bottom;font-weight:bold;text-align:center;">g-value</td> <td data-sheets-value='{"1":2,"2":"Rw-value "}' style="overflow:hidden;padding:0px 3px 0px 3px;vertical-align:bottom;font-weight:bold;text-align:center;">Rw-value </td> </tr> <tr style="height:20px;"> <td style="overflow:hidden;padding:0px 3px 0px 3px;vertical-align:bottom;"></td> <td style="overflow:hidden;padding:0px 3px 0px 3px;vertical-align:bottom;"></td> <td style="overflow:hidden;padding:0px 3px 0px 3px;vertical-align:bottom;"></td> <td data-sheets-numberformat='{"1":2,"2":"0.00","3":1}' data-sheets-value='{"1":2,"2":"EN 1873 : 2014"}' style="overflow:hidden;padding:0px 3px 0px 3px;vertical-align:bottom;text-align:center;">EN 1873 : 2014</td> <td data-sheets-numberformat='{"1":2,"2":"0","3":1}' data-sheets-value='{"1":2,"2":"EN ISO 13468 EN 16153 EN 410"}' style="overflow:hidden;padding:0px 3px 0px 3px;vertical-align:bottom;text-align:center;">EN ISO 13468 EN 16153 EN 410</td> <td data-sheets-numberformat='{"1":2,"2":"0","3":1}' data-sheets-value='{"1":2,"2":"EN 410"}' style="overflow:hidden;padding:0px 3px 0px 3px;vertical-align:bottom;text-align:center;">EN 410</td> <td data-sheets-value='{"1":2,"2":"EN ISO 140-3\t\t"}' style="overflow:hidden;padding:0px 3px 0px 3px;vertical-align:bottom;text-align:center;">EN ISO 140-3 </td> </tr> <tr style="height:20px;"> <td data-sheets-value='{"1":2,"2":"Material"}' style="border-bottom:1px solid #000000;overflow:hidden;padding:0px 3px 0px 3px;vertical-align:bottom;background-color:#000000;font-weight:bold;color:#ffffff;">Material</td> <td data-sheets-value='{"1":2,"2":"Walls"}' style="border-bottom:1px solid #000000;overflow:hidden;padding:0px 3px 0px 3px;vertical-align:bottom;background-color:#000000;font-weight:bold;color:#ffffff;">Walls</td> <td data-sheets-value='{"1":2,"2":"Shells"}' style="border-bottom:1px solid #000000;overflow:hidden;padding:0px 3px 0px 3px;vertical-align:bottom;background-color:#000000;font-weight:bold;color:#ffffff;">Shells</td> <td data-sheets-numberformat='{"1":2,"2":"0.00","3":1}' data-sheets-value='{"1":2,"2":"(W/m²K)\t"}' style="border-bottom:1px solid #000000;overflow:hidden;padding:0px 3px 0px 3px;vertical-align:bottom;background-color:#000000;font-weight:bold;color:#ffffff;text-align:center;">(W/m²K) </td> <td data-sheets-numberformat='{"1":2,"2":"0","3":1}' data-sheets-value='{"1":2,"2":"(%)"}' style="border-bottom:1px solid #000000;overflow:hidden;padding:0px 3px 0px 3px;vertical-align:bottom;background-color:#000000;font-weight:bold;color:#ffffff;text-align:center;">(%)</td> <td data-sheets-numberformat='{"1":2,"2":"0","3":1}' data-sheets-value='{"1":2,"2":"(%)"}' style="border-bottom:1px solid #000000;overflow:hidden;padding:0px 3px 0px 3px;vertical-align:bottom;background-color:#000000;font-weight:bold;color:#ffffff;text-align:center;">(%)</td> <td data-sheets-value='{"1":2,"2":"(dB)"}' style="border-bottom:1px solid #000000;overflow:hidden;padding:0px 3px 0px 3px;vertical-align:bottom;background-color:#000000;font-weight:bold;color:#ffffff;text-align:center;">(dB)</td> </tr> <tr style="height:20px;"> <td data-sheets-value='{"1":2,"2":"Acrylic"}' style="border-left:1px solid #000000;overflow:hidden;padding:0px 3px 0px 3px;vertical-align:bottom;">Acrylic</td> <td data-sheets-value='{"1":2,"2":"EW"}' style="overflow:hidden;padding:0px 3px 0px 3px;vertical-align:bottom;">EW</td> <td data-sheets-value='{"1":2,"2":"Clear (H)"}' style="overflow:hidden;padding:0px 3px 0px 3px;vertical-align:bottom;">Clear (H)</td> <td data-sheets-numberformat='{"1":2,"2":"0.00","3":1}' data-sheets-value='{"1":3,"3":1.19}' style="overflow:hidden;padding:0px 3px 0px 3px;vertical-align:bottom;text-align:center;">1.19</td> <td data-sheets-numberformat='{"1":2,"2":"0","3":1}' data-sheets-value='{"1":3,"3":36.9}' style="overflow:hidden;padding:0px 3px 0px 3px;vertical-align:bottom;text-align:center;">37</td> <td data-sheets-numberformat='{"1":2,"2":"0","3":1}' data-sheets-value='{"1":3,"3":57.42}' style="overflow:hidden;padding:0px 3px 0px 3px;vertical-align:bottom;text-align:center;">57</td> <td data-sheets-value='{"1":3,"3":24}' style="border-right:1px solid #000000;overflow:hidden;padding:0px 3px 0px 3px;vertical-align:bottom;text-align:center;">24</td> </tr> <tr style="height:20px;"> <td data-sheets-value='{"1":2,"2":"PMMA"}' style="border-left:1px solid #000000;overflow:hidden;padding:0px 3px 0px 3px;vertical-align:bottom;">PMMA</td> <td style="overflow:hidden;padding:0px 3px 0px 3px;vertical-align:bottom;"></td> <td data-sheets-value='{"1":2,"2":"Opal (O)"}' style="overflow:hidden;padding:0px 3px 0px 3px;vertical-align:bottom;">Opal (O)</td> <td data-sheets-numberformat='{"1":2,"2":"0.00","3":1}' data-sheets-value='{"1":3,"3":1.19}' style="overflow:hidden;padding:0px 3px 0px 3px;vertical-align:bottom;text-align:center;">1.19</td> <td data-sheets-numberformat='{"1":2,"2":"0","3":1}' data-sheets-value='{"1":3,"3":34.03}' style="overflow:hidden;padding:0px 3px 0px 3px;vertical-align:bottom;text-align:center;">34</td> <td data-sheets-numberformat='{"1":2,"2":"0","3":1}' data-sheets-value='{"1":3,"3":50.160000000000004}' style="overflow:hidden;padding:0px 3px 0px 3px;vertical-align:bottom;text-align:center;">50</td> <td data-sheets-value='{"1":3,"3":24}' style="border-right:1px solid #000000;overflow:hidden;padding:0px 3px 0px 3px;vertical-align:bottom;text-align:center;">24</td> </tr> <tr style="height:20px;"> <td style="border-left:1px solid #000000;overflow:hidden;padding:0px 3px 0px 3px;vertical-align:bottom;"></td> <td data-sheets-value='{"1":2,"2":"DW"}' style="overflow:hidden;padding:0px 3px 0px 3px;vertical-align:bottom;">DW</td> <td data-sheets-value='{"1":2,"2":"Clear (H/H)"}' style="overflow:hidden;padding:0px 3px 0px 3px;vertical-align:bottom;">Clear (H/H)</td> <td data-sheets-numberformat='{"1":2,"2":"0.00","3":1}' data-sheets-value='{"1":3,"3":0.98}' style="overflow:hidden;padding:0px 3px 0px 3px;vertical-align:bottom;text-align:center;">0.98</td> <td data-sheets-numberformat='{"1":2,"2":"0","3":1}' data-sheets-value='{"1":3,"3":33.21}' style="overflow:hidden;padding:0px 3px 0px 3px;vertical-align:bottom;text-align:center;">33</td> <td data-sheets-numberformat='{"1":2,"2":"0","3":1}' data-sheets-value='{"1":3,"3":49.5}' style="overflow:hidden;padding:0px 3px 0px 3px;vertical-align:bottom;text-align:center;">50</td> <td data-sheets-value='{"1":3,"3":26}' style="border-right:1px solid #000000;overflow:hidden;padding:0px 3px 0px 3px;vertical-align:bottom;text-align:center;">26</td> </tr> <tr style="height:20px;"> <td style="border-bottom:1px solid #000000;border-left:1px solid #000000;overflow:hidden;padding:0px 3px 0px 3px;vertical-align:bottom;"></td> <td style="border-bottom:1px solid #000000;overflow:hidden;padding:0px 3px 0px 3px;vertical-align:bottom;"></td> <td data-sheets-value='{"1":2,"2":"Opal (O/O)"}' style="border-bottom:1px solid #000000;overflow:hidden;padding:0px 3px 0px 3px;vertical-align:bottom;">Opal (O/O)</td> <td data-sheets-numberformat='{"1":2,"2":"0.00","3":1}' data-sheets-value='{"1":3,"3":0.98}' style="border-bottom:1px solid #000000;overflow:hidden;padding:0px 3px 0px 3px;vertical-align:bottom;text-align:center;">0.98</td> <td data-sheets-numberformat='{"1":2,"2":"0","3":1}' data-sheets-value='{"1":3,"3":28.29}' style="border-bottom:1px solid #000000;overflow:hidden;padding:0px 3px 0px 3px;vertical-align:bottom;text-align:center;">28</td> <td data-sheets-numberformat='{"1":2,"2":"0","3":1}' data-sheets-value='{"1":3,"3":38.28}' style="border-bottom:1px solid #000000;overflow:hidden;padding:0px 3px 0px 3px;vertical-align:bottom;text-align:center;">38</td> <td data-sheets-value='{"1":3,"3":26}' style="border-right:1px solid #000000;border-bottom:1px solid #000000;overflow:hidden;padding:0px 3px 0px 3px;vertical-align:bottom;text-align:center;">26</td> </tr> <tr style="height:20px;"> <td data-sheets-value='{"1":2,"2":"Polycarbonate "}' style="border-left:1px solid #000000;overflow:hidden;padding:0px 3px 0px 3px;vertical-align:bottom;">Polycarbonate </td> <td data-sheets-value='{"1":2,"2":"EW"}' style="overflow:hidden;padding:0px 3px 0px 3px;vertical-align:bottom;">EW</td> <td data-sheets-value='{"1":2,"2":"Clear (A)"}' style="overflow:hidden;padding:0px 3px 0px 3px;vertical-align:bottom;">Clear (A)</td> <td data-sheets-numberformat='{"1":2,"2":"0.00","3":1}' data-sheets-value='{"1":3,"3":1.19}' style="overflow:hidden;padding:0px 3px 0px 3px;vertical-align:bottom;text-align:center;">1.19</td> <td data-sheets-numberformat='{"1":2,"2":"0","3":1}' data-sheets-value='{"1":3,"3":36.08}' style="overflow:hidden;padding:0px 3px 0px 3px;vertical-align:bottom;text-align:center;">36</td> <td data-sheets-numberformat='{"1":2,"2":"0","3":1}' data-sheets-value='{"1":3,"3":54.78}' style="overflow:hidden;padding:0px 3px 0px 3px;vertical-align:bottom;text-align:center;">55</td> <td data-sheets-value='{"1":3,"3":24}' style="border-right:1px solid #000000;overflow:hidden;padding:0px 3px 0px 3px;vertical-align:bottom;text-align:center;">24</td> </tr> <tr style="height:20px;"> <td data-sheets-value='{"1":2,"2":"PC"}' style="border-left:1px solid #000000;overflow:hidden;padding:0px 3px 0px 3px;vertical-align:bottom;">PC</td> <td style="overflow:hidden;padding:0px 3px 0px 3px;vertical-align:bottom;"></td> <td data-sheets-value='{"1":2,"2":"Opal (D)"}' style="overflow:hidden;padding:0px 3px 0px 3px;vertical-align:bottom;">Opal (D)</td> <td data-sheets-numberformat='{"1":2,"2":"0.00","3":1}' data-sheets-value='{"1":3,"3":1.19}' style="overflow:hidden;padding:0px 3px 0px 3px;vertical-align:bottom;text-align:center;">1.19</td> <td data-sheets-numberformat='{"1":2,"2":"0","3":1}' data-sheets-value='{"1":3,"3":23.779999999999998}' style="overflow:hidden;padding:0px 3px 0px 3px;vertical-align:bottom;text-align:center;">24</td> <td data-sheets-numberformat='{"1":2,"2":"0","3":1}' data-sheets-value='{"1":3,"3":39.6}' style="overflow:hidden;padding:0px 3px 0px 3px;vertical-align:bottom;text-align:center;">40</td> <td data-sheets-value='{"1":3,"3":24}' style="border-right:1px solid #000000;overflow:hidden;padding:0px 3px 0px 3px;vertical-align:bottom;text-align:center;">24</td> </tr> <tr style="height:20px;"> <td style="border-left:1px solid #000000;overflow:hidden;padding:0px 3px 0px 3px;vertical-align:bottom;"></td> <td data-sheets-value='{"1":2,"2":"DW"}' style="overflow:hidden;padding:0px 3px 0px 3px;vertical-align:bottom;">DW</td> <td data-sheets-value='{"1":2,"2":"Clear (A/H)"}' style="overflow:hidden;padding:0px 3px 0px 3px;vertical-align:bottom;">Clear (A/H)</td> <td data-sheets-numberformat='{"1":2,"2":"0.00","3":1}' data-sheets-value='{"1":3,"3":0.98}' style="overflow:hidden;padding:0px 3px 0px 3px;vertical-align:bottom;text-align:center;">0.98</td> <td data-sheets-numberformat='{"1":2,"2":"0","3":1}' data-sheets-value='{"1":3,"3":32.39}' style="overflow:hidden;padding:0px 3px 0px 3px;vertical-align:bottom;text-align:center;">32</td> <td data-sheets-numberformat='{"1":2,"2":"0","3":1}' data-sheets-value='{"1":3,"3":47.52}' style="overflow:hidden;padding:0px 3px 0px 3px;vertical-align:bottom;text-align:center;">48</td> <td data-sheets-value='{"1":3,"3":26}' style="border-right:1px solid #000000;overflow:hidden;padding:0px 3px 0px 3px;vertical-align:bottom;text-align:center;">26</td> </tr> <tr style="height:20px;"> <td style="border-left:1px solid #000000;overflow:hidden;padding:0px 3px 0px 3px;vertical-align:bottom;"></td> <td style="overflow:hidden;padding:0px 3px 0px 3px;vertical-align:bottom;"></td> <td data-sheets-value='{"1":2,"2":"Clear (A/A)"}' style="overflow:hidden;padding:0px 3px 0px 3px;vertical-align:bottom;">Clear (A/A)</td> <td data-sheets-numberformat='{"1":2,"2":"0.00","3":1}' data-sheets-value='{"1":3,"3":0.98}' style="overflow:hidden;padding:0px 3px 0px 3px;vertical-align:bottom;text-align:center;">0.98</td> <td data-sheets-numberformat='{"1":2,"2":"0","3":1}' data-sheets-value='{"1":3,"3":31.569999999999997}' style="overflow:hidden;padding:0px 3px 0px 3px;vertical-align:bottom;text-align:center;">32</td> <td data-sheets-numberformat='{"1":2,"2":"0","3":1}' data-sheets-value='{"1":3,"3":45.54}' style="overflow:hidden;padding:0px 3px 0px 3px;vertical-align:bottom;text-align:center;">46</td> <td data-sheets-value='{"1":3,"3":26}' style="border-right:1px solid #000000;overflow:hidden;padding:0px 3px 0px 3px;vertical-align:bottom;text-align:center;">26</td> </tr> <tr style="height:20px;"> <td style="border-left:1px solid #000000;overflow:hidden;padding:0px 3px 0px 3px;vertical-align:bottom;"></td> <td style="overflow:hidden;padding:0px 3px 0px 3px;vertical-align:bottom;"></td> <td data-sheets-value='{"1":2,"2":"Opal (A/O)"}' style="overflow:hidden;padding:0px 3px 0px 3px;vertical-align:bottom;">Opal (A/O)</td> <td data-sheets-numberformat='{"1":2,"2":"0.00","3":1}' data-sheets-value='{"1":3,"3":0.98}' style="overflow:hidden;padding:0px 3px 0px 3px;vertical-align:bottom;text-align:center;">0.98</td> <td data-sheets-numberformat='{"1":2,"2":"0","3":1}' data-sheets-value='{"1":3,"3":29.93}' style="overflow:hidden;padding:0px 3px 0px 3px;vertical-align:bottom;text-align:center;">30</td> <td data-sheets-numberformat='{"1":2,"2":"0","3":1}' data-sheets-value='{"1":3,"3":41.580000000000005}' style="overflow:hidden;padding:0px 3px 0px 3px;vertical-align:bottom;text-align:center;">42</td> <td data-sheets-value='{"1":3,"3":26}' style="border-right:1px solid #000000;overflow:hidden;padding:0px 3px 0px 3px;vertical-align:bottom;text-align:center;">26</td> </tr> <tr style="height:20px;"> <td style="border-bottom:1px solid #000000;border-left:1px solid #000000;overflow:hidden;padding:0px 3px 0px 3px;vertical-align:bottom;"></td> <td style="border-bottom:1px solid #000000;overflow:hidden;padding:0px 3px 0px 3px;vertical-align:bottom;"></td> <td data-sheets-value='{"1":2,"2":"Opal (A/D)"}' style="border-bottom:1px solid #000000;overflow:hidden;padding:0px 3px 0px 3px;vertical-align:bottom;">Opal (A/D)</td> <td data-sheets-numberformat='{"1":2,"2":"0.00","3":1}' data-sheets-value='{"1":3,"3":0.98}' style="border-bottom:1px solid #000000;overflow:hidden;padding:0px 3px 0px 3px;vertical-align:bottom;text-align:center;">0.98</td> <td data-sheets-numberformat='{"1":2,"2":"0","3":1}' data-sheets-value='{"1":3,"3":20.91}' style="border-bottom:1px solid #000000;overflow:hidden;padding:0px 3px 0px 3px;vertical-align:bottom;text-align:center;">21</td> <td data-sheets-numberformat='{"1":2,"2":"0","3":1}' data-sheets-value='{"1":3,"3":33}' style="border-bottom:1px solid #000000;overflow:hidden;padding:0px 3px 0px 3px;vertical-align:bottom;text-align:center;">33</td> <td data-sheets-value='{"1":3,"3":26}' style="border-right:1px solid #000000;border-bottom:1px solid #000000;overflow:hidden;padding:0px 3px 0px 3px;vertical-align:bottom;text-align:center;">26</td> </tr> <tr style="height:20px;"> <td data-sheets-value='{"1":2,"2":"Polycarbonate"}' style="border-left:1px solid #000000;overflow:hidden;padding:0px 3px 0px 3px;vertical-align:bottom;">Polycarbonate</td> <td data-sheets-value='{"1":2,"2":"EW"}' style="overflow:hidden;padding:0px 3px 0px 3px;vertical-align:bottom;">EW</td> <td data-sheets-value='{"1":2,"2":"Heatstop Opal (T)"}' style="overflow:hidden;padding:0px 3px 0px 3px;vertical-align:bottom;">Heatstop Opal (T)</td> <td data-sheets-numberformat='{"1":2,"2":"0.00","3":1}' data-sheets-value='{"1":3,"3":1.19}' style="overflow:hidden;padding:0px 3px 0px 3px;vertical-align:bottom;text-align:center;">1.19</td> <td data-sheets-numberformat='{"1":2,"2":"0","3":1}' data-sheets-value='{"1":3,"3":20.09}' style="overflow:hidden;padding:0px 3px 0px 3px;vertical-align:bottom;text-align:center;">20</td> <td data-sheets-numberformat='{"1":2,"2":"0","3":1}' data-sheets-value='{"1":3,"3":38.940000000000005}' style="overflow:hidden;padding:0px 3px 0px 3px;vertical-align:bottom;text-align:center;">39</td> <td data-sheets-value='{"1":3,"3":24}' style="border-right:1px solid #000000;overflow:hidden;padding:0px 3px 0px 3px;vertical-align:bottom;text-align:center;">24</td> </tr> <tr style="height:20px;"> <td data-sheets-value='{"1":2,"2":"Heatstop PC"}' style="border-left:1px solid #000000;overflow:hidden;padding:0px 3px 0px 3px;vertical-align:bottom;">Heatstop PC</td> <td data-sheets-value='{"1":2,"2":"DW"}' style="overflow:hidden;padding:0px 3px 0px 3px;vertical-align:bottom;">DW</td> <td data-sheets-value='{"1":2,"2":"Clear (T/H)"}' style="overflow:hidden;padding:0px 3px 0px 3px;vertical-align:bottom;">Clear (T/H)</td> <td data-sheets-numberformat='{"1":2,"2":"0.00","3":1}' data-sheets-value='{"1":3,"3":0.98}' style="overflow:hidden;padding:0px 3px 0px 3px;vertical-align:bottom;text-align:center;">0.98</td> <td data-sheets-numberformat='{"1":2,"2":"0","3":1}' data-sheets-value='{"1":3,"3":18.04}' style="overflow:hidden;padding:0px 3px 0px 3px;vertical-align:bottom;text-align:center;">18</td> <td data-sheets-numberformat='{"1":2,"2":"0","3":1}' data-sheets-value='{"1":3,"3":33.660000000000004}' style="overflow:hidden;padding:0px 3px 0px 3px;vertical-align:bottom;text-align:center;">34</td> <td data-sheets-value='{"1":3,"3":26}' style="border-right:1px solid #000000;overflow:hidden;padding:0px 3px 0px 3px;vertical-align:bottom;text-align:center;">26</td> </tr> <tr style="height:20px;"> <td style="border-bottom:1px solid #000000;border-left:1px solid #000000;overflow:hidden;padding:0px 3px 0px 3px;vertical-align:bottom;"></td> <td style="border-bottom:1px solid #000000;overflow:hidden;padding:0px 3px 0px 3px;vertical-align:bottom;"></td> <td data-sheets-value='{"1":2,"2":"Opal (T/O)"}' style="border-bottom:1px solid #000000;overflow:hidden;padding:0px 3px 0px 3px;vertical-align:bottom;">Opal (T/O)</td> <td data-sheets-numberformat='{"1":2,"2":"0.00","3":1}' data-sheets-value='{"1":3,"3":0.98}' style="border-bottom:1px solid #000000;overflow:hidden;padding:0px 3px 0px 3px;vertical-align:bottom;text-align:center;">0.98</td> <td data-sheets-numberformat='{"1":2,"2":"0","3":1}' data-sheets-value='{"1":3,"3":16.81}' style="border-bottom:1px solid #000000;overflow:hidden;padding:0px 3px 0px 3px;vertical-align:bottom;text-align:center;">17</td> <td data-sheets-numberformat='{"1":2,"2":"0","3":1}' data-sheets-value='{"1":3,"3":29.700000000000003}' style="border-bottom:1px solid #000000;overflow:hidden;padding:0px 3px 0px 3px;vertical-align:bottom;text-align:center;">30</td> <td data-sheets-value='{"1":3,"3":26}' style="border-right:1px solid #000000;border-bottom:1px solid #000000;overflow:hidden;padding:0px 3px 0px 3px;vertical-align:bottom;text-align:center;">26</td> </tr> </tbody></table> | skylux-160-ce-met-koepel-en-pvc-opstand-30-20-met-lm-motor-en-pvc-raam-type-ep25-1000-x-1500-mm | 8586032939341 | 46872359534925
Smoke and heat exhaust (SHEV) | SHE system | Skylux | Skylux 160° CE with skylight and PVC curb 30/20 with LM-actuator and PVC frame type EP25 1000 x 1600 mm |  | 50416 | 5412970504160 | 4896.9 | Yes | 30-45 | 87.66 | 1000 x 1600 mm | 1600 | 1000 |  | PVC 30/20 (30 cm high & roof opening = 20 cm larger than daylight size) | Rectangular | 1.19 W/m²K - 0.98 W/m²K | 57% - 30% | 37% - 17% | 24dB - 26dB | 160° CE (for industry) | PVC frame EP25 | without spoiler | E | Single actuator | Maximum double-walled skylight possible for this product | Ut-value LT-value g-value Rw-value EN 1873 : 2014 EN ISO 13468 EN 16153 EN 410 EN 410 EN ISO 140-3 Material Walls Shells (W/m²K) (%) (%) (dB) Acrylic EW Clear (H) 1.19 37 57 24 PMMA Opal (O) 1.19 34 50 24 DW Clear (H/H) 0.98 33 50 26 Opal (O/O) 0.98 28 38 26 Polycarbonate EW Clear (A) 1.19 36 55 24 PC Opal (D) 1.19 24 40 24 DW Clear (A/H) 0.98 32 48 26 Clear (A/A) 0.98 32 46 26 Opal (A/O) 0.98 30 42 26 Opal (A/D) 0.98 21 33 26 Polycarbonate EW Heatstop Opal (T) 1.19 20 39 24 Heatstop PC DW Clear (T/H) 0.98 18 34 26 Opal (T/O) 0.98 17 30 26 | https://skylux.eu/en/products/skylux-160-ce-met-koepel-en-pvc-opstand-30-20-met-lm-motor-en-pvc-raam-type-ep25-1000-x-1600-mm | https://skylux.eu/cdn/shop/files/Skylux-160deg-CE-met-koepel-en-pvc-opstand-3020-met-LM-motor-en-pvc-raam-type-EP25-1000-x-1600-mm-RWA-systeem.jpg?v=1702980707&width=1600 | https://skylux.eu/cdn/shop/files/e5a82811-1bb0-48e4-a776-cacb59c7c092_95ecb25d-d214-4917-822a-37b9d5c33c84.jpg?v=1688551191&width=1600 | //skylux.eu/cdn/shop/files/E_MH_Mounting_instructions_Skylux_160_CE_LM.pdf?v=12406716259046007223 | //skylux.eu/cdn/shop/files/E_TD_Technical_File_Skylux_Skylux_160_CE_Electric.pdf?v=3667116872303399239 | <style type="text/css" id="isPasted"><!--td {border: 1px solid #cccccc;}br {mso-data-placement:same-cell;}--></style><table border="1" cellpadding="0" cellspacing="0" dir="ltr" style="table-layout:fixed;font-size:10pt;font-family:Arial;border-collapse:collapse;border:none;"><tbody> <tr style="height:20px;"> <td style="overflow:hidden;padding:0px 3px 0px 3px;vertical-align:bottom;"></td> <td style="overflow:hidden;padding:0px 3px 0px 3px;vertical-align:bottom;"></td> <td style="overflow:hidden;padding:0px 3px 0px 3px;vertical-align:bottom;"></td> <td data-sheets-value='{"1":2,"2":"Ut-value"}' style="overflow:hidden;padding:0px 3px 0px 3px;vertical-align:bottom;font-weight:bold;text-align:center;">Ut-value</td> <td data-sheets-value='{"1":2,"2":"LT-value"}' style="overflow:hidden;padding:0px 3px 0px 3px;vertical-align:bottom;font-weight:bold;text-align:center;">LT-value</td> <td data-sheets-value='{"1":2,"2":"g-value"}' style="overflow:hidden;padding:0px 3px 0px 3px;vertical-align:bottom;font-weight:bold;text-align:center;">g-value</td> <td data-sheets-value='{"1":2,"2":"Rw-value "}' style="overflow:hidden;padding:0px 3px 0px 3px;vertical-align:bottom;font-weight:bold;text-align:center;">Rw-value </td> </tr> <tr style="height:20px;"> <td style="overflow:hidden;padding:0px 3px 0px 3px;vertical-align:bottom;"></td> <td style="overflow:hidden;padding:0px 3px 0px 3px;vertical-align:bottom;"></td> <td style="overflow:hidden;padding:0px 3px 0px 3px;vertical-align:bottom;"></td> <td data-sheets-numberformat='{"1":2,"2":"0.00","3":1}' data-sheets-value='{"1":2,"2":"EN 1873 : 2014"}' style="overflow:hidden;padding:0px 3px 0px 3px;vertical-align:bottom;text-align:center;">EN 1873 : 2014</td> <td data-sheets-numberformat='{"1":2,"2":"0","3":1}' data-sheets-value='{"1":2,"2":"EN ISO 13468 EN 16153 EN 410"}' style="overflow:hidden;padding:0px 3px 0px 3px;vertical-align:bottom;text-align:center;">EN ISO 13468 EN 16153 EN 410</td> <td data-sheets-numberformat='{"1":2,"2":"0","3":1}' data-sheets-value='{"1":2,"2":"EN 410"}' style="overflow:hidden;padding:0px 3px 0px 3px;vertical-align:bottom;text-align:center;">EN 410</td> <td data-sheets-value='{"1":2,"2":"EN ISO 140-3\t\t"}' style="overflow:hidden;padding:0px 3px 0px 3px;vertical-align:bottom;text-align:center;">EN ISO 140-3 </td> </tr> <tr style="height:20px;"> <td data-sheets-value='{"1":2,"2":"Material"}' style="border-bottom:1px solid #000000;overflow:hidden;padding:0px 3px 0px 3px;vertical-align:bottom;background-color:#000000;font-weight:bold;color:#ffffff;">Material</td> <td data-sheets-value='{"1":2,"2":"Walls"}' style="border-bottom:1px solid #000000;overflow:hidden;padding:0px 3px 0px 3px;vertical-align:bottom;background-color:#000000;font-weight:bold;color:#ffffff;">Walls</td> <td data-sheets-value='{"1":2,"2":"Shells"}' style="border-bottom:1px solid #000000;overflow:hidden;padding:0px 3px 0px 3px;vertical-align:bottom;background-color:#000000;font-weight:bold;color:#ffffff;">Shells</td> <td data-sheets-numberformat='{"1":2,"2":"0.00","3":1}' data-sheets-value='{"1":2,"2":"(W/m²K)\t"}' style="border-bottom:1px solid #000000;overflow:hidden;padding:0px 3px 0px 3px;vertical-align:bottom;background-color:#000000;font-weight:bold;color:#ffffff;text-align:center;">(W/m²K) </td> <td data-sheets-numberformat='{"1":2,"2":"0","3":1}' data-sheets-value='{"1":2,"2":"(%)"}' style="border-bottom:1px solid #000000;overflow:hidden;padding:0px 3px 0px 3px;vertical-align:bottom;background-color:#000000;font-weight:bold;color:#ffffff;text-align:center;">(%)</td> <td data-sheets-numberformat='{"1":2,"2":"0","3":1}' data-sheets-value='{"1":2,"2":"(%)"}' style="border-bottom:1px solid #000000;overflow:hidden;padding:0px 3px 0px 3px;vertical-align:bottom;background-color:#000000;font-weight:bold;color:#ffffff;text-align:center;">(%)</td> <td data-sheets-value='{"1":2,"2":"(dB)"}' style="border-bottom:1px solid #000000;overflow:hidden;padding:0px 3px 0px 3px;vertical-align:bottom;background-color:#000000;font-weight:bold;color:#ffffff;text-align:center;">(dB)</td> </tr> <tr style="height:20px;"> <td data-sheets-value='{"1":2,"2":"Acrylic"}' style="border-left:1px solid #000000;overflow:hidden;padding:0px 3px 0px 3px;vertical-align:bottom;">Acrylic</td> <td data-sheets-value='{"1":2,"2":"EW"}' style="overflow:hidden;padding:0px 3px 0px 3px;vertical-align:bottom;">EW</td> <td data-sheets-value='{"1":2,"2":"Clear (H)"}' style="overflow:hidden;padding:0px 3px 0px 3px;vertical-align:bottom;">Clear (H)</td> <td data-sheets-numberformat='{"1":2,"2":"0.00","3":1}' data-sheets-value='{"1":3,"3":1.19}' style="overflow:hidden;padding:0px 3px 0px 3px;vertical-align:bottom;text-align:center;">1.19</td> <td data-sheets-numberformat='{"1":2,"2":"0","3":1}' data-sheets-value='{"1":3,"3":36.9}' style="overflow:hidden;padding:0px 3px 0px 3px;vertical-align:bottom;text-align:center;">37</td> <td data-sheets-numberformat='{"1":2,"2":"0","3":1}' data-sheets-value='{"1":3,"3":57.42}' style="overflow:hidden;padding:0px 3px 0px 3px;vertical-align:bottom;text-align:center;">57</td> <td data-sheets-value='{"1":3,"3":24}' style="border-right:1px solid #000000;overflow:hidden;padding:0px 3px 0px 3px;vertical-align:bottom;text-align:center;">24</td> </tr> <tr style="height:20px;"> <td data-sheets-value='{"1":2,"2":"PMMA"}' style="border-left:1px solid #000000;overflow:hidden;padding:0px 3px 0px 3px;vertical-align:bottom;">PMMA</td> <td style="overflow:hidden;padding:0px 3px 0px 3px;vertical-align:bottom;"></td> <td data-sheets-value='{"1":2,"2":"Opal (O)"}' style="overflow:hidden;padding:0px 3px 0px 3px;vertical-align:bottom;">Opal (O)</td> <td data-sheets-numberformat='{"1":2,"2":"0.00","3":1}' data-sheets-value='{"1":3,"3":1.19}' style="overflow:hidden;padding:0px 3px 0px 3px;vertical-align:bottom;text-align:center;">1.19</td> <td data-sheets-numberformat='{"1":2,"2":"0","3":1}' data-sheets-value='{"1":3,"3":34.03}' style="overflow:hidden;padding:0px 3px 0px 3px;vertical-align:bottom;text-align:center;">34</td> <td data-sheets-numberformat='{"1":2,"2":"0","3":1}' data-sheets-value='{"1":3,"3":50.160000000000004}' style="overflow:hidden;padding:0px 3px 0px 3px;vertical-align:bottom;text-align:center;">50</td> <td data-sheets-value='{"1":3,"3":24}' style="border-right:1px solid #000000;overflow:hidden;padding:0px 3px 0px 3px;vertical-align:bottom;text-align:center;">24</td> </tr> <tr style="height:20px;"> <td style="border-left:1px solid #000000;overflow:hidden;padding:0px 3px 0px 3px;vertical-align:bottom;"></td> <td data-sheets-value='{"1":2,"2":"DW"}' style="overflow:hidden;padding:0px 3px 0px 3px;vertical-align:bottom;">DW</td> <td data-sheets-value='{"1":2,"2":"Clear (H/H)"}' style="overflow:hidden;padding:0px 3px 0px 3px;vertical-align:bottom;">Clear (H/H)</td> <td data-sheets-numberformat='{"1":2,"2":"0.00","3":1}' data-sheets-value='{"1":3,"3":0.98}' style="overflow:hidden;padding:0px 3px 0px 3px;vertical-align:bottom;text-align:center;">0.98</td> <td data-sheets-numberformat='{"1":2,"2":"0","3":1}' data-sheets-value='{"1":3,"3":33.21}' style="overflow:hidden;padding:0px 3px 0px 3px;vertical-align:bottom;text-align:center;">33</td> <td data-sheets-numberformat='{"1":2,"2":"0","3":1}' data-sheets-value='{"1":3,"3":49.5}' style="overflow:hidden;padding:0px 3px 0px 3px;vertical-align:bottom;text-align:center;">50</td> <td data-sheets-value='{"1":3,"3":26}' style="border-right:1px solid #000000;overflow:hidden;padding:0px 3px 0px 3px;vertical-align:bottom;text-align:center;">26</td> </tr> <tr style="height:20px;"> <td style="border-bottom:1px solid #000000;border-left:1px solid #000000;overflow:hidden;padding:0px 3px 0px 3px;vertical-align:bottom;"></td> <td style="border-bottom:1px solid #000000;overflow:hidden;padding:0px 3px 0px 3px;vertical-align:bottom;"></td> <td data-sheets-value='{"1":2,"2":"Opal (O/O)"}' style="border-bottom:1px solid #000000;overflow:hidden;padding:0px 3px 0px 3px;vertical-align:bottom;">Opal (O/O)</td> <td data-sheets-numberformat='{"1":2,"2":"0.00","3":1}' data-sheets-value='{"1":3,"3":0.98}' style="border-bottom:1px solid #000000;overflow:hidden;padding:0px 3px 0px 3px;vertical-align:bottom;text-align:center;">0.98</td> <td data-sheets-numberformat='{"1":2,"2":"0","3":1}' data-sheets-value='{"1":3,"3":28.29}' style="border-bottom:1px solid #000000;overflow:hidden;padding:0px 3px 0px 3px;vertical-align:bottom;text-align:center;">28</td> <td data-sheets-numberformat='{"1":2,"2":"0","3":1}' data-sheets-value='{"1":3,"3":38.28}' style="border-bottom:1px solid #000000;overflow:hidden;padding:0px 3px 0px 3px;vertical-align:bottom;text-align:center;">38</td> <td data-sheets-value='{"1":3,"3":26}' style="border-right:1px solid #000000;border-bottom:1px solid #000000;overflow:hidden;padding:0px 3px 0px 3px;vertical-align:bottom;text-align:center;">26</td> </tr> <tr style="height:20px;"> <td data-sheets-value='{"1":2,"2":"Polycarbonate "}' style="border-left:1px solid #000000;overflow:hidden;padding:0px 3px 0px 3px;vertical-align:bottom;">Polycarbonate </td> <td data-sheets-value='{"1":2,"2":"EW"}' style="overflow:hidden;padding:0px 3px 0px 3px;vertical-align:bottom;">EW</td> <td data-sheets-value='{"1":2,"2":"Clear (A)"}' style="overflow:hidden;padding:0px 3px 0px 3px;vertical-align:bottom;">Clear (A)</td> <td data-sheets-numberformat='{"1":2,"2":"0.00","3":1}' data-sheets-value='{"1":3,"3":1.19}' style="overflow:hidden;padding:0px 3px 0px 3px;vertical-align:bottom;text-align:center;">1.19</td> <td data-sheets-numberformat='{"1":2,"2":"0","3":1}' data-sheets-value='{"1":3,"3":36.08}' style="overflow:hidden;padding:0px 3px 0px 3px;vertical-align:bottom;text-align:center;">36</td> <td data-sheets-numberformat='{"1":2,"2":"0","3":1}' data-sheets-value='{"1":3,"3":54.78}' style="overflow:hidden;padding:0px 3px 0px 3px;vertical-align:bottom;text-align:center;">55</td> <td data-sheets-value='{"1":3,"3":24}' style="border-right:1px solid #000000;overflow:hidden;padding:0px 3px 0px 3px;vertical-align:bottom;text-align:center;">24</td> </tr> <tr style="height:20px;"> <td data-sheets-value='{"1":2,"2":"PC"}' style="border-left:1px solid #000000;overflow:hidden;padding:0px 3px 0px 3px;vertical-align:bottom;">PC</td> <td style="overflow:hidden;padding:0px 3px 0px 3px;vertical-align:bottom;"></td> <td data-sheets-value='{"1":2,"2":"Opal (D)"}' style="overflow:hidden;padding:0px 3px 0px 3px;vertical-align:bottom;">Opal (D)</td> <td data-sheets-numberformat='{"1":2,"2":"0.00","3":1}' data-sheets-value='{"1":3,"3":1.19}' style="overflow:hidden;padding:0px 3px 0px 3px;vertical-align:bottom;text-align:center;">1.19</td> <td data-sheets-numberformat='{"1":2,"2":"0","3":1}' data-sheets-value='{"1":3,"3":23.779999999999998}' style="overflow:hidden;padding:0px 3px 0px 3px;vertical-align:bottom;text-align:center;">24</td> <td data-sheets-numberformat='{"1":2,"2":"0","3":1}' data-sheets-value='{"1":3,"3":39.6}' style="overflow:hidden;padding:0px 3px 0px 3px;vertical-align:bottom;text-align:center;">40</td> <td data-sheets-value='{"1":3,"3":24}' style="border-right:1px solid #000000;overflow:hidden;padding:0px 3px 0px 3px;vertical-align:bottom;text-align:center;">24</td> </tr> <tr style="height:20px;"> <td style="border-left:1px solid #000000;overflow:hidden;padding:0px 3px 0px 3px;vertical-align:bottom;"></td> <td data-sheets-value='{"1":2,"2":"DW"}' style="overflow:hidden;padding:0px 3px 0px 3px;vertical-align:bottom;">DW</td> <td data-sheets-value='{"1":2,"2":"Clear (A/H)"}' style="overflow:hidden;padding:0px 3px 0px 3px;vertical-align:bottom;">Clear (A/H)</td> <td data-sheets-numberformat='{"1":2,"2":"0.00","3":1}' data-sheets-value='{"1":3,"3":0.98}' style="overflow:hidden;padding:0px 3px 0px 3px;vertical-align:bottom;text-align:center;">0.98</td> <td data-sheets-numberformat='{"1":2,"2":"0","3":1}' data-sheets-value='{"1":3,"3":32.39}' style="overflow:hidden;padding:0px 3px 0px 3px;vertical-align:bottom;text-align:center;">32</td> <td data-sheets-numberformat='{"1":2,"2":"0","3":1}' data-sheets-value='{"1":3,"3":47.52}' style="overflow:hidden;padding:0px 3px 0px 3px;vertical-align:bottom;text-align:center;">48</td> <td data-sheets-value='{"1":3,"3":26}' style="border-right:1px solid #000000;overflow:hidden;padding:0px 3px 0px 3px;vertical-align:bottom;text-align:center;">26</td> </tr> <tr style="height:20px;"> <td style="border-left:1px solid #000000;overflow:hidden;padding:0px 3px 0px 3px;vertical-align:bottom;"></td> <td style="overflow:hidden;padding:0px 3px 0px 3px;vertical-align:bottom;"></td> <td data-sheets-value='{"1":2,"2":"Clear (A/A)"}' style="overflow:hidden;padding:0px 3px 0px 3px;vertical-align:bottom;">Clear (A/A)</td> <td data-sheets-numberformat='{"1":2,"2":"0.00","3":1}' data-sheets-value='{"1":3,"3":0.98}' style="overflow:hidden;padding:0px 3px 0px 3px;vertical-align:bottom;text-align:center;">0.98</td> <td data-sheets-numberformat='{"1":2,"2":"0","3":1}' data-sheets-value='{"1":3,"3":31.569999999999997}' style="overflow:hidden;padding:0px 3px 0px 3px;vertical-align:bottom;text-align:center;">32</td> <td data-sheets-numberformat='{"1":2,"2":"0","3":1}' data-sheets-value='{"1":3,"3":45.54}' style="overflow:hidden;padding:0px 3px 0px 3px;vertical-align:bottom;text-align:center;">46</td> <td data-sheets-value='{"1":3,"3":26}' style="border-right:1px solid #000000;overflow:hidden;padding:0px 3px 0px 3px;vertical-align:bottom;text-align:center;">26</td> </tr> <tr style="height:20px;"> <td style="border-left:1px solid #000000;overflow:hidden;padding:0px 3px 0px 3px;vertical-align:bottom;"></td> <td style="overflow:hidden;padding:0px 3px 0px 3px;vertical-align:bottom;"></td> <td data-sheets-value='{"1":2,"2":"Opal (A/O)"}' style="overflow:hidden;padding:0px 3px 0px 3px;vertical-align:bottom;">Opal (A/O)</td> <td data-sheets-numberformat='{"1":2,"2":"0.00","3":1}' data-sheets-value='{"1":3,"3":0.98}' style="overflow:hidden;padding:0px 3px 0px 3px;vertical-align:bottom;text-align:center;">0.98</td> <td data-sheets-numberformat='{"1":2,"2":"0","3":1}' data-sheets-value='{"1":3,"3":29.93}' style="overflow:hidden;padding:0px 3px 0px 3px;vertical-align:bottom;text-align:center;">30</td> <td data-sheets-numberformat='{"1":2,"2":"0","3":1}' data-sheets-value='{"1":3,"3":41.580000000000005}' style="overflow:hidden;padding:0px 3px 0px 3px;vertical-align:bottom;text-align:center;">42</td> <td data-sheets-value='{"1":3,"3":26}' style="border-right:1px solid #000000;overflow:hidden;padding:0px 3px 0px 3px;vertical-align:bottom;text-align:center;">26</td> </tr> <tr style="height:20px;"> <td style="border-bottom:1px solid #000000;border-left:1px solid #000000;overflow:hidden;padding:0px 3px 0px 3px;vertical-align:bottom;"></td> <td style="border-bottom:1px solid #000000;overflow:hidden;padding:0px 3px 0px 3px;vertical-align:bottom;"></td> <td data-sheets-value='{"1":2,"2":"Opal (A/D)"}' style="border-bottom:1px solid #000000;overflow:hidden;padding:0px 3px 0px 3px;vertical-align:bottom;">Opal (A/D)</td> <td data-sheets-numberformat='{"1":2,"2":"0.00","3":1}' data-sheets-value='{"1":3,"3":0.98}' style="border-bottom:1px solid #000000;overflow:hidden;padding:0px 3px 0px 3px;vertical-align:bottom;text-align:center;">0.98</td> <td data-sheets-numberformat='{"1":2,"2":"0","3":1}' data-sheets-value='{"1":3,"3":20.91}' style="border-bottom:1px solid #000000;overflow:hidden;padding:0px 3px 0px 3px;vertical-align:bottom;text-align:center;">21</td> <td data-sheets-numberformat='{"1":2,"2":"0","3":1}' data-sheets-value='{"1":3,"3":33}' style="border-bottom:1px solid #000000;overflow:hidden;padding:0px 3px 0px 3px;vertical-align:bottom;text-align:center;">33</td> <td data-sheets-value='{"1":3,"3":26}' style="border-right:1px solid #000000;border-bottom:1px solid #000000;overflow:hidden;padding:0px 3px 0px 3px;vertical-align:bottom;text-align:center;">26</td> </tr> <tr style="height:20px;"> <td data-sheets-value='{"1":2,"2":"Polycarbonate"}' style="border-left:1px solid #000000;overflow:hidden;padding:0px 3px 0px 3px;vertical-align:bottom;">Polycarbonate</td> <td data-sheets-value='{"1":2,"2":"EW"}' style="overflow:hidden;padding:0px 3px 0px 3px;vertical-align:bottom;">EW</td> <td data-sheets-value='{"1":2,"2":"Heatstop Opal (T)"}' style="overflow:hidden;padding:0px 3px 0px 3px;vertical-align:bottom;">Heatstop Opal (T)</td> <td data-sheets-numberformat='{"1":2,"2":"0.00","3":1}' data-sheets-value='{"1":3,"3":1.19}' style="overflow:hidden;padding:0px 3px 0px 3px;vertical-align:bottom;text-align:center;">1.19</td> <td data-sheets-numberformat='{"1":2,"2":"0","3":1}' data-sheets-value='{"1":3,"3":20.09}' style="overflow:hidden;padding:0px 3px 0px 3px;vertical-align:bottom;text-align:center;">20</td> <td data-sheets-numberformat='{"1":2,"2":"0","3":1}' data-sheets-value='{"1":3,"3":38.940000000000005}' style="overflow:hidden;padding:0px 3px 0px 3px;vertical-align:bottom;text-align:center;">39</td> <td data-sheets-value='{"1":3,"3":24}' style="border-right:1px solid #000000;overflow:hidden;padding:0px 3px 0px 3px;vertical-align:bottom;text-align:center;">24</td> </tr> <tr style="height:20px;"> <td data-sheets-value='{"1":2,"2":"Heatstop PC"}' style="border-left:1px solid #000000;overflow:hidden;padding:0px 3px 0px 3px;vertical-align:bottom;">Heatstop PC</td> <td data-sheets-value='{"1":2,"2":"DW"}' style="overflow:hidden;padding:0px 3px 0px 3px;vertical-align:bottom;">DW</td> <td data-sheets-value='{"1":2,"2":"Clear (T/H)"}' style="overflow:hidden;padding:0px 3px 0px 3px;vertical-align:bottom;">Clear (T/H)</td> <td data-sheets-numberformat='{"1":2,"2":"0.00","3":1}' data-sheets-value='{"1":3,"3":0.98}' style="overflow:hidden;padding:0px 3px 0px 3px;vertical-align:bottom;text-align:center;">0.98</td> <td data-sheets-numberformat='{"1":2,"2":"0","3":1}' data-sheets-value='{"1":3,"3":18.04}' style="overflow:hidden;padding:0px 3px 0px 3px;vertical-align:bottom;text-align:center;">18</td> <td data-sheets-numberformat='{"1":2,"2":"0","3":1}' data-sheets-value='{"1":3,"3":33.660000000000004}' style="overflow:hidden;padding:0px 3px 0px 3px;vertical-align:bottom;text-align:center;">34</td> <td data-sheets-value='{"1":3,"3":26}' style="border-right:1px solid #000000;overflow:hidden;padding:0px 3px 0px 3px;vertical-align:bottom;text-align:center;">26</td> </tr> <tr style="height:20px;"> <td style="border-bottom:1px solid #000000;border-left:1px solid #000000;overflow:hidden;padding:0px 3px 0px 3px;vertical-align:bottom;"></td> <td style="border-bottom:1px solid #000000;overflow:hidden;padding:0px 3px 0px 3px;vertical-align:bottom;"></td> <td data-sheets-value='{"1":2,"2":"Opal (T/O)"}' style="border-bottom:1px solid #000000;overflow:hidden;padding:0px 3px 0px 3px;vertical-align:bottom;">Opal (T/O)</td> <td data-sheets-numberformat='{"1":2,"2":"0.00","3":1}' data-sheets-value='{"1":3,"3":0.98}' style="border-bottom:1px solid #000000;overflow:hidden;padding:0px 3px 0px 3px;vertical-align:bottom;text-align:center;">0.98</td> <td data-sheets-numberformat='{"1":2,"2":"0","3":1}' data-sheets-value='{"1":3,"3":16.81}' style="border-bottom:1px solid #000000;overflow:hidden;padding:0px 3px 0px 3px;vertical-align:bottom;text-align:center;">17</td> <td data-sheets-numberformat='{"1":2,"2":"0","3":1}' data-sheets-value='{"1":3,"3":29.700000000000003}' style="border-bottom:1px solid #000000;overflow:hidden;padding:0px 3px 0px 3px;vertical-align:bottom;text-align:center;">30</td> <td data-sheets-value='{"1":3,"3":26}' style="border-right:1px solid #000000;border-bottom:1px solid #000000;overflow:hidden;padding:0px 3px 0px 3px;vertical-align:bottom;text-align:center;">26</td> </tr> </tbody></table> | skylux-160-ce-met-koepel-en-pvc-opstand-30-20-met-lm-motor-en-pvc-raam-type-ep25-1000-x-1600-mm | 8586033004877 | 46872359633229
Smoke and heat exhaust (SHEV) | SHE system | Skylux | Skylux 160° CE with skylight and PVC curb 30/20 with LM-actuator and PVC frame type EP25 1000 x 1900 mm |  | 50417 | 5412970504177 | 5193.35 | Yes | 30-45 | 95.7 | 1000 x 1900 mm | 1900 | 1000 |  | PVC 30/20 (30 cm high & roof opening = 20 cm larger than daylight size) | Rectangular | 1.19 W/m²K - 0.98 W/m²K | 57% - 30% | 37% - 17% | 24dB - 26dB | 160° CE (for industry) | PVC frame EP25 | without spoiler | E | Single actuator | Maximum double-walled skylight possible for this product | Ut-value LT-value g-value Rw-value EN 1873 : 2014 EN ISO 13468 EN 16153 EN 410 EN 410 EN ISO 140-3 Material Walls Shells (W/m²K) (%) (%) (dB) Acrylic EW Clear (H) 1.19 37 57 24 PMMA Opal (O) 1.19 34 50 24 DW Clear (H/H) 0.98 33 50 26 Opal (O/O) 0.98 28 38 26 Polycarbonate EW Clear (A) 1.19 36 55 24 PC Opal (D) 1.19 24 40 24 DW Clear (A/H) 0.98 32 48 26 Clear (A/A) 0.98 32 46 26 Opal (A/O) 0.98 30 42 26 Opal (A/D) 0.98 21 33 26 Polycarbonate EW Heatstop Opal (T) 1.19 20 39 24 Heatstop PC DW Clear (T/H) 0.98 18 34 26 Opal (T/O) 0.98 17 30 26 | https://skylux.eu/en/products/skylux-160-ce-met-koepel-en-pvc-opstand-30-20-met-lm-motor-en-pvc-raam-type-ep25-1000-x-1900-mm | https://skylux.eu/cdn/shop/files/Skylux-160deg-CE-met-koepel-en-pvc-opstand-3020-met-LM-motor-en-pvc-raam-type-EP25-1000-x-1900-mm-RWA-systeem.jpg?v=1702980713&width=1600 | https://skylux.eu/cdn/shop/files/e5a82811-1bb0-48e4-a776-cacb59c7c092_a0a8c1fb-7040-4806-ab8c-003990997967.jpg?v=1688551192&width=1600 | //skylux.eu/cdn/shop/files/E_MH_Mounting_instructions_Skylux_160_CE_LM.pdf?v=12406716259046007223 | //skylux.eu/cdn/shop/files/E_TD_Technical_File_Skylux_Skylux_160_CE_Electric.pdf?v=3667116872303399239 | <style type="text/css" id="isPasted"><!--td {border: 1px solid #cccccc;}br {mso-data-placement:same-cell;}--></style><table border="1" cellpadding="0" cellspacing="0" dir="ltr" style="table-layout:fixed;font-size:10pt;font-family:Arial;border-collapse:collapse;border:none;"><tbody> <tr style="height:20px;"> <td style="overflow:hidden;padding:0px 3px 0px 3px;vertical-align:bottom;"></td> <td style="overflow:hidden;padding:0px 3px 0px 3px;vertical-align:bottom;"></td> <td style="overflow:hidden;padding:0px 3px 0px 3px;vertical-align:bottom;"></td> <td data-sheets-value='{"1":2,"2":"Ut-value"}' style="overflow:hidden;padding:0px 3px 0px 3px;vertical-align:bottom;font-weight:bold;text-align:center;">Ut-value</td> <td data-sheets-value='{"1":2,"2":"LT-value"}' style="overflow:hidden;padding:0px 3px 0px 3px;vertical-align:bottom;font-weight:bold;text-align:center;">LT-value</td> <td data-sheets-value='{"1":2,"2":"g-value"}' style="overflow:hidden;padding:0px 3px 0px 3px;vertical-align:bottom;font-weight:bold;text-align:center;">g-value</td> <td data-sheets-value='{"1":2,"2":"Rw-value "}' style="overflow:hidden;padding:0px 3px 0px 3px;vertical-align:bottom;font-weight:bold;text-align:center;">Rw-value </td> </tr> <tr style="height:20px;"> <td style="overflow:hidden;padding:0px 3px 0px 3px;vertical-align:bottom;"></td> <td style="overflow:hidden;padding:0px 3px 0px 3px;vertical-align:bottom;"></td> <td style="overflow:hidden;padding:0px 3px 0px 3px;vertical-align:bottom;"></td> <td data-sheets-numberformat='{"1":2,"2":"0.00","3":1}' data-sheets-value='{"1":2,"2":"EN 1873 : 2014"}' style="overflow:hidden;padding:0px 3px 0px 3px;vertical-align:bottom;text-align:center;">EN 1873 : 2014</td> <td data-sheets-numberformat='{"1":2,"2":"0","3":1}' data-sheets-value='{"1":2,"2":"EN ISO 13468 EN 16153 EN 410"}' style="overflow:hidden;padding:0px 3px 0px 3px;vertical-align:bottom;text-align:center;">EN ISO 13468 EN 16153 EN 410</td> <td data-sheets-numberformat='{"1":2,"2":"0","3":1}' data-sheets-value='{"1":2,"2":"EN 410"}' style="overflow:hidden;padding:0px 3px 0px 3px;vertical-align:bottom;text-align:center;">EN 410</td> <td data-sheets-value='{"1":2,"2":"EN ISO 140-3\t\t"}' style="overflow:hidden;padding:0px 3px 0px 3px;vertical-align:bottom;text-align:center;">EN ISO 140-3 </td> </tr> <tr style="height:20px;"> <td data-sheets-value='{"1":2,"2":"Material"}' style="border-bottom:1px solid #000000;overflow:hidden;padding:0px 3px 0px 3px;vertical-align:bottom;background-color:#000000;font-weight:bold;color:#ffffff;">Material</td> <td data-sheets-value='{"1":2,"2":"Walls"}' style="border-bottom:1px solid #000000;overflow:hidden;padding:0px 3px 0px 3px;vertical-align:bottom;background-color:#000000;font-weight:bold;color:#ffffff;">Walls</td> <td data-sheets-value='{"1":2,"2":"Shells"}' style="border-bottom:1px solid #000000;overflow:hidden;padding:0px 3px 0px 3px;vertical-align:bottom;background-color:#000000;font-weight:bold;color:#ffffff;">Shells</td> <td data-sheets-numberformat='{"1":2,"2":"0.00","3":1}' data-sheets-value='{"1":2,"2":"(W/m²K)\t"}' style="border-bottom:1px solid #000000;overflow:hidden;padding:0px 3px 0px 3px;vertical-align:bottom;background-color:#000000;font-weight:bold;color:#ffffff;text-align:center;">(W/m²K) </td> <td data-sheets-numberformat='{"1":2,"2":"0","3":1}' data-sheets-value='{"1":2,"2":"(%)"}' style="border-bottom:1px solid #000000;overflow:hidden;padding:0px 3px 0px 3px;vertical-align:bottom;background-color:#000000;font-weight:bold;color:#ffffff;text-align:center;">(%)</td> <td data-sheets-numberformat='{"1":2,"2":"0","3":1}' data-sheets-value='{"1":2,"2":"(%)"}' style="border-bottom:1px solid #000000;overflow:hidden;padding:0px 3px 0px 3px;vertical-align:bottom;background-color:#000000;font-weight:bold;color:#ffffff;text-align:center;">(%)</td> <td data-sheets-value='{"1":2,"2":"(dB)"}' style="border-bottom:1px solid #000000;overflow:hidden;padding:0px 3px 0px 3px;vertical-align:bottom;background-color:#000000;font-weight:bold;color:#ffffff;text-align:center;">(dB)</td> </tr> <tr style="height:20px;"> <td data-sheets-value='{"1":2,"2":"Acrylic"}' style="border-left:1px solid #000000;overflow:hidden;padding:0px 3px 0px 3px;vertical-align:bottom;">Acrylic</td> <td data-sheets-value='{"1":2,"2":"EW"}' style="overflow:hidden;padding:0px 3px 0px 3px;vertical-align:bottom;">EW</td> <td data-sheets-value='{"1":2,"2":"Clear (H)"}' style="overflow:hidden;padding:0px 3px 0px 3px;vertical-align:bottom;">Clear (H)</td> <td data-sheets-numberformat='{"1":2,"2":"0.00","3":1}' data-sheets-value='{"1":3,"3":1.19}' style="overflow:hidden;padding:0px 3px 0px 3px;vertical-align:bottom;text-align:center;">1.19</td> <td data-sheets-numberformat='{"1":2,"2":"0","3":1}' data-sheets-value='{"1":3,"3":36.9}' style="overflow:hidden;padding:0px 3px 0px 3px;vertical-align:bottom;text-align:center;">37</td> <td data-sheets-numberformat='{"1":2,"2":"0","3":1}' data-sheets-value='{"1":3,"3":57.42}' style="overflow:hidden;padding:0px 3px 0px 3px;vertical-align:bottom;text-align:center;">57</td> <td data-sheets-value='{"1":3,"3":24}' style="border-right:1px solid #000000;overflow:hidden;padding:0px 3px 0px 3px;vertical-align:bottom;text-align:center;">24</td> </tr> <tr style="height:20px;"> <td data-sheets-value='{"1":2,"2":"PMMA"}' style="border-left:1px solid #000000;overflow:hidden;padding:0px 3px 0px 3px;vertical-align:bottom;">PMMA</td> <td style="overflow:hidden;padding:0px 3px 0px 3px;vertical-align:bottom;"></td> <td data-sheets-value='{"1":2,"2":"Opal (O)"}' style="overflow:hidden;padding:0px 3px 0px 3px;vertical-align:bottom;">Opal (O)</td> <td data-sheets-numberformat='{"1":2,"2":"0.00","3":1}' data-sheets-value='{"1":3,"3":1.19}' style="overflow:hidden;padding:0px 3px 0px 3px;vertical-align:bottom;text-align:center;">1.19</td> <td data-sheets-numberformat='{"1":2,"2":"0","3":1}' data-sheets-value='{"1":3,"3":34.03}' style="overflow:hidden;padding:0px 3px 0px 3px;vertical-align:bottom;text-align:center;">34</td> <td data-sheets-numberformat='{"1":2,"2":"0","3":1}' data-sheets-value='{"1":3,"3":50.160000000000004}' style="overflow:hidden;padding:0px 3px 0px 3px;vertical-align:bottom;text-align:center;">50</td> <td data-sheets-value='{"1":3,"3":24}' style="border-right:1px solid #000000;overflow:hidden;padding:0px 3px 0px 3px;vertical-align:bottom;text-align:center;">24</td> </tr> <tr style="height:20px;"> <td style="border-left:1px solid #000000;overflow:hidden;padding:0px 3px 0px 3px;vertical-align:bottom;"></td> <td data-sheets-value='{"1":2,"2":"DW"}' style="overflow:hidden;padding:0px 3px 0px 3px;vertical-align:bottom;">DW</td> <td data-sheets-value='{"1":2,"2":"Clear (H/H)"}' style="overflow:hidden;padding:0px 3px 0px 3px;vertical-align:bottom;">Clear (H/H)</td> <td data-sheets-numberformat='{"1":2,"2":"0.00","3":1}' data-sheets-value='{"1":3,"3":0.98}' style="overflow:hidden;padding:0px 3px 0px 3px;vertical-align:bottom;text-align:center;">0.98</td> <td data-sheets-numberformat='{"1":2,"2":"0","3":1}' data-sheets-value='{"1":3,"3":33.21}' style="overflow:hidden;padding:0px 3px 0px 3px;vertical-align:bottom;text-align:center;">33</td> <td data-sheets-numberformat='{"1":2,"2":"0","3":1}' data-sheets-value='{"1":3,"3":49.5}' style="overflow:hidden;padding:0px 3px 0px 3px;vertical-align:bottom;text-align:center;">50</td> <td data-sheets-value='{"1":3,"3":26}' style="border-right:1px solid #000000;overflow:hidden;padding:0px 3px 0px 3px;vertical-align:bottom;text-align:center;">26</td> </tr> <tr style="height:20px;"> <td style="border-bottom:1px solid #000000;border-left:1px solid #000000;overflow:hidden;padding:0px 3px 0px 3px;vertical-align:bottom;"></td> <td style="border-bottom:1px solid #000000;overflow:hidden;padding:0px 3px 0px 3px;vertical-align:bottom;"></td> <td data-sheets-value='{"1":2,"2":"Opal (O/O)"}' style="border-bottom:1px solid #000000;overflow:hidden;padding:0px 3px 0px 3px;vertical-align:bottom;">Opal (O/O)</td> <td data-sheets-numberformat='{"1":2,"2":"0.00","3":1}' data-sheets-value='{"1":3,"3":0.98}' style="border-bottom:1px solid #000000;overflow:hidden;padding:0px 3px 0px 3px;vertical-align:bottom;text-align:center;">0.98</td> <td data-sheets-numberformat='{"1":2,"2":"0","3":1}' data-sheets-value='{"1":3,"3":28.29}' style="border-bottom:1px solid #000000;overflow:hidden;padding:0px 3px 0px 3px;vertical-align:bottom;text-align:center;">28</td> <td data-sheets-numberformat='{"1":2,"2":"0","3":1}' data-sheets-value='{"1":3,"3":38.28}' style="border-bottom:1px solid #000000;overflow:hidden;padding:0px 3px 0px 3px;vertical-align:bottom;text-align:center;">38</td> <td data-sheets-value='{"1":3,"3":26}' style="border-right:1px solid #000000;border-bottom:1px solid #000000;overflow:hidden;padding:0px 3px 0px 3px;vertical-align:bottom;text-align:center;">26</td> </tr> <tr style="height:20px;"> <td data-sheets-value='{"1":2,"2":"Polycarbonate "}' style="border-left:1px solid #000000;overflow:hidden;padding:0px 3px 0px 3px;vertical-align:bottom;">Polycarbonate </td> <td data-sheets-value='{"1":2,"2":"EW"}' style="overflow:hidden;padding:0px 3px 0px 3px;vertical-align:bottom;">EW</td> <td data-sheets-value='{"1":2,"2":"Clear (A)"}' style="overflow:hidden;padding:0px 3px 0px 3px;vertical-align:bottom;">Clear (A)</td> <td data-sheets-numberformat='{"1":2,"2":"0.00","3":1}' data-sheets-value='{"1":3,"3":1.19}' style="overflow:hidden;padding:0px 3px 0px 3px;vertical-align:bottom;text-align:center;">1.19</td> <td data-sheets-numberformat='{"1":2,"2":"0","3":1}' data-sheets-value='{"1":3,"3":36.08}' style="overflow:hidden;padding:0px 3px 0px 3px;vertical-align:bottom;text-align:center;">36</td> <td data-sheets-numberformat='{"1":2,"2":"0","3":1}' data-sheets-value='{"1":3,"3":54.78}' style="overflow:hidden;padding:0px 3px 0px 3px;vertical-align:bottom;text-align:center;">55</td> <td data-sheets-value='{"1":3,"3":24}' style="border-right:1px solid #000000;overflow:hidden;padding:0px 3px 0px 3px;vertical-align:bottom;text-align:center;">24</td> </tr> <tr style="height:20px;"> <td data-sheets-value='{"1":2,"2":"PC"}' style="border-left:1px solid #000000;overflow:hidden;padding:0px 3px 0px 3px;vertical-align:bottom;">PC</td> <td style="overflow:hidden;padding:0px 3px 0px 3px;vertical-align:bottom;"></td> <td data-sheets-value='{"1":2,"2":"Opal (D)"}' style="overflow:hidden;padding:0px 3px 0px 3px;vertical-align:bottom;">Opal (D)</td> <td data-sheets-numberformat='{"1":2,"2":"0.00","3":1}' data-sheets-value='{"1":3,"3":1.19}' style="overflow:hidden;padding:0px 3px 0px 3px;vertical-align:bottom;text-align:center;">1.19</td> <td data-sheets-numberformat='{"1":2,"2":"0","3":1}' data-sheets-value='{"1":3,"3":23.779999999999998}' style="overflow:hidden;padding:0px 3px 0px 3px;vertical-align:bottom;text-align:center;">24</td> <td data-sheets-numberformat='{"1":2,"2":"0","3":1}' data-sheets-value='{"1":3,"3":39.6}' style="overflow:hidden;padding:0px 3px 0px 3px;vertical-align:bottom;text-align:center;">40</td> <td data-sheets-value='{"1":3,"3":24}' style="border-right:1px solid #000000;overflow:hidden;padding:0px 3px 0px 3px;vertical-align:bottom;text-align:center;">24</td> </tr> <tr style="height:20px;"> <td style="border-left:1px solid #000000;overflow:hidden;padding:0px 3px 0px 3px;vertical-align:bottom;"></td> <td data-sheets-value='{"1":2,"2":"DW"}' style="overflow:hidden;padding:0px 3px 0px 3px;vertical-align:bottom;">DW</td> <td data-sheets-value='{"1":2,"2":"Clear (A/H)"}' style="overflow:hidden;padding:0px 3px 0px 3px;vertical-align:bottom;">Clear (A/H)</td> <td data-sheets-numberformat='{"1":2,"2":"0.00","3":1}' data-sheets-value='{"1":3,"3":0.98}' style="overflow:hidden;padding:0px 3px 0px 3px;vertical-align:bottom;text-align:center;">0.98</td> <td data-sheets-numberformat='{"1":2,"2":"0","3":1}' data-sheets-value='{"1":3,"3":32.39}' style="overflow:hidden;padding:0px 3px 0px 3px;vertical-align:bottom;text-align:center;">32</td> <td data-sheets-numberformat='{"1":2,"2":"0","3":1}' data-sheets-value='{"1":3,"3":47.52}' style="overflow:hidden;padding:0px 3px 0px 3px;vertical-align:bottom;text-align:center;">48</td> <td data-sheets-value='{"1":3,"3":26}' style="border-right:1px solid #000000;overflow:hidden;padding:0px 3px 0px 3px;vertical-align:bottom;text-align:center;">26</td> </tr> <tr style="height:20px;"> <td style="border-left:1px solid #000000;overflow:hidden;padding:0px 3px 0px 3px;vertical-align:bottom;"></td> <td style="overflow:hidden;padding:0px 3px 0px 3px;vertical-align:bottom;"></td> <td data-sheets-value='{"1":2,"2":"Clear (A/A)"}' style="overflow:hidden;padding:0px 3px 0px 3px;vertical-align:bottom;">Clear (A/A)</td> <td data-sheets-numberformat='{"1":2,"2":"0.00","3":1}' data-sheets-value='{"1":3,"3":0.98}' style="overflow:hidden;padding:0px 3px 0px 3px;vertical-align:bottom;text-align:center;">0.98</td> <td data-sheets-numberformat='{"1":2,"2":"0","3":1}' data-sheets-value='{"1":3,"3":31.569999999999997}' style="overflow:hidden;padding:0px 3px 0px 3px;vertical-align:bottom;text-align:center;">32</td> <td data-sheets-numberformat='{"1":2,"2":"0","3":1}' data-sheets-value='{"1":3,"3":45.54}' style="overflow:hidden;padding:0px 3px 0px 3px;vertical-align:bottom;text-align:center;">46</td> <td data-sheets-value='{"1":3,"3":26}' style="border-right:1px solid #000000;overflow:hidden;padding:0px 3px 0px 3px;vertical-align:bottom;text-align:center;">26</td> </tr> <tr style="height:20px;"> <td style="border-left:1px solid #000000;overflow:hidden;padding:0px 3px 0px 3px;vertical-align:bottom;"></td> <td style="overflow:hidden;padding:0px 3px 0px 3px;vertical-align:bottom;"></td> <td data-sheets-value='{"1":2,"2":"Opal (A/O)"}' style="overflow:hidden;padding:0px 3px 0px 3px;vertical-align:bottom;">Opal (A/O)</td> <td data-sheets-numberformat='{"1":2,"2":"0.00","3":1}' data-sheets-value='{"1":3,"3":0.98}' style="overflow:hidden;padding:0px 3px 0px 3px;vertical-align:bottom;text-align:center;">0.98</td> <td data-sheets-numberformat='{"1":2,"2":"0","3":1}' data-sheets-value='{"1":3,"3":29.93}' style="overflow:hidden;padding:0px 3px 0px 3px;vertical-align:bottom;text-align:center;">30</td> <td data-sheets-numberformat='{"1":2,"2":"0","3":1}' data-sheets-value='{"1":3,"3":41.580000000000005}' style="overflow:hidden;padding:0px 3px 0px 3px;vertical-align:bottom;text-align:center;">42</td> <td data-sheets-value='{"1":3,"3":26}' style="border-right:1px solid #000000;overflow:hidden;padding:0px 3px 0px 3px;vertical-align:bottom;text-align:center;">26</td> </tr> <tr style="height:20px;"> <td style="border-bottom:1px solid #000000;border-left:1px solid #000000;overflow:hidden;padding:0px 3px 0px 3px;vertical-align:bottom;"></td> <td style="border-bottom:1px solid #000000;overflow:hidden;padding:0px 3px 0px 3px;vertical-align:bottom;"></td> <td data-sheets-value='{"1":2,"2":"Opal (A/D)"}' style="border-bottom:1px solid #000000;overflow:hidden;padding:0px 3px 0px 3px;vertical-align:bottom;">Opal (A/D)</td> <td data-sheets-numberformat='{"1":2,"2":"0.00","3":1}' data-sheets-value='{"1":3,"3":0.98}' style="border-bottom:1px solid #000000;overflow:hidden;padding:0px 3px 0px 3px;vertical-align:bottom;text-align:center;">0.98</td> <td data-sheets-numberformat='{"1":2,"2":"0","3":1}' data-sheets-value='{"1":3,"3":20.91}' style="border-bottom:1px solid #000000;overflow:hidden;padding:0px 3px 0px 3px;vertical-align:bottom;text-align:center;">21</td> <td data-sheets-numberformat='{"1":2,"2":"0","3":1}' data-sheets-value='{"1":3,"3":33}' style="border-bottom:1px solid #000000;overflow:hidden;padding:0px 3px 0px 3px;vertical-align:bottom;text-align:center;">33</td> <td data-sheets-value='{"1":3,"3":26}' style="border-right:1px solid #000000;border-bottom:1px solid #000000;overflow:hidden;padding:0px 3px 0px 3px;vertical-align:bottom;text-align:center;">26</td> </tr> <tr style="height:20px;"> <td data-sheets-value='{"1":2,"2":"Polycarbonate"}' style="border-left:1px solid #000000;overflow:hidden;padding:0px 3px 0px 3px;vertical-align:bottom;">Polycarbonate</td> <td data-sheets-value='{"1":2,"2":"EW"}' style="overflow:hidden;padding:0px 3px 0px 3px;vertical-align:bottom;">EW</td> <td data-sheets-value='{"1":2,"2":"Heatstop Opal (T)"}' style="overflow:hidden;padding:0px 3px 0px 3px;vertical-align:bottom;">Heatstop Opal (T)</td> <td data-sheets-numberformat='{"1":2,"2":"0.00","3":1}' data-sheets-value='{"1":3,"3":1.19}' style="overflow:hidden;padding:0px 3px 0px 3px;vertical-align:bottom;text-align:center;">1.19</td> <td data-sheets-numberformat='{"1":2,"2":"0","3":1}' data-sheets-value='{"1":3,"3":20.09}' style="overflow:hidden;padding:0px 3px 0px 3px;vertical-align:bottom;text-align:center;">20</td> <td data-sheets-numberformat='{"1":2,"2":"0","3":1}' data-sheets-value='{"1":3,"3":38.940000000000005}' style="overflow:hidden;padding:0px 3px 0px 3px;vertical-align:bottom;text-align:center;">39</td> <td data-sheets-value='{"1":3,"3":24}' style="border-right:1px solid #000000;overflow:hidden;padding:0px 3px 0px 3px;vertical-align:bottom;text-align:center;">24</td> </tr> <tr style="height:20px;"> <td data-sheets-value='{"1":2,"2":"Heatstop PC"}' style="border-left:1px solid #000000;overflow:hidden;padding:0px 3px 0px 3px;vertical-align:bottom;">Heatstop PC</td> <td data-sheets-value='{"1":2,"2":"DW"}' style="overflow:hidden;padding:0px 3px 0px 3px;vertical-align:bottom;">DW</td> <td data-sheets-value='{"1":2,"2":"Clear (T/H)"}' style="overflow:hidden;padding:0px 3px 0px 3px;vertical-align:bottom;">Clear (T/H)</td> <td data-sheets-numberformat='{"1":2,"2":"0.00","3":1}' data-sheets-value='{"1":3,"3":0.98}' style="overflow:hidden;padding:0px 3px 0px 3px;vertical-align:bottom;text-align:center;">0.98</td> <td data-sheets-numberformat='{"1":2,"2":"0","3":1}' data-sheets-value='{"1":3,"3":18.04}' style="overflow:hidden;padding:0px 3px 0px 3px;vertical-align:bottom;text-align:center;">18</td> <td data-sheets-numberformat='{"1":2,"2":"0","3":1}' data-sheets-value='{"1":3,"3":33.660000000000004}' style="overflow:hidden;padding:0px 3px 0px 3px;vertical-align:bottom;text-align:center;">34</td> <td data-sheets-value='{"1":3,"3":26}' style="border-right:1px solid #000000;overflow:hidden;padding:0px 3px 0px 3px;vertical-align:bottom;text-align:center;">26</td> </tr> <tr style="height:20px;"> <td style="border-bottom:1px solid #000000;border-left:1px solid #000000;overflow:hidden;padding:0px 3px 0px 3px;vertical-align:bottom;"></td> <td style="border-bottom:1px solid #000000;overflow:hidden;padding:0px 3px 0px 3px;vertical-align:bottom;"></td> <td data-sheets-value='{"1":2,"2":"Opal (T/O)"}' style="border-bottom:1px solid #000000;overflow:hidden;padding:0px 3px 0px 3px;vertical-align:bottom;">Opal (T/O)</td> <td data-sheets-numberformat='{"1":2,"2":"0.00","3":1}' data-sheets-value='{"1":3,"3":0.98}' style="border-bottom:1px solid #000000;overflow:hidden;padding:0px 3px 0px 3px;vertical-align:bottom;text-align:center;">0.98</td> <td data-sheets-numberformat='{"1":2,"2":"0","3":1}' data-sheets-value='{"1":3,"3":16.81}' style="border-bottom:1px solid #000000;overflow:hidden;padding:0px 3px 0px 3px;vertical-align:bottom;text-align:center;">17</td> <td data-sheets-numberformat='{"1":2,"2":"0","3":1}' data-sheets-value='{"1":3,"3":29.700000000000003}' style="border-bottom:1px solid #000000;overflow:hidden;padding:0px 3px 0px 3px;vertical-align:bottom;text-align:center;">30</td> <td data-sheets-value='{"1":3,"3":26}' style="border-right:1px solid #000000;border-bottom:1px solid #000000;overflow:hidden;padding:0px 3px 0px 3px;vertical-align:bottom;text-align:center;">26</td> </tr> </tbody></table> | skylux-160-ce-met-koepel-en-pvc-opstand-30-20-met-lm-motor-en-pvc-raam-type-ep25-1000-x-1900-mm | 8586033070413 | 46872359698765
Smoke and heat exhaust (SHEV) | SHE system | Skylux | Skylux 160° CE with skylight and PVC curb 30/20 with LM-actuator and PVC frame type EP25 1000 x 2000 mm |  | 50418 | 5412970504184 | 5236.9 | Yes | 30-45 | 98.85 | 1000 x 2000 mm | 2000 | 1000 |  | PVC 30/20 (30 cm high & roof opening = 20 cm larger than daylight size) | Rectangular | 1.19 W/m²K - 0.98 W/m²K | 57% - 30% | 37% - 17% | 24dB - 26dB | 160° CE (for industry) | PVC frame EP25 | without spoiler | E | Single actuator | Maximum double-walled skylight possible for this product | Ut-value LT-value g-value Rw-value EN 1873 : 2014 EN ISO 13468 EN 16153 EN 410 EN 410 EN ISO 140-3 Material Walls Shells (W/m²K) (%) (%) (dB) Acrylic EW Clear (H) 1.19 37 57 24 PMMA Opal (O) 1.19 34 50 24 DW Clear (H/H) 0.98 33 50 26 Opal (O/O) 0.98 28 38 26 Polycarbonate EW Clear (A) 1.19 36 55 24 PC Opal (D) 1.19 24 40 24 DW Clear (A/H) 0.98 32 48 26 Clear (A/A) 0.98 32 46 26 Opal (A/O) 0.98 30 42 26 Opal (A/D) 0.98 21 33 26 Polycarbonate EW Heatstop Opal (T) 1.19 20 39 24 Heatstop PC DW Clear (T/H) 0.98 18 34 26 Opal (T/O) 0.98 17 30 26 | https://skylux.eu/en/products/skylux-160-ce-met-koepel-en-pvc-opstand-30-20-met-lm-motor-en-pvc-raam-type-ep25-1000-x-2000-mm | https://skylux.eu/cdn/shop/files/Skylux-160deg-CE-met-koepel-en-pvc-opstand-3020-met-LM-motor-en-pvc-raam-type-EP25-1000-x-2000-mm-RWA-systeem.jpg?v=1702980718&width=1600 | https://skylux.eu/cdn/shop/files/e5a82811-1bb0-48e4-a776-cacb59c7c092_19a5b933-0053-46ab-a69a-c4165e46171b.jpg?v=1688551193&width=1600 | //skylux.eu/cdn/shop/files/E_MH_Mounting_instructions_Skylux_160_CE_LM.pdf?v=12406716259046007223 | //skylux.eu/cdn/shop/files/E_TD_Technical_File_Skylux_Skylux_160_CE_Electric.pdf?v=3667116872303399239 | <style type="text/css" id="isPasted"><!--td {border: 1px solid #cccccc;}br {mso-data-placement:same-cell;}--></style><table border="1" cellpadding="0" cellspacing="0" dir="ltr" style="table-layout:fixed;font-size:10pt;font-family:Arial;border-collapse:collapse;border:none;"><tbody> <tr style="height:20px;"> <td style="overflow:hidden;padding:0px 3px 0px 3px;vertical-align:bottom;"></td> <td style="overflow:hidden;padding:0px 3px 0px 3px;vertical-align:bottom;"></td> <td style="overflow:hidden;padding:0px 3px 0px 3px;vertical-align:bottom;"></td> <td data-sheets-value='{"1":2,"2":"Ut-value"}' style="overflow:hidden;padding:0px 3px 0px 3px;vertical-align:bottom;font-weight:bold;text-align:center;">Ut-value</td> <td data-sheets-value='{"1":2,"2":"LT-value"}' style="overflow:hidden;padding:0px 3px 0px 3px;vertical-align:bottom;font-weight:bold;text-align:center;">LT-value</td> <td data-sheets-value='{"1":2,"2":"g-value"}' style="overflow:hidden;padding:0px 3px 0px 3px;vertical-align:bottom;font-weight:bold;text-align:center;">g-value</td> <td data-sheets-value='{"1":2,"2":"Rw-value "}' style="overflow:hidden;padding:0px 3px 0px 3px;vertical-align:bottom;font-weight:bold;text-align:center;">Rw-value </td> </tr> <tr style="height:20px;"> <td style="overflow:hidden;padding:0px 3px 0px 3px;vertical-align:bottom;"></td> <td style="overflow:hidden;padding:0px 3px 0px 3px;vertical-align:bottom;"></td> <td style="overflow:hidden;padding:0px 3px 0px 3px;vertical-align:bottom;"></td> <td data-sheets-numberformat='{"1":2,"2":"0.00","3":1}' data-sheets-value='{"1":2,"2":"EN 1873 : 2014"}' style="overflow:hidden;padding:0px 3px 0px 3px;vertical-align:bottom;text-align:center;">EN 1873 : 2014</td> <td data-sheets-numberformat='{"1":2,"2":"0","3":1}' data-sheets-value='{"1":2,"2":"EN ISO 13468 EN 16153 EN 410"}' style="overflow:hidden;padding:0px 3px 0px 3px;vertical-align:bottom;text-align:center;">EN ISO 13468 EN 16153 EN 410</td> <td data-sheets-numberformat='{"1":2,"2":"0","3":1}' data-sheets-value='{"1":2,"2":"EN 410"}' style="overflow:hidden;padding:0px 3px 0px 3px;vertical-align:bottom;text-align:center;">EN 410</td> <td data-sheets-value='{"1":2,"2":"EN ISO 140-3\t\t"}' style="overflow:hidden;padding:0px 3px 0px 3px;vertical-align:bottom;text-align:center;">EN ISO 140-3 </td> </tr> <tr style="height:20px;"> <td data-sheets-value='{"1":2,"2":"Material"}' style="border-bottom:1px solid #000000;overflow:hidden;padding:0px 3px 0px 3px;vertical-align:bottom;background-color:#000000;font-weight:bold;color:#ffffff;">Material</td> <td data-sheets-value='{"1":2,"2":"Walls"}' style="border-bottom:1px solid #000000;overflow:hidden;padding:0px 3px 0px 3px;vertical-align:bottom;background-color:#000000;font-weight:bold;color:#ffffff;">Walls</td> <td data-sheets-value='{"1":2,"2":"Shells"}' style="border-bottom:1px solid #000000;overflow:hidden;padding:0px 3px 0px 3px;vertical-align:bottom;background-color:#000000;font-weight:bold;color:#ffffff;">Shells</td> <td data-sheets-numberformat='{"1":2,"2":"0.00","3":1}' data-sheets-value='{"1":2,"2":"(W/m²K)\t"}' style="border-bottom:1px solid #000000;overflow:hidden;padding:0px 3px 0px 3px;vertical-align:bottom;background-color:#000000;font-weight:bold;color:#ffffff;text-align:center;">(W/m²K) </td> <td data-sheets-numberformat='{"1":2,"2":"0","3":1}' data-sheets-value='{"1":2,"2":"(%)"}' style="border-bottom:1px solid #000000;overflow:hidden;padding:0px 3px 0px 3px;vertical-align:bottom;background-color:#000000;font-weight:bold;color:#ffffff;text-align:center;">(%)</td> <td data-sheets-numberformat='{"1":2,"2":"0","3":1}' data-sheets-value='{"1":2,"2":"(%)"}' style="border-bottom:1px solid #000000;overflow:hidden;padding:0px 3px 0px 3px;vertical-align:bottom;background-color:#000000;font-weight:bold;color:#ffffff;text-align:center;">(%)</td> <td data-sheets-value='{"1":2,"2":"(dB)"}' style="border-bottom:1px solid #000000;overflow:hidden;padding:0px 3px 0px 3px;vertical-align:bottom;background-color:#000000;font-weight:bold;color:#ffffff;text-align:center;">(dB)</td> </tr> <tr style="height:20px;"> <td data-sheets-value='{"1":2,"2":"Acrylic"}' style="border-left:1px solid #000000;overflow:hidden;padding:0px 3px 0px 3px;vertical-align:bottom;">Acrylic</td> <td data-sheets-value='{"1":2,"2":"EW"}' style="overflow:hidden;padding:0px 3px 0px 3px;vertical-align:bottom;">EW</td> <td data-sheets-value='{"1":2,"2":"Clear (H)"}' style="overflow:hidden;padding:0px 3px 0px 3px;vertical-align:bottom;">Clear (H)</td> <td data-sheets-numberformat='{"1":2,"2":"0.00","3":1}' data-sheets-value='{"1":3,"3":1.19}' style="overflow:hidden;padding:0px 3px 0px 3px;vertical-align:bottom;text-align:center;">1.19</td> <td data-sheets-numberformat='{"1":2,"2":"0","3":1}' data-sheets-value='{"1":3,"3":36.9}' style="overflow:hidden;padding:0px 3px 0px 3px;vertical-align:bottom;text-align:center;">37</td> <td data-sheets-numberformat='{"1":2,"2":"0","3":1}' data-sheets-value='{"1":3,"3":57.42}' style="overflow:hidden;padding:0px 3px 0px 3px;vertical-align:bottom;text-align:center;">57</td> <td data-sheets-value='{"1":3,"3":24}' style="border-right:1px solid #000000;overflow:hidden;padding:0px 3px 0px 3px;vertical-align:bottom;text-align:center;">24</td> </tr> <tr style="height:20px;"> <td data-sheets-value='{"1":2,"2":"PMMA"}' style="border-left:1px solid #000000;overflow:hidden;padding:0px 3px 0px 3px;vertical-align:bottom;">PMMA</td> <td style="overflow:hidden;padding:0px 3px 0px 3px;vertical-align:bottom;"></td> <td data-sheets-value='{"1":2,"2":"Opal (O)"}' style="overflow:hidden;padding:0px 3px 0px 3px;vertical-align:bottom;">Opal (O)</td> <td data-sheets-numberformat='{"1":2,"2":"0.00","3":1}' data-sheets-value='{"1":3,"3":1.19}' style="overflow:hidden;padding:0px 3px 0px 3px;vertical-align:bottom;text-align:center;">1.19</td> <td data-sheets-numberformat='{"1":2,"2":"0","3":1}' data-sheets-value='{"1":3,"3":34.03}' style="overflow:hidden;padding:0px 3px 0px 3px;vertical-align:bottom;text-align:center;">34</td> <td data-sheets-numberformat='{"1":2,"2":"0","3":1}' data-sheets-value='{"1":3,"3":50.160000000000004}' style="overflow:hidden;padding:0px 3px 0px 3px;vertical-align:bottom;text-align:center;">50</td> <td data-sheets-value='{"1":3,"3":24}' style="border-right:1px solid #000000;overflow:hidden;padding:0px 3px 0px 3px;vertical-align:bottom;text-align:center;">24</td> </tr> <tr style="height:20px;"> <td style="border-left:1px solid #000000;overflow:hidden;padding:0px 3px 0px 3px;vertical-align:bottom;"></td> <td data-sheets-value='{"1":2,"2":"DW"}' style="overflow:hidden;padding:0px 3px 0px 3px;vertical-align:bottom;">DW</td> <td data-sheets-value='{"1":2,"2":"Clear (H/H)"}' style="overflow:hidden;padding:0px 3px 0px 3px;vertical-align:bottom;">Clear (H/H)</td> <td data-sheets-numberformat='{"1":2,"2":"0.00","3":1}' data-sheets-value='{"1":3,"3":0.98}' style="overflow:hidden;padding:0px 3px 0px 3px;vertical-align:bottom;text-align:center;">0.98</td> <td data-sheets-numberformat='{"1":2,"2":"0","3":1}' data-sheets-value='{"1":3,"3":33.21}' style="overflow:hidden;padding:0px 3px 0px 3px;vertical-align:bottom;text-align:center;">33</td> <td data-sheets-numberformat='{"1":2,"2":"0","3":1}' data-sheets-value='{"1":3,"3":49.5}' style="overflow:hidden;padding:0px 3px 0px 3px;vertical-align:bottom;text-align:center;">50</td> <td data-sheets-value='{"1":3,"3":26}' style="border-right:1px solid #000000;overflow:hidden;padding:0px 3px 0px 3px;vertical-align:bottom;text-align:center;">26</td> </tr> <tr style="height:20px;"> <td style="border-bottom:1px solid #000000;border-left:1px solid #000000;overflow:hidden;padding:0px 3px 0px 3px;vertical-align:bottom;"></td> <td style="border-bottom:1px solid #000000;overflow:hidden;padding:0px 3px 0px 3px;vertical-align:bottom;"></td> <td data-sheets-value='{"1":2,"2":"Opal (O/O)"}' style="border-bottom:1px solid #000000;overflow:hidden;padding:0px 3px 0px 3px;vertical-align:bottom;">Opal (O/O)</td> <td data-sheets-numberformat='{"1":2,"2":"0.00","3":1}' data-sheets-value='{"1":3,"3":0.98}' style="border-bottom:1px solid #000000;overflow:hidden;padding:0px 3px 0px 3px;vertical-align:bottom;text-align:center;">0.98</td> <td data-sheets-numberformat='{"1":2,"2":"0","3":1}' data-sheets-value='{"1":3,"3":28.29}' style="border-bottom:1px solid #000000;overflow:hidden;padding:0px 3px 0px 3px;vertical-align:bottom;text-align:center;">28</td> <td data-sheets-numberformat='{"1":2,"2":"0","3":1}' data-sheets-value='{"1":3,"3":38.28}' style="border-bottom:1px solid #000000;overflow:hidden;padding:0px 3px 0px 3px;vertical-align:bottom;text-align:center;">38</td> <td data-sheets-value='{"1":3,"3":26}' style="border-right:1px solid #000000;border-bottom:1px solid #000000;overflow:hidden;padding:0px 3px 0px 3px;vertical-align:bottom;text-align:center;">26</td> </tr> <tr style="height:20px;"> <td data-sheets-value='{"1":2,"2":"Polycarbonate "}' style="border-left:1px solid #000000;overflow:hidden;padding:0px 3px 0px 3px;vertical-align:bottom;">Polycarbonate </td> <td data-sheets-value='{"1":2,"2":"EW"}' style="overflow:hidden;padding:0px 3px 0px 3px;vertical-align:bottom;">EW</td> <td data-sheets-value='{"1":2,"2":"Clear (A)"}' style="overflow:hidden;padding:0px 3px 0px 3px;vertical-align:bottom;">Clear (A)</td> <td data-sheets-numberformat='{"1":2,"2":"0.00","3":1}' data-sheets-value='{"1":3,"3":1.19}' style="overflow:hidden;padding:0px 3px 0px 3px;vertical-align:bottom;text-align:center;">1.19</td> <td data-sheets-numberformat='{"1":2,"2":"0","3":1}' data-sheets-value='{"1":3,"3":36.08}' style="overflow:hidden;padding:0px 3px 0px 3px;vertical-align:bottom;text-align:center;">36</td> <td data-sheets-numberformat='{"1":2,"2":"0","3":1}' data-sheets-value='{"1":3,"3":54.78}' style="overflow:hidden;padding:0px 3px 0px 3px;vertical-align:bottom;text-align:center;">55</td> <td data-sheets-value='{"1":3,"3":24}' style="border-right:1px solid #000000;overflow:hidden;padding:0px 3px 0px 3px;vertical-align:bottom;text-align:center;">24</td> </tr> <tr style="height:20px;"> <td data-sheets-value='{"1":2,"2":"PC"}' style="border-left:1px solid #000000;overflow:hidden;padding:0px 3px 0px 3px;vertical-align:bottom;">PC</td> <td style="overflow:hidden;padding:0px 3px 0px 3px;vertical-align:bottom;"></td> <td data-sheets-value='{"1":2,"2":"Opal (D)"}' style="overflow:hidden;padding:0px 3px 0px 3px;vertical-align:bottom;">Opal (D)</td> <td data-sheets-numberformat='{"1":2,"2":"0.00","3":1}' data-sheets-value='{"1":3,"3":1.19}' style="overflow:hidden;padding:0px 3px 0px 3px;vertical-align:bottom;text-align:center;">1.19</td> <td data-sheets-numberformat='{"1":2,"2":"0","3":1}' data-sheets-value='{"1":3,"3":23.779999999999998}' style="overflow:hidden;padding:0px 3px 0px 3px;vertical-align:bottom;text-align:center;">24</td> <td data-sheets-numberformat='{"1":2,"2":"0","3":1}' data-sheets-value='{"1":3,"3":39.6}' style="overflow:hidden;padding:0px 3px 0px 3px;vertical-align:bottom;text-align:center;">40</td> <td data-sheets-value='{"1":3,"3":24}' style="border-right:1px solid #000000;overflow:hidden;padding:0px 3px 0px 3px;vertical-align:bottom;text-align:center;">24</td> </tr> <tr style="height:20px;"> <td style="border-left:1px solid #000000;overflow:hidden;padding:0px 3px 0px 3px;vertical-align:bottom;"></td> <td data-sheets-value='{"1":2,"2":"DW"}' style="overflow:hidden;padding:0px 3px 0px 3px;vertical-align:bottom;">DW</td> <td data-sheets-value='{"1":2,"2":"Clear (A/H)"}' style="overflow:hidden;padding:0px 3px 0px 3px;vertical-align:bottom;">Clear (A/H)</td> <td data-sheets-numberformat='{"1":2,"2":"0.00","3":1}' data-sheets-value='{"1":3,"3":0.98}' style="overflow:hidden;padding:0px 3px 0px 3px;vertical-align:bottom;text-align:center;">0.98</td> <td data-sheets-numberformat='{"1":2,"2":"0","3":1}' data-sheets-value='{"1":3,"3":32.39}' style="overflow:hidden;padding:0px 3px 0px 3px;vertical-align:bottom;text-align:center;">32</td> <td data-sheets-numberformat='{"1":2,"2":"0","3":1}' data-sheets-value='{"1":3,"3":47.52}' style="overflow:hidden;padding:0px 3px 0px 3px;vertical-align:bottom;text-align:center;">48</td> <td data-sheets-value='{"1":3,"3":26}' style="border-right:1px solid #000000;overflow:hidden;padding:0px 3px 0px 3px;vertical-align:bottom;text-align:center;">26</td> </tr> <tr style="height:20px;"> <td style="border-left:1px solid #000000;overflow:hidden;padding:0px 3px 0px 3px;vertical-align:bottom;"></td> <td style="overflow:hidden;padding:0px 3px 0px 3px;vertical-align:bottom;"></td> <td data-sheets-value='{"1":2,"2":"Clear (A/A)"}' style="overflow:hidden;padding:0px 3px 0px 3px;vertical-align:bottom;">Clear (A/A)</td> <td data-sheets-numberformat='{"1":2,"2":"0.00","3":1}' data-sheets-value='{"1":3,"3":0.98}' style="overflow:hidden;padding:0px 3px 0px 3px;vertical-align:bottom;text-align:center;">0.98</td> <td data-sheets-numberformat='{"1":2,"2":"0","3":1}' data-sheets-value='{"1":3,"3":31.569999999999997}' style="overflow:hidden;padding:0px 3px 0px 3px;vertical-align:bottom;text-align:center;">32</td> <td data-sheets-numberformat='{"1":2,"2":"0","3":1}' data-sheets-value='{"1":3,"3":45.54}' style="overflow:hidden;padding:0px 3px 0px 3px;vertical-align:bottom;text-align:center;">46</td> <td data-sheets-value='{"1":3,"3":26}' style="border-right:1px solid #000000;overflow:hidden;padding:0px 3px 0px 3px;vertical-align:bottom;text-align:center;">26</td> </tr> <tr style="height:20px;"> <td style="border-left:1px solid #000000;overflow:hidden;padding:0px 3px 0px 3px;vertical-align:bottom;"></td> <td style="overflow:hidden;padding:0px 3px 0px 3px;vertical-align:bottom;"></td> <td data-sheets-value='{"1":2,"2":"Opal (A/O)"}' style="overflow:hidden;padding:0px 3px 0px 3px;vertical-align:bottom;">Opal (A/O)</td> <td data-sheets-numberformat='{"1":2,"2":"0.00","3":1}' data-sheets-value='{"1":3,"3":0.98}' style="overflow:hidden;padding:0px 3px 0px 3px;vertical-align:bottom;text-align:center;">0.98</td> <td data-sheets-numberformat='{"1":2,"2":"0","3":1}' data-sheets-value='{"1":3,"3":29.93}' style="overflow:hidden;padding:0px 3px 0px 3px;vertical-align:bottom;text-align:center;">30</td> <td data-sheets-numberformat='{"1":2,"2":"0","3":1}' data-sheets-value='{"1":3,"3":41.580000000000005}' style="overflow:hidden;padding:0px 3px 0px 3px;vertical-align:bottom;text-align:center;">42</td> <td data-sheets-value='{"1":3,"3":26}' style="border-right:1px solid #000000;overflow:hidden;padding:0px 3px 0px 3px;vertical-align:bottom;text-align:center;">26</td> </tr> <tr style="height:20px;"> <td style="border-bottom:1px solid #000000;border-left:1px solid #000000;overflow:hidden;padding:0px 3px 0px 3px;vertical-align:bottom;"></td> <td style="border-bottom:1px solid #000000;overflow:hidden;padding:0px 3px 0px 3px;vertical-align:bottom;"></td> <td data-sheets-value='{"1":2,"2":"Opal (A/D)"}' style="border-bottom:1px solid #000000;overflow:hidden;padding:0px 3px 0px 3px;vertical-align:bottom;">Opal (A/D)</td> <td data-sheets-numberformat='{"1":2,"2":"0.00","3":1}' data-sheets-value='{"1":3,"3":0.98}' style="border-bottom:1px solid #000000;overflow:hidden;padding:0px 3px 0px 3px;vertical-align:bottom;text-align:center;">0.98</td> <td data-sheets-numberformat='{"1":2,"2":"0","3":1}' data-sheets-value='{"1":3,"3":20.91}' style="border-bottom:1px solid #000000;overflow:hidden;padding:0px 3px 0px 3px;vertical-align:bottom;text-align:center;">21</td> <td data-sheets-numberformat='{"1":2,"2":"0","3":1}' data-sheets-value='{"1":3,"3":33}' style="border-bottom:1px solid #000000;overflow:hidden;padding:0px 3px 0px 3px;vertical-align:bottom;text-align:center;">33</td> <td data-sheets-value='{"1":3,"3":26}' style="border-right:1px solid #000000;border-bottom:1px solid #000000;overflow:hidden;padding:0px 3px 0px 3px;vertical-align:bottom;text-align:center;">26</td> </tr> <tr style="height:20px;"> <td data-sheets-value='{"1":2,"2":"Polycarbonate"}' style="border-left:1px solid #000000;overflow:hidden;padding:0px 3px 0px 3px;vertical-align:bottom;">Polycarbonate</td> <td data-sheets-value='{"1":2,"2":"EW"}' style="overflow:hidden;padding:0px 3px 0px 3px;vertical-align:bottom;">EW</td> <td data-sheets-value='{"1":2,"2":"Heatstop Opal (T)"}' style="overflow:hidden;padding:0px 3px 0px 3px;vertical-align:bottom;">Heatstop Opal (T)</td> <td data-sheets-numberformat='{"1":2,"2":"0.00","3":1}' data-sheets-value='{"1":3,"3":1.19}' style="overflow:hidden;padding:0px 3px 0px 3px;vertical-align:bottom;text-align:center;">1.19</td> <td data-sheets-numberformat='{"1":2,"2":"0","3":1}' data-sheets-value='{"1":3,"3":20.09}' style="overflow:hidden;padding:0px 3px 0px 3px;vertical-align:bottom;text-align:center;">20</td> <td data-sheets-numberformat='{"1":2,"2":"0","3":1}' data-sheets-value='{"1":3,"3":38.940000000000005}' style="overflow:hidden;padding:0px 3px 0px 3px;vertical-align:bottom;text-align:center;">39</td> <td data-sheets-value='{"1":3,"3":24}' style="border-right:1px solid #000000;overflow:hidden;padding:0px 3px 0px 3px;vertical-align:bottom;text-align:center;">24</td> </tr> <tr style="height:20px;"> <td data-sheets-value='{"1":2,"2":"Heatstop PC"}' style="border-left:1px solid #000000;overflow:hidden;padding:0px 3px 0px 3px;vertical-align:bottom;">Heatstop PC</td> <td data-sheets-value='{"1":2,"2":"DW"}' style="overflow:hidden;padding:0px 3px 0px 3px;vertical-align:bottom;">DW</td> <td data-sheets-value='{"1":2,"2":"Clear (T/H)"}' style="overflow:hidden;padding:0px 3px 0px 3px;vertical-align:bottom;">Clear (T/H)</td> <td data-sheets-numberformat='{"1":2,"2":"0.00","3":1}' data-sheets-value='{"1":3,"3":0.98}' style="overflow:hidden;padding:0px 3px 0px 3px;vertical-align:bottom;text-align:center;">0.98</td> <td data-sheets-numberformat='{"1":2,"2":"0","3":1}' data-sheets-value='{"1":3,"3":18.04}' style="overflow:hidden;padding:0px 3px 0px 3px;vertical-align:bottom;text-align:center;">18</td> <td data-sheets-numberformat='{"1":2,"2":"0","3":1}' data-sheets-value='{"1":3,"3":33.660000000000004}' style="overflow:hidden;padding:0px 3px 0px 3px;vertical-align:bottom;text-align:center;">34</td> <td data-sheets-value='{"1":3,"3":26}' style="border-right:1px solid #000000;overflow:hidden;padding:0px 3px 0px 3px;vertical-align:bottom;text-align:center;">26</td> </tr> <tr style="height:20px;"> <td style="border-bottom:1px solid #000000;border-left:1px solid #000000;overflow:hidden;padding:0px 3px 0px 3px;vertical-align:bottom;"></td> <td style="border-bottom:1px solid #000000;overflow:hidden;padding:0px 3px 0px 3px;vertical-align:bottom;"></td> <td data-sheets-value='{"1":2,"2":"Opal (T/O)"}' style="border-bottom:1px solid #000000;overflow:hidden;padding:0px 3px 0px 3px;vertical-align:bottom;">Opal (T/O)</td> <td data-sheets-numberformat='{"1":2,"2":"0.00","3":1}' data-sheets-value='{"1":3,"3":0.98}' style="border-bottom:1px solid #000000;overflow:hidden;padding:0px 3px 0px 3px;vertical-align:bottom;text-align:center;">0.98</td> <td data-sheets-numberformat='{"1":2,"2":"0","3":1}' data-sheets-value='{"1":3,"3":16.81}' style="border-bottom:1px solid #000000;overflow:hidden;padding:0px 3px 0px 3px;vertical-align:bottom;text-align:center;">17</td> <td data-sheets-numberformat='{"1":2,"2":"0","3":1}' data-sheets-value='{"1":3,"3":29.700000000000003}' style="border-bottom:1px solid #000000;overflow:hidden;padding:0px 3px 0px 3px;vertical-align:bottom;text-align:center;">30</td> <td data-sheets-value='{"1":3,"3":26}' style="border-right:1px solid #000000;border-bottom:1px solid #000000;overflow:hidden;padding:0px 3px 0px 3px;vertical-align:bottom;text-align:center;">26</td> </tr> </tbody></table> | skylux-160-ce-met-koepel-en-pvc-opstand-30-20-met-lm-motor-en-pvc-raam-type-ep25-1000-x-2000-mm | 8586033135949 | 46872359797069
Smoke and heat exhaust (SHEV) | SHE system | Skylux | Skylux 160° CE with skylight and PVC curb 30/20 with LM-actuator and PVC frame type EP25 1000 x 2200 mm |  | 50419 | 5412970504191 | 5470.45 | Yes | 30-45 | 104.55 | 1000 x 2200 mm | 2200 | 1000 |  | PVC 30/20 (30 cm high & roof opening = 20 cm larger than daylight size) | Rectangular | 1.19 W/m²K - 0.98 W/m²K | 57% - 30% | 37% - 17% | 24dB - 26dB | 160° CE (for industry) | PVC frame EP25 | without spoiler | E | Single actuator | Maximum double-walled skylight possible for this product | Ut-value LT-value g-value Rw-value EN 1873 : 2014 EN ISO 13468 EN 16153 EN 410 EN 410 EN ISO 140-3 Material Walls Shells (W/m²K) (%) (%) (dB) Acrylic EW Clear (H) 1.19 37 57 24 PMMA Opal (O) 1.19 34 50 24 DW Clear (H/H) 0.98 33 50 26 Opal (O/O) 0.98 28 38 26 Polycarbonate EW Clear (A) 1.19 36 55 24 PC Opal (D) 1.19 24 40 24 DW Clear (A/H) 0.98 32 48 26 Clear (A/A) 0.98 32 46 26 Opal (A/O) 0.98 30 42 26 Opal (A/D) 0.98 21 33 26 Polycarbonate EW Heatstop Opal (T) 1.19 20 39 24 Heatstop PC DW Clear (T/H) 0.98 18 34 26 Opal (T/O) 0.98 17 30 26 | https://skylux.eu/en/products/skylux-160-ce-met-koepel-en-pvc-opstand-30-20-met-lm-motor-en-pvc-raam-type-ep25-1000-x-2200-mm | https://skylux.eu/cdn/shop/files/Skylux-160deg-CE-met-koepel-en-pvc-opstand-3020-met-LM-motor-en-pvc-raam-type-EP25-1000-x-2200-mm-RWA-systeem.jpg?v=1702980723&width=1600 | https://skylux.eu/cdn/shop/files/e5a82811-1bb0-48e4-a776-cacb59c7c092_d7b81c11-9b91-4f97-9c10-5f646730a578.jpg?v=1688551194&width=1600 | //skylux.eu/cdn/shop/files/E_MH_Mounting_instructions_Skylux_160_CE_LM.pdf?v=12406716259046007223 | //skylux.eu/cdn/shop/files/E_TD_Technical_File_Skylux_Skylux_160_CE_Electric.pdf?v=3667116872303399239 | <style type="text/css" id="isPasted"><!--td {border: 1px solid #cccccc;}br {mso-data-placement:same-cell;}--></style><table border="1" cellpadding="0" cellspacing="0" dir="ltr" style="table-layout:fixed;font-size:10pt;font-family:Arial;border-collapse:collapse;border:none;"><tbody> <tr style="height:20px;"> <td style="overflow:hidden;padding:0px 3px 0px 3px;vertical-align:bottom;"></td> <td style="overflow:hidden;padding:0px 3px 0px 3px;vertical-align:bottom;"></td> <td style="overflow:hidden;padding:0px 3px 0px 3px;vertical-align:bottom;"></td> <td data-sheets-value='{"1":2,"2":"Ut-value"}' style="overflow:hidden;padding:0px 3px 0px 3px;vertical-align:bottom;font-weight:bold;text-align:center;">Ut-value</td> <td data-sheets-value='{"1":2,"2":"LT-value"}' style="overflow:hidden;padding:0px 3px 0px 3px;vertical-align:bottom;font-weight:bold;text-align:center;">LT-value</td> <td data-sheets-value='{"1":2,"2":"g-value"}' style="overflow:hidden;padding:0px 3px 0px 3px;vertical-align:bottom;font-weight:bold;text-align:center;">g-value</td> <td data-sheets-value='{"1":2,"2":"Rw-value "}' style="overflow:hidden;padding:0px 3px 0px 3px;vertical-align:bottom;font-weight:bold;text-align:center;">Rw-value </td> </tr> <tr style="height:20px;"> <td style="overflow:hidden;padding:0px 3px 0px 3px;vertical-align:bottom;"></td> <td style="overflow:hidden;padding:0px 3px 0px 3px;vertical-align:bottom;"></td> <td style="overflow:hidden;padding:0px 3px 0px 3px;vertical-align:bottom;"></td> <td data-sheets-numberformat='{"1":2,"2":"0.00","3":1}' data-sheets-value='{"1":2,"2":"EN 1873 : 2014"}' style="overflow:hidden;padding:0px 3px 0px 3px;vertical-align:bottom;text-align:center;">EN 1873 : 2014</td> <td data-sheets-numberformat='{"1":2,"2":"0","3":1}' data-sheets-value='{"1":2,"2":"EN ISO 13468 EN 16153 EN 410"}' style="overflow:hidden;padding:0px 3px 0px 3px;vertical-align:bottom;text-align:center;">EN ISO 13468 EN 16153 EN 410</td> <td data-sheets-numberformat='{"1":2,"2":"0","3":1}' data-sheets-value='{"1":2,"2":"EN 410"}' style="overflow:hidden;padding:0px 3px 0px 3px;vertical-align:bottom;text-align:center;">EN 410</td> <td data-sheets-value='{"1":2,"2":"EN ISO 140-3\t\t"}' style="overflow:hidden;padding:0px 3px 0px 3px;vertical-align:bottom;text-align:center;">EN ISO 140-3 </td> </tr> <tr style="height:20px;"> <td data-sheets-value='{"1":2,"2":"Material"}' style="border-bottom:1px solid #000000;overflow:hidden;padding:0px 3px 0px 3px;vertical-align:bottom;background-color:#000000;font-weight:bold;color:#ffffff;">Material</td> <td data-sheets-value='{"1":2,"2":"Walls"}' style="border-bottom:1px solid #000000;overflow:hidden;padding:0px 3px 0px 3px;vertical-align:bottom;background-color:#000000;font-weight:bold;color:#ffffff;">Walls</td> <td data-sheets-value='{"1":2,"2":"Shells"}' style="border-bottom:1px solid #000000;overflow:hidden;padding:0px 3px 0px 3px;vertical-align:bottom;background-color:#000000;font-weight:bold;color:#ffffff;">Shells</td> <td data-sheets-numberformat='{"1":2,"2":"0.00","3":1}' data-sheets-value='{"1":2,"2":"(W/m²K)\t"}' style="border-bottom:1px solid #000000;overflow:hidden;padding:0px 3px 0px 3px;vertical-align:bottom;background-color:#000000;font-weight:bold;color:#ffffff;text-align:center;">(W/m²K) </td> <td data-sheets-numberformat='{"1":2,"2":"0","3":1}' data-sheets-value='{"1":2,"2":"(%)"}' style="border-bottom:1px solid #000000;overflow:hidden;padding:0px 3px 0px 3px;vertical-align:bottom;background-color:#000000;font-weight:bold;color:#ffffff;text-align:center;">(%)</td> <td data-sheets-numberformat='{"1":2,"2":"0","3":1}' data-sheets-value='{"1":2,"2":"(%)"}' style="border-bottom:1px solid #000000;overflow:hidden;padding:0px 3px 0px 3px;vertical-align:bottom;background-color:#000000;font-weight:bold;color:#ffffff;text-align:center;">(%)</td> <td data-sheets-value='{"1":2,"2":"(dB)"}' style="border-bottom:1px solid #000000;overflow:hidden;padding:0px 3px 0px 3px;vertical-align:bottom;background-color:#000000;font-weight:bold;color:#ffffff;text-align:center;">(dB)</td> </tr> <tr style="height:20px;"> <td data-sheets-value='{"1":2,"2":"Acrylic"}' style="border-left:1px solid #000000;overflow:hidden;padding:0px 3px 0px 3px;vertical-align:bottom;">Acrylic</td> <td data-sheets-value='{"1":2,"2":"EW"}' style="overflow:hidden;padding:0px 3px 0px 3px;vertical-align:bottom;">EW</td> <td data-sheets-value='{"1":2,"2":"Clear (H)"}' style="overflow:hidden;padding:0px 3px 0px 3px;vertical-align:bottom;">Clear (H)</td> <td data-sheets-numberformat='{"1":2,"2":"0.00","3":1}' data-sheets-value='{"1":3,"3":1.19}' style="overflow:hidden;padding:0px 3px 0px 3px;vertical-align:bottom;text-align:center;">1.19</td> <td data-sheets-numberformat='{"1":2,"2":"0","3":1}' data-sheets-value='{"1":3,"3":36.9}' style="overflow:hidden;padding:0px 3px 0px 3px;vertical-align:bottom;text-align:center;">37</td> <td data-sheets-numberformat='{"1":2,"2":"0","3":1}' data-sheets-value='{"1":3,"3":57.42}' style="overflow:hidden;padding:0px 3px 0px 3px;vertical-align:bottom;text-align:center;">57</td> <td data-sheets-value='{"1":3,"3":24}' style="border-right:1px solid #000000;overflow:hidden;padding:0px 3px 0px 3px;vertical-align:bottom;text-align:center;">24</td> </tr> <tr style="height:20px;"> <td data-sheets-value='{"1":2,"2":"PMMA"}' style="border-left:1px solid #000000;overflow:hidden;padding:0px 3px 0px 3px;vertical-align:bottom;">PMMA</td> <td style="overflow:hidden;padding:0px 3px 0px 3px;vertical-align:bottom;"></td> <td data-sheets-value='{"1":2,"2":"Opal (O)"}' style="overflow:hidden;padding:0px 3px 0px 3px;vertical-align:bottom;">Opal (O)</td> <td data-sheets-numberformat='{"1":2,"2":"0.00","3":1}' data-sheets-value='{"1":3,"3":1.19}' style="overflow:hidden;padding:0px 3px 0px 3px;vertical-align:bottom;text-align:center;">1.19</td> <td data-sheets-numberformat='{"1":2,"2":"0","3":1}' data-sheets-value='{"1":3,"3":34.03}' style="overflow:hidden;padding:0px 3px 0px 3px;vertical-align:bottom;text-align:center;">34</td> <td data-sheets-numberformat='{"1":2,"2":"0","3":1}' data-sheets-value='{"1":3,"3":50.160000000000004}' style="overflow:hidden;padding:0px 3px 0px 3px;vertical-align:bottom;text-align:center;">50</td> <td data-sheets-value='{"1":3,"3":24}' style="border-right:1px solid #000000;overflow:hidden;padding:0px 3px 0px 3px;vertical-align:bottom;text-align:center;">24</td> </tr> <tr style="height:20px;"> <td style="border-left:1px solid #000000;overflow:hidden;padding:0px 3px 0px 3px;vertical-align:bottom;"></td> <td data-sheets-value='{"1":2,"2":"DW"}' style="overflow:hidden;padding:0px 3px 0px 3px;vertical-align:bottom;">DW</td> <td data-sheets-value='{"1":2,"2":"Clear (H/H)"}' style="overflow:hidden;padding:0px 3px 0px 3px;vertical-align:bottom;">Clear (H/H)</td> <td data-sheets-numberformat='{"1":2,"2":"0.00","3":1}' data-sheets-value='{"1":3,"3":0.98}' style="overflow:hidden;padding:0px 3px 0px 3px;vertical-align:bottom;text-align:center;">0.98</td> <td data-sheets-numberformat='{"1":2,"2":"0","3":1}' data-sheets-value='{"1":3,"3":33.21}' style="overflow:hidden;padding:0px 3px 0px 3px;vertical-align:bottom;text-align:center;">33</td> <td data-sheets-numberformat='{"1":2,"2":"0","3":1}' data-sheets-value='{"1":3,"3":49.5}' style="overflow:hidden;padding:0px 3px 0px 3px;vertical-align:bottom;text-align:center;">50</td> <td data-sheets-value='{"1":3,"3":26}' style="border-right:1px solid #000000;overflow:hidden;padding:0px 3px 0px 3px;vertical-align:bottom;text-align:center;">26</td> </tr> <tr style="height:20px;"> <td style="border-bottom:1px solid #000000;border-left:1px solid #000000;overflow:hidden;padding:0px 3px 0px 3px;vertical-align:bottom;"></td> <td style="border-bottom:1px solid #000000;overflow:hidden;padding:0px 3px 0px 3px;vertical-align:bottom;"></td> <td data-sheets-value='{"1":2,"2":"Opal (O/O)"}' style="border-bottom:1px solid #000000;overflow:hidden;padding:0px 3px 0px 3px;vertical-align:bottom;">Opal (O/O)</td> <td data-sheets-numberformat='{"1":2,"2":"0.00","3":1}' data-sheets-value='{"1":3,"3":0.98}' style="border-bottom:1px solid #000000;overflow:hidden;padding:0px 3px 0px 3px;vertical-align:bottom;text-align:center;">0.98</td> <td data-sheets-numberformat='{"1":2,"2":"0","3":1}' data-sheets-value='{"1":3,"3":28.29}' style="border-bottom:1px solid #000000;overflow:hidden;padding:0px 3px 0px 3px;vertical-align:bottom;text-align:center;">28</td> <td data-sheets-numberformat='{"1":2,"2":"0","3":1}' data-sheets-value='{"1":3,"3":38.28}' style="border-bottom:1px solid #000000;overflow:hidden;padding:0px 3px 0px 3px;vertical-align:bottom;text-align:center;">38</td> <td data-sheets-value='{"1":3,"3":26}' style="border-right:1px solid #000000;border-bottom:1px solid #000000;overflow:hidden;padding:0px 3px 0px 3px;vertical-align:bottom;text-align:center;">26</td> </tr> <tr style="height:20px;"> <td data-sheets-value='{"1":2,"2":"Polycarbonate "}' style="border-left:1px solid #000000;overflow:hidden;padding:0px 3px 0px 3px;vertical-align:bottom;">Polycarbonate </td> <td data-sheets-value='{"1":2,"2":"EW"}' style="overflow:hidden;padding:0px 3px 0px 3px;vertical-align:bottom;">EW</td> <td data-sheets-value='{"1":2,"2":"Clear (A)"}' style="overflow:hidden;padding:0px 3px 0px 3px;vertical-align:bottom;">Clear (A)</td> <td data-sheets-numberformat='{"1":2,"2":"0.00","3":1}' data-sheets-value='{"1":3,"3":1.19}' style="overflow:hidden;padding:0px 3px 0px 3px;vertical-align:bottom;text-align:center;">1.19</td> <td data-sheets-numberformat='{"1":2,"2":"0","3":1}' data-sheets-value='{"1":3,"3":36.08}' style="overflow:hidden;padding:0px 3px 0px 3px;vertical-align:bottom;text-align:center;">36</td> <td data-sheets-numberformat='{"1":2,"2":"0","3":1}' data-sheets-value='{"1":3,"3":54.78}' style="overflow:hidden;padding:0px 3px 0px 3px;vertical-align:bottom;text-align:center;">55</td> <td data-sheets-value='{"1":3,"3":24}' style="border-right:1px solid #000000;overflow:hidden;padding:0px 3px 0px 3px;vertical-align:bottom;text-align:center;">24</td> </tr> <tr style="height:20px;"> <td data-sheets-value='{"1":2,"2":"PC"}' style="border-left:1px solid #000000;overflow:hidden;padding:0px 3px 0px 3px;vertical-align:bottom;">PC</td> <td style="overflow:hidden;padding:0px 3px 0px 3px;vertical-align:bottom;"></td> <td data-sheets-value='{"1":2,"2":"Opal (D)"}' style="overflow:hidden;padding:0px 3px 0px 3px;vertical-align:bottom;">Opal (D)</td> <td data-sheets-numberformat='{"1":2,"2":"0.00","3":1}' data-sheets-value='{"1":3,"3":1.19}' style="overflow:hidden;padding:0px 3px 0px 3px;vertical-align:bottom;text-align:center;">1.19</td> <td data-sheets-numberformat='{"1":2,"2":"0","3":1}' data-sheets-value='{"1":3,"3":23.779999999999998}' style="overflow:hidden;padding:0px 3px 0px 3px;vertical-align:bottom;text-align:center;">24</td> <td data-sheets-numberformat='{"1":2,"2":"0","3":1}' data-sheets-value='{"1":3,"3":39.6}' style="overflow:hidden;padding:0px 3px 0px 3px;vertical-align:bottom;text-align:center;">40</td> <td data-sheets-value='{"1":3,"3":24}' style="border-right:1px solid #000000;overflow:hidden;padding:0px 3px 0px 3px;vertical-align:bottom;text-align:center;">24</td> </tr> <tr style="height:20px;"> <td style="border-left:1px solid #000000;overflow:hidden;padding:0px 3px 0px 3px;vertical-align:bottom;"></td> <td data-sheets-value='{"1":2,"2":"DW"}' style="overflow:hidden;padding:0px 3px 0px 3px;vertical-align:bottom;">DW</td> <td data-sheets-value='{"1":2,"2":"Clear (A/H)"}' style="overflow:hidden;padding:0px 3px 0px 3px;vertical-align:bottom;">Clear (A/H)</td> <td data-sheets-numberformat='{"1":2,"2":"0.00","3":1}' data-sheets-value='{"1":3,"3":0.98}' style="overflow:hidden;padding:0px 3px 0px 3px;vertical-align:bottom;text-align:center;">0.98</td> <td data-sheets-numberformat='{"1":2,"2":"0","3":1}' data-sheets-value='{"1":3,"3":32.39}' style="overflow:hidden;padding:0px 3px 0px 3px;vertical-align:bottom;text-align:center;">32</td> <td data-sheets-numberformat='{"1":2,"2":"0","3":1}' data-sheets-value='{"1":3,"3":47.52}' style="overflow:hidden;padding:0px 3px 0px 3px;vertical-align:bottom;text-align:center;">48</td> <td data-sheets-value='{"1":3,"3":26}' style="border-right:1px solid #000000;overflow:hidden;padding:0px 3px 0px 3px;vertical-align:bottom;text-align:center;">26</td> </tr> <tr style="height:20px;"> <td style="border-left:1px solid #000000;overflow:hidden;padding:0px 3px 0px 3px;vertical-align:bottom;"></td> <td style="overflow:hidden;padding:0px 3px 0px 3px;vertical-align:bottom;"></td> <td data-sheets-value='{"1":2,"2":"Clear (A/A)"}' style="overflow:hidden;padding:0px 3px 0px 3px;vertical-align:bottom;">Clear (A/A)</td> <td data-sheets-numberformat='{"1":2,"2":"0.00","3":1}' data-sheets-value='{"1":3,"3":0.98}' style="overflow:hidden;padding:0px 3px 0px 3px;vertical-align:bottom;text-align:center;">0.98</td> <td data-sheets-numberformat='{"1":2,"2":"0","3":1}' data-sheets-value='{"1":3,"3":31.569999999999997}' style="overflow:hidden;padding:0px 3px 0px 3px;vertical-align:bottom;text-align:center;">32</td> <td data-sheets-numberformat='{"1":2,"2":"0","3":1}' data-sheets-value='{"1":3,"3":45.54}' style="overflow:hidden;padding:0px 3px 0px 3px;vertical-align:bottom;text-align:center;">46</td> <td data-sheets-value='{"1":3,"3":26}' style="border-right:1px solid #000000;overflow:hidden;padding:0px 3px 0px 3px;vertical-align:bottom;text-align:center;">26</td> </tr> <tr style="height:20px;"> <td style="border-left:1px solid #000000;overflow:hidden;padding:0px 3px 0px 3px;vertical-align:bottom;"></td> <td style="overflow:hidden;padding:0px 3px 0px 3px;vertical-align:bottom;"></td> <td data-sheets-value='{"1":2,"2":"Opal (A/O)"}' style="overflow:hidden;padding:0px 3px 0px 3px;vertical-align:bottom;">Opal (A/O)</td> <td data-sheets-numberformat='{"1":2,"2":"0.00","3":1}' data-sheets-value='{"1":3,"3":0.98}' style="overflow:hidden;padding:0px 3px 0px 3px;vertical-align:bottom;text-align:center;">0.98</td> <td data-sheets-numberformat='{"1":2,"2":"0","3":1}' data-sheets-value='{"1":3,"3":29.93}' style="overflow:hidden;padding:0px 3px 0px 3px;vertical-align:bottom;text-align:center;">30</td> <td data-sheets-numberformat='{"1":2,"2":"0","3":1}' data-sheets-value='{"1":3,"3":41.580000000000005}' style="overflow:hidden;padding:0px 3px 0px 3px;vertical-align:bottom;text-align:center;">42</td> <td data-sheets-value='{"1":3,"3":26}' style="border-right:1px solid #000000;overflow:hidden;padding:0px 3px 0px 3px;vertical-align:bottom;text-align:center;">26</td> </tr> <tr style="height:20px;"> <td style="border-bottom:1px solid #000000;border-left:1px solid #000000;overflow:hidden;padding:0px 3px 0px 3px;vertical-align:bottom;"></td> <td style="border-bottom:1px solid #000000;overflow:hidden;padding:0px 3px 0px 3px;vertical-align:bottom;"></td> <td data-sheets-value='{"1":2,"2":"Opal (A/D)"}' style="border-bottom:1px solid #000000;overflow:hidden;padding:0px 3px 0px 3px;vertical-align:bottom;">Opal (A/D)</td> <td data-sheets-numberformat='{"1":2,"2":"0.00","3":1}' data-sheets-value='{"1":3,"3":0.98}' style="border-bottom:1px solid #000000;overflow:hidden;padding:0px 3px 0px 3px;vertical-align:bottom;text-align:center;">0.98</td> <td data-sheets-numberformat='{"1":2,"2":"0","3":1}' data-sheets-value='{"1":3,"3":20.91}' style="border-bottom:1px solid #000000;overflow:hidden;padding:0px 3px 0px 3px;vertical-align:bottom;text-align:center;">21</td> <td data-sheets-numberformat='{"1":2,"2":"0","3":1}' data-sheets-value='{"1":3,"3":33}' style="border-bottom:1px solid #000000;overflow:hidden;padding:0px 3px 0px 3px;vertical-align:bottom;text-align:center;">33</td> <td data-sheets-value='{"1":3,"3":26}' style="border-right:1px solid #000000;border-bottom:1px solid #000000;overflow:hidden;padding:0px 3px 0px 3px;vertical-align:bottom;text-align:center;">26</td> </tr> <tr style="height:20px;"> <td data-sheets-value='{"1":2,"2":"Polycarbonate"}' style="border-left:1px solid #000000;overflow:hidden;padding:0px 3px 0px 3px;vertical-align:bottom;">Polycarbonate</td> <td data-sheets-value='{"1":2,"2":"EW"}' style="overflow:hidden;padding:0px 3px 0px 3px;vertical-align:bottom;">EW</td> <td data-sheets-value='{"1":2,"2":"Heatstop Opal (T)"}' style="overflow:hidden;padding:0px 3px 0px 3px;vertical-align:bottom;">Heatstop Opal (T)</td> <td data-sheets-numberformat='{"1":2,"2":"0.00","3":1}' data-sheets-value='{"1":3,"3":1.19}' style="overflow:hidden;padding:0px 3px 0px 3px;vertical-align:bottom;text-align:center;">1.19</td> <td data-sheets-numberformat='{"1":2,"2":"0","3":1}' data-sheets-value='{"1":3,"3":20.09}' style="overflow:hidden;padding:0px 3px 0px 3px;vertical-align:bottom;text-align:center;">20</td> <td data-sheets-numberformat='{"1":2,"2":"0","3":1}' data-sheets-value='{"1":3,"3":38.940000000000005}' style="overflow:hidden;padding:0px 3px 0px 3px;vertical-align:bottom;text-align:center;">39</td> <td data-sheets-value='{"1":3,"3":24}' style="border-right:1px solid #000000;overflow:hidden;padding:0px 3px 0px 3px;vertical-align:bottom;text-align:center;">24</td> </tr> <tr style="height:20px;"> <td data-sheets-value='{"1":2,"2":"Heatstop PC"}' style="border-left:1px solid #000000;overflow:hidden;padding:0px 3px 0px 3px;vertical-align:bottom;">Heatstop PC</td> <td data-sheets-value='{"1":2,"2":"DW"}' style="overflow:hidden;padding:0px 3px 0px 3px;vertical-align:bottom;">DW</td> <td data-sheets-value='{"1":2,"2":"Clear (T/H)"}' style="overflow:hidden;padding:0px 3px 0px 3px;vertical-align:bottom;">Clear (T/H)</td> <td data-sheets-numberformat='{"1":2,"2":"0.00","3":1}' data-sheets-value='{"1":3,"3":0.98}' style="overflow:hidden;padding:0px 3px 0px 3px;vertical-align:bottom;text-align:center;">0.98</td> <td data-sheets-numberformat='{"1":2,"2":"0","3":1}' data-sheets-value='{"1":3,"3":18.04}' style="overflow:hidden;padding:0px 3px 0px 3px;vertical-align:bottom;text-align:center;">18</td> <td data-sheets-numberformat='{"1":2,"2":"0","3":1}' data-sheets-value='{"1":3,"3":33.660000000000004}' style="overflow:hidden;padding:0px 3px 0px 3px;vertical-align:bottom;text-align:center;">34</td> <td data-sheets-value='{"1":3,"3":26}' style="border-right:1px solid #000000;overflow:hidden;padding:0px 3px 0px 3px;vertical-align:bottom;text-align:center;">26</td> </tr> <tr style="height:20px;"> <td style="border-bottom:1px solid #000000;border-left:1px solid #000000;overflow:hidden;padding:0px 3px 0px 3px;vertical-align:bottom;"></td> <td style="border-bottom:1px solid #000000;overflow:hidden;padding:0px 3px 0px 3px;vertical-align:bottom;"></td> <td data-sheets-value='{"1":2,"2":"Opal (T/O)"}' style="border-bottom:1px solid #000000;overflow:hidden;padding:0px 3px 0px 3px;vertical-align:bottom;">Opal (T/O)</td> <td data-sheets-numberformat='{"1":2,"2":"0.00","3":1}' data-sheets-value='{"1":3,"3":0.98}' style="border-bottom:1px solid #000000;overflow:hidden;padding:0px 3px 0px 3px;vertical-align:bottom;text-align:center;">0.98</td> <td data-sheets-numberformat='{"1":2,"2":"0","3":1}' data-sheets-value='{"1":3,"3":16.81}' style="border-bottom:1px solid #000000;overflow:hidden;padding:0px 3px 0px 3px;vertical-align:bottom;text-align:center;">17</td> <td data-sheets-numberformat='{"1":2,"2":"0","3":1}' data-sheets-value='{"1":3,"3":29.700000000000003}' style="border-bottom:1px solid #000000;overflow:hidden;padding:0px 3px 0px 3px;vertical-align:bottom;text-align:center;">30</td> <td data-sheets-value='{"1":3,"3":26}' style="border-right:1px solid #000000;border-bottom:1px solid #000000;overflow:hidden;padding:0px 3px 0px 3px;vertical-align:bottom;text-align:center;">26</td> </tr> </tbody></table> | skylux-160-ce-met-koepel-en-pvc-opstand-30-20-met-lm-motor-en-pvc-raam-type-ep25-1000-x-2200-mm | 8586033168717 | 46872359862605
Smoke and heat exhaust (SHEV) | SHE system | Skylux | Skylux 160° CE with skylight and PVC curb 30/20 with LM-actuator and PVC frame type EP25 1000 x 2300 mm |  | 50420 | 5412970504207 | 5708.8 | Yes | 30-45 | 108.31 | 1000 x 2300 mm | 2300 | 1000 |  | PVC 30/20 (30 cm high & roof opening = 20 cm larger than daylight size) | Rectangular | 1.19 W/m²K - 0.98 W/m²K | 57% - 30% | 37% - 17% | 24dB - 26dB | 160° CE (for industry) | PVC frame EP25 | without spoiler | E | Single actuator | Maximum double-walled skylight possible for this product | Ut-value LT-value g-value Rw-value EN 1873 : 2014 EN ISO 13468 EN 16153 EN 410 EN 410 EN ISO 140-3 Material Walls Shells (W/m²K) (%) (%) (dB) Acrylic EW Clear (H) 1.19 37 57 24 PMMA Opal (O) 1.19 34 50 24 DW Clear (H/H) 0.98 33 50 26 Opal (O/O) 0.98 28 38 26 Polycarbonate EW Clear (A) 1.19 36 55 24 PC Opal (D) 1.19 24 40 24 DW Clear (A/H) 0.98 32 48 26 Clear (A/A) 0.98 32 46 26 Opal (A/O) 0.98 30 42 26 Opal (A/D) 0.98 21 33 26 Polycarbonate EW Heatstop Opal (T) 1.19 20 39 24 Heatstop PC DW Clear (T/H) 0.98 18 34 26 Opal (T/O) 0.98 17 30 26 | https://skylux.eu/en/products/skylux-160-ce-met-koepel-en-pvc-opstand-30-20-met-lm-motor-en-pvc-raam-type-ep25-1000-x-2300-mm | https://skylux.eu/cdn/shop/files/Skylux-160deg-CE-met-koepel-en-pvc-opstand-3020-met-LM-motor-en-pvc-raam-type-EP25-1000-x-2300-mm-RWA-systeem.jpg?v=1702980729&width=1600 | https://skylux.eu/cdn/shop/files/e5a82811-1bb0-48e4-a776-cacb59c7c092_39d07b42-f5d9-4f20-9df1-f4bf6bda10b1.jpg?v=1688551195&width=1600 | //skylux.eu/cdn/shop/files/E_MH_Mounting_instructions_Skylux_160_CE_LM.pdf?v=12406716259046007223 | //skylux.eu/cdn/shop/files/E_TD_Technical_File_Skylux_Skylux_160_CE_Electric.pdf?v=3667116872303399239 | <style type="text/css" id="isPasted"><!--td {border: 1px solid #cccccc;}br {mso-data-placement:same-cell;}--></style><table border="1" cellpadding="0" cellspacing="0" dir="ltr" style="table-layout:fixed;font-size:10pt;font-family:Arial;border-collapse:collapse;border:none;"><tbody> <tr style="height:20px;"> <td style="overflow:hidden;padding:0px 3px 0px 3px;vertical-align:bottom;"></td> <td style="overflow:hidden;padding:0px 3px 0px 3px;vertical-align:bottom;"></td> <td style="overflow:hidden;padding:0px 3px 0px 3px;vertical-align:bottom;"></td> <td data-sheets-value='{"1":2,"2":"Ut-value"}' style="overflow:hidden;padding:0px 3px 0px 3px;vertical-align:bottom;font-weight:bold;text-align:center;">Ut-value</td> <td data-sheets-value='{"1":2,"2":"LT-value"}' style="overflow:hidden;padding:0px 3px 0px 3px;vertical-align:bottom;font-weight:bold;text-align:center;">LT-value</td> <td data-sheets-value='{"1":2,"2":"g-value"}' style="overflow:hidden;padding:0px 3px 0px 3px;vertical-align:bottom;font-weight:bold;text-align:center;">g-value</td> <td data-sheets-value='{"1":2,"2":"Rw-value "}' style="overflow:hidden;padding:0px 3px 0px 3px;vertical-align:bottom;font-weight:bold;text-align:center;">Rw-value </td> </tr> <tr style="height:20px;"> <td style="overflow:hidden;padding:0px 3px 0px 3px;vertical-align:bottom;"></td> <td style="overflow:hidden;padding:0px 3px 0px 3px;vertical-align:bottom;"></td> <td style="overflow:hidden;padding:0px 3px 0px 3px;vertical-align:bottom;"></td> <td data-sheets-numberformat='{"1":2,"2":"0.00","3":1}' data-sheets-value='{"1":2,"2":"EN 1873 : 2014"}' style="overflow:hidden;padding:0px 3px 0px 3px;vertical-align:bottom;text-align:center;">EN 1873 : 2014</td> <td data-sheets-numberformat='{"1":2,"2":"0","3":1}' data-sheets-value='{"1":2,"2":"EN ISO 13468 EN 16153 EN 410"}' style="overflow:hidden;padding:0px 3px 0px 3px;vertical-align:bottom;text-align:center;">EN ISO 13468 EN 16153 EN 410</td> <td data-sheets-numberformat='{"1":2,"2":"0","3":1}' data-sheets-value='{"1":2,"2":"EN 410"}' style="overflow:hidden;padding:0px 3px 0px 3px;vertical-align:bottom;text-align:center;">EN 410</td> <td data-sheets-value='{"1":2,"2":"EN ISO 140-3\t\t"}' style="overflow:hidden;padding:0px 3px 0px 3px;vertical-align:bottom;text-align:center;">EN ISO 140-3 </td> </tr> <tr style="height:20px;"> <td data-sheets-value='{"1":2,"2":"Material"}' style="border-bottom:1px solid #000000;overflow:hidden;padding:0px 3px 0px 3px;vertical-align:bottom;background-color:#000000;font-weight:bold;color:#ffffff;">Material</td> <td data-sheets-value='{"1":2,"2":"Walls"}' style="border-bottom:1px solid #000000;overflow:hidden;padding:0px 3px 0px 3px;vertical-align:bottom;background-color:#000000;font-weight:bold;color:#ffffff;">Walls</td> <td data-sheets-value='{"1":2,"2":"Shells"}' style="border-bottom:1px solid #000000;overflow:hidden;padding:0px 3px 0px 3px;vertical-align:bottom;background-color:#000000;font-weight:bold;color:#ffffff;">Shells</td> <td data-sheets-numberformat='{"1":2,"2":"0.00","3":1}' data-sheets-value='{"1":2,"2":"(W/m²K)\t"}' style="border-bottom:1px solid #000000;overflow:hidden;padding:0px 3px 0px 3px;vertical-align:bottom;background-color:#000000;font-weight:bold;color:#ffffff;text-align:center;">(W/m²K) </td> <td data-sheets-numberformat='{"1":2,"2":"0","3":1}' data-sheets-value='{"1":2,"2":"(%)"}' style="border-bottom:1px solid #000000;overflow:hidden;padding:0px 3px 0px 3px;vertical-align:bottom;background-color:#000000;font-weight:bold;color:#ffffff;text-align:center;">(%)</td> <td data-sheets-numberformat='{"1":2,"2":"0","3":1}' data-sheets-value='{"1":2,"2":"(%)"}' style="border-bottom:1px solid #000000;overflow:hidden;padding:0px 3px 0px 3px;vertical-align:bottom;background-color:#000000;font-weight:bold;color:#ffffff;text-align:center;">(%)</td> <td data-sheets-value='{"1":2,"2":"(dB)"}' style="border-bottom:1px solid #000000;overflow:hidden;padding:0px 3px 0px 3px;vertical-align:bottom;background-color:#000000;font-weight:bold;color:#ffffff;text-align:center;">(dB)</td> </tr> <tr style="height:20px;"> <td data-sheets-value='{"1":2,"2":"Acrylic"}' style="border-left:1px solid #000000;overflow:hidden;padding:0px 3px 0px 3px;vertical-align:bottom;">Acrylic</td> <td data-sheets-value='{"1":2,"2":"EW"}' style="overflow:hidden;padding:0px 3px 0px 3px;vertical-align:bottom;">EW</td> <td data-sheets-value='{"1":2,"2":"Clear (H)"}' style="overflow:hidden;padding:0px 3px 0px 3px;vertical-align:bottom;">Clear (H)</td> <td data-sheets-numberformat='{"1":2,"2":"0.00","3":1}' data-sheets-value='{"1":3,"3":1.19}' style="overflow:hidden;padding:0px 3px 0px 3px;vertical-align:bottom;text-align:center;">1.19</td> <td data-sheets-numberformat='{"1":2,"2":"0","3":1}' data-sheets-value='{"1":3,"3":36.9}' style="overflow:hidden;padding:0px 3px 0px 3px;vertical-align:bottom;text-align:center;">37</td> <td data-sheets-numberformat='{"1":2,"2":"0","3":1}' data-sheets-value='{"1":3,"3":57.42}' style="overflow:hidden;padding:0px 3px 0px 3px;vertical-align:bottom;text-align:center;">57</td> <td data-sheets-value='{"1":3,"3":24}' style="border-right:1px solid #000000;overflow:hidden;padding:0px 3px 0px 3px;vertical-align:bottom;text-align:center;">24</td> </tr> <tr style="height:20px;"> <td data-sheets-value='{"1":2,"2":"PMMA"}' style="border-left:1px solid #000000;overflow:hidden;padding:0px 3px 0px 3px;vertical-align:bottom;">PMMA</td> <td style="overflow:hidden;padding:0px 3px 0px 3px;vertical-align:bottom;"></td> <td data-sheets-value='{"1":2,"2":"Opal (O)"}' style="overflow:hidden;padding:0px 3px 0px 3px;vertical-align:bottom;">Opal (O)</td> <td data-sheets-numberformat='{"1":2,"2":"0.00","3":1}' data-sheets-value='{"1":3,"3":1.19}' style="overflow:hidden;padding:0px 3px 0px 3px;vertical-align:bottom;text-align:center;">1.19</td> <td data-sheets-numberformat='{"1":2,"2":"0","3":1}' data-sheets-value='{"1":3,"3":34.03}' style="overflow:hidden;padding:0px 3px 0px 3px;vertical-align:bottom;text-align:center;">34</td> <td data-sheets-numberformat='{"1":2,"2":"0","3":1}' data-sheets-value='{"1":3,"3":50.160000000000004}' style="overflow:hidden;padding:0px 3px 0px 3px;vertical-align:bottom;text-align:center;">50</td> <td data-sheets-value='{"1":3,"3":24}' style="border-right:1px solid #000000;overflow:hidden;padding:0px 3px 0px 3px;vertical-align:bottom;text-align:center;">24</td> </tr> <tr style="height:20px;"> <td style="border-left:1px solid #000000;overflow:hidden;padding:0px 3px 0px 3px;vertical-align:bottom;"></td> <td data-sheets-value='{"1":2,"2":"DW"}' style="overflow:hidden;padding:0px 3px 0px 3px;vertical-align:bottom;">DW</td> <td data-sheets-value='{"1":2,"2":"Clear (H/H)"}' style="overflow:hidden;padding:0px 3px 0px 3px;vertical-align:bottom;">Clear (H/H)</td> <td data-sheets-numberformat='{"1":2,"2":"0.00","3":1}' data-sheets-value='{"1":3,"3":0.98}' style="overflow:hidden;padding:0px 3px 0px 3px;vertical-align:bottom;text-align:center;">0.98</td> <td data-sheets-numberformat='{"1":2,"2":"0","3":1}' data-sheets-value='{"1":3,"3":33.21}' style="overflow:hidden;padding:0px 3px 0px 3px;vertical-align:bottom;text-align:center;">33</td> <td data-sheets-numberformat='{"1":2,"2":"0","3":1}' data-sheets-value='{"1":3,"3":49.5}' style="overflow:hidden;padding:0px 3px 0px 3px;vertical-align:bottom;text-align:center;">50</td> <td data-sheets-value='{"1":3,"3":26}' style="border-right:1px solid #000000;overflow:hidden;padding:0px 3px 0px 3px;vertical-align:bottom;text-align:center;">26</td> </tr> <tr style="height:20px;"> <td style="border-bottom:1px solid #000000;border-left:1px solid #000000;overflow:hidden;padding:0px 3px 0px 3px;vertical-align:bottom;"></td> <td style="border-bottom:1px solid #000000;overflow:hidden;padding:0px 3px 0px 3px;vertical-align:bottom;"></td> <td data-sheets-value='{"1":2,"2":"Opal (O/O)"}' style="border-bottom:1px solid #000000;overflow:hidden;padding:0px 3px 0px 3px;vertical-align:bottom;">Opal (O/O)</td> <td data-sheets-numberformat='{"1":2,"2":"0.00","3":1}' data-sheets-value='{"1":3,"3":0.98}' style="border-bottom:1px solid #000000;overflow:hidden;padding:0px 3px 0px 3px;vertical-align:bottom;text-align:center;">0.98</td> <td data-sheets-numberformat='{"1":2,"2":"0","3":1}' data-sheets-value='{"1":3,"3":28.29}' style="border-bottom:1px solid #000000;overflow:hidden;padding:0px 3px 0px 3px;vertical-align:bottom;text-align:center;">28</td> <td data-sheets-numberformat='{"1":2,"2":"0","3":1}' data-sheets-value='{"1":3,"3":38.28}' style="border-bottom:1px solid #000000;overflow:hidden;padding:0px 3px 0px 3px;vertical-align:bottom;text-align:center;">38</td> <td data-sheets-value='{"1":3,"3":26}' style="border-right:1px solid #000000;border-bottom:1px solid #000000;overflow:hidden;padding:0px 3px 0px 3px;vertical-align:bottom;text-align:center;">26</td> </tr> <tr style="height:20px;"> <td data-sheets-value='{"1":2,"2":"Polycarbonate "}' style="border-left:1px solid #000000;overflow:hidden;padding:0px 3px 0px 3px;vertical-align:bottom;">Polycarbonate </td> <td data-sheets-value='{"1":2,"2":"EW"}' style="overflow:hidden;padding:0px 3px 0px 3px;vertical-align:bottom;">EW</td> <td data-sheets-value='{"1":2,"2":"Clear (A)"}' style="overflow:hidden;padding:0px 3px 0px 3px;vertical-align:bottom;">Clear (A)</td> <td data-sheets-numberformat='{"1":2,"2":"0.00","3":1}' data-sheets-value='{"1":3,"3":1.19}' style="overflow:hidden;padding:0px 3px 0px 3px;vertical-align:bottom;text-align:center;">1.19</td> <td data-sheets-numberformat='{"1":2,"2":"0","3":1}' data-sheets-value='{"1":3,"3":36.08}' style="overflow:hidden;padding:0px 3px 0px 3px;vertical-align:bottom;text-align:center;">36</td> <td data-sheets-numberformat='{"1":2,"2":"0","3":1}' data-sheets-value='{"1":3,"3":54.78}' style="overflow:hidden;padding:0px 3px 0px 3px;vertical-align:bottom;text-align:center;">55</td> <td data-sheets-value='{"1":3,"3":24}' style="border-right:1px solid #000000;overflow:hidden;padding:0px 3px 0px 3px;vertical-align:bottom;text-align:center;">24</td> </tr> <tr style="height:20px;"> <td data-sheets-value='{"1":2,"2":"PC"}' style="border-left:1px solid #000000;overflow:hidden;padding:0px 3px 0px 3px;vertical-align:bottom;">PC</td> <td style="overflow:hidden;padding:0px 3px 0px 3px;vertical-align:bottom;"></td> <td data-sheets-value='{"1":2,"2":"Opal (D)"}' style="overflow:hidden;padding:0px 3px 0px 3px;vertical-align:bottom;">Opal (D)</td> <td data-sheets-numberformat='{"1":2,"2":"0.00","3":1}' data-sheets-value='{"1":3,"3":1.19}' style="overflow:hidden;padding:0px 3px 0px 3px;vertical-align:bottom;text-align:center;">1.19</td> <td data-sheets-numberformat='{"1":2,"2":"0","3":1}' data-sheets-value='{"1":3,"3":23.779999999999998}' style="overflow:hidden;padding:0px 3px 0px 3px;vertical-align:bottom;text-align:center;">24</td> <td data-sheets-numberformat='{"1":2,"2":"0","3":1}' data-sheets-value='{"1":3,"3":39.6}' style="overflow:hidden;padding:0px 3px 0px 3px;vertical-align:bottom;text-align:center;">40</td> <td data-sheets-value='{"1":3,"3":24}' style="border-right:1px solid #000000;overflow:hidden;padding:0px 3px 0px 3px;vertical-align:bottom;text-align:center;">24</td> </tr> <tr style="height:20px;"> <td style="border-left:1px solid #000000;overflow:hidden;padding:0px 3px 0px 3px;vertical-align:bottom;"></td> <td data-sheets-value='{"1":2,"2":"DW"}' style="overflow:hidden;padding:0px 3px 0px 3px;vertical-align:bottom;">DW</td> <td data-sheets-value='{"1":2,"2":"Clear (A/H)"}' style="overflow:hidden;padding:0px 3px 0px 3px;vertical-align:bottom;">Clear (A/H)</td> <td data-sheets-numberformat='{"1":2,"2":"0.00","3":1}' data-sheets-value='{"1":3,"3":0.98}' style="overflow:hidden;padding:0px 3px 0px 3px;vertical-align:bottom;text-align:center;">0.98</td> <td data-sheets-numberformat='{"1":2,"2":"0","3":1}' data-sheets-value='{"1":3,"3":32.39}' style="overflow:hidden;padding:0px 3px 0px 3px;vertical-align:bottom;text-align:center;">32</td> <td data-sheets-numberformat='{"1":2,"2":"0","3":1}' data-sheets-value='{"1":3,"3":47.52}' style="overflow:hidden;padding:0px 3px 0px 3px;vertical-align:bottom;text-align:center;">48</td> <td data-sheets-value='{"1":3,"3":26}' style="border-right:1px solid #000000;overflow:hidden;padding:0px 3px 0px 3px;vertical-align:bottom;text-align:center;">26</td> </tr> <tr style="height:20px;"> <td style="border-left:1px solid #000000;overflow:hidden;padding:0px 3px 0px 3px;vertical-align:bottom;"></td> <td style="overflow:hidden;padding:0px 3px 0px 3px;vertical-align:bottom;"></td> <td data-sheets-value='{"1":2,"2":"Clear (A/A)"}' style="overflow:hidden;padding:0px 3px 0px 3px;vertical-align:bottom;">Clear (A/A)</td> <td data-sheets-numberformat='{"1":2,"2":"0.00","3":1}' data-sheets-value='{"1":3,"3":0.98}' style="overflow:hidden;padding:0px 3px 0px 3px;vertical-align:bottom;text-align:center;">0.98</td> <td data-sheets-numberformat='{"1":2,"2":"0","3":1}' data-sheets-value='{"1":3,"3":31.569999999999997}' style="overflow:hidden;padding:0px 3px 0px 3px;vertical-align:bottom;text-align:center;">32</td> <td data-sheets-numberformat='{"1":2,"2":"0","3":1}' data-sheets-value='{"1":3,"3":45.54}' style="overflow:hidden;padding:0px 3px 0px 3px;vertical-align:bottom;text-align:center;">46</td> <td data-sheets-value='{"1":3,"3":26}' style="border-right:1px solid #000000;overflow:hidden;padding:0px 3px 0px 3px;vertical-align:bottom;text-align:center;">26</td> </tr> <tr style="height:20px;"> <td style="border-left:1px solid #000000;overflow:hidden;padding:0px 3px 0px 3px;vertical-align:bottom;"></td> <td style="overflow:hidden;padding:0px 3px 0px 3px;vertical-align:bottom;"></td> <td data-sheets-value='{"1":2,"2":"Opal (A/O)"}' style="overflow:hidden;padding:0px 3px 0px 3px;vertical-align:bottom;">Opal (A/O)</td> <td data-sheets-numberformat='{"1":2,"2":"0.00","3":1}' data-sheets-value='{"1":3,"3":0.98}' style="overflow:hidden;padding:0px 3px 0px 3px;vertical-align:bottom;text-align:center;">0.98</td> <td data-sheets-numberformat='{"1":2,"2":"0","3":1}' data-sheets-value='{"1":3,"3":29.93}' style="overflow:hidden;padding:0px 3px 0px 3px;vertical-align:bottom;text-align:center;">30</td> <td data-sheets-numberformat='{"1":2,"2":"0","3":1}' data-sheets-value='{"1":3,"3":41.580000000000005}' style="overflow:hidden;padding:0px 3px 0px 3px;vertical-align:bottom;text-align:center;">42</td> <td data-sheets-value='{"1":3,"3":26}' style="border-right:1px solid #000000;overflow:hidden;padding:0px 3px 0px 3px;vertical-align:bottom;text-align:center;">26</td> </tr> <tr style="height:20px;"> <td style="border-bottom:1px solid #000000;border-left:1px solid #000000;overflow:hidden;padding:0px 3px 0px 3px;vertical-align:bottom;"></td> <td style="border-bottom:1px solid #000000;overflow:hidden;padding:0px 3px 0px 3px;vertical-align:bottom;"></td> <td data-sheets-value='{"1":2,"2":"Opal (A/D)"}' style="border-bottom:1px solid #000000;overflow:hidden;padding:0px 3px 0px 3px;vertical-align:bottom;">Opal (A/D)</td> <td data-sheets-numberformat='{"1":2,"2":"0.00","3":1}' data-sheets-value='{"1":3,"3":0.98}' style="border-bottom:1px solid #000000;overflow:hidden;padding:0px 3px 0px 3px;vertical-align:bottom;text-align:center;">0.98</td> <td data-sheets-numberformat='{"1":2,"2":"0","3":1}' data-sheets-value='{"1":3,"3":20.91}' style="border-bottom:1px solid #000000;overflow:hidden;padding:0px 3px 0px 3px;vertical-align:bottom;text-align:center;">21</td> <td data-sheets-numberformat='{"1":2,"2":"0","3":1}' data-sheets-value='{"1":3,"3":33}' style="border-bottom:1px solid #000000;overflow:hidden;padding:0px 3px 0px 3px;vertical-align:bottom;text-align:center;">33</td> <td data-sheets-value='{"1":3,"3":26}' style="border-right:1px solid #000000;border-bottom:1px solid #000000;overflow:hidden;padding:0px 3px 0px 3px;vertical-align:bottom;text-align:center;">26</td> </tr> <tr style="height:20px;"> <td data-sheets-value='{"1":2,"2":"Polycarbonate"}' style="border-left:1px solid #000000;overflow:hidden;padding:0px 3px 0px 3px;vertical-align:bottom;">Polycarbonate</td> <td data-sheets-value='{"1":2,"2":"EW"}' style="overflow:hidden;padding:0px 3px 0px 3px;vertical-align:bottom;">EW</td> <td data-sheets-value='{"1":2,"2":"Heatstop Opal (T)"}' style="overflow:hidden;padding:0px 3px 0px 3px;vertical-align:bottom;">Heatstop Opal (T)</td> <td data-sheets-numberformat='{"1":2,"2":"0.00","3":1}' data-sheets-value='{"1":3,"3":1.19}' style="overflow:hidden;padding:0px 3px 0px 3px;vertical-align:bottom;text-align:center;">1.19</td> <td data-sheets-numberformat='{"1":2,"2":"0","3":1}' data-sheets-value='{"1":3,"3":20.09}' style="overflow:hidden;padding:0px 3px 0px 3px;vertical-align:bottom;text-align:center;">20</td> <td data-sheets-numberformat='{"1":2,"2":"0","3":1}' data-sheets-value='{"1":3,"3":38.940000000000005}' style="overflow:hidden;padding:0px 3px 0px 3px;vertical-align:bottom;text-align:center;">39</td> <td data-sheets-value='{"1":3,"3":24}' style="border-right:1px solid #000000;overflow:hidden;padding:0px 3px 0px 3px;vertical-align:bottom;text-align:center;">24</td> </tr> <tr style="height:20px;"> <td data-sheets-value='{"1":2,"2":"Heatstop PC"}' style="border-left:1px solid #000000;overflow:hidden;padding:0px 3px 0px 3px;vertical-align:bottom;">Heatstop PC</td> <td data-sheets-value='{"1":2,"2":"DW"}' style="overflow:hidden;padding:0px 3px 0px 3px;vertical-align:bottom;">DW</td> <td data-sheets-value='{"1":2,"2":"Clear (T/H)"}' style="overflow:hidden;padding:0px 3px 0px 3px;vertical-align:bottom;">Clear (T/H)</td> <td data-sheets-numberformat='{"1":2,"2":"0.00","3":1}' data-sheets-value='{"1":3,"3":0.98}' style="overflow:hidden;padding:0px 3px 0px 3px;vertical-align:bottom;text-align:center;">0.98</td> <td data-sheets-numberformat='{"1":2,"2":"0","3":1}' data-sheets-value='{"1":3,"3":18.04}' style="overflow:hidden;padding:0px 3px 0px 3px;vertical-align:bottom;text-align:center;">18</td> <td data-sheets-numberformat='{"1":2,"2":"0","3":1}' data-sheets-value='{"1":3,"3":33.660000000000004}' style="overflow:hidden;padding:0px 3px 0px 3px;vertical-align:bottom;text-align:center;">34</td> <td data-sheets-value='{"1":3,"3":26}' style="border-right:1px solid #000000;overflow:hidden;padding:0px 3px 0px 3px;vertical-align:bottom;text-align:center;">26</td> </tr> <tr style="height:20px;"> <td style="border-bottom:1px solid #000000;border-left:1px solid #000000;overflow:hidden;padding:0px 3px 0px 3px;vertical-align:bottom;"></td> <td style="border-bottom:1px solid #000000;overflow:hidden;padding:0px 3px 0px 3px;vertical-align:bottom;"></td> <td data-sheets-value='{"1":2,"2":"Opal (T/O)"}' style="border-bottom:1px solid #000000;overflow:hidden;padding:0px 3px 0px 3px;vertical-align:bottom;">Opal (T/O)</td> <td data-sheets-numberformat='{"1":2,"2":"0.00","3":1}' data-sheets-value='{"1":3,"3":0.98}' style="border-bottom:1px solid #000000;overflow:hidden;padding:0px 3px 0px 3px;vertical-align:bottom;text-align:center;">0.98</td> <td data-sheets-numberformat='{"1":2,"2":"0","3":1}' data-sheets-value='{"1":3,"3":16.81}' style="border-bottom:1px solid #000000;overflow:hidden;padding:0px 3px 0px 3px;vertical-align:bottom;text-align:center;">17</td> <td data-sheets-numberformat='{"1":2,"2":"0","3":1}' data-sheets-value='{"1":3,"3":29.700000000000003}' style="border-bottom:1px solid #000000;overflow:hidden;padding:0px 3px 0px 3px;vertical-align:bottom;text-align:center;">30</td> <td data-sheets-value='{"1":3,"3":26}' style="border-right:1px solid #000000;border-bottom:1px solid #000000;overflow:hidden;padding:0px 3px 0px 3px;vertical-align:bottom;text-align:center;">26</td> </tr> </tbody></table> | skylux-160-ce-met-koepel-en-pvc-opstand-30-20-met-lm-motor-en-pvc-raam-type-ep25-1000-x-2300-mm | 8586033234253 | 46872359960909
Smoke and heat exhaust (SHEV) | SHE system | Skylux | Skylux 160° CE with skylight and PVC curb 30/20 with LM-actuator and PVC frame type EP25 1050 x 1050 mm |  | 50423 | 5412970504238 | 4472.2 | Yes | 30-45 | 74.76 | 1050 x 1050 mm | 1050 | 1050 |  | PVC 30/20 (30 cm high & roof opening = 20 cm larger than daylight size) | Square | 1.19 W/m²K - 0.98 W/m²K | 57% - 30% | 37% - 17% | 24dB - 26dB | 160° CE (for industry) | PVC frame EP25 | without spoiler | E | Single actuator | Maximum double-walled skylight possible for this product | Ut-value LT-value g-value Rw-value EN 1873 : 2014 EN ISO 13468 EN 16153 EN 410 EN 410 EN ISO 140-3 Material Walls Shells (W/m²K) (%) (%) (dB) Acrylic EW Clear (H) 1.19 37 57 24 PMMA Opal (O) 1.19 34 50 24 DW Clear (H/H) 0.98 33 50 26 Opal (O/O) 0.98 28 38 26 Polycarbonate EW Clear (A) 1.19 36 55 24 PC Opal (D) 1.19 24 40 24 DW Clear (A/H) 0.98 32 48 26 Clear (A/A) 0.98 32 46 26 Opal (A/O) 0.98 30 42 26 Opal (A/D) 0.98 21 33 26 Polycarbonate EW Heatstop Opal (T) 1.19 20 39 24 Heatstop PC DW Clear (T/H) 0.98 18 34 26 Opal (T/O) 0.98 17 30 26 | https://skylux.eu/en/products/skylux-160-ce-met-koepel-en-pvc-opstand-30-20-met-lm-motor-en-pvc-raam-type-ep25-1050-x-1050-mm | https://skylux.eu/cdn/shop/files/Skylux-160deg-CE-met-koepel-en-pvc-opstand-3020-met-LM-motor-en-pvc-raam-type-EP25-1050-x-1050-mm-RWA-systeem.jpg?v=1702980744&width=1600 | https://skylux.eu/cdn/shop/files/e5a82811-1bb0-48e4-a776-cacb59c7c092_26cdf404-cd05-45cd-b5d0-909d99cee283.jpg?v=1688551200&width=1600 | //skylux.eu/cdn/shop/files/E_MH_Mounting_instructions_Skylux_160_CE_LM.pdf?v=12406716259046007223 | //skylux.eu/cdn/shop/files/E_TD_Technical_File_Skylux_Skylux_160_CE_Electric.pdf?v=3667116872303399239 | <style type="text/css" id="isPasted"><!--td {border: 1px solid #cccccc;}br {mso-data-placement:same-cell;}--></style><table border="1" cellpadding="0" cellspacing="0" dir="ltr" style="table-layout:fixed;font-size:10pt;font-family:Arial;border-collapse:collapse;border:none;"><tbody> <tr style="height:20px;"> <td style="overflow:hidden;padding:0px 3px 0px 3px;vertical-align:bottom;"></td> <td style="overflow:hidden;padding:0px 3px 0px 3px;vertical-align:bottom;"></td> <td style="overflow:hidden;padding:0px 3px 0px 3px;vertical-align:bottom;"></td> <td data-sheets-value='{"1":2,"2":"Ut-value"}' style="overflow:hidden;padding:0px 3px 0px 3px;vertical-align:bottom;font-weight:bold;text-align:center;">Ut-value</td> <td data-sheets-value='{"1":2,"2":"LT-value"}' style="overflow:hidden;padding:0px 3px 0px 3px;vertical-align:bottom;font-weight:bold;text-align:center;">LT-value</td> <td data-sheets-value='{"1":2,"2":"g-value"}' style="overflow:hidden;padding:0px 3px 0px 3px;vertical-align:bottom;font-weight:bold;text-align:center;">g-value</td> <td data-sheets-value='{"1":2,"2":"Rw-value "}' style="overflow:hidden;padding:0px 3px 0px 3px;vertical-align:bottom;font-weight:bold;text-align:center;">Rw-value </td> </tr> <tr style="height:20px;"> <td style="overflow:hidden;padding:0px 3px 0px 3px;vertical-align:bottom;"></td> <td style="overflow:hidden;padding:0px 3px 0px 3px;vertical-align:bottom;"></td> <td style="overflow:hidden;padding:0px 3px 0px 3px;vertical-align:bottom;"></td> <td data-sheets-numberformat='{"1":2,"2":"0.00","3":1}' data-sheets-value='{"1":2,"2":"EN 1873 : 2014"}' style="overflow:hidden;padding:0px 3px 0px 3px;vertical-align:bottom;text-align:center;">EN 1873 : 2014</td> <td data-sheets-numberformat='{"1":2,"2":"0","3":1}' data-sheets-value='{"1":2,"2":"EN ISO 13468 EN 16153 EN 410"}' style="overflow:hidden;padding:0px 3px 0px 3px;vertical-align:bottom;text-align:center;">EN ISO 13468 EN 16153 EN 410</td> <td data-sheets-numberformat='{"1":2,"2":"0","3":1}' data-sheets-value='{"1":2,"2":"EN 410"}' style="overflow:hidden;padding:0px 3px 0px 3px;vertical-align:bottom;text-align:center;">EN 410</td> <td data-sheets-value='{"1":2,"2":"EN ISO 140-3\t\t"}' style="overflow:hidden;padding:0px 3px 0px 3px;vertical-align:bottom;text-align:center;">EN ISO 140-3 </td> </tr> <tr style="height:20px;"> <td data-sheets-value='{"1":2,"2":"Material"}' style="border-bottom:1px solid #000000;overflow:hidden;padding:0px 3px 0px 3px;vertical-align:bottom;background-color:#000000;font-weight:bold;color:#ffffff;">Material</td> <td data-sheets-value='{"1":2,"2":"Walls"}' style="border-bottom:1px solid #000000;overflow:hidden;padding:0px 3px 0px 3px;vertical-align:bottom;background-color:#000000;font-weight:bold;color:#ffffff;">Walls</td> <td data-sheets-value='{"1":2,"2":"Shells"}' style="border-bottom:1px solid #000000;overflow:hidden;padding:0px 3px 0px 3px;vertical-align:bottom;background-color:#000000;font-weight:bold;color:#ffffff;">Shells</td> <td data-sheets-numberformat='{"1":2,"2":"0.00","3":1}' data-sheets-value='{"1":2,"2":"(W/m²K)\t"}' style="border-bottom:1px solid #000000;overflow:hidden;padding:0px 3px 0px 3px;vertical-align:bottom;background-color:#000000;font-weight:bold;color:#ffffff;text-align:center;">(W/m²K) </td> <td data-sheets-numberformat='{"1":2,"2":"0","3":1}' data-sheets-value='{"1":2,"2":"(%)"}' style="border-bottom:1px solid #000000;overflow:hidden;padding:0px 3px 0px 3px;vertical-align:bottom;background-color:#000000;font-weight:bold;color:#ffffff;text-align:center;">(%)</td> <td data-sheets-numberformat='{"1":2,"2":"0","3":1}' data-sheets-value='{"1":2,"2":"(%)"}' style="border-bottom:1px solid #000000;overflow:hidden;padding:0px 3px 0px 3px;vertical-align:bottom;background-color:#000000;font-weight:bold;color:#ffffff;text-align:center;">(%)</td> <td data-sheets-value='{"1":2,"2":"(dB)"}' style="border-bottom:1px solid #000000;overflow:hidden;padding:0px 3px 0px 3px;vertical-align:bottom;background-color:#000000;font-weight:bold;color:#ffffff;text-align:center;">(dB)</td> </tr> <tr style="height:20px;"> <td data-sheets-value='{"1":2,"2":"Acrylic"}' style="border-left:1px solid #000000;overflow:hidden;padding:0px 3px 0px 3px;vertical-align:bottom;">Acrylic</td> <td data-sheets-value='{"1":2,"2":"EW"}' style="overflow:hidden;padding:0px 3px 0px 3px;vertical-align:bottom;">EW</td> <td data-sheets-value='{"1":2,"2":"Clear (H)"}' style="overflow:hidden;padding:0px 3px 0px 3px;vertical-align:bottom;">Clear (H)</td> <td data-sheets-numberformat='{"1":2,"2":"0.00","3":1}' data-sheets-value='{"1":3,"3":1.19}' style="overflow:hidden;padding:0px 3px 0px 3px;vertical-align:bottom;text-align:center;">1.19</td> <td data-sheets-numberformat='{"1":2,"2":"0","3":1}' data-sheets-value='{"1":3,"3":36.9}' style="overflow:hidden;padding:0px 3px 0px 3px;vertical-align:bottom;text-align:center;">37</td> <td data-sheets-numberformat='{"1":2,"2":"0","3":1}' data-sheets-value='{"1":3,"3":57.42}' style="overflow:hidden;padding:0px 3px 0px 3px;vertical-align:bottom;text-align:center;">57</td> <td data-sheets-value='{"1":3,"3":24}' style="border-right:1px solid #000000;overflow:hidden;padding:0px 3px 0px 3px;vertical-align:bottom;text-align:center;">24</td> </tr> <tr style="height:20px;"> <td data-sheets-value='{"1":2,"2":"PMMA"}' style="border-left:1px solid #000000;overflow:hidden;padding:0px 3px 0px 3px;vertical-align:bottom;">PMMA</td> <td style="overflow:hidden;padding:0px 3px 0px 3px;vertical-align:bottom;"></td> <td data-sheets-value='{"1":2,"2":"Opal (O)"}' style="overflow:hidden;padding:0px 3px 0px 3px;vertical-align:bottom;">Opal (O)</td> <td data-sheets-numberformat='{"1":2,"2":"0.00","3":1}' data-sheets-value='{"1":3,"3":1.19}' style="overflow:hidden;padding:0px 3px 0px 3px;vertical-align:bottom;text-align:center;">1.19</td> <td data-sheets-numberformat='{"1":2,"2":"0","3":1}' data-sheets-value='{"1":3,"3":34.03}' style="overflow:hidden;padding:0px 3px 0px 3px;vertical-align:bottom;text-align:center;">34</td> <td data-sheets-numberformat='{"1":2,"2":"0","3":1}' data-sheets-value='{"1":3,"3":50.160000000000004}' style="overflow:hidden;padding:0px 3px 0px 3px;vertical-align:bottom;text-align:center;">50</td> <td data-sheets-value='{"1":3,"3":24}' style="border-right:1px solid #000000;overflow:hidden;padding:0px 3px 0px 3px;vertical-align:bottom;text-align:center;">24</td> </tr> <tr style="height:20px;"> <td style="border-left:1px solid #000000;overflow:hidden;padding:0px 3px 0px 3px;vertical-align:bottom;"></td> <td data-sheets-value='{"1":2,"2":"DW"}' style="overflow:hidden;padding:0px 3px 0px 3px;vertical-align:bottom;">DW</td> <td data-sheets-value='{"1":2,"2":"Clear (H/H)"}' style="overflow:hidden;padding:0px 3px 0px 3px;vertical-align:bottom;">Clear (H/H)</td> <td data-sheets-numberformat='{"1":2,"2":"0.00","3":1}' data-sheets-value='{"1":3,"3":0.98}' style="overflow:hidden;padding:0px 3px 0px 3px;vertical-align:bottom;text-align:center;">0.98</td> <td data-sheets-numberformat='{"1":2,"2":"0","3":1}' data-sheets-value='{"1":3,"3":33.21}' style="overflow:hidden;padding:0px 3px 0px 3px;vertical-align:bottom;text-align:center;">33</td> <td data-sheets-numberformat='{"1":2,"2":"0","3":1}' data-sheets-value='{"1":3,"3":49.5}' style="overflow:hidden;padding:0px 3px 0px 3px;vertical-align:bottom;text-align:center;">50</td> <td data-sheets-value='{"1":3,"3":26}' style="border-right:1px solid #000000;overflow:hidden;padding:0px 3px 0px 3px;vertical-align:bottom;text-align:center;">26</td> </tr> <tr style="height:20px;"> <td style="border-bottom:1px solid #000000;border-left:1px solid #000000;overflow:hidden;padding:0px 3px 0px 3px;vertical-align:bottom;"></td> <td style="border-bottom:1px solid #000000;overflow:hidden;padding:0px 3px 0px 3px;vertical-align:bottom;"></td> <td data-sheets-value='{"1":2,"2":"Opal (O/O)"}' style="border-bottom:1px solid #000000;overflow:hidden;padding:0px 3px 0px 3px;vertical-align:bottom;">Opal (O/O)</td> <td data-sheets-numberformat='{"1":2,"2":"0.00","3":1}' data-sheets-value='{"1":3,"3":0.98}' style="border-bottom:1px solid #000000;overflow:hidden;padding:0px 3px 0px 3px;vertical-align:bottom;text-align:center;">0.98</td> <td data-sheets-numberformat='{"1":2,"2":"0","3":1}' data-sheets-value='{"1":3,"3":28.29}' style="border-bottom:1px solid #000000;overflow:hidden;padding:0px 3px 0px 3px;vertical-align:bottom;text-align:center;">28</td> <td data-sheets-numberformat='{"1":2,"2":"0","3":1}' data-sheets-value='{"1":3,"3":38.28}' style="border-bottom:1px solid #000000;overflow:hidden;padding:0px 3px 0px 3px;vertical-align:bottom;text-align:center;">38</td> <td data-sheets-value='{"1":3,"3":26}' style="border-right:1px solid #000000;border-bottom:1px solid #000000;overflow:hidden;padding:0px 3px 0px 3px;vertical-align:bottom;text-align:center;">26</td> </tr> <tr style="height:20px;"> <td data-sheets-value='{"1":2,"2":"Polycarbonate "}' style="border-left:1px solid #000000;overflow:hidden;padding:0px 3px 0px 3px;vertical-align:bottom;">Polycarbonate </td> <td data-sheets-value='{"1":2,"2":"EW"}' style="overflow:hidden;padding:0px 3px 0px 3px;vertical-align:bottom;">EW</td> <td data-sheets-value='{"1":2,"2":"Clear (A)"}' style="overflow:hidden;padding:0px 3px 0px 3px;vertical-align:bottom;">Clear (A)</td> <td data-sheets-numberformat='{"1":2,"2":"0.00","3":1}' data-sheets-value='{"1":3,"3":1.19}' style="overflow:hidden;padding:0px 3px 0px 3px;vertical-align:bottom;text-align:center;">1.19</td> <td data-sheets-numberformat='{"1":2,"2":"0","3":1}' data-sheets-value='{"1":3,"3":36.08}' style="overflow:hidden;padding:0px 3px 0px 3px;vertical-align:bottom;text-align:center;">36</td> <td data-sheets-numberformat='{"1":2,"2":"0","3":1}' data-sheets-value='{"1":3,"3":54.78}' style="overflow:hidden;padding:0px 3px 0px 3px;vertical-align:bottom;text-align:center;">55</td> <td data-sheets-value='{"1":3,"3":24}' style="border-right:1px solid #000000;overflow:hidden;padding:0px 3px 0px 3px;vertical-align:bottom;text-align:center;">24</td> </tr> <tr style="height:20px;"> <td data-sheets-value='{"1":2,"2":"PC"}' style="border-left:1px solid #000000;overflow:hidden;padding:0px 3px 0px 3px;vertical-align:bottom;">PC</td> <td style="overflow:hidden;padding:0px 3px 0px 3px;vertical-align:bottom;"></td> <td data-sheets-value='{"1":2,"2":"Opal (D)"}' style="overflow:hidden;padding:0px 3px 0px 3px;vertical-align:bottom;">Opal (D)</td> <td data-sheets-numberformat='{"1":2,"2":"0.00","3":1}' data-sheets-value='{"1":3,"3":1.19}' style="overflow:hidden;padding:0px 3px 0px 3px;vertical-align:bottom;text-align:center;">1.19</td> <td data-sheets-numberformat='{"1":2,"2":"0","3":1}' data-sheets-value='{"1":3,"3":23.779999999999998}' style="overflow:hidden;padding:0px 3px 0px 3px;vertical-align:bottom;text-align:center;">24</td> <td data-sheets-numberformat='{"1":2,"2":"0","3":1}' data-sheets-value='{"1":3,"3":39.6}' style="overflow:hidden;padding:0px 3px 0px 3px;vertical-align:bottom;text-align:center;">40</td> <td data-sheets-value='{"1":3,"3":24}' style="border-right:1px solid #000000;overflow:hidden;padding:0px 3px 0px 3px;vertical-align:bottom;text-align:center;">24</td> </tr> <tr style="height:20px;"> <td style="border-left:1px solid #000000;overflow:hidden;padding:0px 3px 0px 3px;vertical-align:bottom;"></td> <td data-sheets-value='{"1":2,"2":"DW"}' style="overflow:hidden;padding:0px 3px 0px 3px;vertical-align:bottom;">DW</td> <td data-sheets-value='{"1":2,"2":"Clear (A/H)"}' style="overflow:hidden;padding:0px 3px 0px 3px;vertical-align:bottom;">Clear (A/H)</td> <td data-sheets-numberformat='{"1":2,"2":"0.00","3":1}' data-sheets-value='{"1":3,"3":0.98}' style="overflow:hidden;padding:0px 3px 0px 3px;vertical-align:bottom;text-align:center;">0.98</td> <td data-sheets-numberformat='{"1":2,"2":"0","3":1}' data-sheets-value='{"1":3,"3":32.39}' style="overflow:hidden;padding:0px 3px 0px 3px;vertical-align:bottom;text-align:center;">32</td> <td data-sheets-numberformat='{"1":2,"2":"0","3":1}' data-sheets-value='{"1":3,"3":47.52}' style="overflow:hidden;padding:0px 3px 0px 3px;vertical-align:bottom;text-align:center;">48</td> <td data-sheets-value='{"1":3,"3":26}' style="border-right:1px solid #000000;overflow:hidden;padding:0px 3px 0px 3px;vertical-align:bottom;text-align:center;">26</td> </tr> <tr style="height:20px;"> <td style="border-left:1px solid #000000;overflow:hidden;padding:0px 3px 0px 3px;vertical-align:bottom;"></td> <td style="overflow:hidden;padding:0px 3px 0px 3px;vertical-align:bottom;"></td> <td data-sheets-value='{"1":2,"2":"Clear (A/A)"}' style="overflow:hidden;padding:0px 3px 0px 3px;vertical-align:bottom;">Clear (A/A)</td> <td data-sheets-numberformat='{"1":2,"2":"0.00","3":1}' data-sheets-value='{"1":3,"3":0.98}' style="overflow:hidden;padding:0px 3px 0px 3px;vertical-align:bottom;text-align:center;">0.98</td> <td data-sheets-numberformat='{"1":2,"2":"0","3":1}' data-sheets-value='{"1":3,"3":31.569999999999997}' style="overflow:hidden;padding:0px 3px 0px 3px;vertical-align:bottom;text-align:center;">32</td> <td data-sheets-numberformat='{"1":2,"2":"0","3":1}' data-sheets-value='{"1":3,"3":45.54}' style="overflow:hidden;padding:0px 3px 0px 3px;vertical-align:bottom;text-align:center;">46</td> <td data-sheets-value='{"1":3,"3":26}' style="border-right:1px solid #000000;overflow:hidden;padding:0px 3px 0px 3px;vertical-align:bottom;text-align:center;">26</td> </tr> <tr style="height:20px;"> <td style="border-left:1px solid #000000;overflow:hidden;padding:0px 3px 0px 3px;vertical-align:bottom;"></td> <td style="overflow:hidden;padding:0px 3px 0px 3px;vertical-align:bottom;"></td> <td data-sheets-value='{"1":2,"2":"Opal (A/O)"}' style="overflow:hidden;padding:0px 3px 0px 3px;vertical-align:bottom;">Opal (A/O)</td> <td data-sheets-numberformat='{"1":2,"2":"0.00","3":1}' data-sheets-value='{"1":3,"3":0.98}' style="overflow:hidden;padding:0px 3px 0px 3px;vertical-align:bottom;text-align:center;">0.98</td> <td data-sheets-numberformat='{"1":2,"2":"0","3":1}' data-sheets-value='{"1":3,"3":29.93}' style="overflow:hidden;padding:0px 3px 0px 3px;vertical-align:bottom;text-align:center;">30</td> <td data-sheets-numberformat='{"1":2,"2":"0","3":1}' data-sheets-value='{"1":3,"3":41.580000000000005}' style="overflow:hidden;padding:0px 3px 0px 3px;vertical-align:bottom;text-align:center;">42</td> <td data-sheets-value='{"1":3,"3":26}' style="border-right:1px solid #000000;overflow:hidden;padding:0px 3px 0px 3px;vertical-align:bottom;text-align:center;">26</td> </tr> <tr style="height:20px;"> <td style="border-bottom:1px solid #000000;border-left:1px solid #000000;overflow:hidden;padding:0px 3px 0px 3px;vertical-align:bottom;"></td> <td style="border-bottom:1px solid #000000;overflow:hidden;padding:0px 3px 0px 3px;vertical-align:bottom;"></td> <td data-sheets-value='{"1":2,"2":"Opal (A/D)"}' style="border-bottom:1px solid #000000;overflow:hidden;padding:0px 3px 0px 3px;vertical-align:bottom;">Opal (A/D)</td> <td data-sheets-numberformat='{"1":2,"2":"0.00","3":1}' data-sheets-value='{"1":3,"3":0.98}' style="border-bottom:1px solid #000000;overflow:hidden;padding:0px 3px 0px 3px;vertical-align:bottom;text-align:center;">0.98</td> <td data-sheets-numberformat='{"1":2,"2":"0","3":1}' data-sheets-value='{"1":3,"3":20.91}' style="border-bottom:1px solid #000000;overflow:hidden;padding:0px 3px 0px 3px;vertical-align:bottom;text-align:center;">21</td> <td data-sheets-numberformat='{"1":2,"2":"0","3":1}' data-sheets-value='{"1":3,"3":33}' style="border-bottom:1px solid #000000;overflow:hidden;padding:0px 3px 0px 3px;vertical-align:bottom;text-align:center;">33</td> <td data-sheets-value='{"1":3,"3":26}' style="border-right:1px solid #000000;border-bottom:1px solid #000000;overflow:hidden;padding:0px 3px 0px 3px;vertical-align:bottom;text-align:center;">26</td> </tr> <tr style="height:20px;"> <td data-sheets-value='{"1":2,"2":"Polycarbonate"}' style="border-left:1px solid #000000;overflow:hidden;padding:0px 3px 0px 3px;vertical-align:bottom;">Polycarbonate</td> <td data-sheets-value='{"1":2,"2":"EW"}' style="overflow:hidden;padding:0px 3px 0px 3px;vertical-align:bottom;">EW</td> <td data-sheets-value='{"1":2,"2":"Heatstop Opal (T)"}' style="overflow:hidden;padding:0px 3px 0px 3px;vertical-align:bottom;">Heatstop Opal (T)</td> <td data-sheets-numberformat='{"1":2,"2":"0.00","3":1}' data-sheets-value='{"1":3,"3":1.19}' style="overflow:hidden;padding:0px 3px 0px 3px;vertical-align:bottom;text-align:center;">1.19</td> <td data-sheets-numberformat='{"1":2,"2":"0","3":1}' data-sheets-value='{"1":3,"3":20.09}' style="overflow:hidden;padding:0px 3px 0px 3px;vertical-align:bottom;text-align:center;">20</td> <td data-sheets-numberformat='{"1":2,"2":"0","3":1}' data-sheets-value='{"1":3,"3":38.940000000000005}' style="overflow:hidden;padding:0px 3px 0px 3px;vertical-align:bottom;text-align:center;">39</td> <td data-sheets-value='{"1":3,"3":24}' style="border-right:1px solid #000000;overflow:hidden;padding:0px 3px 0px 3px;vertical-align:bottom;text-align:center;">24</td> </tr> <tr style="height:20px;"> <td data-sheets-value='{"1":2,"2":"Heatstop PC"}' style="border-left:1px solid #000000;overflow:hidden;padding:0px 3px 0px 3px;vertical-align:bottom;">Heatstop PC</td> <td data-sheets-value='{"1":2,"2":"DW"}' style="overflow:hidden;padding:0px 3px 0px 3px;vertical-align:bottom;">DW</td> <td data-sheets-value='{"1":2,"2":"Clear (T/H)"}' style="overflow:hidden;padding:0px 3px 0px 3px;vertical-align:bottom;">Clear (T/H)</td> <td data-sheets-numberformat='{"1":2,"2":"0.00","3":1}' data-sheets-value='{"1":3,"3":0.98}' style="overflow:hidden;padding:0px 3px 0px 3px;vertical-align:bottom;text-align:center;">0.98</td> <td data-sheets-numberformat='{"1":2,"2":"0","3":1}' data-sheets-value='{"1":3,"3":18.04}' style="overflow:hidden;padding:0px 3px 0px 3px;vertical-align:bottom;text-align:center;">18</td> <td data-sheets-numberformat='{"1":2,"2":"0","3":1}' data-sheets-value='{"1":3,"3":33.660000000000004}' style="overflow:hidden;padding:0px 3px 0px 3px;vertical-align:bottom;text-align:center;">34</td> <td data-sheets-value='{"1":3,"3":26}' style="border-right:1px solid #000000;overflow:hidden;padding:0px 3px 0px 3px;vertical-align:bottom;text-align:center;">26</td> </tr> <tr style="height:20px;"> <td style="border-bottom:1px solid #000000;border-left:1px solid #000000;overflow:hidden;padding:0px 3px 0px 3px;vertical-align:bottom;"></td> <td style="border-bottom:1px solid #000000;overflow:hidden;padding:0px 3px 0px 3px;vertical-align:bottom;"></td> <td data-sheets-value='{"1":2,"2":"Opal (T/O)"}' style="border-bottom:1px solid #000000;overflow:hidden;padding:0px 3px 0px 3px;vertical-align:bottom;">Opal (T/O)</td> <td data-sheets-numberformat='{"1":2,"2":"0.00","3":1}' data-sheets-value='{"1":3,"3":0.98}' style="border-bottom:1px solid #000000;overflow:hidden;padding:0px 3px 0px 3px;vertical-align:bottom;text-align:center;">0.98</td> <td data-sheets-numberformat='{"1":2,"2":"0","3":1}' data-sheets-value='{"1":3,"3":16.81}' style="border-bottom:1px solid #000000;overflow:hidden;padding:0px 3px 0px 3px;vertical-align:bottom;text-align:center;">17</td> <td data-sheets-numberformat='{"1":2,"2":"0","3":1}' data-sheets-value='{"1":3,"3":29.700000000000003}' style="border-bottom:1px solid #000000;overflow:hidden;padding:0px 3px 0px 3px;vertical-align:bottom;text-align:center;">30</td> <td data-sheets-value='{"1":3,"3":26}' style="border-right:1px solid #000000;border-bottom:1px solid #000000;overflow:hidden;padding:0px 3px 0px 3px;vertical-align:bottom;text-align:center;">26</td> </tr> </tbody></table> | skylux-160-ce-met-koepel-en-pvc-opstand-30-20-met-lm-motor-en-pvc-raam-type-ep25-1050-x-1050-mm | 8586033332557 | 46872360157517
Smoke and heat exhaust (SHEV) | SHE system | Skylux | Skylux 160° CE with skylight and PVC curb 30/20 with LM-actuator and PVC frame type EP25 1050 x 1650 mm |  | 50424 | 5412970504245 | 5216.35 | Yes | 30-45 | 90.58 | 1050 x 1650 mm | 1650 | 1050 |  | PVC 30/20 (30 cm high & roof opening = 20 cm larger than daylight size) | Rectangular | 1.19 W/m²K - 0.98 W/m²K | 57% - 30% | 37% - 17% | 24dB - 26dB | 160° CE (for industry) | PVC frame EP25 | without spoiler | E | Single actuator | Maximum double-walled skylight possible for this product | Ut-value LT-value g-value Rw-value EN 1873 : 2014 EN ISO 13468 EN 16153 EN 410 EN 410 EN ISO 140-3 Material Walls Shells (W/m²K) (%) (%) (dB) Acrylic EW Clear (H) 1.19 37 57 24 PMMA Opal (O) 1.19 34 50 24 DW Clear (H/H) 0.98 33 50 26 Opal (O/O) 0.98 28 38 26 Polycarbonate EW Clear (A) 1.19 36 55 24 PC Opal (D) 1.19 24 40 24 DW Clear (A/H) 0.98 32 48 26 Clear (A/A) 0.98 32 46 26 Opal (A/O) 0.98 30 42 26 Opal (A/D) 0.98 21 33 26 Polycarbonate EW Heatstop Opal (T) 1.19 20 39 24 Heatstop PC DW Clear (T/H) 0.98 18 34 26 Opal (T/O) 0.98 17 30 26 | https://skylux.eu/en/products/skylux-160-ce-met-koepel-en-pvc-opstand-30-20-met-lm-motor-en-pvc-raam-type-ep25-1050-x-1650-mm | https://skylux.eu/cdn/shop/files/Skylux-160deg-CE-met-koepel-en-pvc-opstand-3020-met-LM-motor-en-pvc-raam-type-EP25-1050-x-1650-mm-RWA-systeem.jpg?v=1702980749&width=1600 | https://skylux.eu/cdn/shop/files/e5a82811-1bb0-48e4-a776-cacb59c7c092_3c865b77-a766-4f98-9008-f7d9c517bc16.jpg?v=1688551201&width=1600 | //skylux.eu/cdn/shop/files/E_MH_Mounting_instructions_Skylux_160_CE_LM.pdf?v=12406716259046007223 | //skylux.eu/cdn/shop/files/E_TD_Technical_File_Skylux_Skylux_160_CE_Electric.pdf?v=3667116872303399239 | <style type="text/css" id="isPasted"><!--td {border: 1px solid #cccccc;}br {mso-data-placement:same-cell;}--></style><table border="1" cellpadding="0" cellspacing="0" dir="ltr" style="table-layout:fixed;font-size:10pt;font-family:Arial;border-collapse:collapse;border:none;"><tbody> <tr style="height:20px;"> <td style="overflow:hidden;padding:0px 3px 0px 3px;vertical-align:bottom;"></td> <td style="overflow:hidden;padding:0px 3px 0px 3px;vertical-align:bottom;"></td> <td style="overflow:hidden;padding:0px 3px 0px 3px;vertical-align:bottom;"></td> <td data-sheets-value='{"1":2,"2":"Ut-value"}' style="overflow:hidden;padding:0px 3px 0px 3px;vertical-align:bottom;font-weight:bold;text-align:center;">Ut-value</td> <td data-sheets-value='{"1":2,"2":"LT-value"}' style="overflow:hidden;padding:0px 3px 0px 3px;vertical-align:bottom;font-weight:bold;text-align:center;">LT-value</td> <td data-sheets-value='{"1":2,"2":"g-value"}' style="overflow:hidden;padding:0px 3px 0px 3px;vertical-align:bottom;font-weight:bold;text-align:center;">g-value</td> <td data-sheets-value='{"1":2,"2":"Rw-value "}' style="overflow:hidden;padding:0px 3px 0px 3px;vertical-align:bottom;font-weight:bold;text-align:center;">Rw-value </td> </tr> <tr style="height:20px;"> <td style="overflow:hidden;padding:0px 3px 0px 3px;vertical-align:bottom;"></td> <td style="overflow:hidden;padding:0px 3px 0px 3px;vertical-align:bottom;"></td> <td style="overflow:hidden;padding:0px 3px 0px 3px;vertical-align:bottom;"></td> <td data-sheets-numberformat='{"1":2,"2":"0.00","3":1}' data-sheets-value='{"1":2,"2":"EN 1873 : 2014"}' style="overflow:hidden;padding:0px 3px 0px 3px;vertical-align:bottom;text-align:center;">EN 1873 : 2014</td> <td data-sheets-numberformat='{"1":2,"2":"0","3":1}' data-sheets-value='{"1":2,"2":"EN ISO 13468 EN 16153 EN 410"}' style="overflow:hidden;padding:0px 3px 0px 3px;vertical-align:bottom;text-align:center;">EN ISO 13468 EN 16153 EN 410</td> <td data-sheets-numberformat='{"1":2,"2":"0","3":1}' data-sheets-value='{"1":2,"2":"EN 410"}' style="overflow:hidden;padding:0px 3px 0px 3px;vertical-align:bottom;text-align:center;">EN 410</td> <td data-sheets-value='{"1":2,"2":"EN ISO 140-3\t\t"}' style="overflow:hidden;padding:0px 3px 0px 3px;vertical-align:bottom;text-align:center;">EN ISO 140-3 </td> </tr> <tr style="height:20px;"> <td data-sheets-value='{"1":2,"2":"Material"}' style="border-bottom:1px solid #000000;overflow:hidden;padding:0px 3px 0px 3px;vertical-align:bottom;background-color:#000000;font-weight:bold;color:#ffffff;">Material</td> <td data-sheets-value='{"1":2,"2":"Walls"}' style="border-bottom:1px solid #000000;overflow:hidden;padding:0px 3px 0px 3px;vertical-align:bottom;background-color:#000000;font-weight:bold;color:#ffffff;">Walls</td> <td data-sheets-value='{"1":2,"2":"Shells"}' style="border-bottom:1px solid #000000;overflow:hidden;padding:0px 3px 0px 3px;vertical-align:bottom;background-color:#000000;font-weight:bold;color:#ffffff;">Shells</td> <td data-sheets-numberformat='{"1":2,"2":"0.00","3":1}' data-sheets-value='{"1":2,"2":"(W/m²K)\t"}' style="border-bottom:1px solid #000000;overflow:hidden;padding:0px 3px 0px 3px;vertical-align:bottom;background-color:#000000;font-weight:bold;color:#ffffff;text-align:center;">(W/m²K) </td> <td data-sheets-numberformat='{"1":2,"2":"0","3":1}' data-sheets-value='{"1":2,"2":"(%)"}' style="border-bottom:1px solid #000000;overflow:hidden;padding:0px 3px 0px 3px;vertical-align:bottom;background-color:#000000;font-weight:bold;color:#ffffff;text-align:center;">(%)</td> <td data-sheets-numberformat='{"1":2,"2":"0","3":1}' data-sheets-value='{"1":2,"2":"(%)"}' style="border-bottom:1px solid #000000;overflow:hidden;padding:0px 3px 0px 3px;vertical-align:bottom;background-color:#000000;font-weight:bold;color:#ffffff;text-align:center;">(%)</td> <td data-sheets-value='{"1":2,"2":"(dB)"}' style="border-bottom:1px solid #000000;overflow:hidden;padding:0px 3px 0px 3px;vertical-align:bottom;background-color:#000000;font-weight:bold;color:#ffffff;text-align:center;">(dB)</td> </tr> <tr style="height:20px;"> <td data-sheets-value='{"1":2,"2":"Acrylic"}' style="border-left:1px solid #000000;overflow:hidden;padding:0px 3px 0px 3px;vertical-align:bottom;">Acrylic</td> <td data-sheets-value='{"1":2,"2":"EW"}' style="overflow:hidden;padding:0px 3px 0px 3px;vertical-align:bottom;">EW</td> <td data-sheets-value='{"1":2,"2":"Clear (H)"}' style="overflow:hidden;padding:0px 3px 0px 3px;vertical-align:bottom;">Clear (H)</td> <td data-sheets-numberformat='{"1":2,"2":"0.00","3":1}' data-sheets-value='{"1":3,"3":1.19}' style="overflow:hidden;padding:0px 3px 0px 3px;vertical-align:bottom;text-align:center;">1.19</td> <td data-sheets-numberformat='{"1":2,"2":"0","3":1}' data-sheets-value='{"1":3,"3":36.9}' style="overflow:hidden;padding:0px 3px 0px 3px;vertical-align:bottom;text-align:center;">37</td> <td data-sheets-numberformat='{"1":2,"2":"0","3":1}' data-sheets-value='{"1":3,"3":57.42}' style="overflow:hidden;padding:0px 3px 0px 3px;vertical-align:bottom;text-align:center;">57</td> <td data-sheets-value='{"1":3,"3":24}' style="border-right:1px solid #000000;overflow:hidden;padding:0px 3px 0px 3px;vertical-align:bottom;text-align:center;">24</td> </tr> <tr style="height:20px;"> <td data-sheets-value='{"1":2,"2":"PMMA"}' style="border-left:1px solid #000000;overflow:hidden;padding:0px 3px 0px 3px;vertical-align:bottom;">PMMA</td> <td style="overflow:hidden;padding:0px 3px 0px 3px;vertical-align:bottom;"></td> <td data-sheets-value='{"1":2,"2":"Opal (O)"}' style="overflow:hidden;padding:0px 3px 0px 3px;vertical-align:bottom;">Opal (O)</td> <td data-sheets-numberformat='{"1":2,"2":"0.00","3":1}' data-sheets-value='{"1":3,"3":1.19}' style="overflow:hidden;padding:0px 3px 0px 3px;vertical-align:bottom;text-align:center;">1.19</td> <td data-sheets-numberformat='{"1":2,"2":"0","3":1}' data-sheets-value='{"1":3,"3":34.03}' style="overflow:hidden;padding:0px 3px 0px 3px;vertical-align:bottom;text-align:center;">34</td> <td data-sheets-numberformat='{"1":2,"2":"0","3":1}' data-sheets-value='{"1":3,"3":50.160000000000004}' style="overflow:hidden;padding:0px 3px 0px 3px;vertical-align:bottom;text-align:center;">50</td> <td data-sheets-value='{"1":3,"3":24}' style="border-right:1px solid #000000;overflow:hidden;padding:0px 3px 0px 3px;vertical-align:bottom;text-align:center;">24</td> </tr> <tr style="height:20px;"> <td style="border-left:1px solid #000000;overflow:hidden;padding:0px 3px 0px 3px;vertical-align:bottom;"></td> <td data-sheets-value='{"1":2,"2":"DW"}' style="overflow:hidden;padding:0px 3px 0px 3px;vertical-align:bottom;">DW</td> <td data-sheets-value='{"1":2,"2":"Clear (H/H)"}' style="overflow:hidden;padding:0px 3px 0px 3px;vertical-align:bottom;">Clear (H/H)</td> <td data-sheets-numberformat='{"1":2,"2":"0.00","3":1}' data-sheets-value='{"1":3,"3":0.98}' style="overflow:hidden;padding:0px 3px 0px 3px;vertical-align:bottom;text-align:center;">0.98</td> <td data-sheets-numberformat='{"1":2,"2":"0","3":1}' data-sheets-value='{"1":3,"3":33.21}' style="overflow:hidden;padding:0px 3px 0px 3px;vertical-align:bottom;text-align:center;">33</td> <td data-sheets-numberformat='{"1":2,"2":"0","3":1}' data-sheets-value='{"1":3,"3":49.5}' style="overflow:hidden;padding:0px 3px 0px 3px;vertical-align:bottom;text-align:center;">50</td> <td data-sheets-value='{"1":3,"3":26}' style="border-right:1px solid #000000;overflow:hidden;padding:0px 3px 0px 3px;vertical-align:bottom;text-align:center;">26</td> </tr> <tr style="height:20px;"> <td style="border-bottom:1px solid #000000;border-left:1px solid #000000;overflow:hidden;padding:0px 3px 0px 3px;vertical-align:bottom;"></td> <td style="border-bottom:1px solid #000000;overflow:hidden;padding:0px 3px 0px 3px;vertical-align:bottom;"></td> <td data-sheets-value='{"1":2,"2":"Opal (O/O)"}' style="border-bottom:1px solid #000000;overflow:hidden;padding:0px 3px 0px 3px;vertical-align:bottom;">Opal (O/O)</td> <td data-sheets-numberformat='{"1":2,"2":"0.00","3":1}' data-sheets-value='{"1":3,"3":0.98}' style="border-bottom:1px solid #000000;overflow:hidden;padding:0px 3px 0px 3px;vertical-align:bottom;text-align:center;">0.98</td> <td data-sheets-numberformat='{"1":2,"2":"0","3":1}' data-sheets-value='{"1":3,"3":28.29}' style="border-bottom:1px solid #000000;overflow:hidden;padding:0px 3px 0px 3px;vertical-align:bottom;text-align:center;">28</td> <td data-sheets-numberformat='{"1":2,"2":"0","3":1}' data-sheets-value='{"1":3,"3":38.28}' style="border-bottom:1px solid #000000;overflow:hidden;padding:0px 3px 0px 3px;vertical-align:bottom;text-align:center;">38</td> <td data-sheets-value='{"1":3,"3":26}' style="border-right:1px solid #000000;border-bottom:1px solid #000000;overflow:hidden;padding:0px 3px 0px 3px;vertical-align:bottom;text-align:center;">26</td> </tr> <tr style="height:20px;"> <td data-sheets-value='{"1":2,"2":"Polycarbonate "}' style="border-left:1px solid #000000;overflow:hidden;padding:0px 3px 0px 3px;vertical-align:bottom;">Polycarbonate </td> <td data-sheets-value='{"1":2,"2":"EW"}' style="overflow:hidden;padding:0px 3px 0px 3px;vertical-align:bottom;">EW</td> <td data-sheets-value='{"1":2,"2":"Clear (A)"}' style="overflow:hidden;padding:0px 3px 0px 3px;vertical-align:bottom;">Clear (A)</td> <td data-sheets-numberformat='{"1":2,"2":"0.00","3":1}' data-sheets-value='{"1":3,"3":1.19}' style="overflow:hidden;padding:0px 3px 0px 3px;vertical-align:bottom;text-align:center;">1.19</td> <td data-sheets-numberformat='{"1":2,"2":"0","3":1}' data-sheets-value='{"1":3,"3":36.08}' style="overflow:hidden;padding:0px 3px 0px 3px;vertical-align:bottom;text-align:center;">36</td> <td data-sheets-numberformat='{"1":2,"2":"0","3":1}' data-sheets-value='{"1":3,"3":54.78}' style="overflow:hidden;padding:0px 3px 0px 3px;vertical-align:bottom;text-align:center;">55</td> <td data-sheets-value='{"1":3,"3":24}' style="border-right:1px solid #000000;overflow:hidden;padding:0px 3px 0px 3px;vertical-align:bottom;text-align:center;">24</td> </tr> <tr style="height:20px;"> <td data-sheets-value='{"1":2,"2":"PC"}' style="border-left:1px solid #000000;overflow:hidden;padding:0px 3px 0px 3px;vertical-align:bottom;">PC</td> <td style="overflow:hidden;padding:0px 3px 0px 3px;vertical-align:bottom;"></td> <td data-sheets-value='{"1":2,"2":"Opal (D)"}' style="overflow:hidden;padding:0px 3px 0px 3px;vertical-align:bottom;">Opal (D)</td> <td data-sheets-numberformat='{"1":2,"2":"0.00","3":1}' data-sheets-value='{"1":3,"3":1.19}' style="overflow:hidden;padding:0px 3px 0px 3px;vertical-align:bottom;text-align:center;">1.19</td> <td data-sheets-numberformat='{"1":2,"2":"0","3":1}' data-sheets-value='{"1":3,"3":23.779999999999998}' style="overflow:hidden;padding:0px 3px 0px 3px;vertical-align:bottom;text-align:center;">24</td> <td data-sheets-numberformat='{"1":2,"2":"0","3":1}' data-sheets-value='{"1":3,"3":39.6}' style="overflow:hidden;padding:0px 3px 0px 3px;vertical-align:bottom;text-align:center;">40</td> <td data-sheets-value='{"1":3,"3":24}' style="border-right:1px solid #000000;overflow:hidden;padding:0px 3px 0px 3px;vertical-align:bottom;text-align:center;">24</td> </tr> <tr style="height:20px;"> <td style="border-left:1px solid #000000;overflow:hidden;padding:0px 3px 0px 3px;vertical-align:bottom;"></td> <td data-sheets-value='{"1":2,"2":"DW"}' style="overflow:hidden;padding:0px 3px 0px 3px;vertical-align:bottom;">DW</td> <td data-sheets-value='{"1":2,"2":"Clear (A/H)"}' style="overflow:hidden;padding:0px 3px 0px 3px;vertical-align:bottom;">Clear (A/H)</td> <td data-sheets-numberformat='{"1":2,"2":"0.00","3":1}' data-sheets-value='{"1":3,"3":0.98}' style="overflow:hidden;padding:0px 3px 0px 3px;vertical-align:bottom;text-align:center;">0.98</td> <td data-sheets-numberformat='{"1":2,"2":"0","3":1}' data-sheets-value='{"1":3,"3":32.39}' style="overflow:hidden;padding:0px 3px 0px 3px;vertical-align:bottom;text-align:center;">32</td> <td data-sheets-numberformat='{"1":2,"2":"0","3":1}' data-sheets-value='{"1":3,"3":47.52}' style="overflow:hidden;padding:0px 3px 0px 3px;vertical-align:bottom;text-align:center;">48</td> <td data-sheets-value='{"1":3,"3":26}' style="border-right:1px solid #000000;overflow:hidden;padding:0px 3px 0px 3px;vertical-align:bottom;text-align:center;">26</td> </tr> <tr style="height:20px;"> <td style="border-left:1px solid #000000;overflow:hidden;padding:0px 3px 0px 3px;vertical-align:bottom;"></td> <td style="overflow:hidden;padding:0px 3px 0px 3px;vertical-align:bottom;"></td> <td data-sheets-value='{"1":2,"2":"Clear (A/A)"}' style="overflow:hidden;padding:0px 3px 0px 3px;vertical-align:bottom;">Clear (A/A)</td> <td data-sheets-numberformat='{"1":2,"2":"0.00","3":1}' data-sheets-value='{"1":3,"3":0.98}' style="overflow:hidden;padding:0px 3px 0px 3px;vertical-align:bottom;text-align:center;">0.98</td> <td data-sheets-numberformat='{"1":2,"2":"0","3":1}' data-sheets-value='{"1":3,"3":31.569999999999997}' style="overflow:hidden;padding:0px 3px 0px 3px;vertical-align:bottom;text-align:center;">32</td> <td data-sheets-numberformat='{"1":2,"2":"0","3":1}' data-sheets-value='{"1":3,"3":45.54}' style="overflow:hidden;padding:0px 3px 0px 3px;vertical-align:bottom;text-align:center;">46</td> <td data-sheets-value='{"1":3,"3":26}' style="border-right:1px solid #000000;overflow:hidden;padding:0px 3px 0px 3px;vertical-align:bottom;text-align:center;">26</td> </tr> <tr style="height:20px;"> <td style="border-left:1px solid #000000;overflow:hidden;padding:0px 3px 0px 3px;vertical-align:bottom;"></td> <td style="overflow:hidden;padding:0px 3px 0px 3px;vertical-align:bottom;"></td> <td data-sheets-value='{"1":2,"2":"Opal (A/O)"}' style="overflow:hidden;padding:0px 3px 0px 3px;vertical-align:bottom;">Opal (A/O)</td> <td data-sheets-numberformat='{"1":2,"2":"0.00","3":1}' data-sheets-value='{"1":3,"3":0.98}' style="overflow:hidden;padding:0px 3px 0px 3px;vertical-align:bottom;text-align:center;">0.98</td> <td data-sheets-numberformat='{"1":2,"2":"0","3":1}' data-sheets-value='{"1":3,"3":29.93}' style="overflow:hidden;padding:0px 3px 0px 3px;vertical-align:bottom;text-align:center;">30</td> <td data-sheets-numberformat='{"1":2,"2":"0","3":1}' data-sheets-value='{"1":3,"3":41.580000000000005}' style="overflow:hidden;padding:0px 3px 0px 3px;vertical-align:bottom;text-align:center;">42</td> <td data-sheets-value='{"1":3,"3":26}' style="border-right:1px solid #000000;overflow:hidden;padding:0px 3px 0px 3px;vertical-align:bottom;text-align:center;">26</td> </tr> <tr style="height:20px;"> <td style="border-bottom:1px solid #000000;border-left:1px solid #000000;overflow:hidden;padding:0px 3px 0px 3px;vertical-align:bottom;"></td> <td style="border-bottom:1px solid #000000;overflow:hidden;padding:0px 3px 0px 3px;vertical-align:bottom;"></td> <td data-sheets-value='{"1":2,"2":"Opal (A/D)"}' style="border-bottom:1px solid #000000;overflow:hidden;padding:0px 3px 0px 3px;vertical-align:bottom;">Opal (A/D)</td> <td data-sheets-numberformat='{"1":2,"2":"0.00","3":1}' data-sheets-value='{"1":3,"3":0.98}' style="border-bottom:1px solid #000000;overflow:hidden;padding:0px 3px 0px 3px;vertical-align:bottom;text-align:center;">0.98</td> <td data-sheets-numberformat='{"1":2,"2":"0","3":1}' data-sheets-value='{"1":3,"3":20.91}' style="border-bottom:1px solid #000000;overflow:hidden;padding:0px 3px 0px 3px;vertical-align:bottom;text-align:center;">21</td> <td data-sheets-numberformat='{"1":2,"2":"0","3":1}' data-sheets-value='{"1":3,"3":33}' style="border-bottom:1px solid #000000;overflow:hidden;padding:0px 3px 0px 3px;vertical-align:bottom;text-align:center;">33</td> <td data-sheets-value='{"1":3,"3":26}' style="border-right:1px solid #000000;border-bottom:1px solid #000000;overflow:hidden;padding:0px 3px 0px 3px;vertical-align:bottom;text-align:center;">26</td> </tr> <tr style="height:20px;"> <td data-sheets-value='{"1":2,"2":"Polycarbonate"}' style="border-left:1px solid #000000;overflow:hidden;padding:0px 3px 0px 3px;vertical-align:bottom;">Polycarbonate</td> <td data-sheets-value='{"1":2,"2":"EW"}' style="overflow:hidden;padding:0px 3px 0px 3px;vertical-align:bottom;">EW</td> <td data-sheets-value='{"1":2,"2":"Heatstop Opal (T)"}' style="overflow:hidden;padding:0px 3px 0px 3px;vertical-align:bottom;">Heatstop Opal (T)</td> <td data-sheets-numberformat='{"1":2,"2":"0.00","3":1}' data-sheets-value='{"1":3,"3":1.19}' style="overflow:hidden;padding:0px 3px 0px 3px;vertical-align:bottom;text-align:center;">1.19</td> <td data-sheets-numberformat='{"1":2,"2":"0","3":1}' data-sheets-value='{"1":3,"3":20.09}' style="overflow:hidden;padding:0px 3px 0px 3px;vertical-align:bottom;text-align:center;">20</td> <td data-sheets-numberformat='{"1":2,"2":"0","3":1}' data-sheets-value='{"1":3,"3":38.940000000000005}' style="overflow:hidden;padding:0px 3px 0px 3px;vertical-align:bottom;text-align:center;">39</td> <td data-sheets-value='{"1":3,"3":24}' style="border-right:1px solid #000000;overflow:hidden;padding:0px 3px 0px 3px;vertical-align:bottom;text-align:center;">24</td> </tr> <tr style="height:20px;"> <td data-sheets-value='{"1":2,"2":"Heatstop PC"}' style="border-left:1px solid #000000;overflow:hidden;padding:0px 3px 0px 3px;vertical-align:bottom;">Heatstop PC</td> <td data-sheets-value='{"1":2,"2":"DW"}' style="overflow:hidden;padding:0px 3px 0px 3px;vertical-align:bottom;">DW</td> <td data-sheets-value='{"1":2,"2":"Clear (T/H)"}' style="overflow:hidden;padding:0px 3px 0px 3px;vertical-align:bottom;">Clear (T/H)</td> <td data-sheets-numberformat='{"1":2,"2":"0.00","3":1}' data-sheets-value='{"1":3,"3":0.98}' style="overflow:hidden;padding:0px 3px 0px 3px;vertical-align:bottom;text-align:center;">0.98</td> <td data-sheets-numberformat='{"1":2,"2":"0","3":1}' data-sheets-value='{"1":3,"3":18.04}' style="overflow:hidden;padding:0px 3px 0px 3px;vertical-align:bottom;text-align:center;">18</td> <td data-sheets-numberformat='{"1":2,"2":"0","3":1}' data-sheets-value='{"1":3,"3":33.660000000000004}' style="overflow:hidden;padding:0px 3px 0px 3px;vertical-align:bottom;text-align:center;">34</td> <td data-sheets-value='{"1":3,"3":26}' style="border-right:1px solid #000000;overflow:hidden;padding:0px 3px 0px 3px;vertical-align:bottom;text-align:center;">26</td> </tr> <tr style="height:20px;"> <td style="border-bottom:1px solid #000000;border-left:1px solid #000000;overflow:hidden;padding:0px 3px 0px 3px;vertical-align:bottom;"></td> <td style="border-bottom:1px solid #000000;overflow:hidden;padding:0px 3px 0px 3px;vertical-align:bottom;"></td> <td data-sheets-value='{"1":2,"2":"Opal (T/O)"}' style="border-bottom:1px solid #000000;overflow:hidden;padding:0px 3px 0px 3px;vertical-align:bottom;">Opal (T/O)</td> <td data-sheets-numberformat='{"1":2,"2":"0.00","3":1}' data-sheets-value='{"1":3,"3":0.98}' style="border-bottom:1px solid #000000;overflow:hidden;padding:0px 3px 0px 3px;vertical-align:bottom;text-align:center;">0.98</td> <td data-sheets-numberformat='{"1":2,"2":"0","3":1}' data-sheets-value='{"1":3,"3":16.81}' style="border-bottom:1px solid #000000;overflow:hidden;padding:0px 3px 0px 3px;vertical-align:bottom;text-align:center;">17</td> <td data-sheets-numberformat='{"1":2,"2":"0","3":1}' data-sheets-value='{"1":3,"3":29.700000000000003}' style="border-bottom:1px solid #000000;overflow:hidden;padding:0px 3px 0px 3px;vertical-align:bottom;text-align:center;">30</td> <td data-sheets-value='{"1":3,"3":26}' style="border-right:1px solid #000000;border-bottom:1px solid #000000;overflow:hidden;padding:0px 3px 0px 3px;vertical-align:bottom;text-align:center;">26</td> </tr> </tbody></table> | skylux-160-ce-met-koepel-en-pvc-opstand-30-20-met-lm-motor-en-pvc-raam-type-ep25-1050-x-1650-mm | 8586033463629 | 46872361107789
Smoke and heat exhaust (SHEV) | SHE system | Skylux | Skylux 160° CE with skylight and PVC curb 30/20 with LM-actuator and PVC frame type EP25 1050 x 2250 mm |  | 50425 | 5412970504252 | 5987.1 | Yes | 30-45 | 113.35 | 1050 x 2250 mm | 2250 | 1050 |  | PVC 30/20 (30 cm high & roof opening = 20 cm larger than daylight size) | Rectangular | 1.19 W/m²K - 0.98 W/m²K | 57% - 30% | 37% - 17% | 24dB - 26dB | 160° CE (for industry) | PVC frame EP25 | without spoiler | E | Single actuator | Maximum double-walled skylight possible for this product | Ut-value LT-value g-value Rw-value EN 1873 : 2014 EN ISO 13468 EN 16153 EN 410 EN 410 EN ISO 140-3 Material Walls Shells (W/m²K) (%) (%) (dB) Acrylic EW Clear (H) 1.19 37 57 24 PMMA Opal (O) 1.19 34 50 24 DW Clear (H/H) 0.98 33 50 26 Opal (O/O) 0.98 28 38 26 Polycarbonate EW Clear (A) 1.19 36 55 24 PC Opal (D) 1.19 24 40 24 DW Clear (A/H) 0.98 32 48 26 Clear (A/A) 0.98 32 46 26 Opal (A/O) 0.98 30 42 26 Opal (A/D) 0.98 21 33 26 Polycarbonate EW Heatstop Opal (T) 1.19 20 39 24 Heatstop PC DW Clear (T/H) 0.98 18 34 26 Opal (T/O) 0.98 17 30 26 | https://skylux.eu/en/products/skylux-160-ce-met-koepel-en-pvc-opstand-30-20-met-lm-motor-en-pvc-raam-type-ep25-1050-x-2250-mm | https://skylux.eu/cdn/shop/files/Skylux-160deg-CE-met-koepel-en-pvc-opstand-3020-met-LM-motor-en-pvc-raam-type-EP25-1050-x-2250-mm-RWA-systeem.jpg?v=1702980755&width=1600 | https://skylux.eu/cdn/shop/files/e5a82811-1bb0-48e4-a776-cacb59c7c092_5cd3e40c-abf7-4003-87e0-9108fd205a7e.jpg?v=1688551202&width=1600 | //skylux.eu/cdn/shop/files/E_MH_Mounting_instructions_Skylux_160_CE_LM.pdf?v=12406716259046007223 | //skylux.eu/cdn/shop/files/E_TD_Technical_File_Skylux_Skylux_160_CE_Electric.pdf?v=3667116872303399239 | <style type="text/css" id="isPasted"><!--td {border: 1px solid #cccccc;}br {mso-data-placement:same-cell;}--></style><table border="1" cellpadding="0" cellspacing="0" dir="ltr" style="table-layout:fixed;font-size:10pt;font-family:Arial;border-collapse:collapse;border:none;"><tbody> <tr style="height:20px;"> <td style="overflow:hidden;padding:0px 3px 0px 3px;vertical-align:bottom;"></td> <td style="overflow:hidden;padding:0px 3px 0px 3px;vertical-align:bottom;"></td> <td style="overflow:hidden;padding:0px 3px 0px 3px;vertical-align:bottom;"></td> <td data-sheets-value='{"1":2,"2":"Ut-value"}' style="overflow:hidden;padding:0px 3px 0px 3px;vertical-align:bottom;font-weight:bold;text-align:center;">Ut-value</td> <td data-sheets-value='{"1":2,"2":"LT-value"}' style="overflow:hidden;padding:0px 3px 0px 3px;vertical-align:bottom;font-weight:bold;text-align:center;">LT-value</td> <td data-sheets-value='{"1":2,"2":"g-value"}' style="overflow:hidden;padding:0px 3px 0px 3px;vertical-align:bottom;font-weight:bold;text-align:center;">g-value</td> <td data-sheets-value='{"1":2,"2":"Rw-value "}' style="overflow:hidden;padding:0px 3px 0px 3px;vertical-align:bottom;font-weight:bold;text-align:center;">Rw-value </td> </tr> <tr style="height:20px;"> <td style="overflow:hidden;padding:0px 3px 0px 3px;vertical-align:bottom;"></td> <td style="overflow:hidden;padding:0px 3px 0px 3px;vertical-align:bottom;"></td> <td style="overflow:hidden;padding:0px 3px 0px 3px;vertical-align:bottom;"></td> <td data-sheets-numberformat='{"1":2,"2":"0.00","3":1}' data-sheets-value='{"1":2,"2":"EN 1873 : 2014"}' style="overflow:hidden;padding:0px 3px 0px 3px;vertical-align:bottom;text-align:center;">EN 1873 : 2014</td> <td data-sheets-numberformat='{"1":2,"2":"0","3":1}' data-sheets-value='{"1":2,"2":"EN ISO 13468 EN 16153 EN 410"}' style="overflow:hidden;padding:0px 3px 0px 3px;vertical-align:bottom;text-align:center;">EN ISO 13468 EN 16153 EN 410</td> <td data-sheets-numberformat='{"1":2,"2":"0","3":1}' data-sheets-value='{"1":2,"2":"EN 410"}' style="overflow:hidden;padding:0px 3px 0px 3px;vertical-align:bottom;text-align:center;">EN 410</td> <td data-sheets-value='{"1":2,"2":"EN ISO 140-3\t\t"}' style="overflow:hidden;padding:0px 3px 0px 3px;vertical-align:bottom;text-align:center;">EN ISO 140-3 </td> </tr> <tr style="height:20px;"> <td data-sheets-value='{"1":2,"2":"Material"}' style="border-bottom:1px solid #000000;overflow:hidden;padding:0px 3px 0px 3px;vertical-align:bottom;background-color:#000000;font-weight:bold;color:#ffffff;">Material</td> <td data-sheets-value='{"1":2,"2":"Walls"}' style="border-bottom:1px solid #000000;overflow:hidden;padding:0px 3px 0px 3px;vertical-align:bottom;background-color:#000000;font-weight:bold;color:#ffffff;">Walls</td> <td data-sheets-value='{"1":2,"2":"Shells"}' style="border-bottom:1px solid #000000;overflow:hidden;padding:0px 3px 0px 3px;vertical-align:bottom;background-color:#000000;font-weight:bold;color:#ffffff;">Shells</td> <td data-sheets-numberformat='{"1":2,"2":"0.00","3":1}' data-sheets-value='{"1":2,"2":"(W/m²K)\t"}' style="border-bottom:1px solid #000000;overflow:hidden;padding:0px 3px 0px 3px;vertical-align:bottom;background-color:#000000;font-weight:bold;color:#ffffff;text-align:center;">(W/m²K) </td> <td data-sheets-numberformat='{"1":2,"2":"0","3":1}' data-sheets-value='{"1":2,"2":"(%)"}' style="border-bottom:1px solid #000000;overflow:hidden;padding:0px 3px 0px 3px;vertical-align:bottom;background-color:#000000;font-weight:bold;color:#ffffff;text-align:center;">(%)</td> <td data-sheets-numberformat='{"1":2,"2":"0","3":1}' data-sheets-value='{"1":2,"2":"(%)"}' style="border-bottom:1px solid #000000;overflow:hidden;padding:0px 3px 0px 3px;vertical-align:bottom;background-color:#000000;font-weight:bold;color:#ffffff;text-align:center;">(%)</td> <td data-sheets-value='{"1":2,"2":"(dB)"}' style="border-bottom:1px solid #000000;overflow:hidden;padding:0px 3px 0px 3px;vertical-align:bottom;background-color:#000000;font-weight:bold;color:#ffffff;text-align:center;">(dB)</td> </tr> <tr style="height:20px;"> <td data-sheets-value='{"1":2,"2":"Acrylic"}' style="border-left:1px solid #000000;overflow:hidden;padding:0px 3px 0px 3px;vertical-align:bottom;">Acrylic</td> <td data-sheets-value='{"1":2,"2":"EW"}' style="overflow:hidden;padding:0px 3px 0px 3px;vertical-align:bottom;">EW</td> <td data-sheets-value='{"1":2,"2":"Clear (H)"}' style="overflow:hidden;padding:0px 3px 0px 3px;vertical-align:bottom;">Clear (H)</td> <td data-sheets-numberformat='{"1":2,"2":"0.00","3":1}' data-sheets-value='{"1":3,"3":1.19}' style="overflow:hidden;padding:0px 3px 0px 3px;vertical-align:bottom;text-align:center;">1.19</td> <td data-sheets-numberformat='{"1":2,"2":"0","3":1}' data-sheets-value='{"1":3,"3":36.9}' style="overflow:hidden;padding:0px 3px 0px 3px;vertical-align:bottom;text-align:center;">37</td> <td data-sheets-numberformat='{"1":2,"2":"0","3":1}' data-sheets-value='{"1":3,"3":57.42}' style="overflow:hidden;padding:0px 3px 0px 3px;vertical-align:bottom;text-align:center;">57</td> <td data-sheets-value='{"1":3,"3":24}' style="border-right:1px solid #000000;overflow:hidden;padding:0px 3px 0px 3px;vertical-align:bottom;text-align:center;">24</td> </tr> <tr style="height:20px;"> <td data-sheets-value='{"1":2,"2":"PMMA"}' style="border-left:1px solid #000000;overflow:hidden;padding:0px 3px 0px 3px;vertical-align:bottom;">PMMA</td> <td style="overflow:hidden;padding:0px 3px 0px 3px;vertical-align:bottom;"></td> <td data-sheets-value='{"1":2,"2":"Opal (O)"}' style="overflow:hidden;padding:0px 3px 0px 3px;vertical-align:bottom;">Opal (O)</td> <td data-sheets-numberformat='{"1":2,"2":"0.00","3":1}' data-sheets-value='{"1":3,"3":1.19}' style="overflow:hidden;padding:0px 3px 0px 3px;vertical-align:bottom;text-align:center;">1.19</td> <td data-sheets-numberformat='{"1":2,"2":"0","3":1}' data-sheets-value='{"1":3,"3":34.03}' style="overflow:hidden;padding:0px 3px 0px 3px;vertical-align:bottom;text-align:center;">34</td> <td data-sheets-numberformat='{"1":2,"2":"0","3":1}' data-sheets-value='{"1":3,"3":50.160000000000004}' style="overflow:hidden;padding:0px 3px 0px 3px;vertical-align:bottom;text-align:center;">50</td> <td data-sheets-value='{"1":3,"3":24}' style="border-right:1px solid #000000;overflow:hidden;padding:0px 3px 0px 3px;vertical-align:bottom;text-align:center;">24</td> </tr> <tr style="height:20px;"> <td style="border-left:1px solid #000000;overflow:hidden;padding:0px 3px 0px 3px;vertical-align:bottom;"></td> <td data-sheets-value='{"1":2,"2":"DW"}' style="overflow:hidden;padding:0px 3px 0px 3px;vertical-align:bottom;">DW</td> <td data-sheets-value='{"1":2,"2":"Clear (H/H)"}' style="overflow:hidden;padding:0px 3px 0px 3px;vertical-align:bottom;">Clear (H/H)</td> <td data-sheets-numberformat='{"1":2,"2":"0.00","3":1}' data-sheets-value='{"1":3,"3":0.98}' style="overflow:hidden;padding:0px 3px 0px 3px;vertical-align:bottom;text-align:center;">0.98</td> <td data-sheets-numberformat='{"1":2,"2":"0","3":1}' data-sheets-value='{"1":3,"3":33.21}' style="overflow:hidden;padding:0px 3px 0px 3px;vertical-align:bottom;text-align:center;">33</td> <td data-sheets-numberformat='{"1":2,"2":"0","3":1}' data-sheets-value='{"1":3,"3":49.5}' style="overflow:hidden;padding:0px 3px 0px 3px;vertical-align:bottom;text-align:center;">50</td> <td data-sheets-value='{"1":3,"3":26}' style="border-right:1px solid #000000;overflow:hidden;padding:0px 3px 0px 3px;vertical-align:bottom;text-align:center;">26</td> </tr> <tr style="height:20px;"> <td style="border-bottom:1px solid #000000;border-left:1px solid #000000;overflow:hidden;padding:0px 3px 0px 3px;vertical-align:bottom;"></td> <td style="border-bottom:1px solid #000000;overflow:hidden;padding:0px 3px 0px 3px;vertical-align:bottom;"></td> <td data-sheets-value='{"1":2,"2":"Opal (O/O)"}' style="border-bottom:1px solid #000000;overflow:hidden;padding:0px 3px 0px 3px;vertical-align:bottom;">Opal (O/O)</td> <td data-sheets-numberformat='{"1":2,"2":"0.00","3":1}' data-sheets-value='{"1":3,"3":0.98}' style="border-bottom:1px solid #000000;overflow:hidden;padding:0px 3px 0px 3px;vertical-align:bottom;text-align:center;">0.98</td> <td data-sheets-numberformat='{"1":2,"2":"0","3":1}' data-sheets-value='{"1":3,"3":28.29}' style="border-bottom:1px solid #000000;overflow:hidden;padding:0px 3px 0px 3px;vertical-align:bottom;text-align:center;">28</td> <td data-sheets-numberformat='{"1":2,"2":"0","3":1}' data-sheets-value='{"1":3,"3":38.28}' style="border-bottom:1px solid #000000;overflow:hidden;padding:0px 3px 0px 3px;vertical-align:bottom;text-align:center;">38</td> <td data-sheets-value='{"1":3,"3":26}' style="border-right:1px solid #000000;border-bottom:1px solid #000000;overflow:hidden;padding:0px 3px 0px 3px;vertical-align:bottom;text-align:center;">26</td> </tr> <tr style="height:20px;"> <td data-sheets-value='{"1":2,"2":"Polycarbonate "}' style="border-left:1px solid #000000;overflow:hidden;padding:0px 3px 0px 3px;vertical-align:bottom;">Polycarbonate </td> <td data-sheets-value='{"1":2,"2":"EW"}' style="overflow:hidden;padding:0px 3px 0px 3px;vertical-align:bottom;">EW</td> <td data-sheets-value='{"1":2,"2":"Clear (A)"}' style="overflow:hidden;padding:0px 3px 0px 3px;vertical-align:bottom;">Clear (A)</td> <td data-sheets-numberformat='{"1":2,"2":"0.00","3":1}' data-sheets-value='{"1":3,"3":1.19}' style="overflow:hidden;padding:0px 3px 0px 3px;vertical-align:bottom;text-align:center;">1.19</td> <td data-sheets-numberformat='{"1":2,"2":"0","3":1}' data-sheets-value='{"1":3,"3":36.08}' style="overflow:hidden;padding:0px 3px 0px 3px;vertical-align:bottom;text-align:center;">36</td> <td data-sheets-numberformat='{"1":2,"2":"0","3":1}' data-sheets-value='{"1":3,"3":54.78}' style="overflow:hidden;padding:0px 3px 0px 3px;vertical-align:bottom;text-align:center;">55</td> <td data-sheets-value='{"1":3,"3":24}' style="border-right:1px solid #000000;overflow:hidden;padding:0px 3px 0px 3px;vertical-align:bottom;text-align:center;">24</td> </tr> <tr style="height:20px;"> <td data-sheets-value='{"1":2,"2":"PC"}' style="border-left:1px solid #000000;overflow:hidden;padding:0px 3px 0px 3px;vertical-align:bottom;">PC</td> <td style="overflow:hidden;padding:0px 3px 0px 3px;vertical-align:bottom;"></td> <td data-sheets-value='{"1":2,"2":"Opal (D)"}' style="overflow:hidden;padding:0px 3px 0px 3px;vertical-align:bottom;">Opal (D)</td> <td data-sheets-numberformat='{"1":2,"2":"0.00","3":1}' data-sheets-value='{"1":3,"3":1.19}' style="overflow:hidden;padding:0px 3px 0px 3px;vertical-align:bottom;text-align:center;">1.19</td> <td data-sheets-numberformat='{"1":2,"2":"0","3":1}' data-sheets-value='{"1":3,"3":23.779999999999998}' style="overflow:hidden;padding:0px 3px 0px 3px;vertical-align:bottom;text-align:center;">24</td> <td data-sheets-numberformat='{"1":2,"2":"0","3":1}' data-sheets-value='{"1":3,"3":39.6}' style="overflow:hidden;padding:0px 3px 0px 3px;vertical-align:bottom;text-align:center;">40</td> <td data-sheets-value='{"1":3,"3":24}' style="border-right:1px solid #000000;overflow:hidden;padding:0px 3px 0px 3px;vertical-align:bottom;text-align:center;">24</td> </tr> <tr style="height:20px;"> <td style="border-left:1px solid #000000;overflow:hidden;padding:0px 3px 0px 3px;vertical-align:bottom;"></td> <td data-sheets-value='{"1":2,"2":"DW"}' style="overflow:hidden;padding:0px 3px 0px 3px;vertical-align:bottom;">DW</td> <td data-sheets-value='{"1":2,"2":"Clear (A/H)"}' style="overflow:hidden;padding:0px 3px 0px 3px;vertical-align:bottom;">Clear (A/H)</td> <td data-sheets-numberformat='{"1":2,"2":"0.00","3":1}' data-sheets-value='{"1":3,"3":0.98}' style="overflow:hidden;padding:0px 3px 0px 3px;vertical-align:bottom;text-align:center;">0.98</td> <td data-sheets-numberformat='{"1":2,"2":"0","3":1}' data-sheets-value='{"1":3,"3":32.39}' style="overflow:hidden;padding:0px 3px 0px 3px;vertical-align:bottom;text-align:center;">32</td> <td data-sheets-numberformat='{"1":2,"2":"0","3":1}' data-sheets-value='{"1":3,"3":47.52}' style="overflow:hidden;padding:0px 3px 0px 3px;vertical-align:bottom;text-align:center;">48</td> <td data-sheets-value='{"1":3,"3":26}' style="border-right:1px solid #000000;overflow:hidden;padding:0px 3px 0px 3px;vertical-align:bottom;text-align:center;">26</td> </tr> <tr style="height:20px;"> <td style="border-left:1px solid #000000;overflow:hidden;padding:0px 3px 0px 3px;vertical-align:bottom;"></td> <td style="overflow:hidden;padding:0px 3px 0px 3px;vertical-align:bottom;"></td> <td data-sheets-value='{"1":2,"2":"Clear (A/A)"}' style="overflow:hidden;padding:0px 3px 0px 3px;vertical-align:bottom;">Clear (A/A)</td> <td data-sheets-numberformat='{"1":2,"2":"0.00","3":1}' data-sheets-value='{"1":3,"3":0.98}' style="overflow:hidden;padding:0px 3px 0px 3px;vertical-align:bottom;text-align:center;">0.98</td> <td data-sheets-numberformat='{"1":2,"2":"0","3":1}' data-sheets-value='{"1":3,"3":31.569999999999997}' style="overflow:hidden;padding:0px 3px 0px 3px;vertical-align:bottom;text-align:center;">32</td> <td data-sheets-numberformat='{"1":2,"2":"0","3":1}' data-sheets-value='{"1":3,"3":45.54}' style="overflow:hidden;padding:0px 3px 0px 3px;vertical-align:bottom;text-align:center;">46</td> <td data-sheets-value='{"1":3,"3":26}' style="border-right:1px solid #000000;overflow:hidden;padding:0px 3px 0px 3px;vertical-align:bottom;text-align:center;">26</td> </tr> <tr style="height:20px;"> <td style="border-left:1px solid #000000;overflow:hidden;padding:0px 3px 0px 3px;vertical-align:bottom;"></td> <td style="overflow:hidden;padding:0px 3px 0px 3px;vertical-align:bottom;"></td> <td data-sheets-value='{"1":2,"2":"Opal (A/O)"}' style="overflow:hidden;padding:0px 3px 0px 3px;vertical-align:bottom;">Opal (A/O)</td> <td data-sheets-numberformat='{"1":2,"2":"0.00","3":1}' data-sheets-value='{"1":3,"3":0.98}' style="overflow:hidden;padding:0px 3px 0px 3px;vertical-align:bottom;text-align:center;">0.98</td> <td data-sheets-numberformat='{"1":2,"2":"0","3":1}' data-sheets-value='{"1":3,"3":29.93}' style="overflow:hidden;padding:0px 3px 0px 3px;vertical-align:bottom;text-align:center;">30</td> <td data-sheets-numberformat='{"1":2,"2":"0","3":1}' data-sheets-value='{"1":3,"3":41.580000000000005}' style="overflow:hidden;padding:0px 3px 0px 3px;vertical-align:bottom;text-align:center;">42</td> <td data-sheets-value='{"1":3,"3":26}' style="border-right:1px solid #000000;overflow:hidden;padding:0px 3px 0px 3px;vertical-align:bottom;text-align:center;">26</td> </tr> <tr style="height:20px;"> <td style="border-bottom:1px solid #000000;border-left:1px solid #000000;overflow:hidden;padding:0px 3px 0px 3px;vertical-align:bottom;"></td> <td style="border-bottom:1px solid #000000;overflow:hidden;padding:0px 3px 0px 3px;vertical-align:bottom;"></td> <td data-sheets-value='{"1":2,"2":"Opal (A/D)"}' style="border-bottom:1px solid #000000;overflow:hidden;padding:0px 3px 0px 3px;vertical-align:bottom;">Opal (A/D)</td> <td data-sheets-numberformat='{"1":2,"2":"0.00","3":1}' data-sheets-value='{"1":3,"3":0.98}' style="border-bottom:1px solid #000000;overflow:hidden;padding:0px 3px 0px 3px;vertical-align:bottom;text-align:center;">0.98</td> <td data-sheets-numberformat='{"1":2,"2":"0","3":1}' data-sheets-value='{"1":3,"3":20.91}' style="border-bottom:1px solid #000000;overflow:hidden;padding:0px 3px 0px 3px;vertical-align:bottom;text-align:center;">21</td> <td data-sheets-numberformat='{"1":2,"2":"0","3":1}' data-sheets-value='{"1":3,"3":33}' style="border-bottom:1px solid #000000;overflow:hidden;padding:0px 3px 0px 3px;vertical-align:bottom;text-align:center;">33</td> <td data-sheets-value='{"1":3,"3":26}' style="border-right:1px solid #000000;border-bottom:1px solid #000000;overflow:hidden;padding:0px 3px 0px 3px;vertical-align:bottom;text-align:center;">26</td> </tr> <tr style="height:20px;"> <td data-sheets-value='{"1":2,"2":"Polycarbonate"}' style="border-left:1px solid #000000;overflow:hidden;padding:0px 3px 0px 3px;vertical-align:bottom;">Polycarbonate</td> <td data-sheets-value='{"1":2,"2":"EW"}' style="overflow:hidden;padding:0px 3px 0px 3px;vertical-align:bottom;">EW</td> <td data-sheets-value='{"1":2,"2":"Heatstop Opal (T)"}' style="overflow:hidden;padding:0px 3px 0px 3px;vertical-align:bottom;">Heatstop Opal (T)</td> <td data-sheets-numberformat='{"1":2,"2":"0.00","3":1}' data-sheets-value='{"1":3,"3":1.19}' style="overflow:hidden;padding:0px 3px 0px 3px;vertical-align:bottom;text-align:center;">1.19</td> <td data-sheets-numberformat='{"1":2,"2":"0","3":1}' data-sheets-value='{"1":3,"3":20.09}' style="overflow:hidden;padding:0px 3px 0px 3px;vertical-align:bottom;text-align:center;">20</td> <td data-sheets-numberformat='{"1":2,"2":"0","3":1}' data-sheets-value='{"1":3,"3":38.940000000000005}' style="overflow:hidden;padding:0px 3px 0px 3px;vertical-align:bottom;text-align:center;">39</td> <td data-sheets-value='{"1":3,"3":24}' style="border-right:1px solid #000000;overflow:hidden;padding:0px 3px 0px 3px;vertical-align:bottom;text-align:center;">24</td> </tr> <tr style="height:20px;"> <td data-sheets-value='{"1":2,"2":"Heatstop PC"}' style="border-left:1px solid #000000;overflow:hidden;padding:0px 3px 0px 3px;vertical-align:bottom;">Heatstop PC</td> <td data-sheets-value='{"1":2,"2":"DW"}' style="overflow:hidden;padding:0px 3px 0px 3px;vertical-align:bottom;">DW</td> <td data-sheets-value='{"1":2,"2":"Clear (T/H)"}' style="overflow:hidden;padding:0px 3px 0px 3px;vertical-align:bottom;">Clear (T/H)</td> <td data-sheets-numberformat='{"1":2,"2":"0.00","3":1}' data-sheets-value='{"1":3,"3":0.98}' style="overflow:hidden;padding:0px 3px 0px 3px;vertical-align:bottom;text-align:center;">0.98</td> <td data-sheets-numberformat='{"1":2,"2":"0","3":1}' data-sheets-value='{"1":3,"3":18.04}' style="overflow:hidden;padding:0px 3px 0px 3px;vertical-align:bottom;text-align:center;">18</td> <td data-sheets-numberformat='{"1":2,"2":"0","3":1}' data-sheets-value='{"1":3,"3":33.660000000000004}' style="overflow:hidden;padding:0px 3px 0px 3px;vertical-align:bottom;text-align:center;">34</td> <td data-sheets-value='{"1":3,"3":26}' style="border-right:1px solid #000000;overflow:hidden;padding:0px 3px 0px 3px;vertical-align:bottom;text-align:center;">26</td> </tr> <tr style="height:20px;"> <td style="border-bottom:1px solid #000000;border-left:1px solid #000000;overflow:hidden;padding:0px 3px 0px 3px;vertical-align:bottom;"></td> <td style="border-bottom:1px solid #000000;overflow:hidden;padding:0px 3px 0px 3px;vertical-align:bottom;"></td> <td data-sheets-value='{"1":2,"2":"Opal (T/O)"}' style="border-bottom:1px solid #000000;overflow:hidden;padding:0px 3px 0px 3px;vertical-align:bottom;">Opal (T/O)</td> <td data-sheets-numberformat='{"1":2,"2":"0.00","3":1}' data-sheets-value='{"1":3,"3":0.98}' style="border-bottom:1px solid #000000;overflow:hidden;padding:0px 3px 0px 3px;vertical-align:bottom;text-align:center;">0.98</td> <td data-sheets-numberformat='{"1":2,"2":"0","3":1}' data-sheets-value='{"1":3,"3":16.81}' style="border-bottom:1px solid #000000;overflow:hidden;padding:0px 3px 0px 3px;vertical-align:bottom;text-align:center;">17</td> <td data-sheets-numberformat='{"1":2,"2":"0","3":1}' data-sheets-value='{"1":3,"3":29.700000000000003}' style="border-bottom:1px solid #000000;overflow:hidden;padding:0px 3px 0px 3px;vertical-align:bottom;text-align:center;">30</td> <td data-sheets-value='{"1":3,"3":26}' style="border-right:1px solid #000000;border-bottom:1px solid #000000;overflow:hidden;padding:0px 3px 0px 3px;vertical-align:bottom;text-align:center;">26</td> </tr> </tbody></table> | skylux-160-ce-met-koepel-en-pvc-opstand-30-20-met-lm-motor-en-pvc-raam-type-ep25-1050-x-2250-mm | 8586033529165 | 46872361206093
Smoke and heat exhaust (SHEV) | SHE system | Skylux | Skylux 160° CE with skylight and PVC curb 30/20 with LM-actuator and PVC frame type EP25 1100 x 1100 mm |  | 50426 | 5412970504269 | 4538.75 | Yes | 30-45 | 76.91 | 1100 x 1100 mm | 1100 | 1100 |  | PVC 30/20 (30 cm high & roof opening = 20 cm larger than daylight size) | Square | 1.19 W/m²K - 0.98 W/m²K | 57% - 30% | 37% - 17% | 24dB - 26dB | 160° CE (for industry) | PVC frame EP25 | without spoiler | E | Single actuator | Maximum double-walled skylight possible for this product | Ut-value LT-value g-value Rw-value EN 1873 : 2014 EN ISO 13468 EN 16153 EN 410 EN 410 EN ISO 140-3 Material Walls Shells (W/m²K) (%) (%) (dB) Acrylic EW Clear (H) 1.19 37 57 24 PMMA Opal (O) 1.19 34 50 24 DW Clear (H/H) 0.98 33 50 26 Opal (O/O) 0.98 28 38 26 Polycarbonate EW Clear (A) 1.19 36 55 24 PC Opal (D) 1.19 24 40 24 DW Clear (A/H) 0.98 32 48 26 Clear (A/A) 0.98 32 46 26 Opal (A/O) 0.98 30 42 26 Opal (A/D) 0.98 21 33 26 Polycarbonate EW Heatstop Opal (T) 1.19 20 39 24 Heatstop PC DW Clear (T/H) 0.98 18 34 26 Opal (T/O) 0.98 17 30 26 | https://skylux.eu/en/products/skylux-160-ce-met-koepel-en-pvc-opstand-30-20-met-lm-motor-en-pvc-raam-type-ep25-1100-x-1100-mm | https://skylux.eu/cdn/shop/files/Skylux-160deg-CE-met-koepel-en-pvc-opstand-3020-met-LM-motor-en-pvc-raam-type-EP25-1100-x-1100-mm-RWA-systeem.jpg?v=1702980761&width=1600 | https://skylux.eu/cdn/shop/files/e5a82811-1bb0-48e4-a776-cacb59c7c092_7ab4373f-6f13-4167-bffa-9a90601d4c42.jpg?v=1688551203&width=1600 | //skylux.eu/cdn/shop/files/E_MH_Mounting_instructions_Skylux_160_CE_LM.pdf?v=12406716259046007223 | //skylux.eu/cdn/shop/files/E_TD_Technical_File_Skylux_Skylux_160_CE_Electric.pdf?v=3667116872303399239 | <style type="text/css" id="isPasted"><!--td {border: 1px solid #cccccc;}br {mso-data-placement:same-cell;}--></style><table border="1" cellpadding="0" cellspacing="0" dir="ltr" style="table-layout:fixed;font-size:10pt;font-family:Arial;border-collapse:collapse;border:none;"><tbody> <tr style="height:20px;"> <td style="overflow:hidden;padding:0px 3px 0px 3px;vertical-align:bottom;"></td> <td style="overflow:hidden;padding:0px 3px 0px 3px;vertical-align:bottom;"></td> <td style="overflow:hidden;padding:0px 3px 0px 3px;vertical-align:bottom;"></td> <td data-sheets-value='{"1":2,"2":"Ut-value"}' style="overflow:hidden;padding:0px 3px 0px 3px;vertical-align:bottom;font-weight:bold;text-align:center;">Ut-value</td> <td data-sheets-value='{"1":2,"2":"LT-value"}' style="overflow:hidden;padding:0px 3px 0px 3px;vertical-align:bottom;font-weight:bold;text-align:center;">LT-value</td> <td data-sheets-value='{"1":2,"2":"g-value"}' style="overflow:hidden;padding:0px 3px 0px 3px;vertical-align:bottom;font-weight:bold;text-align:center;">g-value</td> <td data-sheets-value='{"1":2,"2":"Rw-value "}' style="overflow:hidden;padding:0px 3px 0px 3px;vertical-align:bottom;font-weight:bold;text-align:center;">Rw-value </td> </tr> <tr style="height:20px;"> <td style="overflow:hidden;padding:0px 3px 0px 3px;vertical-align:bottom;"></td> <td style="overflow:hidden;padding:0px 3px 0px 3px;vertical-align:bottom;"></td> <td style="overflow:hidden;padding:0px 3px 0px 3px;vertical-align:bottom;"></td> <td data-sheets-numberformat='{"1":2,"2":"0.00","3":1}' data-sheets-value='{"1":2,"2":"EN 1873 : 2014"}' style="overflow:hidden;padding:0px 3px 0px 3px;vertical-align:bottom;text-align:center;">EN 1873 : 2014</td> <td data-sheets-numberformat='{"1":2,"2":"0","3":1}' data-sheets-value='{"1":2,"2":"EN ISO 13468 EN 16153 EN 410"}' style="overflow:hidden;padding:0px 3px 0px 3px;vertical-align:bottom;text-align:center;">EN ISO 13468 EN 16153 EN 410</td> <td data-sheets-numberformat='{"1":2,"2":"0","3":1}' data-sheets-value='{"1":2,"2":"EN 410"}' style="overflow:hidden;padding:0px 3px 0px 3px;vertical-align:bottom;text-align:center;">EN 410</td> <td data-sheets-value='{"1":2,"2":"EN ISO 140-3\t\t"}' style="overflow:hidden;padding:0px 3px 0px 3px;vertical-align:bottom;text-align:center;">EN ISO 140-3 </td> </tr> <tr style="height:20px;"> <td data-sheets-value='{"1":2,"2":"Material"}' style="border-bottom:1px solid #000000;overflow:hidden;padding:0px 3px 0px 3px;vertical-align:bottom;background-color:#000000;font-weight:bold;color:#ffffff;">Material</td> <td data-sheets-value='{"1":2,"2":"Walls"}' style="border-bottom:1px solid #000000;overflow:hidden;padding:0px 3px 0px 3px;vertical-align:bottom;background-color:#000000;font-weight:bold;color:#ffffff;">Walls</td> <td data-sheets-value='{"1":2,"2":"Shells"}' style="border-bottom:1px solid #000000;overflow:hidden;padding:0px 3px 0px 3px;vertical-align:bottom;background-color:#000000;font-weight:bold;color:#ffffff;">Shells</td> <td data-sheets-numberformat='{"1":2,"2":"0.00","3":1}' data-sheets-value='{"1":2,"2":"(W/m²K)\t"}' style="border-bottom:1px solid #000000;overflow:hidden;padding:0px 3px 0px 3px;vertical-align:bottom;background-color:#000000;font-weight:bold;color:#ffffff;text-align:center;">(W/m²K) </td> <td data-sheets-numberformat='{"1":2,"2":"0","3":1}' data-sheets-value='{"1":2,"2":"(%)"}' style="border-bottom:1px solid #000000;overflow:hidden;padding:0px 3px 0px 3px;vertical-align:bottom;background-color:#000000;font-weight:bold;color:#ffffff;text-align:center;">(%)</td> <td data-sheets-numberformat='{"1":2,"2":"0","3":1}' data-sheets-value='{"1":2,"2":"(%)"}' style="border-bottom:1px solid #000000;overflow:hidden;padding:0px 3px 0px 3px;vertical-align:bottom;background-color:#000000;font-weight:bold;color:#ffffff;text-align:center;">(%)</td> <td data-sheets-value='{"1":2,"2":"(dB)"}' style="border-bottom:1px solid #000000;overflow:hidden;padding:0px 3px 0px 3px;vertical-align:bottom;background-color:#000000;font-weight:bold;color:#ffffff;text-align:center;">(dB)</td> </tr> <tr style="height:20px;"> <td data-sheets-value='{"1":2,"2":"Acrylic"}' style="border-left:1px solid #000000;overflow:hidden;padding:0px 3px 0px 3px;vertical-align:bottom;">Acrylic</td> <td data-sheets-value='{"1":2,"2":"EW"}' style="overflow:hidden;padding:0px 3px 0px 3px;vertical-align:bottom;">EW</td> <td data-sheets-value='{"1":2,"2":"Clear (H)"}' style="overflow:hidden;padding:0px 3px 0px 3px;vertical-align:bottom;">Clear (H)</td> <td data-sheets-numberformat='{"1":2,"2":"0.00","3":1}' data-sheets-value='{"1":3,"3":1.19}' style="overflow:hidden;padding:0px 3px 0px 3px;vertical-align:bottom;text-align:center;">1.19</td> <td data-sheets-numberformat='{"1":2,"2":"0","3":1}' data-sheets-value='{"1":3,"3":36.9}' style="overflow:hidden;padding:0px 3px 0px 3px;vertical-align:bottom;text-align:center;">37</td> <td data-sheets-numberformat='{"1":2,"2":"0","3":1}' data-sheets-value='{"1":3,"3":57.42}' style="overflow:hidden;padding:0px 3px 0px 3px;vertical-align:bottom;text-align:center;">57</td> <td data-sheets-value='{"1":3,"3":24}' style="border-right:1px solid #000000;overflow:hidden;padding:0px 3px 0px 3px;vertical-align:bottom;text-align:center;">24</td> </tr> <tr style="height:20px;"> <td data-sheets-value='{"1":2,"2":"PMMA"}' style="border-left:1px solid #000000;overflow:hidden;padding:0px 3px 0px 3px;vertical-align:bottom;">PMMA</td> <td style="overflow:hidden;padding:0px 3px 0px 3px;vertical-align:bottom;"></td> <td data-sheets-value='{"1":2,"2":"Opal (O)"}' style="overflow:hidden;padding:0px 3px 0px 3px;vertical-align:bottom;">Opal (O)</td> <td data-sheets-numberformat='{"1":2,"2":"0.00","3":1}' data-sheets-value='{"1":3,"3":1.19}' style="overflow:hidden;padding:0px 3px 0px 3px;vertical-align:bottom;text-align:center;">1.19</td> <td data-sheets-numberformat='{"1":2,"2":"0","3":1}' data-sheets-value='{"1":3,"3":34.03}' style="overflow:hidden;padding:0px 3px 0px 3px;vertical-align:bottom;text-align:center;">34</td> <td data-sheets-numberformat='{"1":2,"2":"0","3":1}' data-sheets-value='{"1":3,"3":50.160000000000004}' style="overflow:hidden;padding:0px 3px 0px 3px;vertical-align:bottom;text-align:center;">50</td> <td data-sheets-value='{"1":3,"3":24}' style="border-right:1px solid #000000;overflow:hidden;padding:0px 3px 0px 3px;vertical-align:bottom;text-align:center;">24</td> </tr> <tr style="height:20px;"> <td style="border-left:1px solid #000000;overflow:hidden;padding:0px 3px 0px 3px;vertical-align:bottom;"></td> <td data-sheets-value='{"1":2,"2":"DW"}' style="overflow:hidden;padding:0px 3px 0px 3px;vertical-align:bottom;">DW</td> <td data-sheets-value='{"1":2,"2":"Clear (H/H)"}' style="overflow:hidden;padding:0px 3px 0px 3px;vertical-align:bottom;">Clear (H/H)</td> <td data-sheets-numberformat='{"1":2,"2":"0.00","3":1}' data-sheets-value='{"1":3,"3":0.98}' style="overflow:hidden;padding:0px 3px 0px 3px;vertical-align:bottom;text-align:center;">0.98</td> <td data-sheets-numberformat='{"1":2,"2":"0","3":1}' data-sheets-value='{"1":3,"3":33.21}' style="overflow:hidden;padding:0px 3px 0px 3px;vertical-align:bottom;text-align:center;">33</td> <td data-sheets-numberformat='{"1":2,"2":"0","3":1}' data-sheets-value='{"1":3,"3":49.5}' style="overflow:hidden;padding:0px 3px 0px 3px;vertical-align:bottom;text-align:center;">50</td> <td data-sheets-value='{"1":3,"3":26}' style="border-right:1px solid #000000;overflow:hidden;padding:0px 3px 0px 3px;vertical-align:bottom;text-align:center;">26</td> </tr> <tr style="height:20px;"> <td style="border-bottom:1px solid #000000;border-left:1px solid #000000;overflow:hidden;padding:0px 3px 0px 3px;vertical-align:bottom;"></td> <td style="border-bottom:1px solid #000000;overflow:hidden;padding:0px 3px 0px 3px;vertical-align:bottom;"></td> <td data-sheets-value='{"1":2,"2":"Opal (O/O)"}' style="border-bottom:1px solid #000000;overflow:hidden;padding:0px 3px 0px 3px;vertical-align:bottom;">Opal (O/O)</td> <td data-sheets-numberformat='{"1":2,"2":"0.00","3":1}' data-sheets-value='{"1":3,"3":0.98}' style="border-bottom:1px solid #000000;overflow:hidden;padding:0px 3px 0px 3px;vertical-align:bottom;text-align:center;">0.98</td> <td data-sheets-numberformat='{"1":2,"2":"0","3":1}' data-sheets-value='{"1":3,"3":28.29}' style="border-bottom:1px solid #000000;overflow:hidden;padding:0px 3px 0px 3px;vertical-align:bottom;text-align:center;">28</td> <td data-sheets-numberformat='{"1":2,"2":"0","3":1}' data-sheets-value='{"1":3,"3":38.28}' style="border-bottom:1px solid #000000;overflow:hidden;padding:0px 3px 0px 3px;vertical-align:bottom;text-align:center;">38</td> <td data-sheets-value='{"1":3,"3":26}' style="border-right:1px solid #000000;border-bottom:1px solid #000000;overflow:hidden;padding:0px 3px 0px 3px;vertical-align:bottom;text-align:center;">26</td> </tr> <tr style="height:20px;"> <td data-sheets-value='{"1":2,"2":"Polycarbonate "}' style="border-left:1px solid #000000;overflow:hidden;padding:0px 3px 0px 3px;vertical-align:bottom;">Polycarbonate </td> <td data-sheets-value='{"1":2,"2":"EW"}' style="overflow:hidden;padding:0px 3px 0px 3px;vertical-align:bottom;">EW</td> <td data-sheets-value='{"1":2,"2":"Clear (A)"}' style="overflow:hidden;padding:0px 3px 0px 3px;vertical-align:bottom;">Clear (A)</td> <td data-sheets-numberformat='{"1":2,"2":"0.00","3":1}' data-sheets-value='{"1":3,"3":1.19}' style="overflow:hidden;padding:0px 3px 0px 3px;vertical-align:bottom;text-align:center;">1.19</td> <td data-sheets-numberformat='{"1":2,"2":"0","3":1}' data-sheets-value='{"1":3,"3":36.08}' style="overflow:hidden;padding:0px 3px 0px 3px;vertical-align:bottom;text-align:center;">36</td> <td data-sheets-numberformat='{"1":2,"2":"0","3":1}' data-sheets-value='{"1":3,"3":54.78}' style="overflow:hidden;padding:0px 3px 0px 3px;vertical-align:bottom;text-align:center;">55</td> <td data-sheets-value='{"1":3,"3":24}' style="border-right:1px solid #000000;overflow:hidden;padding:0px 3px 0px 3px;vertical-align:bottom;text-align:center;">24</td> </tr> <tr style="height:20px;"> <td data-sheets-value='{"1":2,"2":"PC"}' style="border-left:1px solid #000000;overflow:hidden;padding:0px 3px 0px 3px;vertical-align:bottom;">PC</td> <td style="overflow:hidden;padding:0px 3px 0px 3px;vertical-align:bottom;"></td> <td data-sheets-value='{"1":2,"2":"Opal (D)"}' style="overflow:hidden;padding:0px 3px 0px 3px;vertical-align:bottom;">Opal (D)</td> <td data-sheets-numberformat='{"1":2,"2":"0.00","3":1}' data-sheets-value='{"1":3,"3":1.19}' style="overflow:hidden;padding:0px 3px 0px 3px;vertical-align:bottom;text-align:center;">1.19</td> <td data-sheets-numberformat='{"1":2,"2":"0","3":1}' data-sheets-value='{"1":3,"3":23.779999999999998}' style="overflow:hidden;padding:0px 3px 0px 3px;vertical-align:bottom;text-align:center;">24</td> <td data-sheets-numberformat='{"1":2,"2":"0","3":1}' data-sheets-value='{"1":3,"3":39.6}' style="overflow:hidden;padding:0px 3px 0px 3px;vertical-align:bottom;text-align:center;">40</td> <td data-sheets-value='{"1":3,"3":24}' style="border-right:1px solid #000000;overflow:hidden;padding:0px 3px 0px 3px;vertical-align:bottom;text-align:center;">24</td> </tr> <tr style="height:20px;"> <td style="border-left:1px solid #000000;overflow:hidden;padding:0px 3px 0px 3px;vertical-align:bottom;"></td> <td data-sheets-value='{"1":2,"2":"DW"}' style="overflow:hidden;padding:0px 3px 0px 3px;vertical-align:bottom;">DW</td> <td data-sheets-value='{"1":2,"2":"Clear (A/H)"}' style="overflow:hidden;padding:0px 3px 0px 3px;vertical-align:bottom;">Clear (A/H)</td> <td data-sheets-numberformat='{"1":2,"2":"0.00","3":1}' data-sheets-value='{"1":3,"3":0.98}' style="overflow:hidden;padding:0px 3px 0px 3px;vertical-align:bottom;text-align:center;">0.98</td> <td data-sheets-numberformat='{"1":2,"2":"0","3":1}' data-sheets-value='{"1":3,"3":32.39}' style="overflow:hidden;padding:0px 3px 0px 3px;vertical-align:bottom;text-align:center;">32</td> <td data-sheets-numberformat='{"1":2,"2":"0","3":1}' data-sheets-value='{"1":3,"3":47.52}' style="overflow:hidden;padding:0px 3px 0px 3px;vertical-align:bottom;text-align:center;">48</td> <td data-sheets-value='{"1":3,"3":26}' style="border-right:1px solid #000000;overflow:hidden;padding:0px 3px 0px 3px;vertical-align:bottom;text-align:center;">26</td> </tr> <tr style="height:20px;"> <td style="border-left:1px solid #000000;overflow:hidden;padding:0px 3px 0px 3px;vertical-align:bottom;"></td> <td style="overflow:hidden;padding:0px 3px 0px 3px;vertical-align:bottom;"></td> <td data-sheets-value='{"1":2,"2":"Clear (A/A)"}' style="overflow:hidden;padding:0px 3px 0px 3px;vertical-align:bottom;">Clear (A/A)</td> <td data-sheets-numberformat='{"1":2,"2":"0.00","3":1}' data-sheets-value='{"1":3,"3":0.98}' style="overflow:hidden;padding:0px 3px 0px 3px;vertical-align:bottom;text-align:center;">0.98</td> <td data-sheets-numberformat='{"1":2,"2":"0","3":1}' data-sheets-value='{"1":3,"3":31.569999999999997}' style="overflow:hidden;padding:0px 3px 0px 3px;vertical-align:bottom;text-align:center;">32</td> <td data-sheets-numberformat='{"1":2,"2":"0","3":1}' data-sheets-value='{"1":3,"3":45.54}' style="overflow:hidden;padding:0px 3px 0px 3px;vertical-align:bottom;text-align:center;">46</td> <td data-sheets-value='{"1":3,"3":26}' style="border-right:1px solid #000000;overflow:hidden;padding:0px 3px 0px 3px;vertical-align:bottom;text-align:center;">26</td> </tr> <tr style="height:20px;"> <td style="border-left:1px solid #000000;overflow:hidden;padding:0px 3px 0px 3px;vertical-align:bottom;"></td> <td style="overflow:hidden;padding:0px 3px 0px 3px;vertical-align:bottom;"></td> <td data-sheets-value='{"1":2,"2":"Opal (A/O)"}' style="overflow:hidden;padding:0px 3px 0px 3px;vertical-align:bottom;">Opal (A/O)</td> <td data-sheets-numberformat='{"1":2,"2":"0.00","3":1}' data-sheets-value='{"1":3,"3":0.98}' style="overflow:hidden;padding:0px 3px 0px 3px;vertical-align:bottom;text-align:center;">0.98</td> <td data-sheets-numberformat='{"1":2,"2":"0","3":1}' data-sheets-value='{"1":3,"3":29.93}' style="overflow:hidden;padding:0px 3px 0px 3px;vertical-align:bottom;text-align:center;">30</td> <td data-sheets-numberformat='{"1":2,"2":"0","3":1}' data-sheets-value='{"1":3,"3":41.580000000000005}' style="overflow:hidden;padding:0px 3px 0px 3px;vertical-align:bottom;text-align:center;">42</td> <td data-sheets-value='{"1":3,"3":26}' style="border-right:1px solid #000000;overflow:hidden;padding:0px 3px 0px 3px;vertical-align:bottom;text-align:center;">26</td> </tr> <tr style="height:20px;"> <td style="border-bottom:1px solid #000000;border-left:1px solid #000000;overflow:hidden;padding:0px 3px 0px 3px;vertical-align:bottom;"></td> <td style="border-bottom:1px solid #000000;overflow:hidden;padding:0px 3px 0px 3px;vertical-align:bottom;"></td> <td data-sheets-value='{"1":2,"2":"Opal (A/D)"}' style="border-bottom:1px solid #000000;overflow:hidden;padding:0px 3px 0px 3px;vertical-align:bottom;">Opal (A/D)</td> <td data-sheets-numberformat='{"1":2,"2":"0.00","3":1}' data-sheets-value='{"1":3,"3":0.98}' style="border-bottom:1px solid #000000;overflow:hidden;padding:0px 3px 0px 3px;vertical-align:bottom;text-align:center;">0.98</td> <td data-sheets-numberformat='{"1":2,"2":"0","3":1}' data-sheets-value='{"1":3,"3":20.91}' style="border-bottom:1px solid #000000;overflow:hidden;padding:0px 3px 0px 3px;vertical-align:bottom;text-align:center;">21</td> <td data-sheets-numberformat='{"1":2,"2":"0","3":1}' data-sheets-value='{"1":3,"3":33}' style="border-bottom:1px solid #000000;overflow:hidden;padding:0px 3px 0px 3px;vertical-align:bottom;text-align:center;">33</td> <td data-sheets-value='{"1":3,"3":26}' style="border-right:1px solid #000000;border-bottom:1px solid #000000;overflow:hidden;padding:0px 3px 0px 3px;vertical-align:bottom;text-align:center;">26</td> </tr> <tr style="height:20px;"> <td data-sheets-value='{"1":2,"2":"Polycarbonate"}' style="border-left:1px solid #000000;overflow:hidden;padding:0px 3px 0px 3px;vertical-align:bottom;">Polycarbonate</td> <td data-sheets-value='{"1":2,"2":"EW"}' style="overflow:hidden;padding:0px 3px 0px 3px;vertical-align:bottom;">EW</td> <td data-sheets-value='{"1":2,"2":"Heatstop Opal (T)"}' style="overflow:hidden;padding:0px 3px 0px 3px;vertical-align:bottom;">Heatstop Opal (T)</td> <td data-sheets-numberformat='{"1":2,"2":"0.00","3":1}' data-sheets-value='{"1":3,"3":1.19}' style="overflow:hidden;padding:0px 3px 0px 3px;vertical-align:bottom;text-align:center;">1.19</td> <td data-sheets-numberformat='{"1":2,"2":"0","3":1}' data-sheets-value='{"1":3,"3":20.09}' style="overflow:hidden;padding:0px 3px 0px 3px;vertical-align:bottom;text-align:center;">20</td> <td data-sheets-numberformat='{"1":2,"2":"0","3":1}' data-sheets-value='{"1":3,"3":38.940000000000005}' style="overflow:hidden;padding:0px 3px 0px 3px;vertical-align:bottom;text-align:center;">39</td> <td data-sheets-value='{"1":3,"3":24}' style="border-right:1px solid #000000;overflow:hidden;padding:0px 3px 0px 3px;vertical-align:bottom;text-align:center;">24</td> </tr> <tr style="height:20px;"> <td data-sheets-value='{"1":2,"2":"Heatstop PC"}' style="border-left:1px solid #000000;overflow:hidden;padding:0px 3px 0px 3px;vertical-align:bottom;">Heatstop PC</td> <td data-sheets-value='{"1":2,"2":"DW"}' style="overflow:hidden;padding:0px 3px 0px 3px;vertical-align:bottom;">DW</td> <td data-sheets-value='{"1":2,"2":"Clear (T/H)"}' style="overflow:hidden;padding:0px 3px 0px 3px;vertical-align:bottom;">Clear (T/H)</td> <td data-sheets-numberformat='{"1":2,"2":"0.00","3":1}' data-sheets-value='{"1":3,"3":0.98}' style="overflow:hidden;padding:0px 3px 0px 3px;vertical-align:bottom;text-align:center;">0.98</td> <td data-sheets-numberformat='{"1":2,"2":"0","3":1}' data-sheets-value='{"1":3,"3":18.04}' style="overflow:hidden;padding:0px 3px 0px 3px;vertical-align:bottom;text-align:center;">18</td> <td data-sheets-numberformat='{"1":2,"2":"0","3":1}' data-sheets-value='{"1":3,"3":33.660000000000004}' style="overflow:hidden;padding:0px 3px 0px 3px;vertical-align:bottom;text-align:center;">34</td> <td data-sheets-value='{"1":3,"3":26}' style="border-right:1px solid #000000;overflow:hidden;padding:0px 3px 0px 3px;vertical-align:bottom;text-align:center;">26</td> </tr> <tr style="height:20px;"> <td style="border-bottom:1px solid #000000;border-left:1px solid #000000;overflow:hidden;padding:0px 3px 0px 3px;vertical-align:bottom;"></td> <td style="border-bottom:1px solid #000000;overflow:hidden;padding:0px 3px 0px 3px;vertical-align:bottom;"></td> <td data-sheets-value='{"1":2,"2":"Opal (T/O)"}' style="border-bottom:1px solid #000000;overflow:hidden;padding:0px 3px 0px 3px;vertical-align:bottom;">Opal (T/O)</td> <td data-sheets-numberformat='{"1":2,"2":"0.00","3":1}' data-sheets-value='{"1":3,"3":0.98}' style="border-bottom:1px solid #000000;overflow:hidden;padding:0px 3px 0px 3px;vertical-align:bottom;text-align:center;">0.98</td> <td data-sheets-numberformat='{"1":2,"2":"0","3":1}' data-sheets-value='{"1":3,"3":16.81}' style="border-bottom:1px solid #000000;overflow:hidden;padding:0px 3px 0px 3px;vertical-align:bottom;text-align:center;">17</td> <td data-sheets-numberformat='{"1":2,"2":"0","3":1}' data-sheets-value='{"1":3,"3":29.700000000000003}' style="border-bottom:1px solid #000000;overflow:hidden;padding:0px 3px 0px 3px;vertical-align:bottom;text-align:center;">30</td> <td data-sheets-value='{"1":3,"3":26}' style="border-right:1px solid #000000;border-bottom:1px solid #000000;overflow:hidden;padding:0px 3px 0px 3px;vertical-align:bottom;text-align:center;">26</td> </tr> </tbody></table> | skylux-160-ce-met-koepel-en-pvc-opstand-30-20-met-lm-motor-en-pvc-raam-type-ep25-1100-x-1100-mm | 8586033594701 | 46872362484045
Smoke and heat exhaust (SHEV) | SHE system | Skylux | Skylux 160° CE with skylight and PVC curb 30/20 with LM-actuator and PVC frame type EP25 1100 x 1400 mm |  | 50427 | 5412970504276 | 5020.3 | Yes | 30-45 | 84.58 | 1100 x 1400 mm | 1400 | 1100 |  | PVC 30/20 (30 cm high & roof opening = 20 cm larger than daylight size) | Rectangular | 1.19 W/m²K - 0.98 W/m²K | 57% - 30% | 37% - 17% | 24dB - 26dB | 160° CE (for industry) | PVC frame EP25 | without spoiler | E | Single actuator | Maximum double-walled skylight possible for this product | Ut-value LT-value g-value Rw-value EN 1873 : 2014 EN ISO 13468 EN 16153 EN 410 EN 410 EN ISO 140-3 Material Walls Shells (W/m²K) (%) (%) (dB) Acrylic EW Clear (H) 1.19 37 57 24 PMMA Opal (O) 1.19 34 50 24 DW Clear (H/H) 0.98 33 50 26 Opal (O/O) 0.98 28 38 26 Polycarbonate EW Clear (A) 1.19 36 55 24 PC Opal (D) 1.19 24 40 24 DW Clear (A/H) 0.98 32 48 26 Clear (A/A) 0.98 32 46 26 Opal (A/O) 0.98 30 42 26 Opal (A/D) 0.98 21 33 26 Polycarbonate EW Heatstop Opal (T) 1.19 20 39 24 Heatstop PC DW Clear (T/H) 0.98 18 34 26 Opal (T/O) 0.98 17 30 26 | https://skylux.eu/en/products/skylux-160-ce-met-koepel-en-pvc-opstand-30-20-met-lm-motor-en-pvc-raam-type-ep25-1100-x-1400-mm | https://skylux.eu/cdn/shop/files/Skylux-160deg-CE-met-koepel-en-pvc-opstand-3020-met-LM-motor-en-pvc-raam-type-EP25-1100-x-1400-mm-RWA-systeem.jpg?v=1702980766&width=1600 | https://skylux.eu/cdn/shop/files/e5a82811-1bb0-48e4-a776-cacb59c7c092_d7dbc75b-7723-476b-b0be-95b38b69ceb4.jpg?v=1688551204&width=1600 | //skylux.eu/cdn/shop/files/E_MH_Mounting_instructions_Skylux_160_CE_LM.pdf?v=12406716259046007223 | //skylux.eu/cdn/shop/files/E_TD_Technical_File_Skylux_Skylux_160_CE_Electric.pdf?v=3667116872303399239 | <style type="text/css" id="isPasted"><!--td {border: 1px solid #cccccc;}br {mso-data-placement:same-cell;}--></style><table border="1" cellpadding="0" cellspacing="0" dir="ltr" style="table-layout:fixed;font-size:10pt;font-family:Arial;border-collapse:collapse;border:none;"><tbody> <tr style="height:20px;"> <td style="overflow:hidden;padding:0px 3px 0px 3px;vertical-align:bottom;"></td> <td style="overflow:hidden;padding:0px 3px 0px 3px;vertical-align:bottom;"></td> <td style="overflow:hidden;padding:0px 3px 0px 3px;vertical-align:bottom;"></td> <td data-sheets-value='{"1":2,"2":"Ut-value"}' style="overflow:hidden;padding:0px 3px 0px 3px;vertical-align:bottom;font-weight:bold;text-align:center;">Ut-value</td> <td data-sheets-value='{"1":2,"2":"LT-value"}' style="overflow:hidden;padding:0px 3px 0px 3px;vertical-align:bottom;font-weight:bold;text-align:center;">LT-value</td> <td data-sheets-value='{"1":2,"2":"g-value"}' style="overflow:hidden;padding:0px 3px 0px 3px;vertical-align:bottom;font-weight:bold;text-align:center;">g-value</td> <td data-sheets-value='{"1":2,"2":"Rw-value "}' style="overflow:hidden;padding:0px 3px 0px 3px;vertical-align:bottom;font-weight:bold;text-align:center;">Rw-value </td> </tr> <tr style="height:20px;"> <td style="overflow:hidden;padding:0px 3px 0px 3px;vertical-align:bottom;"></td> <td style="overflow:hidden;padding:0px 3px 0px 3px;vertical-align:bottom;"></td> <td style="overflow:hidden;padding:0px 3px 0px 3px;vertical-align:bottom;"></td> <td data-sheets-numberformat='{"1":2,"2":"0.00","3":1}' data-sheets-value='{"1":2,"2":"EN 1873 : 2014"}' style="overflow:hidden;padding:0px 3px 0px 3px;vertical-align:bottom;text-align:center;">EN 1873 : 2014</td> <td data-sheets-numberformat='{"1":2,"2":"0","3":1}' data-sheets-value='{"1":2,"2":"EN ISO 13468 EN 16153 EN 410"}' style="overflow:hidden;padding:0px 3px 0px 3px;vertical-align:bottom;text-align:center;">EN ISO 13468 EN 16153 EN 410</td> <td data-sheets-numberformat='{"1":2,"2":"0","3":1}' data-sheets-value='{"1":2,"2":"EN 410"}' style="overflow:hidden;padding:0px 3px 0px 3px;vertical-align:bottom;text-align:center;">EN 410</td> <td data-sheets-value='{"1":2,"2":"EN ISO 140-3\t\t"}' style="overflow:hidden;padding:0px 3px 0px 3px;vertical-align:bottom;text-align:center;">EN ISO 140-3 </td> </tr> <tr style="height:20px;"> <td data-sheets-value='{"1":2,"2":"Material"}' style="border-bottom:1px solid #000000;overflow:hidden;padding:0px 3px 0px 3px;vertical-align:bottom;background-color:#000000;font-weight:bold;color:#ffffff;">Material</td> <td data-sheets-value='{"1":2,"2":"Walls"}' style="border-bottom:1px solid #000000;overflow:hidden;padding:0px 3px 0px 3px;vertical-align:bottom;background-color:#000000;font-weight:bold;color:#ffffff;">Walls</td> <td data-sheets-value='{"1":2,"2":"Shells"}' style="border-bottom:1px solid #000000;overflow:hidden;padding:0px 3px 0px 3px;vertical-align:bottom;background-color:#000000;font-weight:bold;color:#ffffff;">Shells</td> <td data-sheets-numberformat='{"1":2,"2":"0.00","3":1}' data-sheets-value='{"1":2,"2":"(W/m²K)\t"}' style="border-bottom:1px solid #000000;overflow:hidden;padding:0px 3px 0px 3px;vertical-align:bottom;background-color:#000000;font-weight:bold;color:#ffffff;text-align:center;">(W/m²K) </td> <td data-sheets-numberformat='{"1":2,"2":"0","3":1}' data-sheets-value='{"1":2,"2":"(%)"}' style="border-bottom:1px solid #000000;overflow:hidden;padding:0px 3px 0px 3px;vertical-align:bottom;background-color:#000000;font-weight:bold;color:#ffffff;text-align:center;">(%)</td> <td data-sheets-numberformat='{"1":2,"2":"0","3":1}' data-sheets-value='{"1":2,"2":"(%)"}' style="border-bottom:1px solid #000000;overflow:hidden;padding:0px 3px 0px 3px;vertical-align:bottom;background-color:#000000;font-weight:bold;color:#ffffff;text-align:center;">(%)</td> <td data-sheets-value='{"1":2,"2":"(dB)"}' style="border-bottom:1px solid #000000;overflow:hidden;padding:0px 3px 0px 3px;vertical-align:bottom;background-color:#000000;font-weight:bold;color:#ffffff;text-align:center;">(dB)</td> </tr> <tr style="height:20px;"> <td data-sheets-value='{"1":2,"2":"Acrylic"}' style="border-left:1px solid #000000;overflow:hidden;padding:0px 3px 0px 3px;vertical-align:bottom;">Acrylic</td> <td data-sheets-value='{"1":2,"2":"EW"}' style="overflow:hidden;padding:0px 3px 0px 3px;vertical-align:bottom;">EW</td> <td data-sheets-value='{"1":2,"2":"Clear (H)"}' style="overflow:hidden;padding:0px 3px 0px 3px;vertical-align:bottom;">Clear (H)</td> <td data-sheets-numberformat='{"1":2,"2":"0.00","3":1}' data-sheets-value='{"1":3,"3":1.19}' style="overflow:hidden;padding:0px 3px 0px 3px;vertical-align:bottom;text-align:center;">1.19</td> <td data-sheets-numberformat='{"1":2,"2":"0","3":1}' data-sheets-value='{"1":3,"3":36.9}' style="overflow:hidden;padding:0px 3px 0px 3px;vertical-align:bottom;text-align:center;">37</td> <td data-sheets-numberformat='{"1":2,"2":"0","3":1}' data-sheets-value='{"1":3,"3":57.42}' style="overflow:hidden;padding:0px 3px 0px 3px;vertical-align:bottom;text-align:center;">57</td> <td data-sheets-value='{"1":3,"3":24}' style="border-right:1px solid #000000;overflow:hidden;padding:0px 3px 0px 3px;vertical-align:bottom;text-align:center;">24</td> </tr> <tr style="height:20px;"> <td data-sheets-value='{"1":2,"2":"PMMA"}' style="border-left:1px solid #000000;overflow:hidden;padding:0px 3px 0px 3px;vertical-align:bottom;">PMMA</td> <td style="overflow:hidden;padding:0px 3px 0px 3px;vertical-align:bottom;"></td> <td data-sheets-value='{"1":2,"2":"Opal (O)"}' style="overflow:hidden;padding:0px 3px 0px 3px;vertical-align:bottom;">Opal (O)</td> <td data-sheets-numberformat='{"1":2,"2":"0.00","3":1}' data-sheets-value='{"1":3,"3":1.19}' style="overflow:hidden;padding:0px 3px 0px 3px;vertical-align:bottom;text-align:center;">1.19</td> <td data-sheets-numberformat='{"1":2,"2":"0","3":1}' data-sheets-value='{"1":3,"3":34.03}' style="overflow:hidden;padding:0px 3px 0px 3px;vertical-align:bottom;text-align:center;">34</td> <td data-sheets-numberformat='{"1":2,"2":"0","3":1}' data-sheets-value='{"1":3,"3":50.160000000000004}' style="overflow:hidden;padding:0px 3px 0px 3px;vertical-align:bottom;text-align:center;">50</td> <td data-sheets-value='{"1":3,"3":24}' style="border-right:1px solid #000000;overflow:hidden;padding:0px 3px 0px 3px;vertical-align:bottom;text-align:center;">24</td> </tr> <tr style="height:20px;"> <td style="border-left:1px solid #000000;overflow:hidden;padding:0px 3px 0px 3px;vertical-align:bottom;"></td> <td data-sheets-value='{"1":2,"2":"DW"}' style="overflow:hidden;padding:0px 3px 0px 3px;vertical-align:bottom;">DW</td> <td data-sheets-value='{"1":2,"2":"Clear (H/H)"}' style="overflow:hidden;padding:0px 3px 0px 3px;vertical-align:bottom;">Clear (H/H)</td> <td data-sheets-numberformat='{"1":2,"2":"0.00","3":1}' data-sheets-value='{"1":3,"3":0.98}' style="overflow:hidden;padding:0px 3px 0px 3px;vertical-align:bottom;text-align:center;">0.98</td> <td data-sheets-numberformat='{"1":2,"2":"0","3":1}' data-sheets-value='{"1":3,"3":33.21}' style="overflow:hidden;padding:0px 3px 0px 3px;vertical-align:bottom;text-align:center;">33</td> <td data-sheets-numberformat='{"1":2,"2":"0","3":1}' data-sheets-value='{"1":3,"3":49.5}' style="overflow:hidden;padding:0px 3px 0px 3px;vertical-align:bottom;text-align:center;">50</td> <td data-sheets-value='{"1":3,"3":26}' style="border-right:1px solid #000000;overflow:hidden;padding:0px 3px 0px 3px;vertical-align:bottom;text-align:center;">26</td> </tr> <tr style="height:20px;"> <td style="border-bottom:1px solid #000000;border-left:1px solid #000000;overflow:hidden;padding:0px 3px 0px 3px;vertical-align:bottom;"></td> <td style="border-bottom:1px solid #000000;overflow:hidden;padding:0px 3px 0px 3px;vertical-align:bottom;"></td> <td data-sheets-value='{"1":2,"2":"Opal (O/O)"}' style="border-bottom:1px solid #000000;overflow:hidden;padding:0px 3px 0px 3px;vertical-align:bottom;">Opal (O/O)</td> <td data-sheets-numberformat='{"1":2,"2":"0.00","3":1}' data-sheets-value='{"1":3,"3":0.98}' style="border-bottom:1px solid #000000;overflow:hidden;padding:0px 3px 0px 3px;vertical-align:bottom;text-align:center;">0.98</td> <td data-sheets-numberformat='{"1":2,"2":"0","3":1}' data-sheets-value='{"1":3,"3":28.29}' style="border-bottom:1px solid #000000;overflow:hidden;padding:0px 3px 0px 3px;vertical-align:bottom;text-align:center;">28</td> <td data-sheets-numberformat='{"1":2,"2":"0","3":1}' data-sheets-value='{"1":3,"3":38.28}' style="border-bottom:1px solid #000000;overflow:hidden;padding:0px 3px 0px 3px;vertical-align:bottom;text-align:center;">38</td> <td data-sheets-value='{"1":3,"3":26}' style="border-right:1px solid #000000;border-bottom:1px solid #000000;overflow:hidden;padding:0px 3px 0px 3px;vertical-align:bottom;text-align:center;">26</td> </tr> <tr style="height:20px;"> <td data-sheets-value='{"1":2,"2":"Polycarbonate "}' style="border-left:1px solid #000000;overflow:hidden;padding:0px 3px 0px 3px;vertical-align:bottom;">Polycarbonate </td> <td data-sheets-value='{"1":2,"2":"EW"}' style="overflow:hidden;padding:0px 3px 0px 3px;vertical-align:bottom;">EW</td> <td data-sheets-value='{"1":2,"2":"Clear (A)"}' style="overflow:hidden;padding:0px 3px 0px 3px;vertical-align:bottom;">Clear (A)</td> <td data-sheets-numberformat='{"1":2,"2":"0.00","3":1}' data-sheets-value='{"1":3,"3":1.19}' style="overflow:hidden;padding:0px 3px 0px 3px;vertical-align:bottom;text-align:center;">1.19</td> <td data-sheets-numberformat='{"1":2,"2":"0","3":1}' data-sheets-value='{"1":3,"3":36.08}' style="overflow:hidden;padding:0px 3px 0px 3px;vertical-align:bottom;text-align:center;">36</td> <td data-sheets-numberformat='{"1":2,"2":"0","3":1}' data-sheets-value='{"1":3,"3":54.78}' style="overflow:hidden;padding:0px 3px 0px 3px;vertical-align:bottom;text-align:center;">55</td> <td data-sheets-value='{"1":3,"3":24}' style="border-right:1px solid #000000;overflow:hidden;padding:0px 3px 0px 3px;vertical-align:bottom;text-align:center;">24</td> </tr> <tr style="height:20px;"> <td data-sheets-value='{"1":2,"2":"PC"}' style="border-left:1px solid #000000;overflow:hidden;padding:0px 3px 0px 3px;vertical-align:bottom;">PC</td> <td style="overflow:hidden;padding:0px 3px 0px 3px;vertical-align:bottom;"></td> <td data-sheets-value='{"1":2,"2":"Opal (D)"}' style="overflow:hidden;padding:0px 3px 0px 3px;vertical-align:bottom;">Opal (D)</td> <td data-sheets-numberformat='{"1":2,"2":"0.00","3":1}' data-sheets-value='{"1":3,"3":1.19}' style="overflow:hidden;padding:0px 3px 0px 3px;vertical-align:bottom;text-align:center;">1.19</td> <td data-sheets-numberformat='{"1":2,"2":"0","3":1}' data-sheets-value='{"1":3,"3":23.779999999999998}' style="overflow:hidden;padding:0px 3px 0px 3px;vertical-align:bottom;text-align:center;">24</td> <td data-sheets-numberformat='{"1":2,"2":"0","3":1}' data-sheets-value='{"1":3,"3":39.6}' style="overflow:hidden;padding:0px 3px 0px 3px;vertical-align:bottom;text-align:center;">40</td> <td data-sheets-value='{"1":3,"3":24}' style="border-right:1px solid #000000;overflow:hidden;padding:0px 3px 0px 3px;vertical-align:bottom;text-align:center;">24</td> </tr> <tr style="height:20px;"> <td style="border-left:1px solid #000000;overflow:hidden;padding:0px 3px 0px 3px;vertical-align:bottom;"></td> <td data-sheets-value='{"1":2,"2":"DW"}' style="overflow:hidden;padding:0px 3px 0px 3px;vertical-align:bottom;">DW</td> <td data-sheets-value='{"1":2,"2":"Clear (A/H)"}' style="overflow:hidden;padding:0px 3px 0px 3px;vertical-align:bottom;">Clear (A/H)</td> <td data-sheets-numberformat='{"1":2,"2":"0.00","3":1}' data-sheets-value='{"1":3,"3":0.98}' style="overflow:hidden;padding:0px 3px 0px 3px;vertical-align:bottom;text-align:center;">0.98</td> <td data-sheets-numberformat='{"1":2,"2":"0","3":1}' data-sheets-value='{"1":3,"3":32.39}' style="overflow:hidden;padding:0px 3px 0px 3px;vertical-align:bottom;text-align:center;">32</td> <td data-sheets-numberformat='{"1":2,"2":"0","3":1}' data-sheets-value='{"1":3,"3":47.52}' style="overflow:hidden;padding:0px 3px 0px 3px;vertical-align:bottom;text-align:center;">48</td> <td data-sheets-value='{"1":3,"3":26}' style="border-right:1px solid #000000;overflow:hidden;padding:0px 3px 0px 3px;vertical-align:bottom;text-align:center;">26</td> </tr> <tr style="height:20px;"> <td style="border-left:1px solid #000000;overflow:hidden;padding:0px 3px 0px 3px;vertical-align:bottom;"></td> <td style="overflow:hidden;padding:0px 3px 0px 3px;vertical-align:bottom;"></td> <td data-sheets-value='{"1":2,"2":"Clear (A/A)"}' style="overflow:hidden;padding:0px 3px 0px 3px;vertical-align:bottom;">Clear (A/A)</td> <td data-sheets-numberformat='{"1":2,"2":"0.00","3":1}' data-sheets-value='{"1":3,"3":0.98}' style="overflow:hidden;padding:0px 3px 0px 3px;vertical-align:bottom;text-align:center;">0.98</td> <td data-sheets-numberformat='{"1":2,"2":"0","3":1}' data-sheets-value='{"1":3,"3":31.569999999999997}' style="overflow:hidden;padding:0px 3px 0px 3px;vertical-align:bottom;text-align:center;">32</td> <td data-sheets-numberformat='{"1":2,"2":"0","3":1}' data-sheets-value='{"1":3,"3":45.54}' style="overflow:hidden;padding:0px 3px 0px 3px;vertical-align:bottom;text-align:center;">46</td> <td data-sheets-value='{"1":3,"3":26}' style="border-right:1px solid #000000;overflow:hidden;padding:0px 3px 0px 3px;vertical-align:bottom;text-align:center;">26</td> </tr> <tr style="height:20px;"> <td style="border-left:1px solid #000000;overflow:hidden;padding:0px 3px 0px 3px;vertical-align:bottom;"></td> <td style="overflow:hidden;padding:0px 3px 0px 3px;vertical-align:bottom;"></td> <td data-sheets-value='{"1":2,"2":"Opal (A/O)"}' style="overflow:hidden;padding:0px 3px 0px 3px;vertical-align:bottom;">Opal (A/O)</td> <td data-sheets-numberformat='{"1":2,"2":"0.00","3":1}' data-sheets-value='{"1":3,"3":0.98}' style="overflow:hidden;padding:0px 3px 0px 3px;vertical-align:bottom;text-align:center;">0.98</td> <td data-sheets-numberformat='{"1":2,"2":"0","3":1}' data-sheets-value='{"1":3,"3":29.93}' style="overflow:hidden;padding:0px 3px 0px 3px;vertical-align:bottom;text-align:center;">30</td> <td data-sheets-numberformat='{"1":2,"2":"0","3":1}' data-sheets-value='{"1":3,"3":41.580000000000005}' style="overflow:hidden;padding:0px 3px 0px 3px;vertical-align:bottom;text-align:center;">42</td> <td data-sheets-value='{"1":3,"3":26}' style="border-right:1px solid #000000;overflow:hidden;padding:0px 3px 0px 3px;vertical-align:bottom;text-align:center;">26</td> </tr> <tr style="height:20px;"> <td style="border-bottom:1px solid #000000;border-left:1px solid #000000;overflow:hidden;padding:0px 3px 0px 3px;vertical-align:bottom;"></td> <td style="border-bottom:1px solid #000000;overflow:hidden;padding:0px 3px 0px 3px;vertical-align:bottom;"></td> <td data-sheets-value='{"1":2,"2":"Opal (A/D)"}' style="border-bottom:1px solid #000000;overflow:hidden;padding:0px 3px 0px 3px;vertical-align:bottom;">Opal (A/D)</td> <td data-sheets-numberformat='{"1":2,"2":"0.00","3":1}' data-sheets-value='{"1":3,"3":0.98}' style="border-bottom:1px solid #000000;overflow:hidden;padding:0px 3px 0px 3px;vertical-align:bottom;text-align:center;">0.98</td> <td data-sheets-numberformat='{"1":2,"2":"0","3":1}' data-sheets-value='{"1":3,"3":20.91}' style="border-bottom:1px solid #000000;overflow:hidden;padding:0px 3px 0px 3px;vertical-align:bottom;text-align:center;">21</td> <td data-sheets-numberformat='{"1":2,"2":"0","3":1}' data-sheets-value='{"1":3,"3":33}' style="border-bottom:1px solid #000000;overflow:hidden;padding:0px 3px 0px 3px;vertical-align:bottom;text-align:center;">33</td> <td data-sheets-value='{"1":3,"3":26}' style="border-right:1px solid #000000;border-bottom:1px solid #000000;overflow:hidden;padding:0px 3px 0px 3px;vertical-align:bottom;text-align:center;">26</td> </tr> <tr style="height:20px;"> <td data-sheets-value='{"1":2,"2":"Polycarbonate"}' style="border-left:1px solid #000000;overflow:hidden;padding:0px 3px 0px 3px;vertical-align:bottom;">Polycarbonate</td> <td data-sheets-value='{"1":2,"2":"EW"}' style="overflow:hidden;padding:0px 3px 0px 3px;vertical-align:bottom;">EW</td> <td data-sheets-value='{"1":2,"2":"Heatstop Opal (T)"}' style="overflow:hidden;padding:0px 3px 0px 3px;vertical-align:bottom;">Heatstop Opal (T)</td> <td data-sheets-numberformat='{"1":2,"2":"0.00","3":1}' data-sheets-value='{"1":3,"3":1.19}' style="overflow:hidden;padding:0px 3px 0px 3px;vertical-align:bottom;text-align:center;">1.19</td> <td data-sheets-numberformat='{"1":2,"2":"0","3":1}' data-sheets-value='{"1":3,"3":20.09}' style="overflow:hidden;padding:0px 3px 0px 3px;vertical-align:bottom;text-align:center;">20</td> <td data-sheets-numberformat='{"1":2,"2":"0","3":1}' data-sheets-value='{"1":3,"3":38.940000000000005}' style="overflow:hidden;padding:0px 3px 0px 3px;vertical-align:bottom;text-align:center;">39</td> <td data-sheets-value='{"1":3,"3":24}' style="border-right:1px solid #000000;overflow:hidden;padding:0px 3px 0px 3px;vertical-align:bottom;text-align:center;">24</td> </tr> <tr style="height:20px;"> <td data-sheets-value='{"1":2,"2":"Heatstop PC"}' style="border-left:1px solid #000000;overflow:hidden;padding:0px 3px 0px 3px;vertical-align:bottom;">Heatstop PC</td> <td data-sheets-value='{"1":2,"2":"DW"}' style="overflow:hidden;padding:0px 3px 0px 3px;vertical-align:bottom;">DW</td> <td data-sheets-value='{"1":2,"2":"Clear (T/H)"}' style="overflow:hidden;padding:0px 3px 0px 3px;vertical-align:bottom;">Clear (T/H)</td> <td data-sheets-numberformat='{"1":2,"2":"0.00","3":1}' data-sheets-value='{"1":3,"3":0.98}' style="overflow:hidden;padding:0px 3px 0px 3px;vertical-align:bottom;text-align:center;">0.98</td> <td data-sheets-numberformat='{"1":2,"2":"0","3":1}' data-sheets-value='{"1":3,"3":18.04}' style="overflow:hidden;padding:0px 3px 0px 3px;vertical-align:bottom;text-align:center;">18</td> <td data-sheets-numberformat='{"1":2,"2":"0","3":1}' data-sheets-value='{"1":3,"3":33.660000000000004}' style="overflow:hidden;padding:0px 3px 0px 3px;vertical-align:bottom;text-align:center;">34</td> <td data-sheets-value='{"1":3,"3":26}' style="border-right:1px solid #000000;overflow:hidden;padding:0px 3px 0px 3px;vertical-align:bottom;text-align:center;">26</td> </tr> <tr style="height:20px;"> <td style="border-bottom:1px solid #000000;border-left:1px solid #000000;overflow:hidden;padding:0px 3px 0px 3px;vertical-align:bottom;"></td> <td style="border-bottom:1px solid #000000;overflow:hidden;padding:0px 3px 0px 3px;vertical-align:bottom;"></td> <td data-sheets-value='{"1":2,"2":"Opal (T/O)"}' style="border-bottom:1px solid #000000;overflow:hidden;padding:0px 3px 0px 3px;vertical-align:bottom;">Opal (T/O)</td> <td data-sheets-numberformat='{"1":2,"2":"0.00","3":1}' data-sheets-value='{"1":3,"3":0.98}' style="border-bottom:1px solid #000000;overflow:hidden;padding:0px 3px 0px 3px;vertical-align:bottom;text-align:center;">0.98</td> <td data-sheets-numberformat='{"1":2,"2":"0","3":1}' data-sheets-value='{"1":3,"3":16.81}' style="border-bottom:1px solid #000000;overflow:hidden;padding:0px 3px 0px 3px;vertical-align:bottom;text-align:center;">17</td> <td data-sheets-numberformat='{"1":2,"2":"0","3":1}' data-sheets-value='{"1":3,"3":29.700000000000003}' style="border-bottom:1px solid #000000;overflow:hidden;padding:0px 3px 0px 3px;vertical-align:bottom;text-align:center;">30</td> <td data-sheets-value='{"1":3,"3":26}' style="border-right:1px solid #000000;border-bottom:1px solid #000000;overflow:hidden;padding:0px 3px 0px 3px;vertical-align:bottom;text-align:center;">26</td> </tr> </tbody></table> | skylux-160-ce-met-koepel-en-pvc-opstand-30-20-met-lm-motor-en-pvc-raam-type-ep25-1100-x-1400-mm | 8586033693005 | 46872362615117
Smoke and heat exhaust (SHEV) | SHE system | Skylux | Skylux 160° CE with skylight and PVC curb 30/20 with LM-actuator and PVC frame type EP25 1100 x 1700 mm |  | 50428 | 5412970504283 | 5169.15 | Yes | 30-45 | 92.51 | 1100 x 1700 mm | 1700 | 1100 |  | PVC 30/20 (30 cm high & roof opening = 20 cm larger than daylight size) | Rectangular | 1.19 W/m²K - 0.98 W/m²K | 57% - 30% | 37% - 17% | 24dB - 26dB | 160° CE (for industry) | PVC frame EP25 | without spoiler | E | Single actuator | Maximum double-walled skylight possible for this product | Ut-value LT-value g-value Rw-value EN 1873 : 2014 EN ISO 13468 EN 16153 EN 410 EN 410 EN ISO 140-3 Material Walls Shells (W/m²K) (%) (%) (dB) Acrylic EW Clear (H) 1.19 37 57 24 PMMA Opal (O) 1.19 34 50 24 DW Clear (H/H) 0.98 33 50 26 Opal (O/O) 0.98 28 38 26 Polycarbonate EW Clear (A) 1.19 36 55 24 PC Opal (D) 1.19 24 40 24 DW Clear (A/H) 0.98 32 48 26 Clear (A/A) 0.98 32 46 26 Opal (A/O) 0.98 30 42 26 Opal (A/D) 0.98 21 33 26 Polycarbonate EW Heatstop Opal (T) 1.19 20 39 24 Heatstop PC DW Clear (T/H) 0.98 18 34 26 Opal (T/O) 0.98 17 30 26 | https://skylux.eu/en/products/skylux-160-ce-met-koepel-en-pvc-opstand-30-20-met-lm-motor-en-pvc-raam-type-ep25-1100-x-1700-mm | https://skylux.eu/cdn/shop/files/Skylux-160deg-CE-met-koepel-en-pvc-opstand-3020-met-LM-motor-en-pvc-raam-type-EP25-1100-x-1700-mm-RWA-systeem.jpg?v=1702980771&width=1600 | https://skylux.eu/cdn/shop/files/e5a82811-1bb0-48e4-a776-cacb59c7c092_1147a6f7-ebf5-4b62-87dd-07d2bdc046dd.jpg?v=1688551205&width=1600 | //skylux.eu/cdn/shop/files/E_MH_Mounting_instructions_Skylux_160_CE_LM.pdf?v=12406716259046007223 | //skylux.eu/cdn/shop/files/E_TD_Technical_File_Skylux_Skylux_160_CE_Electric.pdf?v=3667116872303399239 | <style type="text/css" id="isPasted"><!--td {border: 1px solid #cccccc;}br {mso-data-placement:same-cell;}--></style><table border="1" cellpadding="0" cellspacing="0" dir="ltr" style="table-layout:fixed;font-size:10pt;font-family:Arial;border-collapse:collapse;border:none;"><tbody> <tr style="height:20px;"> <td style="overflow:hidden;padding:0px 3px 0px 3px;vertical-align:bottom;"></td> <td style="overflow:hidden;padding:0px 3px 0px 3px;vertical-align:bottom;"></td> <td style="overflow:hidden;padding:0px 3px 0px 3px;vertical-align:bottom;"></td> <td data-sheets-value='{"1":2,"2":"Ut-value"}' style="overflow:hidden;padding:0px 3px 0px 3px;vertical-align:bottom;font-weight:bold;text-align:center;">Ut-value</td> <td data-sheets-value='{"1":2,"2":"LT-value"}' style="overflow:hidden;padding:0px 3px 0px 3px;vertical-align:bottom;font-weight:bold;text-align:center;">LT-value</td> <td data-sheets-value='{"1":2,"2":"g-value"}' style="overflow:hidden;padding:0px 3px 0px 3px;vertical-align:bottom;font-weight:bold;text-align:center;">g-value</td> <td data-sheets-value='{"1":2,"2":"Rw-value "}' style="overflow:hidden;padding:0px 3px 0px 3px;vertical-align:bottom;font-weight:bold;text-align:center;">Rw-value </td> </tr> <tr style="height:20px;"> <td style="overflow:hidden;padding:0px 3px 0px 3px;vertical-align:bottom;"></td> <td style="overflow:hidden;padding:0px 3px 0px 3px;vertical-align:bottom;"></td> <td style="overflow:hidden;padding:0px 3px 0px 3px;vertical-align:bottom;"></td> <td data-sheets-numberformat='{"1":2,"2":"0.00","3":1}' data-sheets-value='{"1":2,"2":"EN 1873 : 2014"}' style="overflow:hidden;padding:0px 3px 0px 3px;vertical-align:bottom;text-align:center;">EN 1873 : 2014</td> <td data-sheets-numberformat='{"1":2,"2":"0","3":1}' data-sheets-value='{"1":2,"2":"EN ISO 13468 EN 16153 EN 410"}' style="overflow:hidden;padding:0px 3px 0px 3px;vertical-align:bottom;text-align:center;">EN ISO 13468 EN 16153 EN 410</td> <td data-sheets-numberformat='{"1":2,"2":"0","3":1}' data-sheets-value='{"1":2,"2":"EN 410"}' style="overflow:hidden;padding:0px 3px 0px 3px;vertical-align:bottom;text-align:center;">EN 410</td> <td data-sheets-value='{"1":2,"2":"EN ISO 140-3\t\t"}' style="overflow:hidden;padding:0px 3px 0px 3px;vertical-align:bottom;text-align:center;">EN ISO 140-3 </td> </tr> <tr style="height:20px;"> <td data-sheets-value='{"1":2,"2":"Material"}' style="border-bottom:1px solid #000000;overflow:hidden;padding:0px 3px 0px 3px;vertical-align:bottom;background-color:#000000;font-weight:bold;color:#ffffff;">Material</td> <td data-sheets-value='{"1":2,"2":"Walls"}' style="border-bottom:1px solid #000000;overflow:hidden;padding:0px 3px 0px 3px;vertical-align:bottom;background-color:#000000;font-weight:bold;color:#ffffff;">Walls</td> <td data-sheets-value='{"1":2,"2":"Shells"}' style="border-bottom:1px solid #000000;overflow:hidden;padding:0px 3px 0px 3px;vertical-align:bottom;background-color:#000000;font-weight:bold;color:#ffffff;">Shells</td> <td data-sheets-numberformat='{"1":2,"2":"0.00","3":1}' data-sheets-value='{"1":2,"2":"(W/m²K)\t"}' style="border-bottom:1px solid #000000;overflow:hidden;padding:0px 3px 0px 3px;vertical-align:bottom;background-color:#000000;font-weight:bold;color:#ffffff;text-align:center;">(W/m²K) </td> <td data-sheets-numberformat='{"1":2,"2":"0","3":1}' data-sheets-value='{"1":2,"2":"(%)"}' style="border-bottom:1px solid #000000;overflow:hidden;padding:0px 3px 0px 3px;vertical-align:bottom;background-color:#000000;font-weight:bold;color:#ffffff;text-align:center;">(%)</td> <td data-sheets-numberformat='{"1":2,"2":"0","3":1}' data-sheets-value='{"1":2,"2":"(%)"}' style="border-bottom:1px solid #000000;overflow:hidden;padding:0px 3px 0px 3px;vertical-align:bottom;background-color:#000000;font-weight:bold;color:#ffffff;text-align:center;">(%)</td> <td data-sheets-value='{"1":2,"2":"(dB)"}' style="border-bottom:1px solid #000000;overflow:hidden;padding:0px 3px 0px 3px;vertical-align:bottom;background-color:#000000;font-weight:bold;color:#ffffff;text-align:center;">(dB)</td> </tr> <tr style="height:20px;"> <td data-sheets-value='{"1":2,"2":"Acrylic"}' style="border-left:1px solid #000000;overflow:hidden;padding:0px 3px 0px 3px;vertical-align:bottom;">Acrylic</td> <td data-sheets-value='{"1":2,"2":"EW"}' style="overflow:hidden;padding:0px 3px 0px 3px;vertical-align:bottom;">EW</td> <td data-sheets-value='{"1":2,"2":"Clear (H)"}' style="overflow:hidden;padding:0px 3px 0px 3px;vertical-align:bottom;">Clear (H)</td> <td data-sheets-numberformat='{"1":2,"2":"0.00","3":1}' data-sheets-value='{"1":3,"3":1.19}' style="overflow:hidden;padding:0px 3px 0px 3px;vertical-align:bottom;text-align:center;">1.19</td> <td data-sheets-numberformat='{"1":2,"2":"0","3":1}' data-sheets-value='{"1":3,"3":36.9}' style="overflow:hidden;padding:0px 3px 0px 3px;vertical-align:bottom;text-align:center;">37</td> <td data-sheets-numberformat='{"1":2,"2":"0","3":1}' data-sheets-value='{"1":3,"3":57.42}' style="overflow:hidden;padding:0px 3px 0px 3px;vertical-align:bottom;text-align:center;">57</td> <td data-sheets-value='{"1":3,"3":24}' style="border-right:1px solid #000000;overflow:hidden;padding:0px 3px 0px 3px;vertical-align:bottom;text-align:center;">24</td> </tr> <tr style="height:20px;"> <td data-sheets-value='{"1":2,"2":"PMMA"}' style="border-left:1px solid #000000;overflow:hidden;padding:0px 3px 0px 3px;vertical-align:bottom;">PMMA</td> <td style="overflow:hidden;padding:0px 3px 0px 3px;vertical-align:bottom;"></td> <td data-sheets-value='{"1":2,"2":"Opal (O)"}' style="overflow:hidden;padding:0px 3px 0px 3px;vertical-align:bottom;">Opal (O)</td> <td data-sheets-numberformat='{"1":2,"2":"0.00","3":1}' data-sheets-value='{"1":3,"3":1.19}' style="overflow:hidden;padding:0px 3px 0px 3px;vertical-align:bottom;text-align:center;">1.19</td> <td data-sheets-numberformat='{"1":2,"2":"0","3":1}' data-sheets-value='{"1":3,"3":34.03}' style="overflow:hidden;padding:0px 3px 0px 3px;vertical-align:bottom;text-align:center;">34</td> <td data-sheets-numberformat='{"1":2,"2":"0","3":1}' data-sheets-value='{"1":3,"3":50.160000000000004}' style="overflow:hidden;padding:0px 3px 0px 3px;vertical-align:bottom;text-align:center;">50</td> <td data-sheets-value='{"1":3,"3":24}' style="border-right:1px solid #000000;overflow:hidden;padding:0px 3px 0px 3px;vertical-align:bottom;text-align:center;">24</td> </tr> <tr style="height:20px;"> <td style="border-left:1px solid #000000;overflow:hidden;padding:0px 3px 0px 3px;vertical-align:bottom;"></td> <td data-sheets-value='{"1":2,"2":"DW"}' style="overflow:hidden;padding:0px 3px 0px 3px;vertical-align:bottom;">DW</td> <td data-sheets-value='{"1":2,"2":"Clear (H/H)"}' style="overflow:hidden;padding:0px 3px 0px 3px;vertical-align:bottom;">Clear (H/H)</td> <td data-sheets-numberformat='{"1":2,"2":"0.00","3":1}' data-sheets-value='{"1":3,"3":0.98}' style="overflow:hidden;padding:0px 3px 0px 3px;vertical-align:bottom;text-align:center;">0.98</td> <td data-sheets-numberformat='{"1":2,"2":"0","3":1}' data-sheets-value='{"1":3,"3":33.21}' style="overflow:hidden;padding:0px 3px 0px 3px;vertical-align:bottom;text-align:center;">33</td> <td data-sheets-numberformat='{"1":2,"2":"0","3":1}' data-sheets-value='{"1":3,"3":49.5}' style="overflow:hidden;padding:0px 3px 0px 3px;vertical-align:bottom;text-align:center;">50</td> <td data-sheets-value='{"1":3,"3":26}' style="border-right:1px solid #000000;overflow:hidden;padding:0px 3px 0px 3px;vertical-align:bottom;text-align:center;">26</td> </tr> <tr style="height:20px;"> <td style="border-bottom:1px solid #000000;border-left:1px solid #000000;overflow:hidden;padding:0px 3px 0px 3px;vertical-align:bottom;"></td> <td style="border-bottom:1px solid #000000;overflow:hidden;padding:0px 3px 0px 3px;vertical-align:bottom;"></td> <td data-sheets-value='{"1":2,"2":"Opal (O/O)"}' style="border-bottom:1px solid #000000;overflow:hidden;padding:0px 3px 0px 3px;vertical-align:bottom;">Opal (O/O)</td> <td data-sheets-numberformat='{"1":2,"2":"0.00","3":1}' data-sheets-value='{"1":3,"3":0.98}' style="border-bottom:1px solid #000000;overflow:hidden;padding:0px 3px 0px 3px;vertical-align:bottom;text-align:center;">0.98</td> <td data-sheets-numberformat='{"1":2,"2":"0","3":1}' data-sheets-value='{"1":3,"3":28.29}' style="border-bottom:1px solid #000000;overflow:hidden;padding:0px 3px 0px 3px;vertical-align:bottom;text-align:center;">28</td> <td data-sheets-numberformat='{"1":2,"2":"0","3":1}' data-sheets-value='{"1":3,"3":38.28}' style="border-bottom:1px solid #000000;overflow:hidden;padding:0px 3px 0px 3px;vertical-align:bottom;text-align:center;">38</td> <td data-sheets-value='{"1":3,"3":26}' style="border-right:1px solid #000000;border-bottom:1px solid #000000;overflow:hidden;padding:0px 3px 0px 3px;vertical-align:bottom;text-align:center;">26</td> </tr> <tr style="height:20px;"> <td data-sheets-value='{"1":2,"2":"Polycarbonate "}' style="border-left:1px solid #000000;overflow:hidden;padding:0px 3px 0px 3px;vertical-align:bottom;">Polycarbonate </td> <td data-sheets-value='{"1":2,"2":"EW"}' style="overflow:hidden;padding:0px 3px 0px 3px;vertical-align:bottom;">EW</td> <td data-sheets-value='{"1":2,"2":"Clear (A)"}' style="overflow:hidden;padding:0px 3px 0px 3px;vertical-align:bottom;">Clear (A)</td> <td data-sheets-numberformat='{"1":2,"2":"0.00","3":1}' data-sheets-value='{"1":3,"3":1.19}' style="overflow:hidden;padding:0px 3px 0px 3px;vertical-align:bottom;text-align:center;">1.19</td> <td data-sheets-numberformat='{"1":2,"2":"0","3":1}' data-sheets-value='{"1":3,"3":36.08}' style="overflow:hidden;padding:0px 3px 0px 3px;vertical-align:bottom;text-align:center;">36</td> <td data-sheets-numberformat='{"1":2,"2":"0","3":1}' data-sheets-value='{"1":3,"3":54.78}' style="overflow:hidden;padding:0px 3px 0px 3px;vertical-align:bottom;text-align:center;">55</td> <td data-sheets-value='{"1":3,"3":24}' style="border-right:1px solid #000000;overflow:hidden;padding:0px 3px 0px 3px;vertical-align:bottom;text-align:center;">24</td> </tr> <tr style="height:20px;"> <td data-sheets-value='{"1":2,"2":"PC"}' style="border-left:1px solid #000000;overflow:hidden;padding:0px 3px 0px 3px;vertical-align:bottom;">PC</td> <td style="overflow:hidden;padding:0px 3px 0px 3px;vertical-align:bottom;"></td> <td data-sheets-value='{"1":2,"2":"Opal (D)"}' style="overflow:hidden;padding:0px 3px 0px 3px;vertical-align:bottom;">Opal (D)</td> <td data-sheets-numberformat='{"1":2,"2":"0.00","3":1}' data-sheets-value='{"1":3,"3":1.19}' style="overflow:hidden;padding:0px 3px 0px 3px;vertical-align:bottom;text-align:center;">1.19</td> <td data-sheets-numberformat='{"1":2,"2":"0","3":1}' data-sheets-value='{"1":3,"3":23.779999999999998}' style="overflow:hidden;padding:0px 3px 0px 3px;vertical-align:bottom;text-align:center;">24</td> <td data-sheets-numberformat='{"1":2,"2":"0","3":1}' data-sheets-value='{"1":3,"3":39.6}' style="overflow:hidden;padding:0px 3px 0px 3px;vertical-align:bottom;text-align:center;">40</td> <td data-sheets-value='{"1":3,"3":24}' style="border-right:1px solid #000000;overflow:hidden;padding:0px 3px 0px 3px;vertical-align:bottom;text-align:center;">24</td> </tr> <tr style="height:20px;"> <td style="border-left:1px solid #000000;overflow:hidden;padding:0px 3px 0px 3px;vertical-align:bottom;"></td> <td data-sheets-value='{"1":2,"2":"DW"}' style="overflow:hidden;padding:0px 3px 0px 3px;vertical-align:bottom;">DW</td> <td data-sheets-value='{"1":2,"2":"Clear (A/H)"}' style="overflow:hidden;padding:0px 3px 0px 3px;vertical-align:bottom;">Clear (A/H)</td> <td data-sheets-numberformat='{"1":2,"2":"0.00","3":1}' data-sheets-value='{"1":3,"3":0.98}' style="overflow:hidden;padding:0px 3px 0px 3px;vertical-align:bottom;text-align:center;">0.98</td> <td data-sheets-numberformat='{"1":2,"2":"0","3":1}' data-sheets-value='{"1":3,"3":32.39}' style="overflow:hidden;padding:0px 3px 0px 3px;vertical-align:bottom;text-align:center;">32</td> <td data-sheets-numberformat='{"1":2,"2":"0","3":1}' data-sheets-value='{"1":3,"3":47.52}' style="overflow:hidden;padding:0px 3px 0px 3px;vertical-align:bottom;text-align:center;">48</td> <td data-sheets-value='{"1":3,"3":26}' style="border-right:1px solid #000000;overflow:hidden;padding:0px 3px 0px 3px;vertical-align:bottom;text-align:center;">26</td> </tr> <tr style="height:20px;"> <td style="border-left:1px solid #000000;overflow:hidden;padding:0px 3px 0px 3px;vertical-align:bottom;"></td> <td style="overflow:hidden;padding:0px 3px 0px 3px;vertical-align:bottom;"></td> <td data-sheets-value='{"1":2,"2":"Clear (A/A)"}' style="overflow:hidden;padding:0px 3px 0px 3px;vertical-align:bottom;">Clear (A/A)</td> <td data-sheets-numberformat='{"1":2,"2":"0.00","3":1}' data-sheets-value='{"1":3,"3":0.98}' style="overflow:hidden;padding:0px 3px 0px 3px;vertical-align:bottom;text-align:center;">0.98</td> <td data-sheets-numberformat='{"1":2,"2":"0","3":1}' data-sheets-value='{"1":3,"3":31.569999999999997}' style="overflow:hidden;padding:0px 3px 0px 3px;vertical-align:bottom;text-align:center;">32</td> <td data-sheets-numberformat='{"1":2,"2":"0","3":1}' data-sheets-value='{"1":3,"3":45.54}' style="overflow:hidden;padding:0px 3px 0px 3px;vertical-align:bottom;text-align:center;">46</td> <td data-sheets-value='{"1":3,"3":26}' style="border-right:1px solid #000000;overflow:hidden;padding:0px 3px 0px 3px;vertical-align:bottom;text-align:center;">26</td> </tr> <tr style="height:20px;"> <td style="border-left:1px solid #000000;overflow:hidden;padding:0px 3px 0px 3px;vertical-align:bottom;"></td> <td style="overflow:hidden;padding:0px 3px 0px 3px;vertical-align:bottom;"></td> <td data-sheets-value='{"1":2,"2":"Opal (A/O)"}' style="overflow:hidden;padding:0px 3px 0px 3px;vertical-align:bottom;">Opal (A/O)</td> <td data-sheets-numberformat='{"1":2,"2":"0.00","3":1}' data-sheets-value='{"1":3,"3":0.98}' style="overflow:hidden;padding:0px 3px 0px 3px;vertical-align:bottom;text-align:center;">0.98</td> <td data-sheets-numberformat='{"1":2,"2":"0","3":1}' data-sheets-value='{"1":3,"3":29.93}' style="overflow:hidden;padding:0px 3px 0px 3px;vertical-align:bottom;text-align:center;">30</td> <td data-sheets-numberformat='{"1":2,"2":"0","3":1}' data-sheets-value='{"1":3,"3":41.580000000000005}' style="overflow:hidden;padding:0px 3px 0px 3px;vertical-align:bottom;text-align:center;">42</td> <td data-sheets-value='{"1":3,"3":26}' style="border-right:1px solid #000000;overflow:hidden;padding:0px 3px 0px 3px;vertical-align:bottom;text-align:center;">26</td> </tr> <tr style="height:20px;"> <td style="border-bottom:1px solid #000000;border-left:1px solid #000000;overflow:hidden;padding:0px 3px 0px 3px;vertical-align:bottom;"></td> <td style="border-bottom:1px solid #000000;overflow:hidden;padding:0px 3px 0px 3px;vertical-align:bottom;"></td> <td data-sheets-value='{"1":2,"2":"Opal (A/D)"}' style="border-bottom:1px solid #000000;overflow:hidden;padding:0px 3px 0px 3px;vertical-align:bottom;">Opal (A/D)</td> <td data-sheets-numberformat='{"1":2,"2":"0.00","3":1}' data-sheets-value='{"1":3,"3":0.98}' style="border-bottom:1px solid #000000;overflow:hidden;padding:0px 3px 0px 3px;vertical-align:bottom;text-align:center;">0.98</td> <td data-sheets-numberformat='{"1":2,"2":"0","3":1}' data-sheets-value='{"1":3,"3":20.91}' style="border-bottom:1px solid #000000;overflow:hidden;padding:0px 3px 0px 3px;vertical-align:bottom;text-align:center;">21</td> <td data-sheets-numberformat='{"1":2,"2":"0","3":1}' data-sheets-value='{"1":3,"3":33}' style="border-bottom:1px solid #000000;overflow:hidden;padding:0px 3px 0px 3px;vertical-align:bottom;text-align:center;">33</td> <td data-sheets-value='{"1":3,"3":26}' style="border-right:1px solid #000000;border-bottom:1px solid #000000;overflow:hidden;padding:0px 3px 0px 3px;vertical-align:bottom;text-align:center;">26</td> </tr> <tr style="height:20px;"> <td data-sheets-value='{"1":2,"2":"Polycarbonate"}' style="border-left:1px solid #000000;overflow:hidden;padding:0px 3px 0px 3px;vertical-align:bottom;">Polycarbonate</td> <td data-sheets-value='{"1":2,"2":"EW"}' style="overflow:hidden;padding:0px 3px 0px 3px;vertical-align:bottom;">EW</td> <td data-sheets-value='{"1":2,"2":"Heatstop Opal (T)"}' style="overflow:hidden;padding:0px 3px 0px 3px;vertical-align:bottom;">Heatstop Opal (T)</td> <td data-sheets-numberformat='{"1":2,"2":"0.00","3":1}' data-sheets-value='{"1":3,"3":1.19}' style="overflow:hidden;padding:0px 3px 0px 3px;vertical-align:bottom;text-align:center;">1.19</td> <td data-sheets-numberformat='{"1":2,"2":"0","3":1}' data-sheets-value='{"1":3,"3":20.09}' style="overflow:hidden;padding:0px 3px 0px 3px;vertical-align:bottom;text-align:center;">20</td> <td data-sheets-numberformat='{"1":2,"2":"0","3":1}' data-sheets-value='{"1":3,"3":38.940000000000005}' style="overflow:hidden;padding:0px 3px 0px 3px;vertical-align:bottom;text-align:center;">39</td> <td data-sheets-value='{"1":3,"3":24}' style="border-right:1px solid #000000;overflow:hidden;padding:0px 3px 0px 3px;vertical-align:bottom;text-align:center;">24</td> </tr> <tr style="height:20px;"> <td data-sheets-value='{"1":2,"2":"Heatstop PC"}' style="border-left:1px solid #000000;overflow:hidden;padding:0px 3px 0px 3px;vertical-align:bottom;">Heatstop PC</td> <td data-sheets-value='{"1":2,"2":"DW"}' style="overflow:hidden;padding:0px 3px 0px 3px;vertical-align:bottom;">DW</td> <td data-sheets-value='{"1":2,"2":"Clear (T/H)"}' style="overflow:hidden;padding:0px 3px 0px 3px;vertical-align:bottom;">Clear (T/H)</td> <td data-sheets-numberformat='{"1":2,"2":"0.00","3":1}' data-sheets-value='{"1":3,"3":0.98}' style="overflow:hidden;padding:0px 3px 0px 3px;vertical-align:bottom;text-align:center;">0.98</td> <td data-sheets-numberformat='{"1":2,"2":"0","3":1}' data-sheets-value='{"1":3,"3":18.04}' style="overflow:hidden;padding:0px 3px 0px 3px;vertical-align:bottom;text-align:center;">18</td> <td data-sheets-numberformat='{"1":2,"2":"0","3":1}' data-sheets-value='{"1":3,"3":33.660000000000004}' style="overflow:hidden;padding:0px 3px 0px 3px;vertical-align:bottom;text-align:center;">34</td> <td data-sheets-value='{"1":3,"3":26}' style="border-right:1px solid #000000;overflow:hidden;padding:0px 3px 0px 3px;vertical-align:bottom;text-align:center;">26</td> </tr> <tr style="height:20px;"> <td style="border-bottom:1px solid #000000;border-left:1px solid #000000;overflow:hidden;padding:0px 3px 0px 3px;vertical-align:bottom;"></td> <td style="border-bottom:1px solid #000000;overflow:hidden;padding:0px 3px 0px 3px;vertical-align:bottom;"></td> <td data-sheets-value='{"1":2,"2":"Opal (T/O)"}' style="border-bottom:1px solid #000000;overflow:hidden;padding:0px 3px 0px 3px;vertical-align:bottom;">Opal (T/O)</td> <td data-sheets-numberformat='{"1":2,"2":"0.00","3":1}' data-sheets-value='{"1":3,"3":0.98}' style="border-bottom:1px solid #000000;overflow:hidden;padding:0px 3px 0px 3px;vertical-align:bottom;text-align:center;">0.98</td> <td data-sheets-numberformat='{"1":2,"2":"0","3":1}' data-sheets-value='{"1":3,"3":16.81}' style="border-bottom:1px solid #000000;overflow:hidden;padding:0px 3px 0px 3px;vertical-align:bottom;text-align:center;">17</td> <td data-sheets-numberformat='{"1":2,"2":"0","3":1}' data-sheets-value='{"1":3,"3":29.700000000000003}' style="border-bottom:1px solid #000000;overflow:hidden;padding:0px 3px 0px 3px;vertical-align:bottom;text-align:center;">30</td> <td data-sheets-value='{"1":3,"3":26}' style="border-right:1px solid #000000;border-bottom:1px solid #000000;overflow:hidden;padding:0px 3px 0px 3px;vertical-align:bottom;text-align:center;">26</td> </tr> </tbody></table> | skylux-160-ce-met-koepel-en-pvc-opstand-30-20-met-lm-motor-en-pvc-raam-type-ep25-1100-x-1700-mm | 8586033758541 | 46872362680653
Smoke and heat exhaust (SHEV) | SHE system | Skylux | Skylux 160° CE with skylight and PVC curb 30/20 with LM-actuator and PVC frame type EP25 1100 x 2300 mm |  | 50429 | 5412970504290 | 6021 | Yes | 30-45 | 115.3 | 1100 x 2300 mm | 2300 | 1100 |  | PVC 30/20 (30 cm high & roof opening = 20 cm larger than daylight size) | Rectangular | 1.19 W/m²K - 0.98 W/m²K | 57% - 30% | 37% - 17% | 24dB - 26dB | 160° CE (for industry) | PVC frame EP25 | without spoiler | E | Single actuator | Maximum double-walled skylight possible for this product | Ut-value LT-value g-value Rw-value EN 1873 : 2014 EN ISO 13468 EN 16153 EN 410 EN 410 EN ISO 140-3 Material Walls Shells (W/m²K) (%) (%) (dB) Acrylic EW Clear (H) 1.19 37 57 24 PMMA Opal (O) 1.19 34 50 24 DW Clear (H/H) 0.98 33 50 26 Opal (O/O) 0.98 28 38 26 Polycarbonate EW Clear (A) 1.19 36 55 24 PC Opal (D) 1.19 24 40 24 DW Clear (A/H) 0.98 32 48 26 Clear (A/A) 0.98 32 46 26 Opal (A/O) 0.98 30 42 26 Opal (A/D) 0.98 21 33 26 Polycarbonate EW Heatstop Opal (T) 1.19 20 39 24 Heatstop PC DW Clear (T/H) 0.98 18 34 26 Opal (T/O) 0.98 17 30 26 | https://skylux.eu/en/products/skylux-160-ce-met-koepel-en-pvc-opstand-30-20-met-lm-motor-en-pvc-raam-type-ep25-1100-x-2300-mm | https://skylux.eu/cdn/shop/files/Skylux-160deg-CE-met-koepel-en-pvc-opstand-3020-met-LM-motor-en-pvc-raam-type-EP25-1100-x-2300-mm-RWA-systeem.jpg?v=1702980777&width=1600 | https://skylux.eu/cdn/shop/files/e5a82811-1bb0-48e4-a776-cacb59c7c092_abe63895-95ad-41cc-8059-cbfcdf135bba.jpg?v=1688551206&width=1600 | //skylux.eu/cdn/shop/files/E_MH_Mounting_instructions_Skylux_160_CE_LM.pdf?v=12406716259046007223 | //skylux.eu/cdn/shop/files/E_TD_Technical_File_Skylux_Skylux_160_CE_Electric.pdf?v=3667116872303399239 | <style type="text/css" id="isPasted"><!--td {border: 1px solid #cccccc;}br {mso-data-placement:same-cell;}--></style><table border="1" cellpadding="0" cellspacing="0" dir="ltr" style="table-layout:fixed;font-size:10pt;font-family:Arial;border-collapse:collapse;border:none;"><tbody> <tr style="height:20px;"> <td style="overflow:hidden;padding:0px 3px 0px 3px;vertical-align:bottom;"></td> <td style="overflow:hidden;padding:0px 3px 0px 3px;vertical-align:bottom;"></td> <td style="overflow:hidden;padding:0px 3px 0px 3px;vertical-align:bottom;"></td> <td data-sheets-value='{"1":2,"2":"Ut-value"}' style="overflow:hidden;padding:0px 3px 0px 3px;vertical-align:bottom;font-weight:bold;text-align:center;">Ut-value</td> <td data-sheets-value='{"1":2,"2":"LT-value"}' style="overflow:hidden;padding:0px 3px 0px 3px;vertical-align:bottom;font-weight:bold;text-align:center;">LT-value</td> <td data-sheets-value='{"1":2,"2":"g-value"}' style="overflow:hidden;padding:0px 3px 0px 3px;vertical-align:bottom;font-weight:bold;text-align:center;">g-value</td> <td data-sheets-value='{"1":2,"2":"Rw-value "}' style="overflow:hidden;padding:0px 3px 0px 3px;vertical-align:bottom;font-weight:bold;text-align:center;">Rw-value </td> </tr> <tr style="height:20px;"> <td style="overflow:hidden;padding:0px 3px 0px 3px;vertical-align:bottom;"></td> <td style="overflow:hidden;padding:0px 3px 0px 3px;vertical-align:bottom;"></td> <td style="overflow:hidden;padding:0px 3px 0px 3px;vertical-align:bottom;"></td> <td data-sheets-numberformat='{"1":2,"2":"0.00","3":1}' data-sheets-value='{"1":2,"2":"EN 1873 : 2014"}' style="overflow:hidden;padding:0px 3px 0px 3px;vertical-align:bottom;text-align:center;">EN 1873 : 2014</td> <td data-sheets-numberformat='{"1":2,"2":"0","3":1}' data-sheets-value='{"1":2,"2":"EN ISO 13468 EN 16153 EN 410"}' style="overflow:hidden;padding:0px 3px 0px 3px;vertical-align:bottom;text-align:center;">EN ISO 13468 EN 16153 EN 410</td> <td data-sheets-numberformat='{"1":2,"2":"0","3":1}' data-sheets-value='{"1":2,"2":"EN 410"}' style="overflow:hidden;padding:0px 3px 0px 3px;vertical-align:bottom;text-align:center;">EN 410</td> <td data-sheets-value='{"1":2,"2":"EN ISO 140-3\t\t"}' style="overflow:hidden;padding:0px 3px 0px 3px;vertical-align:bottom;text-align:center;">EN ISO 140-3 </td> </tr> <tr style="height:20px;"> <td data-sheets-value='{"1":2,"2":"Material"}' style="border-bottom:1px solid #000000;overflow:hidden;padding:0px 3px 0px 3px;vertical-align:bottom;background-color:#000000;font-weight:bold;color:#ffffff;">Material</td> <td data-sheets-value='{"1":2,"2":"Walls"}' style="border-bottom:1px solid #000000;overflow:hidden;padding:0px 3px 0px 3px;vertical-align:bottom;background-color:#000000;font-weight:bold;color:#ffffff;">Walls</td> <td data-sheets-value='{"1":2,"2":"Shells"}' style="border-bottom:1px solid #000000;overflow:hidden;padding:0px 3px 0px 3px;vertical-align:bottom;background-color:#000000;font-weight:bold;color:#ffffff;">Shells</td> <td data-sheets-numberformat='{"1":2,"2":"0.00","3":1}' data-sheets-value='{"1":2,"2":"(W/m²K)\t"}' style="border-bottom:1px solid #000000;overflow:hidden;padding:0px 3px 0px 3px;vertical-align:bottom;background-color:#000000;font-weight:bold;color:#ffffff;text-align:center;">(W/m²K) </td> <td data-sheets-numberformat='{"1":2,"2":"0","3":1}' data-sheets-value='{"1":2,"2":"(%)"}' style="border-bottom:1px solid #000000;overflow:hidden;padding:0px 3px 0px 3px;vertical-align:bottom;background-color:#000000;font-weight:bold;color:#ffffff;text-align:center;">(%)</td> <td data-sheets-numberformat='{"1":2,"2":"0","3":1}' data-sheets-value='{"1":2,"2":"(%)"}' style="border-bottom:1px solid #000000;overflow:hidden;padding:0px 3px 0px 3px;vertical-align:bottom;background-color:#000000;font-weight:bold;color:#ffffff;text-align:center;">(%)</td> <td data-sheets-value='{"1":2,"2":"(dB)"}' style="border-bottom:1px solid #000000;overflow:hidden;padding:0px 3px 0px 3px;vertical-align:bottom;background-color:#000000;font-weight:bold;color:#ffffff;text-align:center;">(dB)</td> </tr> <tr style="height:20px;"> <td data-sheets-value='{"1":2,"2":"Acrylic"}' style="border-left:1px solid #000000;overflow:hidden;padding:0px 3px 0px 3px;vertical-align:bottom;">Acrylic</td> <td data-sheets-value='{"1":2,"2":"EW"}' style="overflow:hidden;padding:0px 3px 0px 3px;vertical-align:bottom;">EW</td> <td data-sheets-value='{"1":2,"2":"Clear (H)"}' style="overflow:hidden;padding:0px 3px 0px 3px;vertical-align:bottom;">Clear (H)</td> <td data-sheets-numberformat='{"1":2,"2":"0.00","3":1}' data-sheets-value='{"1":3,"3":1.19}' style="overflow:hidden;padding:0px 3px 0px 3px;vertical-align:bottom;text-align:center;">1.19</td> <td data-sheets-numberformat='{"1":2,"2":"0","3":1}' data-sheets-value='{"1":3,"3":36.9}' style="overflow:hidden;padding:0px 3px 0px 3px;vertical-align:bottom;text-align:center;">37</td> <td data-sheets-numberformat='{"1":2,"2":"0","3":1}' data-sheets-value='{"1":3,"3":57.42}' style="overflow:hidden;padding:0px 3px 0px 3px;vertical-align:bottom;text-align:center;">57</td> <td data-sheets-value='{"1":3,"3":24}' style="border-right:1px solid #000000;overflow:hidden;padding:0px 3px 0px 3px;vertical-align:bottom;text-align:center;">24</td> </tr> <tr style="height:20px;"> <td data-sheets-value='{"1":2,"2":"PMMA"}' style="border-left:1px solid #000000;overflow:hidden;padding:0px 3px 0px 3px;vertical-align:bottom;">PMMA</td> <td style="overflow:hidden;padding:0px 3px 0px 3px;vertical-align:bottom;"></td> <td data-sheets-value='{"1":2,"2":"Opal (O)"}' style="overflow:hidden;padding:0px 3px 0px 3px;vertical-align:bottom;">Opal (O)</td> <td data-sheets-numberformat='{"1":2,"2":"0.00","3":1}' data-sheets-value='{"1":3,"3":1.19}' style="overflow:hidden;padding:0px 3px 0px 3px;vertical-align:bottom;text-align:center;">1.19</td> <td data-sheets-numberformat='{"1":2,"2":"0","3":1}' data-sheets-value='{"1":3,"3":34.03}' style="overflow:hidden;padding:0px 3px 0px 3px;vertical-align:bottom;text-align:center;">34</td> <td data-sheets-numberformat='{"1":2,"2":"0","3":1}' data-sheets-value='{"1":3,"3":50.160000000000004}' style="overflow:hidden;padding:0px 3px 0px 3px;vertical-align:bottom;text-align:center;">50</td> <td data-sheets-value='{"1":3,"3":24}' style="border-right:1px solid #000000;overflow:hidden;padding:0px 3px 0px 3px;vertical-align:bottom;text-align:center;">24</td> </tr> <tr style="height:20px;"> <td style="border-left:1px solid #000000;overflow:hidden;padding:0px 3px 0px 3px;vertical-align:bottom;"></td> <td data-sheets-value='{"1":2,"2":"DW"}' style="overflow:hidden;padding:0px 3px 0px 3px;vertical-align:bottom;">DW</td> <td data-sheets-value='{"1":2,"2":"Clear (H/H)"}' style="overflow:hidden;padding:0px 3px 0px 3px;vertical-align:bottom;">Clear (H/H)</td> <td data-sheets-numberformat='{"1":2,"2":"0.00","3":1}' data-sheets-value='{"1":3,"3":0.98}' style="overflow:hidden;padding:0px 3px 0px 3px;vertical-align:bottom;text-align:center;">0.98</td> <td data-sheets-numberformat='{"1":2,"2":"0","3":1}' data-sheets-value='{"1":3,"3":33.21}' style="overflow:hidden;padding:0px 3px 0px 3px;vertical-align:bottom;text-align:center;">33</td> <td data-sheets-numberformat='{"1":2,"2":"0","3":1}' data-sheets-value='{"1":3,"3":49.5}' style="overflow:hidden;padding:0px 3px 0px 3px;vertical-align:bottom;text-align:center;">50</td> <td data-sheets-value='{"1":3,"3":26}' style="border-right:1px solid #000000;overflow:hidden;padding:0px 3px 0px 3px;vertical-align:bottom;text-align:center;">26</td> </tr> <tr style="height:20px;"> <td style="border-bottom:1px solid #000000;border-left:1px solid #000000;overflow:hidden;padding:0px 3px 0px 3px;vertical-align:bottom;"></td> <td style="border-bottom:1px solid #000000;overflow:hidden;padding:0px 3px 0px 3px;vertical-align:bottom;"></td> <td data-sheets-value='{"1":2,"2":"Opal (O/O)"}' style="border-bottom:1px solid #000000;overflow:hidden;padding:0px 3px 0px 3px;vertical-align:bottom;">Opal (O/O)</td> <td data-sheets-numberformat='{"1":2,"2":"0.00","3":1}' data-sheets-value='{"1":3,"3":0.98}' style="border-bottom:1px solid #000000;overflow:hidden;padding:0px 3px 0px 3px;vertical-align:bottom;text-align:center;">0.98</td> <td data-sheets-numberformat='{"1":2,"2":"0","3":1}' data-sheets-value='{"1":3,"3":28.29}' style="border-bottom:1px solid #000000;overflow:hidden;padding:0px 3px 0px 3px;vertical-align:bottom;text-align:center;">28</td> <td data-sheets-numberformat='{"1":2,"2":"0","3":1}' data-sheets-value='{"1":3,"3":38.28}' style="border-bottom:1px solid #000000;overflow:hidden;padding:0px 3px 0px 3px;vertical-align:bottom;text-align:center;">38</td> <td data-sheets-value='{"1":3,"3":26}' style="border-right:1px solid #000000;border-bottom:1px solid #000000;overflow:hidden;padding:0px 3px 0px 3px;vertical-align:bottom;text-align:center;">26</td> </tr> <tr style="height:20px;"> <td data-sheets-value='{"1":2,"2":"Polycarbonate "}' style="border-left:1px solid #000000;overflow:hidden;padding:0px 3px 0px 3px;vertical-align:bottom;">Polycarbonate </td> <td data-sheets-value='{"1":2,"2":"EW"}' style="overflow:hidden;padding:0px 3px 0px 3px;vertical-align:bottom;">EW</td> <td data-sheets-value='{"1":2,"2":"Clear (A)"}' style="overflow:hidden;padding:0px 3px 0px 3px;vertical-align:bottom;">Clear (A)</td> <td data-sheets-numberformat='{"1":2,"2":"0.00","3":1}' data-sheets-value='{"1":3,"3":1.19}' style="overflow:hidden;padding:0px 3px 0px 3px;vertical-align:bottom;text-align:center;">1.19</td> <td data-sheets-numberformat='{"1":2,"2":"0","3":1}' data-sheets-value='{"1":3,"3":36.08}' style="overflow:hidden;padding:0px 3px 0px 3px;vertical-align:bottom;text-align:center;">36</td> <td data-sheets-numberformat='{"1":2,"2":"0","3":1}' data-sheets-value='{"1":3,"3":54.78}' style="overflow:hidden;padding:0px 3px 0px 3px;vertical-align:bottom;text-align:center;">55</td> <td data-sheets-value='{"1":3,"3":24}' style="border-right:1px solid #000000;overflow:hidden;padding:0px 3px 0px 3px;vertical-align:bottom;text-align:center;">24</td> </tr> <tr style="height:20px;"> <td data-sheets-value='{"1":2,"2":"PC"}' style="border-left:1px solid #000000;overflow:hidden;padding:0px 3px 0px 3px;vertical-align:bottom;">PC</td> <td style="overflow:hidden;padding:0px 3px 0px 3px;vertical-align:bottom;"></td> <td data-sheets-value='{"1":2,"2":"Opal (D)"}' style="overflow:hidden;padding:0px 3px 0px 3px;vertical-align:bottom;">Opal (D)</td> <td data-sheets-numberformat='{"1":2,"2":"0.00","3":1}' data-sheets-value='{"1":3,"3":1.19}' style="overflow:hidden;padding:0px 3px 0px 3px;vertical-align:bottom;text-align:center;">1.19</td> <td data-sheets-numberformat='{"1":2,"2":"0","3":1}' data-sheets-value='{"1":3,"3":23.779999999999998}' style="overflow:hidden;padding:0px 3px 0px 3px;vertical-align:bottom;text-align:center;">24</td> <td data-sheets-numberformat='{"1":2,"2":"0","3":1}' data-sheets-value='{"1":3,"3":39.6}' style="overflow:hidden;padding:0px 3px 0px 3px;vertical-align:bottom;text-align:center;">40</td> <td data-sheets-value='{"1":3,"3":24}' style="border-right:1px solid #000000;overflow:hidden;padding:0px 3px 0px 3px;vertical-align:bottom;text-align:center;">24</td> </tr> <tr style="height:20px;"> <td style="border-left:1px solid #000000;overflow:hidden;padding:0px 3px 0px 3px;vertical-align:bottom;"></td> <td data-sheets-value='{"1":2,"2":"DW"}' style="overflow:hidden;padding:0px 3px 0px 3px;vertical-align:bottom;">DW</td> <td data-sheets-value='{"1":2,"2":"Clear (A/H)"}' style="overflow:hidden;padding:0px 3px 0px 3px;vertical-align:bottom;">Clear (A/H)</td> <td data-sheets-numberformat='{"1":2,"2":"0.00","3":1}' data-sheets-value='{"1":3,"3":0.98}' style="overflow:hidden;padding:0px 3px 0px 3px;vertical-align:bottom;text-align:center;">0.98</td> <td data-sheets-numberformat='{"1":2,"2":"0","3":1}' data-sheets-value='{"1":3,"3":32.39}' style="overflow:hidden;padding:0px 3px 0px 3px;vertical-align:bottom;text-align:center;">32</td> <td data-sheets-numberformat='{"1":2,"2":"0","3":1}' data-sheets-value='{"1":3,"3":47.52}' style="overflow:hidden;padding:0px 3px 0px 3px;vertical-align:bottom;text-align:center;">48</td> <td data-sheets-value='{"1":3,"3":26}' style="border-right:1px solid #000000;overflow:hidden;padding:0px 3px 0px 3px;vertical-align:bottom;text-align:center;">26</td> </tr> <tr style="height:20px;"> <td style="border-left:1px solid #000000;overflow:hidden;padding:0px 3px 0px 3px;vertical-align:bottom;"></td> <td style="overflow:hidden;padding:0px 3px 0px 3px;vertical-align:bottom;"></td> <td data-sheets-value='{"1":2,"2":"Clear (A/A)"}' style="overflow:hidden;padding:0px 3px 0px 3px;vertical-align:bottom;">Clear (A/A)</td> <td data-sheets-numberformat='{"1":2,"2":"0.00","3":1}' data-sheets-value='{"1":3,"3":0.98}' style="overflow:hidden;padding:0px 3px 0px 3px;vertical-align:bottom;text-align:center;">0.98</td> <td data-sheets-numberformat='{"1":2,"2":"0","3":1}' data-sheets-value='{"1":3,"3":31.569999999999997}' style="overflow:hidden;padding:0px 3px 0px 3px;vertical-align:bottom;text-align:center;">32</td> <td data-sheets-numberformat='{"1":2,"2":"0","3":1}' data-sheets-value='{"1":3,"3":45.54}' style="overflow:hidden;padding:0px 3px 0px 3px;vertical-align:bottom;text-align:center;">46</td> <td data-sheets-value='{"1":3,"3":26}' style="border-right:1px solid #000000;overflow:hidden;padding:0px 3px 0px 3px;vertical-align:bottom;text-align:center;">26</td> </tr> <tr style="height:20px;"> <td style="border-left:1px solid #000000;overflow:hidden;padding:0px 3px 0px 3px;vertical-align:bottom;"></td> <td style="overflow:hidden;padding:0px 3px 0px 3px;vertical-align:bottom;"></td> <td data-sheets-value='{"1":2,"2":"Opal (A/O)"}' style="overflow:hidden;padding:0px 3px 0px 3px;vertical-align:bottom;">Opal (A/O)</td> <td data-sheets-numberformat='{"1":2,"2":"0.00","3":1}' data-sheets-value='{"1":3,"3":0.98}' style="overflow:hidden;padding:0px 3px 0px 3px;vertical-align:bottom;text-align:center;">0.98</td> <td data-sheets-numberformat='{"1":2,"2":"0","3":1}' data-sheets-value='{"1":3,"3":29.93}' style="overflow:hidden;padding:0px 3px 0px 3px;vertical-align:bottom;text-align:center;">30</td> <td data-sheets-numberformat='{"1":2,"2":"0","3":1}' data-sheets-value='{"1":3,"3":41.580000000000005}' style="overflow:hidden;padding:0px 3px 0px 3px;vertical-align:bottom;text-align:center;">42</td> <td data-sheets-value='{"1":3,"3":26}' style="border-right:1px solid #000000;overflow:hidden;padding:0px 3px 0px 3px;vertical-align:bottom;text-align:center;">26</td> </tr> <tr style="height:20px;"> <td style="border-bottom:1px solid #000000;border-left:1px solid #000000;overflow:hidden;padding:0px 3px 0px 3px;vertical-align:bottom;"></td> <td style="border-bottom:1px solid #000000;overflow:hidden;padding:0px 3px 0px 3px;vertical-align:bottom;"></td> <td data-sheets-value='{"1":2,"2":"Opal (A/D)"}' style="border-bottom:1px solid #000000;overflow:hidden;padding:0px 3px 0px 3px;vertical-align:bottom;">Opal (A/D)</td> <td data-sheets-numberformat='{"1":2,"2":"0.00","3":1}' data-sheets-value='{"1":3,"3":0.98}' style="border-bottom:1px solid #000000;overflow:hidden;padding:0px 3px 0px 3px;vertical-align:bottom;text-align:center;">0.98</td> <td data-sheets-numberformat='{"1":2,"2":"0","3":1}' data-sheets-value='{"1":3,"3":20.91}' style="border-bottom:1px solid #000000;overflow:hidden;padding:0px 3px 0px 3px;vertical-align:bottom;text-align:center;">21</td> <td data-sheets-numberformat='{"1":2,"2":"0","3":1}' data-sheets-value='{"1":3,"3":33}' style="border-bottom:1px solid #000000;overflow:hidden;padding:0px 3px 0px 3px;vertical-align:bottom;text-align:center;">33</td> <td data-sheets-value='{"1":3,"3":26}' style="border-right:1px solid #000000;border-bottom:1px solid #000000;overflow:hidden;padding:0px 3px 0px 3px;vertical-align:bottom;text-align:center;">26</td> </tr> <tr style="height:20px;"> <td data-sheets-value='{"1":2,"2":"Polycarbonate"}' style="border-left:1px solid #000000;overflow:hidden;padding:0px 3px 0px 3px;vertical-align:bottom;">Polycarbonate</td> <td data-sheets-value='{"1":2,"2":"EW"}' style="overflow:hidden;padding:0px 3px 0px 3px;vertical-align:bottom;">EW</td> <td data-sheets-value='{"1":2,"2":"Heatstop Opal (T)"}' style="overflow:hidden;padding:0px 3px 0px 3px;vertical-align:bottom;">Heatstop Opal (T)</td> <td data-sheets-numberformat='{"1":2,"2":"0.00","3":1}' data-sheets-value='{"1":3,"3":1.19}' style="overflow:hidden;padding:0px 3px 0px 3px;vertical-align:bottom;text-align:center;">1.19</td> <td data-sheets-numberformat='{"1":2,"2":"0","3":1}' data-sheets-value='{"1":3,"3":20.09}' style="overflow:hidden;padding:0px 3px 0px 3px;vertical-align:bottom;text-align:center;">20</td> <td data-sheets-numberformat='{"1":2,"2":"0","3":1}' data-sheets-value='{"1":3,"3":38.940000000000005}' style="overflow:hidden;padding:0px 3px 0px 3px;vertical-align:bottom;text-align:center;">39</td> <td data-sheets-value='{"1":3,"3":24}' style="border-right:1px solid #000000;overflow:hidden;padding:0px 3px 0px 3px;vertical-align:bottom;text-align:center;">24</td> </tr> <tr style="height:20px;"> <td data-sheets-value='{"1":2,"2":"Heatstop PC"}' style="border-left:1px solid #000000;overflow:hidden;padding:0px 3px 0px 3px;vertical-align:bottom;">Heatstop PC</td> <td data-sheets-value='{"1":2,"2":"DW"}' style="overflow:hidden;padding:0px 3px 0px 3px;vertical-align:bottom;">DW</td> <td data-sheets-value='{"1":2,"2":"Clear (T/H)"}' style="overflow:hidden;padding:0px 3px 0px 3px;vertical-align:bottom;">Clear (T/H)</td> <td data-sheets-numberformat='{"1":2,"2":"0.00","3":1}' data-sheets-value='{"1":3,"3":0.98}' style="overflow:hidden;padding:0px 3px 0px 3px;vertical-align:bottom;text-align:center;">0.98</td> <td data-sheets-numberformat='{"1":2,"2":"0","3":1}' data-sheets-value='{"1":3,"3":18.04}' style="overflow:hidden;padding:0px 3px 0px 3px;vertical-align:bottom;text-align:center;">18</td> <td data-sheets-numberformat='{"1":2,"2":"0","3":1}' data-sheets-value='{"1":3,"3":33.660000000000004}' style="overflow:hidden;padding:0px 3px 0px 3px;vertical-align:bottom;text-align:center;">34</td> <td data-sheets-value='{"1":3,"3":26}' style="border-right:1px solid #000000;overflow:hidden;padding:0px 3px 0px 3px;vertical-align:bottom;text-align:center;">26</td> </tr> <tr style="height:20px;"> <td style="border-bottom:1px solid #000000;border-left:1px solid #000000;overflow:hidden;padding:0px 3px 0px 3px;vertical-align:bottom;"></td> <td style="border-bottom:1px solid #000000;overflow:hidden;padding:0px 3px 0px 3px;vertical-align:bottom;"></td> <td data-sheets-value='{"1":2,"2":"Opal (T/O)"}' style="border-bottom:1px solid #000000;overflow:hidden;padding:0px 3px 0px 3px;vertical-align:bottom;">Opal (T/O)</td> <td data-sheets-numberformat='{"1":2,"2":"0.00","3":1}' data-sheets-value='{"1":3,"3":0.98}' style="border-bottom:1px solid #000000;overflow:hidden;padding:0px 3px 0px 3px;vertical-align:bottom;text-align:center;">0.98</td> <td data-sheets-numberformat='{"1":2,"2":"0","3":1}' data-sheets-value='{"1":3,"3":16.81}' style="border-bottom:1px solid #000000;overflow:hidden;padding:0px 3px 0px 3px;vertical-align:bottom;text-align:center;">17</td> <td data-sheets-numberformat='{"1":2,"2":"0","3":1}' data-sheets-value='{"1":3,"3":29.700000000000003}' style="border-bottom:1px solid #000000;overflow:hidden;padding:0px 3px 0px 3px;vertical-align:bottom;text-align:center;">30</td> <td data-sheets-value='{"1":3,"3":26}' style="border-right:1px solid #000000;border-bottom:1px solid #000000;overflow:hidden;padding:0px 3px 0px 3px;vertical-align:bottom;text-align:center;">26</td> </tr> </tbody></table> | skylux-160-ce-met-koepel-en-pvc-opstand-30-20-met-lm-motor-en-pvc-raam-type-ep25-1100-x-2300-mm | 8586033791309 | 46872362746189
Smoke and heat exhaust (SHEV) | SHE system | Skylux | Skylux 160° CE with skylight and PVC curb 30/20 with LM-actuator and PVC frame type EP25 1200 x 1200 mm |  | 50430 | 5412970504306 | 4739.6 | Yes | 30-45 | 85.03 | 1200 x 1200 mm | 1200 | 1200 |  | PVC 30/20 (30 cm high & roof opening = 20 cm larger than daylight size) | Square | 1.19 W/m²K - 0.98 W/m²K | 57% - 30% | 37% - 17% | 24dB - 26dB | 160° CE (for industry) | PVC frame EP25 | without spoiler | E | Single actuator | Maximum double-walled skylight possible for this product | Ut-value LT-value g-value Rw-value EN 1873 : 2014 EN ISO 13468 EN 16153 EN 410 EN 410 EN ISO 140-3 Material Walls Shells (W/m²K) (%) (%) (dB) Acrylic EW Clear (H) 1.19 37 57 24 PMMA Opal (O) 1.19 34 50 24 DW Clear (H/H) 0.98 33 50 26 Opal (O/O) 0.98 28 38 26 Polycarbonate EW Clear (A) 1.19 36 55 24 PC Opal (D) 1.19 24 40 24 DW Clear (A/H) 0.98 32 48 26 Clear (A/A) 0.98 32 46 26 Opal (A/O) 0.98 30 42 26 Opal (A/D) 0.98 21 33 26 Polycarbonate EW Heatstop Opal (T) 1.19 20 39 24 Heatstop PC DW Clear (T/H) 0.98 18 34 26 Opal (T/O) 0.98 17 30 26 | https://skylux.eu/en/products/skylux-160-ce-met-koepel-en-pvc-opstand-30-20-met-lm-motor-en-pvc-raam-type-ep25-1200-x-1200-mm | https://skylux.eu/cdn/shop/files/Skylux-160deg-CE-met-koepel-en-pvc-opstand-3020-met-LM-motor-en-pvc-raam-type-EP25-1200-x-1200-mm-RWA-systeem.jpg?v=1702980782&width=1600 | https://skylux.eu/cdn/shop/files/e5a82811-1bb0-48e4-a776-cacb59c7c092_9e5f3f7a-1a12-414d-b658-884aa73b2e84.jpg?v=1688551207&width=1600 | //skylux.eu/cdn/shop/files/E_MH_Mounting_instructions_Skylux_160_CE_LM.pdf?v=12406716259046007223 | //skylux.eu/cdn/shop/files/E_TD_Technical_File_Skylux_Skylux_160_CE_Electric.pdf?v=3667116872303399239 | <style type="text/css" id="isPasted"><!--td {border: 1px solid #cccccc;}br {mso-data-placement:same-cell;}--></style><table border="1" cellpadding="0" cellspacing="0" dir="ltr" style="table-layout:fixed;font-size:10pt;font-family:Arial;border-collapse:collapse;border:none;"><tbody> <tr style="height:20px;"> <td style="overflow:hidden;padding:0px 3px 0px 3px;vertical-align:bottom;"></td> <td style="overflow:hidden;padding:0px 3px 0px 3px;vertical-align:bottom;"></td> <td style="overflow:hidden;padding:0px 3px 0px 3px;vertical-align:bottom;"></td> <td data-sheets-value='{"1":2,"2":"Ut-value"}' style="overflow:hidden;padding:0px 3px 0px 3px;vertical-align:bottom;font-weight:bold;text-align:center;">Ut-value</td> <td data-sheets-value='{"1":2,"2":"LT-value"}' style="overflow:hidden;padding:0px 3px 0px 3px;vertical-align:bottom;font-weight:bold;text-align:center;">LT-value</td> <td data-sheets-value='{"1":2,"2":"g-value"}' style="overflow:hidden;padding:0px 3px 0px 3px;vertical-align:bottom;font-weight:bold;text-align:center;">g-value</td> <td data-sheets-value='{"1":2,"2":"Rw-value "}' style="overflow:hidden;padding:0px 3px 0px 3px;vertical-align:bottom;font-weight:bold;text-align:center;">Rw-value </td> </tr> <tr style="height:20px;"> <td style="overflow:hidden;padding:0px 3px 0px 3px;vertical-align:bottom;"></td> <td style="overflow:hidden;padding:0px 3px 0px 3px;vertical-align:bottom;"></td> <td style="overflow:hidden;padding:0px 3px 0px 3px;vertical-align:bottom;"></td> <td data-sheets-numberformat='{"1":2,"2":"0.00","3":1}' data-sheets-value='{"1":2,"2":"EN 1873 : 2014"}' style="overflow:hidden;padding:0px 3px 0px 3px;vertical-align:bottom;text-align:center;">EN 1873 : 2014</td> <td data-sheets-numberformat='{"1":2,"2":"0","3":1}' data-sheets-value='{"1":2,"2":"EN ISO 13468 EN 16153 EN 410"}' style="overflow:hidden;padding:0px 3px 0px 3px;vertical-align:bottom;text-align:center;">EN ISO 13468 EN 16153 EN 410</td> <td data-sheets-numberformat='{"1":2,"2":"0","3":1}' data-sheets-value='{"1":2,"2":"EN 410"}' style="overflow:hidden;padding:0px 3px 0px 3px;vertical-align:bottom;text-align:center;">EN 410</td> <td data-sheets-value='{"1":2,"2":"EN ISO 140-3\t\t"}' style="overflow:hidden;padding:0px 3px 0px 3px;vertical-align:bottom;text-align:center;">EN ISO 140-3 </td> </tr> <tr style="height:20px;"> <td data-sheets-value='{"1":2,"2":"Material"}' style="border-bottom:1px solid #000000;overflow:hidden;padding:0px 3px 0px 3px;vertical-align:bottom;background-color:#000000;font-weight:bold;color:#ffffff;">Material</td> <td data-sheets-value='{"1":2,"2":"Walls"}' style="border-bottom:1px solid #000000;overflow:hidden;padding:0px 3px 0px 3px;vertical-align:bottom;background-color:#000000;font-weight:bold;color:#ffffff;">Walls</td> <td data-sheets-value='{"1":2,"2":"Shells"}' style="border-bottom:1px solid #000000;overflow:hidden;padding:0px 3px 0px 3px;vertical-align:bottom;background-color:#000000;font-weight:bold;color:#ffffff;">Shells</td> <td data-sheets-numberformat='{"1":2,"2":"0.00","3":1}' data-sheets-value='{"1":2,"2":"(W/m²K)\t"}' style="border-bottom:1px solid #000000;overflow:hidden;padding:0px 3px 0px 3px;vertical-align:bottom;background-color:#000000;font-weight:bold;color:#ffffff;text-align:center;">(W/m²K) </td> <td data-sheets-numberformat='{"1":2,"2":"0","3":1}' data-sheets-value='{"1":2,"2":"(%)"}' style="border-bottom:1px solid #000000;overflow:hidden;padding:0px 3px 0px 3px;vertical-align:bottom;background-color:#000000;font-weight:bold;color:#ffffff;text-align:center;">(%)</td> <td data-sheets-numberformat='{"1":2,"2":"0","3":1}' data-sheets-value='{"1":2,"2":"(%)"}' style="border-bottom:1px solid #000000;overflow:hidden;padding:0px 3px 0px 3px;vertical-align:bottom;background-color:#000000;font-weight:bold;color:#ffffff;text-align:center;">(%)</td> <td data-sheets-value='{"1":2,"2":"(dB)"}' style="border-bottom:1px solid #000000;overflow:hidden;padding:0px 3px 0px 3px;vertical-align:bottom;background-color:#000000;font-weight:bold;color:#ffffff;text-align:center;">(dB)</td> </tr> <tr style="height:20px;"> <td data-sheets-value='{"1":2,"2":"Acrylic"}' style="border-left:1px solid #000000;overflow:hidden;padding:0px 3px 0px 3px;vertical-align:bottom;">Acrylic</td> <td data-sheets-value='{"1":2,"2":"EW"}' style="overflow:hidden;padding:0px 3px 0px 3px;vertical-align:bottom;">EW</td> <td data-sheets-value='{"1":2,"2":"Clear (H)"}' style="overflow:hidden;padding:0px 3px 0px 3px;vertical-align:bottom;">Clear (H)</td> <td data-sheets-numberformat='{"1":2,"2":"0.00","3":1}' data-sheets-value='{"1":3,"3":1.19}' style="overflow:hidden;padding:0px 3px 0px 3px;vertical-align:bottom;text-align:center;">1.19</td> <td data-sheets-numberformat='{"1":2,"2":"0","3":1}' data-sheets-value='{"1":3,"3":36.9}' style="overflow:hidden;padding:0px 3px 0px 3px;vertical-align:bottom;text-align:center;">37</td> <td data-sheets-numberformat='{"1":2,"2":"0","3":1}' data-sheets-value='{"1":3,"3":57.42}' style="overflow:hidden;padding:0px 3px 0px 3px;vertical-align:bottom;text-align:center;">57</td> <td data-sheets-value='{"1":3,"3":24}' style="border-right:1px solid #000000;overflow:hidden;padding:0px 3px 0px 3px;vertical-align:bottom;text-align:center;">24</td> </tr> <tr style="height:20px;"> <td data-sheets-value='{"1":2,"2":"PMMA"}' style="border-left:1px solid #000000;overflow:hidden;padding:0px 3px 0px 3px;vertical-align:bottom;">PMMA</td> <td style="overflow:hidden;padding:0px 3px 0px 3px;vertical-align:bottom;"></td> <td data-sheets-value='{"1":2,"2":"Opal (O)"}' style="overflow:hidden;padding:0px 3px 0px 3px;vertical-align:bottom;">Opal (O)</td> <td data-sheets-numberformat='{"1":2,"2":"0.00","3":1}' data-sheets-value='{"1":3,"3":1.19}' style="overflow:hidden;padding:0px 3px 0px 3px;vertical-align:bottom;text-align:center;">1.19</td> <td data-sheets-numberformat='{"1":2,"2":"0","3":1}' data-sheets-value='{"1":3,"3":34.03}' style="overflow:hidden;padding:0px 3px 0px 3px;vertical-align:bottom;text-align:center;">34</td> <td data-sheets-numberformat='{"1":2,"2":"0","3":1}' data-sheets-value='{"1":3,"3":50.160000000000004}' style="overflow:hidden;padding:0px 3px 0px 3px;vertical-align:bottom;text-align:center;">50</td> <td data-sheets-value='{"1":3,"3":24}' style="border-right:1px solid #000000;overflow:hidden;padding:0px 3px 0px 3px;vertical-align:bottom;text-align:center;">24</td> </tr> <tr style="height:20px;"> <td style="border-left:1px solid #000000;overflow:hidden;padding:0px 3px 0px 3px;vertical-align:bottom;"></td> <td data-sheets-value='{"1":2,"2":"DW"}' style="overflow:hidden;padding:0px 3px 0px 3px;vertical-align:bottom;">DW</td> <td data-sheets-value='{"1":2,"2":"Clear (H/H)"}' style="overflow:hidden;padding:0px 3px 0px 3px;vertical-align:bottom;">Clear (H/H)</td> <td data-sheets-numberformat='{"1":2,"2":"0.00","3":1}' data-sheets-value='{"1":3,"3":0.98}' style="overflow:hidden;padding:0px 3px 0px 3px;vertical-align:bottom;text-align:center;">0.98</td> <td data-sheets-numberformat='{"1":2,"2":"0","3":1}' data-sheets-value='{"1":3,"3":33.21}' style="overflow:hidden;padding:0px 3px 0px 3px;vertical-align:bottom;text-align:center;">33</td> <td data-sheets-numberformat='{"1":2,"2":"0","3":1}' data-sheets-value='{"1":3,"3":49.5}' style="overflow:hidden;padding:0px 3px 0px 3px;vertical-align:bottom;text-align:center;">50</td> <td data-sheets-value='{"1":3,"3":26}' style="border-right:1px solid #000000;overflow:hidden;padding:0px 3px 0px 3px;vertical-align:bottom;text-align:center;">26</td> </tr> <tr style="height:20px;"> <td style="border-bottom:1px solid #000000;border-left:1px solid #000000;overflow:hidden;padding:0px 3px 0px 3px;vertical-align:bottom;"></td> <td style="border-bottom:1px solid #000000;overflow:hidden;padding:0px 3px 0px 3px;vertical-align:bottom;"></td> <td data-sheets-value='{"1":2,"2":"Opal (O/O)"}' style="border-bottom:1px solid #000000;overflow:hidden;padding:0px 3px 0px 3px;vertical-align:bottom;">Opal (O/O)</td> <td data-sheets-numberformat='{"1":2,"2":"0.00","3":1}' data-sheets-value='{"1":3,"3":0.98}' style="border-bottom:1px solid #000000;overflow:hidden;padding:0px 3px 0px 3px;vertical-align:bottom;text-align:center;">0.98</td> <td data-sheets-numberformat='{"1":2,"2":"0","3":1}' data-sheets-value='{"1":3,"3":28.29}' style="border-bottom:1px solid #000000;overflow:hidden;padding:0px 3px 0px 3px;vertical-align:bottom;text-align:center;">28</td> <td data-sheets-numberformat='{"1":2,"2":"0","3":1}' data-sheets-value='{"1":3,"3":38.28}' style="border-bottom:1px solid #000000;overflow:hidden;padding:0px 3px 0px 3px;vertical-align:bottom;text-align:center;">38</td> <td data-sheets-value='{"1":3,"3":26}' style="border-right:1px solid #000000;border-bottom:1px solid #000000;overflow:hidden;padding:0px 3px 0px 3px;vertical-align:bottom;text-align:center;">26</td> </tr> <tr style="height:20px;"> <td data-sheets-value='{"1":2,"2":"Polycarbonate "}' style="border-left:1px solid #000000;overflow:hidden;padding:0px 3px 0px 3px;vertical-align:bottom;">Polycarbonate </td> <td data-sheets-value='{"1":2,"2":"EW"}' style="overflow:hidden;padding:0px 3px 0px 3px;vertical-align:bottom;">EW</td> <td data-sheets-value='{"1":2,"2":"Clear (A)"}' style="overflow:hidden;padding:0px 3px 0px 3px;vertical-align:bottom;">Clear (A)</td> <td data-sheets-numberformat='{"1":2,"2":"0.00","3":1}' data-sheets-value='{"1":3,"3":1.19}' style="overflow:hidden;padding:0px 3px 0px 3px;vertical-align:bottom;text-align:center;">1.19</td> <td data-sheets-numberformat='{"1":2,"2":"0","3":1}' data-sheets-value='{"1":3,"3":36.08}' style="overflow:hidden;padding:0px 3px 0px 3px;vertical-align:bottom;text-align:center;">36</td> <td data-sheets-numberformat='{"1":2,"2":"0","3":1}' data-sheets-value='{"1":3,"3":54.78}' style="overflow:hidden;padding:0px 3px 0px 3px;vertical-align:bottom;text-align:center;">55</td> <td data-sheets-value='{"1":3,"3":24}' style="border-right:1px solid #000000;overflow:hidden;padding:0px 3px 0px 3px;vertical-align:bottom;text-align:center;">24</td> </tr> <tr style="height:20px;"> <td data-sheets-value='{"1":2,"2":"PC"}' style="border-left:1px solid #000000;overflow:hidden;padding:0px 3px 0px 3px;vertical-align:bottom;">PC</td> <td style="overflow:hidden;padding:0px 3px 0px 3px;vertical-align:bottom;"></td> <td data-sheets-value='{"1":2,"2":"Opal (D)"}' style="overflow:hidden;padding:0px 3px 0px 3px;vertical-align:bottom;">Opal (D)</td> <td data-sheets-numberformat='{"1":2,"2":"0.00","3":1}' data-sheets-value='{"1":3,"3":1.19}' style="overflow:hidden;padding:0px 3px 0px 3px;vertical-align:bottom;text-align:center;">1.19</td> <td data-sheets-numberformat='{"1":2,"2":"0","3":1}' data-sheets-value='{"1":3,"3":23.779999999999998}' style="overflow:hidden;padding:0px 3px 0px 3px;vertical-align:bottom;text-align:center;">24</td> <td data-sheets-numberformat='{"1":2,"2":"0","3":1}' data-sheets-value='{"1":3,"3":39.6}' style="overflow:hidden;padding:0px 3px 0px 3px;vertical-align:bottom;text-align:center;">40</td> <td data-sheets-value='{"1":3,"3":24}' style="border-right:1px solid #000000;overflow:hidden;padding:0px 3px 0px 3px;vertical-align:bottom;text-align:center;">24</td> </tr> <tr style="height:20px;"> <td style="border-left:1px solid #000000;overflow:hidden;padding:0px 3px 0px 3px;vertical-align:bottom;"></td> <td data-sheets-value='{"1":2,"2":"DW"}' style="overflow:hidden;padding:0px 3px 0px 3px;vertical-align:bottom;">DW</td> <td data-sheets-value='{"1":2,"2":"Clear (A/H)"}' style="overflow:hidden;padding:0px 3px 0px 3px;vertical-align:bottom;">Clear (A/H)</td> <td data-sheets-numberformat='{"1":2,"2":"0.00","3":1}' data-sheets-value='{"1":3,"3":0.98}' style="overflow:hidden;padding:0px 3px 0px 3px;vertical-align:bottom;text-align:center;">0.98</td> <td data-sheets-numberformat='{"1":2,"2":"0","3":1}' data-sheets-value='{"1":3,"3":32.39}' style="overflow:hidden;padding:0px 3px 0px 3px;vertical-align:bottom;text-align:center;">32</td> <td data-sheets-numberformat='{"1":2,"2":"0","3":1}' data-sheets-value='{"1":3,"3":47.52}' style="overflow:hidden;padding:0px 3px 0px 3px;vertical-align:bottom;text-align:center;">48</td> <td data-sheets-value='{"1":3,"3":26}' style="border-right:1px solid #000000;overflow:hidden;padding:0px 3px 0px 3px;vertical-align:bottom;text-align:center;">26</td> </tr> <tr style="height:20px;"> <td style="border-left:1px solid #000000;overflow:hidden;padding:0px 3px 0px 3px;vertical-align:bottom;"></td> <td style="overflow:hidden;padding:0px 3px 0px 3px;vertical-align:bottom;"></td> <td data-sheets-value='{"1":2,"2":"Clear (A/A)"}' style="overflow:hidden;padding:0px 3px 0px 3px;vertical-align:bottom;">Clear (A/A)</td> <td data-sheets-numberformat='{"1":2,"2":"0.00","3":1}' data-sheets-value='{"1":3,"3":0.98}' style="overflow:hidden;padding:0px 3px 0px 3px;vertical-align:bottom;text-align:center;">0.98</td> <td data-sheets-numberformat='{"1":2,"2":"0","3":1}' data-sheets-value='{"1":3,"3":31.569999999999997}' style="overflow:hidden;padding:0px 3px 0px 3px;vertical-align:bottom;text-align:center;">32</td> <td data-sheets-numberformat='{"1":2,"2":"0","3":1}' data-sheets-value='{"1":3,"3":45.54}' style="overflow:hidden;padding:0px 3px 0px 3px;vertical-align:bottom;text-align:center;">46</td> <td data-sheets-value='{"1":3,"3":26}' style="border-right:1px solid #000000;overflow:hidden;padding:0px 3px 0px 3px;vertical-align:bottom;text-align:center;">26</td> </tr> <tr style="height:20px;"> <td style="border-left:1px solid #000000;overflow:hidden;padding:0px 3px 0px 3px;vertical-align:bottom;"></td> <td style="overflow:hidden;padding:0px 3px 0px 3px;vertical-align:bottom;"></td> <td data-sheets-value='{"1":2,"2":"Opal (A/O)"}' style="overflow:hidden;padding:0px 3px 0px 3px;vertical-align:bottom;">Opal (A/O)</td> <td data-sheets-numberformat='{"1":2,"2":"0.00","3":1}' data-sheets-value='{"1":3,"3":0.98}' style="overflow:hidden;padding:0px 3px 0px 3px;vertical-align:bottom;text-align:center;">0.98</td> <td data-sheets-numberformat='{"1":2,"2":"0","3":1}' data-sheets-value='{"1":3,"3":29.93}' style="overflow:hidden;padding:0px 3px 0px 3px;vertical-align:bottom;text-align:center;">30</td> <td data-sheets-numberformat='{"1":2,"2":"0","3":1}' data-sheets-value='{"1":3,"3":41.580000000000005}' style="overflow:hidden;padding:0px 3px 0px 3px;vertical-align:bottom;text-align:center;">42</td> <td data-sheets-value='{"1":3,"3":26}' style="border-right:1px solid #000000;overflow:hidden;padding:0px 3px 0px 3px;vertical-align:bottom;text-align:center;">26</td> </tr> <tr style="height:20px;"> <td style="border-bottom:1px solid #000000;border-left:1px solid #000000;overflow:hidden;padding:0px 3px 0px 3px;vertical-align:bottom;"></td> <td style="border-bottom:1px solid #000000;overflow:hidden;padding:0px 3px 0px 3px;vertical-align:bottom;"></td> <td data-sheets-value='{"1":2,"2":"Opal (A/D)"}' style="border-bottom:1px solid #000000;overflow:hidden;padding:0px 3px 0px 3px;vertical-align:bottom;">Opal (A/D)</td> <td data-sheets-numberformat='{"1":2,"2":"0.00","3":1}' data-sheets-value='{"1":3,"3":0.98}' style="border-bottom:1px solid #000000;overflow:hidden;padding:0px 3px 0px 3px;vertical-align:bottom;text-align:center;">0.98</td> <td data-sheets-numberformat='{"1":2,"2":"0","3":1}' data-sheets-value='{"1":3,"3":20.91}' style="border-bottom:1px solid #000000;overflow:hidden;padding:0px 3px 0px 3px;vertical-align:bottom;text-align:center;">21</td> <td data-sheets-numberformat='{"1":2,"2":"0","3":1}' data-sheets-value='{"1":3,"3":33}' style="border-bottom:1px solid #000000;overflow:hidden;padding:0px 3px 0px 3px;vertical-align:bottom;text-align:center;">33</td> <td data-sheets-value='{"1":3,"3":26}' style="border-right:1px solid #000000;border-bottom:1px solid #000000;overflow:hidden;padding:0px 3px 0px 3px;vertical-align:bottom;text-align:center;">26</td> </tr> <tr style="height:20px;"> <td data-sheets-value='{"1":2,"2":"Polycarbonate"}' style="border-left:1px solid #000000;overflow:hidden;padding:0px 3px 0px 3px;vertical-align:bottom;">Polycarbonate</td> <td data-sheets-value='{"1":2,"2":"EW"}' style="overflow:hidden;padding:0px 3px 0px 3px;vertical-align:bottom;">EW</td> <td data-sheets-value='{"1":2,"2":"Heatstop Opal (T)"}' style="overflow:hidden;padding:0px 3px 0px 3px;vertical-align:bottom;">Heatstop Opal (T)</td> <td data-sheets-numberformat='{"1":2,"2":"0.00","3":1}' data-sheets-value='{"1":3,"3":1.19}' style="overflow:hidden;padding:0px 3px 0px 3px;vertical-align:bottom;text-align:center;">1.19</td> <td data-sheets-numberformat='{"1":2,"2":"0","3":1}' data-sheets-value='{"1":3,"3":20.09}' style="overflow:hidden;padding:0px 3px 0px 3px;vertical-align:bottom;text-align:center;">20</td> <td data-sheets-numberformat='{"1":2,"2":"0","3":1}' data-sheets-value='{"1":3,"3":38.940000000000005}' style="overflow:hidden;padding:0px 3px 0px 3px;vertical-align:bottom;text-align:center;">39</td> <td data-sheets-value='{"1":3,"3":24}' style="border-right:1px solid #000000;overflow:hidden;padding:0px 3px 0px 3px;vertical-align:bottom;text-align:center;">24</td> </tr> <tr style="height:20px;"> <td data-sheets-value='{"1":2,"2":"Heatstop PC"}' style="border-left:1px solid #000000;overflow:hidden;padding:0px 3px 0px 3px;vertical-align:bottom;">Heatstop PC</td> <td data-sheets-value='{"1":2,"2":"DW"}' style="overflow:hidden;padding:0px 3px 0px 3px;vertical-align:bottom;">DW</td> <td data-sheets-value='{"1":2,"2":"Clear (T/H)"}' style="overflow:hidden;padding:0px 3px 0px 3px;vertical-align:bottom;">Clear (T/H)</td> <td data-sheets-numberformat='{"1":2,"2":"0.00","3":1}' data-sheets-value='{"1":3,"3":0.98}' style="overflow:hidden;padding:0px 3px 0px 3px;vertical-align:bottom;text-align:center;">0.98</td> <td data-sheets-numberformat='{"1":2,"2":"0","3":1}' data-sheets-value='{"1":3,"3":18.04}' style="overflow:hidden;padding:0px 3px 0px 3px;vertical-align:bottom;text-align:center;">18</td> <td data-sheets-numberformat='{"1":2,"2":"0","3":1}' data-sheets-value='{"1":3,"3":33.660000000000004}' style="overflow:hidden;padding:0px 3px 0px 3px;vertical-align:bottom;text-align:center;">34</td> <td data-sheets-value='{"1":3,"3":26}' style="border-right:1px solid #000000;overflow:hidden;padding:0px 3px 0px 3px;vertical-align:bottom;text-align:center;">26</td> </tr> <tr style="height:20px;"> <td style="border-bottom:1px solid #000000;border-left:1px solid #000000;overflow:hidden;padding:0px 3px 0px 3px;vertical-align:bottom;"></td> <td style="border-bottom:1px solid #000000;overflow:hidden;padding:0px 3px 0px 3px;vertical-align:bottom;"></td> <td data-sheets-value='{"1":2,"2":"Opal (T/O)"}' style="border-bottom:1px solid #000000;overflow:hidden;padding:0px 3px 0px 3px;vertical-align:bottom;">Opal (T/O)</td> <td data-sheets-numberformat='{"1":2,"2":"0.00","3":1}' data-sheets-value='{"1":3,"3":0.98}' style="border-bottom:1px solid #000000;overflow:hidden;padding:0px 3px 0px 3px;vertical-align:bottom;text-align:center;">0.98</td> <td data-sheets-numberformat='{"1":2,"2":"0","3":1}' data-sheets-value='{"1":3,"3":16.81}' style="border-bottom:1px solid #000000;overflow:hidden;padding:0px 3px 0px 3px;vertical-align:bottom;text-align:center;">17</td> <td data-sheets-numberformat='{"1":2,"2":"0","3":1}' data-sheets-value='{"1":3,"3":29.700000000000003}' style="border-bottom:1px solid #000000;overflow:hidden;padding:0px 3px 0px 3px;vertical-align:bottom;text-align:center;">30</td> <td data-sheets-value='{"1":3,"3":26}' style="border-right:1px solid #000000;border-bottom:1px solid #000000;overflow:hidden;padding:0px 3px 0px 3px;vertical-align:bottom;text-align:center;">26</td> </tr> </tbody></table> | skylux-160-ce-met-koepel-en-pvc-opstand-30-20-met-lm-motor-en-pvc-raam-type-ep25-1200-x-1200-mm | 8586033824077 | 46872362811725
Smoke and heat exhaust (SHEV) | SHE system | Skylux | Skylux 160° CE with skylight and PVC curb 30/20 with LM-actuator and PVC frame type EP25 1200 x 1400 mm |  | 50431 | 5412970504313 | 5134.05 | Yes | 30-45 | 90.57 | 1200 x 1400 mm | 1400 | 1200 |  | PVC 30/20 (30 cm high & roof opening = 20 cm larger than daylight size) | Rectangular | 1.19 W/m²K - 0.98 W/m²K | 57% - 30% | 37% - 17% | 24dB - 26dB | 160° CE (for industry) | PVC frame EP25 | without spoiler | E | Single actuator | Maximum double-walled skylight possible for this product | Ut-value LT-value g-value Rw-value EN 1873 : 2014 EN ISO 13468 EN 16153 EN 410 EN 410 EN ISO 140-3 Material Walls Shells (W/m²K) (%) (%) (dB) Acrylic EW Clear (H) 1.19 37 57 24 PMMA Opal (O) 1.19 34 50 24 DW Clear (H/H) 0.98 33 50 26 Opal (O/O) 0.98 28 38 26 Polycarbonate EW Clear (A) 1.19 36 55 24 PC Opal (D) 1.19 24 40 24 DW Clear (A/H) 0.98 32 48 26 Clear (A/A) 0.98 32 46 26 Opal (A/O) 0.98 30 42 26 Opal (A/D) 0.98 21 33 26 Polycarbonate EW Heatstop Opal (T) 1.19 20 39 24 Heatstop PC DW Clear (T/H) 0.98 18 34 26 Opal (T/O) 0.98 17 30 26 | https://skylux.eu/en/products/skylux-160-ce-met-koepel-en-pvc-opstand-30-20-met-lm-motor-en-pvc-raam-type-ep25-1200-x-1400-mm | https://skylux.eu/cdn/shop/files/Skylux-160deg-CE-met-koepel-en-pvc-opstand-3020-met-LM-motor-en-pvc-raam-type-EP25-1200-x-1400-mm-RWA-systeem.jpg?v=1702980787&width=1600 | https://skylux.eu/cdn/shop/files/e5a82811-1bb0-48e4-a776-cacb59c7c092_0b45c037-df3c-4f0d-9751-d7f0fbf423b8.jpg?v=1688551208&width=1600 | //skylux.eu/cdn/shop/files/E_MH_Mounting_instructions_Skylux_160_CE_LM.pdf?v=12406716259046007223 | //skylux.eu/cdn/shop/files/E_TD_Technical_File_Skylux_Skylux_160_CE_Electric.pdf?v=3667116872303399239 | <style type="text/css" id="isPasted"><!--td {border: 1px solid #cccccc;}br {mso-data-placement:same-cell;}--></style><table border="1" cellpadding="0" cellspacing="0" dir="ltr" style="table-layout:fixed;font-size:10pt;font-family:Arial;border-collapse:collapse;border:none;"><tbody> <tr style="height:20px;"> <td style="overflow:hidden;padding:0px 3px 0px 3px;vertical-align:bottom;"></td> <td style="overflow:hidden;padding:0px 3px 0px 3px;vertical-align:bottom;"></td> <td style="overflow:hidden;padding:0px 3px 0px 3px;vertical-align:bottom;"></td> <td data-sheets-value='{"1":2,"2":"Ut-value"}' style="overflow:hidden;padding:0px 3px 0px 3px;vertical-align:bottom;font-weight:bold;text-align:center;">Ut-value</td> <td data-sheets-value='{"1":2,"2":"LT-value"}' style="overflow:hidden;padding:0px 3px 0px 3px;vertical-align:bottom;font-weight:bold;text-align:center;">LT-value</td> <td data-sheets-value='{"1":2,"2":"g-value"}' style="overflow:hidden;padding:0px 3px 0px 3px;vertical-align:bottom;font-weight:bold;text-align:center;">g-value</td> <td data-sheets-value='{"1":2,"2":"Rw-value "}' style="overflow:hidden;padding:0px 3px 0px 3px;vertical-align:bottom;font-weight:bold;text-align:center;">Rw-value </td> </tr> <tr style="height:20px;"> <td style="overflow:hidden;padding:0px 3px 0px 3px;vertical-align:bottom;"></td> <td style="overflow:hidden;padding:0px 3px 0px 3px;vertical-align:bottom;"></td> <td style="overflow:hidden;padding:0px 3px 0px 3px;vertical-align:bottom;"></td> <td data-sheets-numberformat='{"1":2,"2":"0.00","3":1}' data-sheets-value='{"1":2,"2":"EN 1873 : 2014"}' style="overflow:hidden;padding:0px 3px 0px 3px;vertical-align:bottom;text-align:center;">EN 1873 : 2014</td> <td data-sheets-numberformat='{"1":2,"2":"0","3":1}' data-sheets-value='{"1":2,"2":"EN ISO 13468 EN 16153 EN 410"}' style="overflow:hidden;padding:0px 3px 0px 3px;vertical-align:bottom;text-align:center;">EN ISO 13468 EN 16153 EN 410</td> <td data-sheets-numberformat='{"1":2,"2":"0","3":1}' data-sheets-value='{"1":2,"2":"EN 410"}' style="overflow:hidden;padding:0px 3px 0px 3px;vertical-align:bottom;text-align:center;">EN 410</td> <td data-sheets-value='{"1":2,"2":"EN ISO 140-3\t\t"}' style="overflow:hidden;padding:0px 3px 0px 3px;vertical-align:bottom;text-align:center;">EN ISO 140-3 </td> </tr> <tr style="height:20px;"> <td data-sheets-value='{"1":2,"2":"Material"}' style="border-bottom:1px solid #000000;overflow:hidden;padding:0px 3px 0px 3px;vertical-align:bottom;background-color:#000000;font-weight:bold;color:#ffffff;">Material</td> <td data-sheets-value='{"1":2,"2":"Walls"}' style="border-bottom:1px solid #000000;overflow:hidden;padding:0px 3px 0px 3px;vertical-align:bottom;background-color:#000000;font-weight:bold;color:#ffffff;">Walls</td> <td data-sheets-value='{"1":2,"2":"Shells"}' style="border-bottom:1px solid #000000;overflow:hidden;padding:0px 3px 0px 3px;vertical-align:bottom;background-color:#000000;font-weight:bold;color:#ffffff;">Shells</td> <td data-sheets-numberformat='{"1":2,"2":"0.00","3":1}' data-sheets-value='{"1":2,"2":"(W/m²K)\t"}' style="border-bottom:1px solid #000000;overflow:hidden;padding:0px 3px 0px 3px;vertical-align:bottom;background-color:#000000;font-weight:bold;color:#ffffff;text-align:center;">(W/m²K) </td> <td data-sheets-numberformat='{"1":2,"2":"0","3":1}' data-sheets-value='{"1":2,"2":"(%)"}' style="border-bottom:1px solid #000000;overflow:hidden;padding:0px 3px 0px 3px;vertical-align:bottom;background-color:#000000;font-weight:bold;color:#ffffff;text-align:center;">(%)</td> <td data-sheets-numberformat='{"1":2,"2":"0","3":1}' data-sheets-value='{"1":2,"2":"(%)"}' style="border-bottom:1px solid #000000;overflow:hidden;padding:0px 3px 0px 3px;vertical-align:bottom;background-color:#000000;font-weight:bold;color:#ffffff;text-align:center;">(%)</td> <td data-sheets-value='{"1":2,"2":"(dB)"}' style="border-bottom:1px solid #000000;overflow:hidden;padding:0px 3px 0px 3px;vertical-align:bottom;background-color:#000000;font-weight:bold;color:#ffffff;text-align:center;">(dB)</td> </tr> <tr style="height:20px;"> <td data-sheets-value='{"1":2,"2":"Acrylic"}' style="border-left:1px solid #000000;overflow:hidden;padding:0px 3px 0px 3px;vertical-align:bottom;">Acrylic</td> <td data-sheets-value='{"1":2,"2":"EW"}' style="overflow:hidden;padding:0px 3px 0px 3px;vertical-align:bottom;">EW</td> <td data-sheets-value='{"1":2,"2":"Clear (H)"}' style="overflow:hidden;padding:0px 3px 0px 3px;vertical-align:bottom;">Clear (H)</td> <td data-sheets-numberformat='{"1":2,"2":"0.00","3":1}' data-sheets-value='{"1":3,"3":1.19}' style="overflow:hidden;padding:0px 3px 0px 3px;vertical-align:bottom;text-align:center;">1.19</td> <td data-sheets-numberformat='{"1":2,"2":"0","3":1}' data-sheets-value='{"1":3,"3":36.9}' style="overflow:hidden;padding:0px 3px 0px 3px;vertical-align:bottom;text-align:center;">37</td> <td data-sheets-numberformat='{"1":2,"2":"0","3":1}' data-sheets-value='{"1":3,"3":57.42}' style="overflow:hidden;padding:0px 3px 0px 3px;vertical-align:bottom;text-align:center;">57</td> <td data-sheets-value='{"1":3,"3":24}' style="border-right:1px solid #000000;overflow:hidden;padding:0px 3px 0px 3px;vertical-align:bottom;text-align:center;">24</td> </tr> <tr style="height:20px;"> <td data-sheets-value='{"1":2,"2":"PMMA"}' style="border-left:1px solid #000000;overflow:hidden;padding:0px 3px 0px 3px;vertical-align:bottom;">PMMA</td> <td style="overflow:hidden;padding:0px 3px 0px 3px;vertical-align:bottom;"></td> <td data-sheets-value='{"1":2,"2":"Opal (O)"}' style="overflow:hidden;padding:0px 3px 0px 3px;vertical-align:bottom;">Opal (O)</td> <td data-sheets-numberformat='{"1":2,"2":"0.00","3":1}' data-sheets-value='{"1":3,"3":1.19}' style="overflow:hidden;padding:0px 3px 0px 3px;vertical-align:bottom;text-align:center;">1.19</td> <td data-sheets-numberformat='{"1":2,"2":"0","3":1}' data-sheets-value='{"1":3,"3":34.03}' style="overflow:hidden;padding:0px 3px 0px 3px;vertical-align:bottom;text-align:center;">34</td> <td data-sheets-numberformat='{"1":2,"2":"0","3":1}' data-sheets-value='{"1":3,"3":50.160000000000004}' style="overflow:hidden;padding:0px 3px 0px 3px;vertical-align:bottom;text-align:center;">50</td> <td data-sheets-value='{"1":3,"3":24}' style="border-right:1px solid #000000;overflow:hidden;padding:0px 3px 0px 3px;vertical-align:bottom;text-align:center;">24</td> </tr> <tr style="height:20px;"> <td style="border-left:1px solid #000000;overflow:hidden;padding:0px 3px 0px 3px;vertical-align:bottom;"></td> <td data-sheets-value='{"1":2,"2":"DW"}' style="overflow:hidden;padding:0px 3px 0px 3px;vertical-align:bottom;">DW</td> <td data-sheets-value='{"1":2,"2":"Clear (H/H)"}' style="overflow:hidden;padding:0px 3px 0px 3px;vertical-align:bottom;">Clear (H/H)</td> <td data-sheets-numberformat='{"1":2,"2":"0.00","3":1}' data-sheets-value='{"1":3,"3":0.98}' style="overflow:hidden;padding:0px 3px 0px 3px;vertical-align:bottom;text-align:center;">0.98</td> <td data-sheets-numberformat='{"1":2,"2":"0","3":1}' data-sheets-value='{"1":3,"3":33.21}' style="overflow:hidden;padding:0px 3px 0px 3px;vertical-align:bottom;text-align:center;">33</td> <td data-sheets-numberformat='{"1":2,"2":"0","3":1}' data-sheets-value='{"1":3,"3":49.5}' style="overflow:hidden;padding:0px 3px 0px 3px;vertical-align:bottom;text-align:center;">50</td> <td data-sheets-value='{"1":3,"3":26}' style="border-right:1px solid #000000;overflow:hidden;padding:0px 3px 0px 3px;vertical-align:bottom;text-align:center;">26</td> </tr> <tr style="height:20px;"> <td style="border-bottom:1px solid #000000;border-left:1px solid #000000;overflow:hidden;padding:0px 3px 0px 3px;vertical-align:bottom;"></td> <td style="border-bottom:1px solid #000000;overflow:hidden;padding:0px 3px 0px 3px;vertical-align:bottom;"></td> <td data-sheets-value='{"1":2,"2":"Opal (O/O)"}' style="border-bottom:1px solid #000000;overflow:hidden;padding:0px 3px 0px 3px;vertical-align:bottom;">Opal (O/O)</td> <td data-sheets-numberformat='{"1":2,"2":"0.00","3":1}' data-sheets-value='{"1":3,"3":0.98}' style="border-bottom:1px solid #000000;overflow:hidden;padding:0px 3px 0px 3px;vertical-align:bottom;text-align:center;">0.98</td> <td data-sheets-numberformat='{"1":2,"2":"0","3":1}' data-sheets-value='{"1":3,"3":28.29}' style="border-bottom:1px solid #000000;overflow:hidden;padding:0px 3px 0px 3px;vertical-align:bottom;text-align:center;">28</td> <td data-sheets-numberformat='{"1":2,"2":"0","3":1}' data-sheets-value='{"1":3,"3":38.28}' style="border-bottom:1px solid #000000;overflow:hidden;padding:0px 3px 0px 3px;vertical-align:bottom;text-align:center;">38</td> <td data-sheets-value='{"1":3,"3":26}' style="border-right:1px solid #000000;border-bottom:1px solid #000000;overflow:hidden;padding:0px 3px 0px 3px;vertical-align:bottom;text-align:center;">26</td> </tr> <tr style="height:20px;"> <td data-sheets-value='{"1":2,"2":"Polycarbonate "}' style="border-left:1px solid #000000;overflow:hidden;padding:0px 3px 0px 3px;vertical-align:bottom;">Polycarbonate </td> <td data-sheets-value='{"1":2,"2":"EW"}' style="overflow:hidden;padding:0px 3px 0px 3px;vertical-align:bottom;">EW</td> <td data-sheets-value='{"1":2,"2":"Clear (A)"}' style="overflow:hidden;padding:0px 3px 0px 3px;vertical-align:bottom;">Clear (A)</td> <td data-sheets-numberformat='{"1":2,"2":"0.00","3":1}' data-sheets-value='{"1":3,"3":1.19}' style="overflow:hidden;padding:0px 3px 0px 3px;vertical-align:bottom;text-align:center;">1.19</td> <td data-sheets-numberformat='{"1":2,"2":"0","3":1}' data-sheets-value='{"1":3,"3":36.08}' style="overflow:hidden;padding:0px 3px 0px 3px;vertical-align:bottom;text-align:center;">36</td> <td data-sheets-numberformat='{"1":2,"2":"0","3":1}' data-sheets-value='{"1":3,"3":54.78}' style="overflow:hidden;padding:0px 3px 0px 3px;vertical-align:bottom;text-align:center;">55</td> <td data-sheets-value='{"1":3,"3":24}' style="border-right:1px solid #000000;overflow:hidden;padding:0px 3px 0px 3px;vertical-align:bottom;text-align:center;">24</td> </tr> <tr style="height:20px;"> <td data-sheets-value='{"1":2,"2":"PC"}' style="border-left:1px solid #000000;overflow:hidden;padding:0px 3px 0px 3px;vertical-align:bottom;">PC</td> <td style="overflow:hidden;padding:0px 3px 0px 3px;vertical-align:bottom;"></td> <td data-sheets-value='{"1":2,"2":"Opal (D)"}' style="overflow:hidden;padding:0px 3px 0px 3px;vertical-align:bottom;">Opal (D)</td> <td data-sheets-numberformat='{"1":2,"2":"0.00","3":1}' data-sheets-value='{"1":3,"3":1.19}' style="overflow:hidden;padding:0px 3px 0px 3px;vertical-align:bottom;text-align:center;">1.19</td> <td data-sheets-numberformat='{"1":2,"2":"0","3":1}' data-sheets-value='{"1":3,"3":23.779999999999998}' style="overflow:hidden;padding:0px 3px 0px 3px;vertical-align:bottom;text-align:center;">24</td> <td data-sheets-numberformat='{"1":2,"2":"0","3":1}' data-sheets-value='{"1":3,"3":39.6}' style="overflow:hidden;padding:0px 3px 0px 3px;vertical-align:bottom;text-align:center;">40</td> <td data-sheets-value='{"1":3,"3":24}' style="border-right:1px solid #000000;overflow:hidden;padding:0px 3px 0px 3px;vertical-align:bottom;text-align:center;">24</td> </tr> <tr style="height:20px;"> <td style="border-left:1px solid #000000;overflow:hidden;padding:0px 3px 0px 3px;vertical-align:bottom;"></td> <td data-sheets-value='{"1":2,"2":"DW"}' style="overflow:hidden;padding:0px 3px 0px 3px;vertical-align:bottom;">DW</td> <td data-sheets-value='{"1":2,"2":"Clear (A/H)"}' style="overflow:hidden;padding:0px 3px 0px 3px;vertical-align:bottom;">Clear (A/H)</td> <td data-sheets-numberformat='{"1":2,"2":"0.00","3":1}' data-sheets-value='{"1":3,"3":0.98}' style="overflow:hidden;padding:0px 3px 0px 3px;vertical-align:bottom;text-align:center;">0.98</td> <td data-sheets-numberformat='{"1":2,"2":"0","3":1}' data-sheets-value='{"1":3,"3":32.39}' style="overflow:hidden;padding:0px 3px 0px 3px;vertical-align:bottom;text-align:center;">32</td> <td data-sheets-numberformat='{"1":2,"2":"0","3":1}' data-sheets-value='{"1":3,"3":47.52}' style="overflow:hidden;padding:0px 3px 0px 3px;vertical-align:bottom;text-align:center;">48</td> <td data-sheets-value='{"1":3,"3":26}' style="border-right:1px solid #000000;overflow:hidden;padding:0px 3px 0px 3px;vertical-align:bottom;text-align:center;">26</td> </tr> <tr style="height:20px;"> <td style="border-left:1px solid #000000;overflow:hidden;padding:0px 3px 0px 3px;vertical-align:bottom;"></td> <td style="overflow:hidden;padding:0px 3px 0px 3px;vertical-align:bottom;"></td> <td data-sheets-value='{"1":2,"2":"Clear (A/A)"}' style="overflow:hidden;padding:0px 3px 0px 3px;vertical-align:bottom;">Clear (A/A)</td> <td data-sheets-numberformat='{"1":2,"2":"0.00","3":1}' data-sheets-value='{"1":3,"3":0.98}' style="overflow:hidden;padding:0px 3px 0px 3px;vertical-align:bottom;text-align:center;">0.98</td> <td data-sheets-numberformat='{"1":2,"2":"0","3":1}' data-sheets-value='{"1":3,"3":31.569999999999997}' style="overflow:hidden;padding:0px 3px 0px 3px;vertical-align:bottom;text-align:center;">32</td> <td data-sheets-numberformat='{"1":2,"2":"0","3":1}' data-sheets-value='{"1":3,"3":45.54}' style="overflow:hidden;padding:0px 3px 0px 3px;vertical-align:bottom;text-align:center;">46</td> <td data-sheets-value='{"1":3,"3":26}' style="border-right:1px solid #000000;overflow:hidden;padding:0px 3px 0px 3px;vertical-align:bottom;text-align:center;">26</td> </tr> <tr style="height:20px;"> <td style="border-left:1px solid #000000;overflow:hidden;padding:0px 3px 0px 3px;vertical-align:bottom;"></td> <td style="overflow:hidden;padding:0px 3px 0px 3px;vertical-align:bottom;"></td> <td data-sheets-value='{"1":2,"2":"Opal (A/O)"}' style="overflow:hidden;padding:0px 3px 0px 3px;vertical-align:bottom;">Opal (A/O)</td> <td data-sheets-numberformat='{"1":2,"2":"0.00","3":1}' data-sheets-value='{"1":3,"3":0.98}' style="overflow:hidden;padding:0px 3px 0px 3px;vertical-align:bottom;text-align:center;">0.98</td> <td data-sheets-numberformat='{"1":2,"2":"0","3":1}' data-sheets-value='{"1":3,"3":29.93}' style="overflow:hidden;padding:0px 3px 0px 3px;vertical-align:bottom;text-align:center;">30</td> <td data-sheets-numberformat='{"1":2,"2":"0","3":1}' data-sheets-value='{"1":3,"3":41.580000000000005}' style="overflow:hidden;padding:0px 3px 0px 3px;vertical-align:bottom;text-align:center;">42</td> <td data-sheets-value='{"1":3,"3":26}' style="border-right:1px solid #000000;overflow:hidden;padding:0px 3px 0px 3px;vertical-align:bottom;text-align:center;">26</td> </tr> <tr style="height:20px;"> <td style="border-bottom:1px solid #000000;border-left:1px solid #000000;overflow:hidden;padding:0px 3px 0px 3px;vertical-align:bottom;"></td> <td style="border-bottom:1px solid #000000;overflow:hidden;padding:0px 3px 0px 3px;vertical-align:bottom;"></td> <td data-sheets-value='{"1":2,"2":"Opal (A/D)"}' style="border-bottom:1px solid #000000;overflow:hidden;padding:0px 3px 0px 3px;vertical-align:bottom;">Opal (A/D)</td> <td data-sheets-numberformat='{"1":2,"2":"0.00","3":1}' data-sheets-value='{"1":3,"3":0.98}' style="border-bottom:1px solid #000000;overflow:hidden;padding:0px 3px 0px 3px;vertical-align:bottom;text-align:center;">0.98</td> <td data-sheets-numberformat='{"1":2,"2":"0","3":1}' data-sheets-value='{"1":3,"3":20.91}' style="border-bottom:1px solid #000000;overflow:hidden;padding:0px 3px 0px 3px;vertical-align:bottom;text-align:center;">21</td> <td data-sheets-numberformat='{"1":2,"2":"0","3":1}' data-sheets-value='{"1":3,"3":33}' style="border-bottom:1px solid #000000;overflow:hidden;padding:0px 3px 0px 3px;vertical-align:bottom;text-align:center;">33</td> <td data-sheets-value='{"1":3,"3":26}' style="border-right:1px solid #000000;border-bottom:1px solid #000000;overflow:hidden;padding:0px 3px 0px 3px;vertical-align:bottom;text-align:center;">26</td> </tr> <tr style="height:20px;"> <td data-sheets-value='{"1":2,"2":"Polycarbonate"}' style="border-left:1px solid #000000;overflow:hidden;padding:0px 3px 0px 3px;vertical-align:bottom;">Polycarbonate</td> <td data-sheets-value='{"1":2,"2":"EW"}' style="overflow:hidden;padding:0px 3px 0px 3px;vertical-align:bottom;">EW</td> <td data-sheets-value='{"1":2,"2":"Heatstop Opal (T)"}' style="overflow:hidden;padding:0px 3px 0px 3px;vertical-align:bottom;">Heatstop Opal (T)</td> <td data-sheets-numberformat='{"1":2,"2":"0.00","3":1}' data-sheets-value='{"1":3,"3":1.19}' style="overflow:hidden;padding:0px 3px 0px 3px;vertical-align:bottom;text-align:center;">1.19</td> <td data-sheets-numberformat='{"1":2,"2":"0","3":1}' data-sheets-value='{"1":3,"3":20.09}' style="overflow:hidden;padding:0px 3px 0px 3px;vertical-align:bottom;text-align:center;">20</td> <td data-sheets-numberformat='{"1":2,"2":"0","3":1}' data-sheets-value='{"1":3,"3":38.940000000000005}' style="overflow:hidden;padding:0px 3px 0px 3px;vertical-align:bottom;text-align:center;">39</td> <td data-sheets-value='{"1":3,"3":24}' style="border-right:1px solid #000000;overflow:hidden;padding:0px 3px 0px 3px;vertical-align:bottom;text-align:center;">24</td> </tr> <tr style="height:20px;"> <td data-sheets-value='{"1":2,"2":"Heatstop PC"}' style="border-left:1px solid #000000;overflow:hidden;padding:0px 3px 0px 3px;vertical-align:bottom;">Heatstop PC</td> <td data-sheets-value='{"1":2,"2":"DW"}' style="overflow:hidden;padding:0px 3px 0px 3px;vertical-align:bottom;">DW</td> <td data-sheets-value='{"1":2,"2":"Clear (T/H)"}' style="overflow:hidden;padding:0px 3px 0px 3px;vertical-align:bottom;">Clear (T/H)</td> <td data-sheets-numberformat='{"1":2,"2":"0.00","3":1}' data-sheets-value='{"1":3,"3":0.98}' style="overflow:hidden;padding:0px 3px 0px 3px;vertical-align:bottom;text-align:center;">0.98</td> <td data-sheets-numberformat='{"1":2,"2":"0","3":1}' data-sheets-value='{"1":3,"3":18.04}' style="overflow:hidden;padding:0px 3px 0px 3px;vertical-align:bottom;text-align:center;">18</td> <td data-sheets-numberformat='{"1":2,"2":"0","3":1}' data-sheets-value='{"1":3,"3":33.660000000000004}' style="overflow:hidden;padding:0px 3px 0px 3px;vertical-align:bottom;text-align:center;">34</td> <td data-sheets-value='{"1":3,"3":26}' style="border-right:1px solid #000000;overflow:hidden;padding:0px 3px 0px 3px;vertical-align:bottom;text-align:center;">26</td> </tr> <tr style="height:20px;"> <td style="border-bottom:1px solid #000000;border-left:1px solid #000000;overflow:hidden;padding:0px 3px 0px 3px;vertical-align:bottom;"></td> <td style="border-bottom:1px solid #000000;overflow:hidden;padding:0px 3px 0px 3px;vertical-align:bottom;"></td> <td data-sheets-value='{"1":2,"2":"Opal (T/O)"}' style="border-bottom:1px solid #000000;overflow:hidden;padding:0px 3px 0px 3px;vertical-align:bottom;">Opal (T/O)</td> <td data-sheets-numberformat='{"1":2,"2":"0.00","3":1}' data-sheets-value='{"1":3,"3":0.98}' style="border-bottom:1px solid #000000;overflow:hidden;padding:0px 3px 0px 3px;vertical-align:bottom;text-align:center;">0.98</td> <td data-sheets-numberformat='{"1":2,"2":"0","3":1}' data-sheets-value='{"1":3,"3":16.81}' style="border-bottom:1px solid #000000;overflow:hidden;padding:0px 3px 0px 3px;vertical-align:bottom;text-align:center;">17</td> <td data-sheets-numberformat='{"1":2,"2":"0","3":1}' data-sheets-value='{"1":3,"3":29.700000000000003}' style="border-bottom:1px solid #000000;overflow:hidden;padding:0px 3px 0px 3px;vertical-align:bottom;text-align:center;">30</td> <td data-sheets-value='{"1":3,"3":26}' style="border-right:1px solid #000000;border-bottom:1px solid #000000;overflow:hidden;padding:0px 3px 0px 3px;vertical-align:bottom;text-align:center;">26</td> </tr> </tbody></table> | skylux-160-ce-met-koepel-en-pvc-opstand-30-20-met-lm-motor-en-pvc-raam-type-ep25-1200-x-1400-mm | 8586033889613 | 46872362877261
Smoke and heat exhaust (SHEV) | SHE system | Skylux | Skylux 160° CE with skylight and PVC curb 30/20 with LM-actuator and PVC frame type EP25 1200 x 1500 mm |  | 50432 | 5412970504320 | 5388.15 | Yes | 30-45 | 91.83 | 1200 x 1500 mm | 1500 | 1200 |  | PVC 30/20 (30 cm high & roof opening = 20 cm larger than daylight size) | Rectangular | 1.19 W/m²K - 0.98 W/m²K | 57% - 30% | 37% - 17% | 24dB - 26dB | 160° CE (for industry) | PVC frame EP25 | without spoiler | E | Single actuator | Maximum double-walled skylight possible for this product | Ut-value LT-value g-value Rw-value EN 1873 : 2014 EN ISO 13468 EN 16153 EN 410 EN 410 EN ISO 140-3 Material Walls Shells (W/m²K) (%) (%) (dB) Acrylic EW Clear (H) 1.19 37 57 24 PMMA Opal (O) 1.19 34 50 24 DW Clear (H/H) 0.98 33 50 26 Opal (O/O) 0.98 28 38 26 Polycarbonate EW Clear (A) 1.19 36 55 24 PC Opal (D) 1.19 24 40 24 DW Clear (A/H) 0.98 32 48 26 Clear (A/A) 0.98 32 46 26 Opal (A/O) 0.98 30 42 26 Opal (A/D) 0.98 21 33 26 Polycarbonate EW Heatstop Opal (T) 1.19 20 39 24 Heatstop PC DW Clear (T/H) 0.98 18 34 26 Opal (T/O) 0.98 17 30 26 | https://skylux.eu/en/products/skylux-160-ce-met-koepel-en-pvc-opstand-30-20-met-lm-motor-en-pvc-raam-type-ep25-1200-x-1500-mm | https://skylux.eu/cdn/shop/files/Skylux-160deg-CE-met-koepel-en-pvc-opstand-3020-met-LM-motor-en-pvc-raam-type-EP25-1200-x-1500-mm-RWA-systeem.jpg?v=1702980792&width=1600 | https://skylux.eu/cdn/shop/files/e5a82811-1bb0-48e4-a776-cacb59c7c092_74f643ed-ad61-4c03-9b15-ca805b85e679.jpg?v=1688551209&width=1600 | //skylux.eu/cdn/shop/files/E_MH_Mounting_instructions_Skylux_160_CE_LM.pdf?v=12406716259046007223 | //skylux.eu/cdn/shop/files/E_TD_Technical_File_Skylux_Skylux_160_CE_Electric.pdf?v=3667116872303399239 | <style type="text/css" id="isPasted"><!--td {border: 1px solid #cccccc;}br {mso-data-placement:same-cell;}--></style><table border="1" cellpadding="0" cellspacing="0" dir="ltr" style="table-layout:fixed;font-size:10pt;font-family:Arial;border-collapse:collapse;border:none;"><tbody> <tr style="height:20px;"> <td style="overflow:hidden;padding:0px 3px 0px 3px;vertical-align:bottom;"></td> <td style="overflow:hidden;padding:0px 3px 0px 3px;vertical-align:bottom;"></td> <td style="overflow:hidden;padding:0px 3px 0px 3px;vertical-align:bottom;"></td> <td data-sheets-value='{"1":2,"2":"Ut-value"}' style="overflow:hidden;padding:0px 3px 0px 3px;vertical-align:bottom;font-weight:bold;text-align:center;">Ut-value</td> <td data-sheets-value='{"1":2,"2":"LT-value"}' style="overflow:hidden;padding:0px 3px 0px 3px;vertical-align:bottom;font-weight:bold;text-align:center;">LT-value</td> <td data-sheets-value='{"1":2,"2":"g-value"}' style="overflow:hidden;padding:0px 3px 0px 3px;vertical-align:bottom;font-weight:bold;text-align:center;">g-value</td> <td data-sheets-value='{"1":2,"2":"Rw-value "}' style="overflow:hidden;padding:0px 3px 0px 3px;vertical-align:bottom;font-weight:bold;text-align:center;">Rw-value </td> </tr> <tr style="height:20px;"> <td style="overflow:hidden;padding:0px 3px 0px 3px;vertical-align:bottom;"></td> <td style="overflow:hidden;padding:0px 3px 0px 3px;vertical-align:bottom;"></td> <td style="overflow:hidden;padding:0px 3px 0px 3px;vertical-align:bottom;"></td> <td data-sheets-numberformat='{"1":2,"2":"0.00","3":1}' data-sheets-value='{"1":2,"2":"EN 1873 : 2014"}' style="overflow:hidden;padding:0px 3px 0px 3px;vertical-align:bottom;text-align:center;">EN 1873 : 2014</td> <td data-sheets-numberformat='{"1":2,"2":"0","3":1}' data-sheets-value='{"1":2,"2":"EN ISO 13468 EN 16153 EN 410"}' style="overflow:hidden;padding:0px 3px 0px 3px;vertical-align:bottom;text-align:center;">EN ISO 13468 EN 16153 EN 410</td> <td data-sheets-numberformat='{"1":2,"2":"0","3":1}' data-sheets-value='{"1":2,"2":"EN 410"}' style="overflow:hidden;padding:0px 3px 0px 3px;vertical-align:bottom;text-align:center;">EN 410</td> <td data-sheets-value='{"1":2,"2":"EN ISO 140-3\t\t"}' style="overflow:hidden;padding:0px 3px 0px 3px;vertical-align:bottom;text-align:center;">EN ISO 140-3 </td> </tr> <tr style="height:20px;"> <td data-sheets-value='{"1":2,"2":"Material"}' style="border-bottom:1px solid #000000;overflow:hidden;padding:0px 3px 0px 3px;vertical-align:bottom;background-color:#000000;font-weight:bold;color:#ffffff;">Material</td> <td data-sheets-value='{"1":2,"2":"Walls"}' style="border-bottom:1px solid #000000;overflow:hidden;padding:0px 3px 0px 3px;vertical-align:bottom;background-color:#000000;font-weight:bold;color:#ffffff;">Walls</td> <td data-sheets-value='{"1":2,"2":"Shells"}' style="border-bottom:1px solid #000000;overflow:hidden;padding:0px 3px 0px 3px;vertical-align:bottom;background-color:#000000;font-weight:bold;color:#ffffff;">Shells</td> <td data-sheets-numberformat='{"1":2,"2":"0.00","3":1}' data-sheets-value='{"1":2,"2":"(W/m²K)\t"}' style="border-bottom:1px solid #000000;overflow:hidden;padding:0px 3px 0px 3px;vertical-align:bottom;background-color:#000000;font-weight:bold;color:#ffffff;text-align:center;">(W/m²K) </td> <td data-sheets-numberformat='{"1":2,"2":"0","3":1}' data-sheets-value='{"1":2,"2":"(%)"}' style="border-bottom:1px solid #000000;overflow:hidden;padding:0px 3px 0px 3px;vertical-align:bottom;background-color:#000000;font-weight:bold;color:#ffffff;text-align:center;">(%)</td> <td data-sheets-numberformat='{"1":2,"2":"0","3":1}' data-sheets-value='{"1":2,"2":"(%)"}' style="border-bottom:1px solid #000000;overflow:hidden;padding:0px 3px 0px 3px;vertical-align:bottom;background-color:#000000;font-weight:bold;color:#ffffff;text-align:center;">(%)</td> <td data-sheets-value='{"1":2,"2":"(dB)"}' style="border-bottom:1px solid #000000;overflow:hidden;padding:0px 3px 0px 3px;vertical-align:bottom;background-color:#000000;font-weight:bold;color:#ffffff;text-align:center;">(dB)</td> </tr> <tr style="height:20px;"> <td data-sheets-value='{"1":2,"2":"Acrylic"}' style="border-left:1px solid #000000;overflow:hidden;padding:0px 3px 0px 3px;vertical-align:bottom;">Acrylic</td> <td data-sheets-value='{"1":2,"2":"EW"}' style="overflow:hidden;padding:0px 3px 0px 3px;vertical-align:bottom;">EW</td> <td data-sheets-value='{"1":2,"2":"Clear (H)"}' style="overflow:hidden;padding:0px 3px 0px 3px;vertical-align:bottom;">Clear (H)</td> <td data-sheets-numberformat='{"1":2,"2":"0.00","3":1}' data-sheets-value='{"1":3,"3":1.19}' style="overflow:hidden;padding:0px 3px 0px 3px;vertical-align:bottom;text-align:center;">1.19</td> <td data-sheets-numberformat='{"1":2,"2":"0","3":1}' data-sheets-value='{"1":3,"3":36.9}' style="overflow:hidden;padding:0px 3px 0px 3px;vertical-align:bottom;text-align:center;">37</td> <td data-sheets-numberformat='{"1":2,"2":"0","3":1}' data-sheets-value='{"1":3,"3":57.42}' style="overflow:hidden;padding:0px 3px 0px 3px;vertical-align:bottom;text-align:center;">57</td> <td data-sheets-value='{"1":3,"3":24}' style="border-right:1px solid #000000;overflow:hidden;padding:0px 3px 0px 3px;vertical-align:bottom;text-align:center;">24</td> </tr> <tr style="height:20px;"> <td data-sheets-value='{"1":2,"2":"PMMA"}' style="border-left:1px solid #000000;overflow:hidden;padding:0px 3px 0px 3px;vertical-align:bottom;">PMMA</td> <td style="overflow:hidden;padding:0px 3px 0px 3px;vertical-align:bottom;"></td> <td data-sheets-value='{"1":2,"2":"Opal (O)"}' style="overflow:hidden;padding:0px 3px 0px 3px;vertical-align:bottom;">Opal (O)</td> <td data-sheets-numberformat='{"1":2,"2":"0.00","3":1}' data-sheets-value='{"1":3,"3":1.19}' style="overflow:hidden;padding:0px 3px 0px 3px;vertical-align:bottom;text-align:center;">1.19</td> <td data-sheets-numberformat='{"1":2,"2":"0","3":1}' data-sheets-value='{"1":3,"3":34.03}' style="overflow:hidden;padding:0px 3px 0px 3px;vertical-align:bottom;text-align:center;">34</td> <td data-sheets-numberformat='{"1":2,"2":"0","3":1}' data-sheets-value='{"1":3,"3":50.160000000000004}' style="overflow:hidden;padding:0px 3px 0px 3px;vertical-align:bottom;text-align:center;">50</td> <td data-sheets-value='{"1":3,"3":24}' style="border-right:1px solid #000000;overflow:hidden;padding:0px 3px 0px 3px;vertical-align:bottom;text-align:center;">24</td> </tr> <tr style="height:20px;"> <td style="border-left:1px solid #000000;overflow:hidden;padding:0px 3px 0px 3px;vertical-align:bottom;"></td> <td data-sheets-value='{"1":2,"2":"DW"}' style="overflow:hidden;padding:0px 3px 0px 3px;vertical-align:bottom;">DW</td> <td data-sheets-value='{"1":2,"2":"Clear (H/H)"}' style="overflow:hidden;padding:0px 3px 0px 3px;vertical-align:bottom;">Clear (H/H)</td> <td data-sheets-numberformat='{"1":2,"2":"0.00","3":1}' data-sheets-value='{"1":3,"3":0.98}' style="overflow:hidden;padding:0px 3px 0px 3px;vertical-align:bottom;text-align:center;">0.98</td> <td data-sheets-numberformat='{"1":2,"2":"0","3":1}' data-sheets-value='{"1":3,"3":33.21}' style="overflow:hidden;padding:0px 3px 0px 3px;vertical-align:bottom;text-align:center;">33</td> <td data-sheets-numberformat='{"1":2,"2":"0","3":1}' data-sheets-value='{"1":3,"3":49.5}' style="overflow:hidden;padding:0px 3px 0px 3px;vertical-align:bottom;text-align:center;">50</td> <td data-sheets-value='{"1":3,"3":26}' style="border-right:1px solid #000000;overflow:hidden;padding:0px 3px 0px 3px;vertical-align:bottom;text-align:center;">26</td> </tr> <tr style="height:20px;"> <td style="border-bottom:1px solid #000000;border-left:1px solid #000000;overflow:hidden;padding:0px 3px 0px 3px;vertical-align:bottom;"></td> <td style="border-bottom:1px solid #000000;overflow:hidden;padding:0px 3px 0px 3px;vertical-align:bottom;"></td> <td data-sheets-value='{"1":2,"2":"Opal (O/O)"}' style="border-bottom:1px solid #000000;overflow:hidden;padding:0px 3px 0px 3px;vertical-align:bottom;">Opal (O/O)</td> <td data-sheets-numberformat='{"1":2,"2":"0.00","3":1}' data-sheets-value='{"1":3,"3":0.98}' style="border-bottom:1px solid #000000;overflow:hidden;padding:0px 3px 0px 3px;vertical-align:bottom;text-align:center;">0.98</td> <td data-sheets-numberformat='{"1":2,"2":"0","3":1}' data-sheets-value='{"1":3,"3":28.29}' style="border-bottom:1px solid #000000;overflow:hidden;padding:0px 3px 0px 3px;vertical-align:bottom;text-align:center;">28</td> <td data-sheets-numberformat='{"1":2,"2":"0","3":1}' data-sheets-value='{"1":3,"3":38.28}' style="border-bottom:1px solid #000000;overflow:hidden;padding:0px 3px 0px 3px;vertical-align:bottom;text-align:center;">38</td> <td data-sheets-value='{"1":3,"3":26}' style="border-right:1px solid #000000;border-bottom:1px solid #000000;overflow:hidden;padding:0px 3px 0px 3px;vertical-align:bottom;text-align:center;">26</td> </tr> <tr style="height:20px;"> <td data-sheets-value='{"1":2,"2":"Polycarbonate "}' style="border-left:1px solid #000000;overflow:hidden;padding:0px 3px 0px 3px;vertical-align:bottom;">Polycarbonate </td> <td data-sheets-value='{"1":2,"2":"EW"}' style="overflow:hidden;padding:0px 3px 0px 3px;vertical-align:bottom;">EW</td> <td data-sheets-value='{"1":2,"2":"Clear (A)"}' style="overflow:hidden;padding:0px 3px 0px 3px;vertical-align:bottom;">Clear (A)</td> <td data-sheets-numberformat='{"1":2,"2":"0.00","3":1}' data-sheets-value='{"1":3,"3":1.19}' style="overflow:hidden;padding:0px 3px 0px 3px;vertical-align:bottom;text-align:center;">1.19</td> <td data-sheets-numberformat='{"1":2,"2":"0","3":1}' data-sheets-value='{"1":3,"3":36.08}' style="overflow:hidden;padding:0px 3px 0px 3px;vertical-align:bottom;text-align:center;">36</td> <td data-sheets-numberformat='{"1":2,"2":"0","3":1}' data-sheets-value='{"1":3,"3":54.78}' style="overflow:hidden;padding:0px 3px 0px 3px;vertical-align:bottom;text-align:center;">55</td> <td data-sheets-value='{"1":3,"3":24}' style="border-right:1px solid #000000;overflow:hidden;padding:0px 3px 0px 3px;vertical-align:bottom;text-align:center;">24</td> </tr> <tr style="height:20px;"> <td data-sheets-value='{"1":2,"2":"PC"}' style="border-left:1px solid #000000;overflow:hidden;padding:0px 3px 0px 3px;vertical-align:bottom;">PC</td> <td style="overflow:hidden;padding:0px 3px 0px 3px;vertical-align:bottom;"></td> <td data-sheets-value='{"1":2,"2":"Opal (D)"}' style="overflow:hidden;padding:0px 3px 0px 3px;vertical-align:bottom;">Opal (D)</td> <td data-sheets-numberformat='{"1":2,"2":"0.00","3":1}' data-sheets-value='{"1":3,"3":1.19}' style="overflow:hidden;padding:0px 3px 0px 3px;vertical-align:bottom;text-align:center;">1.19</td> <td data-sheets-numberformat='{"1":2,"2":"0","3":1}' data-sheets-value='{"1":3,"3":23.779999999999998}' style="overflow:hidden;padding:0px 3px 0px 3px;vertical-align:bottom;text-align:center;">24</td> <td data-sheets-numberformat='{"1":2,"2":"0","3":1}' data-sheets-value='{"1":3,"3":39.6}' style="overflow:hidden;padding:0px 3px 0px 3px;vertical-align:bottom;text-align:center;">40</td> <td data-sheets-value='{"1":3,"3":24}' style="border-right:1px solid #000000;overflow:hidden;padding:0px 3px 0px 3px;vertical-align:bottom;text-align:center;">24</td> </tr> <tr style="height:20px;"> <td style="border-left:1px solid #000000;overflow:hidden;padding:0px 3px 0px 3px;vertical-align:bottom;"></td> <td data-sheets-value='{"1":2,"2":"DW"}' style="overflow:hidden;padding:0px 3px 0px 3px;vertical-align:bottom;">DW</td> <td data-sheets-value='{"1":2,"2":"Clear (A/H)"}' style="overflow:hidden;padding:0px 3px 0px 3px;vertical-align:bottom;">Clear (A/H)</td> <td data-sheets-numberformat='{"1":2,"2":"0.00","3":1}' data-sheets-value='{"1":3,"3":0.98}' style="overflow:hidden;padding:0px 3px 0px 3px;vertical-align:bottom;text-align:center;">0.98</td> <td data-sheets-numberformat='{"1":2,"2":"0","3":1}' data-sheets-value='{"1":3,"3":32.39}' style="overflow:hidden;padding:0px 3px 0px 3px;vertical-align:bottom;text-align:center;">32</td> <td data-sheets-numberformat='{"1":2,"2":"0","3":1}' data-sheets-value='{"1":3,"3":47.52}' style="overflow:hidden;padding:0px 3px 0px 3px;vertical-align:bottom;text-align:center;">48</td> <td data-sheets-value='{"1":3,"3":26}' style="border-right:1px solid #000000;overflow:hidden;padding:0px 3px 0px 3px;vertical-align:bottom;text-align:center;">26</td> </tr> <tr style="height:20px;"> <td style="border-left:1px solid #000000;overflow:hidden;padding:0px 3px 0px 3px;vertical-align:bottom;"></td> <td style="overflow:hidden;padding:0px 3px 0px 3px;vertical-align:bottom;"></td> <td data-sheets-value='{"1":2,"2":"Clear (A/A)"}' style="overflow:hidden;padding:0px 3px 0px 3px;vertical-align:bottom;">Clear (A/A)</td> <td data-sheets-numberformat='{"1":2,"2":"0.00","3":1}' data-sheets-value='{"1":3,"3":0.98}' style="overflow:hidden;padding:0px 3px 0px 3px;vertical-align:bottom;text-align:center;">0.98</td> <td data-sheets-numberformat='{"1":2,"2":"0","3":1}' data-sheets-value='{"1":3,"3":31.569999999999997}' style="overflow:hidden;padding:0px 3px 0px 3px;vertical-align:bottom;text-align:center;">32</td> <td data-sheets-numberformat='{"1":2,"2":"0","3":1}' data-sheets-value='{"1":3,"3":45.54}' style="overflow:hidden;padding:0px 3px 0px 3px;vertical-align:bottom;text-align:center;">46</td> <td data-sheets-value='{"1":3,"3":26}' style="border-right:1px solid #000000;overflow:hidden;padding:0px 3px 0px 3px;vertical-align:bottom;text-align:center;">26</td> </tr> <tr style="height:20px;"> <td style="border-left:1px solid #000000;overflow:hidden;padding:0px 3px 0px 3px;vertical-align:bottom;"></td> <td style="overflow:hidden;padding:0px 3px 0px 3px;vertical-align:bottom;"></td> <td data-sheets-value='{"1":2,"2":"Opal (A/O)"}' style="overflow:hidden;padding:0px 3px 0px 3px;vertical-align:bottom;">Opal (A/O)</td> <td data-sheets-numberformat='{"1":2,"2":"0.00","3":1}' data-sheets-value='{"1":3,"3":0.98}' style="overflow:hidden;padding:0px 3px 0px 3px;vertical-align:bottom;text-align:center;">0.98</td> <td data-sheets-numberformat='{"1":2,"2":"0","3":1}' data-sheets-value='{"1":3,"3":29.93}' style="overflow:hidden;padding:0px 3px 0px 3px;vertical-align:bottom;text-align:center;">30</td> <td data-sheets-numberformat='{"1":2,"2":"0","3":1}' data-sheets-value='{"1":3,"3":41.580000000000005}' style="overflow:hidden;padding:0px 3px 0px 3px;vertical-align:bottom;text-align:center;">42</td> <td data-sheets-value='{"1":3,"3":26}' style="border-right:1px solid #000000;overflow:hidden;padding:0px 3px 0px 3px;vertical-align:bottom;text-align:center;">26</td> </tr> <tr style="height:20px;"> <td style="border-bottom:1px solid #000000;border-left:1px solid #000000;overflow:hidden;padding:0px 3px 0px 3px;vertical-align:bottom;"></td> <td style="border-bottom:1px solid #000000;overflow:hidden;padding:0px 3px 0px 3px;vertical-align:bottom;"></td> <td data-sheets-value='{"1":2,"2":"Opal (A/D)"}' style="border-bottom:1px solid #000000;overflow:hidden;padding:0px 3px 0px 3px;vertical-align:bottom;">Opal (A/D)</td> <td data-sheets-numberformat='{"1":2,"2":"0.00","3":1}' data-sheets-value='{"1":3,"3":0.98}' style="border-bottom:1px solid #000000;overflow:hidden;padding:0px 3px 0px 3px;vertical-align:bottom;text-align:center;">0.98</td> <td data-sheets-numberformat='{"1":2,"2":"0","3":1}' data-sheets-value='{"1":3,"3":20.91}' style="border-bottom:1px solid #000000;overflow:hidden;padding:0px 3px 0px 3px;vertical-align:bottom;text-align:center;">21</td> <td data-sheets-numberformat='{"1":2,"2":"0","3":1}' data-sheets-value='{"1":3,"3":33}' style="border-bottom:1px solid #000000;overflow:hidden;padding:0px 3px 0px 3px;vertical-align:bottom;text-align:center;">33</td> <td data-sheets-value='{"1":3,"3":26}' style="border-right:1px solid #000000;border-bottom:1px solid #000000;overflow:hidden;padding:0px 3px 0px 3px;vertical-align:bottom;text-align:center;">26</td> </tr> <tr style="height:20px;"> <td data-sheets-value='{"1":2,"2":"Polycarbonate"}' style="border-left:1px solid #000000;overflow:hidden;padding:0px 3px 0px 3px;vertical-align:bottom;">Polycarbonate</td> <td data-sheets-value='{"1":2,"2":"EW"}' style="overflow:hidden;padding:0px 3px 0px 3px;vertical-align:bottom;">EW</td> <td data-sheets-value='{"1":2,"2":"Heatstop Opal (T)"}' style="overflow:hidden;padding:0px 3px 0px 3px;vertical-align:bottom;">Heatstop Opal (T)</td> <td data-sheets-numberformat='{"1":2,"2":"0.00","3":1}' data-sheets-value='{"1":3,"3":1.19}' style="overflow:hidden;padding:0px 3px 0px 3px;vertical-align:bottom;text-align:center;">1.19</td> <td data-sheets-numberformat='{"1":2,"2":"0","3":1}' data-sheets-value='{"1":3,"3":20.09}' style="overflow:hidden;padding:0px 3px 0px 3px;vertical-align:bottom;text-align:center;">20</td> <td data-sheets-numberformat='{"1":2,"2":"0","3":1}' data-sheets-value='{"1":3,"3":38.940000000000005}' style="overflow:hidden;padding:0px 3px 0px 3px;vertical-align:bottom;text-align:center;">39</td> <td data-sheets-value='{"1":3,"3":24}' style="border-right:1px solid #000000;overflow:hidden;padding:0px 3px 0px 3px;vertical-align:bottom;text-align:center;">24</td> </tr> <tr style="height:20px;"> <td data-sheets-value='{"1":2,"2":"Heatstop PC"}' style="border-left:1px solid #000000;overflow:hidden;padding:0px 3px 0px 3px;vertical-align:bottom;">Heatstop PC</td> <td data-sheets-value='{"1":2,"2":"DW"}' style="overflow:hidden;padding:0px 3px 0px 3px;vertical-align:bottom;">DW</td> <td data-sheets-value='{"1":2,"2":"Clear (T/H)"}' style="overflow:hidden;padding:0px 3px 0px 3px;vertical-align:bottom;">Clear (T/H)</td> <td data-sheets-numberformat='{"1":2,"2":"0.00","3":1}' data-sheets-value='{"1":3,"3":0.98}' style="overflow:hidden;padding:0px 3px 0px 3px;vertical-align:bottom;text-align:center;">0.98</td> <td data-sheets-numberformat='{"1":2,"2":"0","3":1}' data-sheets-value='{"1":3,"3":18.04}' style="overflow:hidden;padding:0px 3px 0px 3px;vertical-align:bottom;text-align:center;">18</td> <td data-sheets-numberformat='{"1":2,"2":"0","3":1}' data-sheets-value='{"1":3,"3":33.660000000000004}' style="overflow:hidden;padding:0px 3px 0px 3px;vertical-align:bottom;text-align:center;">34</td> <td data-sheets-value='{"1":3,"3":26}' style="border-right:1px solid #000000;overflow:hidden;padding:0px 3px 0px 3px;vertical-align:bottom;text-align:center;">26</td> </tr> <tr style="height:20px;"> <td style="border-bottom:1px solid #000000;border-left:1px solid #000000;overflow:hidden;padding:0px 3px 0px 3px;vertical-align:bottom;"></td> <td style="border-bottom:1px solid #000000;overflow:hidden;padding:0px 3px 0px 3px;vertical-align:bottom;"></td> <td data-sheets-value='{"1":2,"2":"Opal (T/O)"}' style="border-bottom:1px solid #000000;overflow:hidden;padding:0px 3px 0px 3px;vertical-align:bottom;">Opal (T/O)</td> <td data-sheets-numberformat='{"1":2,"2":"0.00","3":1}' data-sheets-value='{"1":3,"3":0.98}' style="border-bottom:1px solid #000000;overflow:hidden;padding:0px 3px 0px 3px;vertical-align:bottom;text-align:center;">0.98</td> <td data-sheets-numberformat='{"1":2,"2":"0","3":1}' data-sheets-value='{"1":3,"3":16.81}' style="border-bottom:1px solid #000000;overflow:hidden;padding:0px 3px 0px 3px;vertical-align:bottom;text-align:center;">17</td> <td data-sheets-numberformat='{"1":2,"2":"0","3":1}' data-sheets-value='{"1":3,"3":29.700000000000003}' style="border-bottom:1px solid #000000;overflow:hidden;padding:0px 3px 0px 3px;vertical-align:bottom;text-align:center;">30</td> <td data-sheets-value='{"1":3,"3":26}' style="border-right:1px solid #000000;border-bottom:1px solid #000000;overflow:hidden;padding:0px 3px 0px 3px;vertical-align:bottom;text-align:center;">26</td> </tr> </tbody></table> | skylux-160-ce-met-koepel-en-pvc-opstand-30-20-met-lm-motor-en-pvc-raam-type-ep25-1200-x-1500-mm | 8586033987917 | 46872363139405
Smoke and heat exhaust (SHEV) | SHE system | Skylux | Skylux 160° CE with skylight and PVC curb 30/20 with LM-actuator and PVC frame type EP25 1200 x 1800 mm |  | 50433 | 5412970504337 | 5712.45 | Yes | 30-45 | 107.22 | 1200 x 1800 mm | 1800 | 1200 |  | PVC 30/20 (30 cm high & roof opening = 20 cm larger than daylight size) | Rectangular | 1.19 W/m²K - 0.98 W/m²K | 57% - 30% | 37% - 17% | 24dB - 26dB | 160° CE (for industry) | PVC frame EP25 | without spoiler | E | Single actuator | Maximum double-walled skylight possible for this product | Ut-value LT-value g-value Rw-value EN 1873 : 2014 EN ISO 13468 EN 16153 EN 410 EN 410 EN ISO 140-3 Material Walls Shells (W/m²K) (%) (%) (dB) Acrylic EW Clear (H) 1.19 37 57 24 PMMA Opal (O) 1.19 34 50 24 DW Clear (H/H) 0.98 33 50 26 Opal (O/O) 0.98 28 38 26 Polycarbonate EW Clear (A) 1.19 36 55 24 PC Opal (D) 1.19 24 40 24 DW Clear (A/H) 0.98 32 48 26 Clear (A/A) 0.98 32 46 26 Opal (A/O) 0.98 30 42 26 Opal (A/D) 0.98 21 33 26 Polycarbonate EW Heatstop Opal (T) 1.19 20 39 24 Heatstop PC DW Clear (T/H) 0.98 18 34 26 Opal (T/O) 0.98 17 30 26 | https://skylux.eu/en/products/skylux-160-ce-met-koepel-en-pvc-opstand-30-20-met-lm-motor-en-pvc-raam-type-ep25-1200-x-1800-mm | https://skylux.eu/cdn/shop/files/Skylux-160deg-CE-met-koepel-en-pvc-opstand-3020-met-LM-motor-en-pvc-raam-type-EP25-1200-x-1800-mm-RWA-systeem.jpg?v=1702980798&width=1600 | https://skylux.eu/cdn/shop/files/e5a82811-1bb0-48e4-a776-cacb59c7c092_dfbd05de-2cea-46f1-88e5-d01bbe5d0d5e.jpg?v=1688551211&width=1600 | //skylux.eu/cdn/shop/files/E_MH_Mounting_instructions_Skylux_160_CE_LM.pdf?v=12406716259046007223 | //skylux.eu/cdn/shop/files/E_TD_Technical_File_Skylux_Skylux_160_CE_Electric.pdf?v=3667116872303399239 | <style type="text/css" id="isPasted"><!--td {border: 1px solid #cccccc;}br {mso-data-placement:same-cell;}--></style><table border="1" cellpadding="0" cellspacing="0" dir="ltr" style="table-layout:fixed;font-size:10pt;font-family:Arial;border-collapse:collapse;border:none;"><tbody> <tr style="height:20px;"> <td style="overflow:hidden;padding:0px 3px 0px 3px;vertical-align:bottom;"></td> <td style="overflow:hidden;padding:0px 3px 0px 3px;vertical-align:bottom;"></td> <td style="overflow:hidden;padding:0px 3px 0px 3px;vertical-align:bottom;"></td> <td data-sheets-value='{"1":2,"2":"Ut-value"}' style="overflow:hidden;padding:0px 3px 0px 3px;vertical-align:bottom;font-weight:bold;text-align:center;">Ut-value</td> <td data-sheets-value='{"1":2,"2":"LT-value"}' style="overflow:hidden;padding:0px 3px 0px 3px;vertical-align:bottom;font-weight:bold;text-align:center;">LT-value</td> <td data-sheets-value='{"1":2,"2":"g-value"}' style="overflow:hidden;padding:0px 3px 0px 3px;vertical-align:bottom;font-weight:bold;text-align:center;">g-value</td> <td data-sheets-value='{"1":2,"2":"Rw-value "}' style="overflow:hidden;padding:0px 3px 0px 3px;vertical-align:bottom;font-weight:bold;text-align:center;">Rw-value </td> </tr> <tr style="height:20px;"> <td style="overflow:hidden;padding:0px 3px 0px 3px;vertical-align:bottom;"></td> <td style="overflow:hidden;padding:0px 3px 0px 3px;vertical-align:bottom;"></td> <td style="overflow:hidden;padding:0px 3px 0px 3px;vertical-align:bottom;"></td> <td data-sheets-numberformat='{"1":2,"2":"0.00","3":1}' data-sheets-value='{"1":2,"2":"EN 1873 : 2014"}' style="overflow:hidden;padding:0px 3px 0px 3px;vertical-align:bottom;text-align:center;">EN 1873 : 2014</td> <td data-sheets-numberformat='{"1":2,"2":"0","3":1}' data-sheets-value='{"1":2,"2":"EN ISO 13468 EN 16153 EN 410"}' style="overflow:hidden;padding:0px 3px 0px 3px;vertical-align:bottom;text-align:center;">EN ISO 13468 EN 16153 EN 410</td> <td data-sheets-numberformat='{"1":2,"2":"0","3":1}' data-sheets-value='{"1":2,"2":"EN 410"}' style="overflow:hidden;padding:0px 3px 0px 3px;vertical-align:bottom;text-align:center;">EN 410</td> <td data-sheets-value='{"1":2,"2":"EN ISO 140-3\t\t"}' style="overflow:hidden;padding:0px 3px 0px 3px;vertical-align:bottom;text-align:center;">EN ISO 140-3 </td> </tr> <tr style="height:20px;"> <td data-sheets-value='{"1":2,"2":"Material"}' style="border-bottom:1px solid #000000;overflow:hidden;padding:0px 3px 0px 3px;vertical-align:bottom;background-color:#000000;font-weight:bold;color:#ffffff;">Material</td> <td data-sheets-value='{"1":2,"2":"Walls"}' style="border-bottom:1px solid #000000;overflow:hidden;padding:0px 3px 0px 3px;vertical-align:bottom;background-color:#000000;font-weight:bold;color:#ffffff;">Walls</td> <td data-sheets-value='{"1":2,"2":"Shells"}' style="border-bottom:1px solid #000000;overflow:hidden;padding:0px 3px 0px 3px;vertical-align:bottom;background-color:#000000;font-weight:bold;color:#ffffff;">Shells</td> <td data-sheets-numberformat='{"1":2,"2":"0.00","3":1}' data-sheets-value='{"1":2,"2":"(W/m²K)\t"}' style="border-bottom:1px solid #000000;overflow:hidden;padding:0px 3px 0px 3px;vertical-align:bottom;background-color:#000000;font-weight:bold;color:#ffffff;text-align:center;">(W/m²K) </td> <td data-sheets-numberformat='{"1":2,"2":"0","3":1}' data-sheets-value='{"1":2,"2":"(%)"}' style="border-bottom:1px solid #000000;overflow:hidden;padding:0px 3px 0px 3px;vertical-align:bottom;background-color:#000000;font-weight:bold;color:#ffffff;text-align:center;">(%)</td> <td data-sheets-numberformat='{"1":2,"2":"0","3":1}' data-sheets-value='{"1":2,"2":"(%)"}' style="border-bottom:1px solid #000000;overflow:hidden;padding:0px 3px 0px 3px;vertical-align:bottom;background-color:#000000;font-weight:bold;color:#ffffff;text-align:center;">(%)</td> <td data-sheets-value='{"1":2,"2":"(dB)"}' style="border-bottom:1px solid #000000;overflow:hidden;padding:0px 3px 0px 3px;vertical-align:bottom;background-color:#000000;font-weight:bold;color:#ffffff;text-align:center;">(dB)</td> </tr> <tr style="height:20px;"> <td data-sheets-value='{"1":2,"2":"Acrylic"}' style="border-left:1px solid #000000;overflow:hidden;padding:0px 3px 0px 3px;vertical-align:bottom;">Acrylic</td> <td data-sheets-value='{"1":2,"2":"EW"}' style="overflow:hidden;padding:0px 3px 0px 3px;vertical-align:bottom;">EW</td> <td data-sheets-value='{"1":2,"2":"Clear (H)"}' style="overflow:hidden;padding:0px 3px 0px 3px;vertical-align:bottom;">Clear (H)</td> <td data-sheets-numberformat='{"1":2,"2":"0.00","3":1}' data-sheets-value='{"1":3,"3":1.19}' style="overflow:hidden;padding:0px 3px 0px 3px;vertical-align:bottom;text-align:center;">1.19</td> <td data-sheets-numberformat='{"1":2,"2":"0","3":1}' data-sheets-value='{"1":3,"3":36.9}' style="overflow:hidden;padding:0px 3px 0px 3px;vertical-align:bottom;text-align:center;">37</td> <td data-sheets-numberformat='{"1":2,"2":"0","3":1}' data-sheets-value='{"1":3,"3":57.42}' style="overflow:hidden;padding:0px 3px 0px 3px;vertical-align:bottom;text-align:center;">57</td> <td data-sheets-value='{"1":3,"3":24}' style="border-right:1px solid #000000;overflow:hidden;padding:0px 3px 0px 3px;vertical-align:bottom;text-align:center;">24</td> </tr> <tr style="height:20px;"> <td data-sheets-value='{"1":2,"2":"PMMA"}' style="border-left:1px solid #000000;overflow:hidden;padding:0px 3px 0px 3px;vertical-align:bottom;">PMMA</td> <td style="overflow:hidden;padding:0px 3px 0px 3px;vertical-align:bottom;"></td> <td data-sheets-value='{"1":2,"2":"Opal (O)"}' style="overflow:hidden;padding:0px 3px 0px 3px;vertical-align:bottom;">Opal (O)</td> <td data-sheets-numberformat='{"1":2,"2":"0.00","3":1}' data-sheets-value='{"1":3,"3":1.19}' style="overflow:hidden;padding:0px 3px 0px 3px;vertical-align:bottom;text-align:center;">1.19</td> <td data-sheets-numberformat='{"1":2,"2":"0","3":1}' data-sheets-value='{"1":3,"3":34.03}' style="overflow:hidden;padding:0px 3px 0px 3px;vertical-align:bottom;text-align:center;">34</td> <td data-sheets-numberformat='{"1":2,"2":"0","3":1}' data-sheets-value='{"1":3,"3":50.160000000000004}' style="overflow:hidden;padding:0px 3px 0px 3px;vertical-align:bottom;text-align:center;">50</td> <td data-sheets-value='{"1":3,"3":24}' style="border-right:1px solid #000000;overflow:hidden;padding:0px 3px 0px 3px;vertical-align:bottom;text-align:center;">24</td> </tr> <tr style="height:20px;"> <td style="border-left:1px solid #000000;overflow:hidden;padding:0px 3px 0px 3px;vertical-align:bottom;"></td> <td data-sheets-value='{"1":2,"2":"DW"}' style="overflow:hidden;padding:0px 3px 0px 3px;vertical-align:bottom;">DW</td> <td data-sheets-value='{"1":2,"2":"Clear (H/H)"}' style="overflow:hidden;padding:0px 3px 0px 3px;vertical-align:bottom;">Clear (H/H)</td> <td data-sheets-numberformat='{"1":2,"2":"0.00","3":1}' data-sheets-value='{"1":3,"3":0.98}' style="overflow:hidden;padding:0px 3px 0px 3px;vertical-align:bottom;text-align:center;">0.98</td> <td data-sheets-numberformat='{"1":2,"2":"0","3":1}' data-sheets-value='{"1":3,"3":33.21}' style="overflow:hidden;padding:0px 3px 0px 3px;vertical-align:bottom;text-align:center;">33</td> <td data-sheets-numberformat='{"1":2,"2":"0","3":1}' data-sheets-value='{"1":3,"3":49.5}' style="overflow:hidden;padding:0px 3px 0px 3px;vertical-align:bottom;text-align:center;">50</td> <td data-sheets-value='{"1":3,"3":26}' style="border-right:1px solid #000000;overflow:hidden;padding:0px 3px 0px 3px;vertical-align:bottom;text-align:center;">26</td> </tr> <tr style="height:20px;"> <td style="border-bottom:1px solid #000000;border-left:1px solid #000000;overflow:hidden;padding:0px 3px 0px 3px;vertical-align:bottom;"></td> <td style="border-bottom:1px solid #000000;overflow:hidden;padding:0px 3px 0px 3px;vertical-align:bottom;"></td> <td data-sheets-value='{"1":2,"2":"Opal (O/O)"}' style="border-bottom:1px solid #000000;overflow:hidden;padding:0px 3px 0px 3px;vertical-align:bottom;">Opal (O/O)</td> <td data-sheets-numberformat='{"1":2,"2":"0.00","3":1}' data-sheets-value='{"1":3,"3":0.98}' style="border-bottom:1px solid #000000;overflow:hidden;padding:0px 3px 0px 3px;vertical-align:bottom;text-align:center;">0.98</td> <td data-sheets-numberformat='{"1":2,"2":"0","3":1}' data-sheets-value='{"1":3,"3":28.29}' style="border-bottom:1px solid #000000;overflow:hidden;padding:0px 3px 0px 3px;vertical-align:bottom;text-align:center;">28</td> <td data-sheets-numberformat='{"1":2,"2":"0","3":1}' data-sheets-value='{"1":3,"3":38.28}' style="border-bottom:1px solid #000000;overflow:hidden;padding:0px 3px 0px 3px;vertical-align:bottom;text-align:center;">38</td> <td data-sheets-value='{"1":3,"3":26}' style="border-right:1px solid #000000;border-bottom:1px solid #000000;overflow:hidden;padding:0px 3px 0px 3px;vertical-align:bottom;text-align:center;">26</td> </tr> <tr style="height:20px;"> <td data-sheets-value='{"1":2,"2":"Polycarbonate "}' style="border-left:1px solid #000000;overflow:hidden;padding:0px 3px 0px 3px;vertical-align:bottom;">Polycarbonate </td> <td data-sheets-value='{"1":2,"2":"EW"}' style="overflow:hidden;padding:0px 3px 0px 3px;vertical-align:bottom;">EW</td> <td data-sheets-value='{"1":2,"2":"Clear (A)"}' style="overflow:hidden;padding:0px 3px 0px 3px;vertical-align:bottom;">Clear (A)</td> <td data-sheets-numberformat='{"1":2,"2":"0.00","3":1}' data-sheets-value='{"1":3,"3":1.19}' style="overflow:hidden;padding:0px 3px 0px 3px;vertical-align:bottom;text-align:center;">1.19</td> <td data-sheets-numberformat='{"1":2,"2":"0","3":1}' data-sheets-value='{"1":3,"3":36.08}' style="overflow:hidden;padding:0px 3px 0px 3px;vertical-align:bottom;text-align:center;">36</td> <td data-sheets-numberformat='{"1":2,"2":"0","3":1}' data-sheets-value='{"1":3,"3":54.78}' style="overflow:hidden;padding:0px 3px 0px 3px;vertical-align:bottom;text-align:center;">55</td> <td data-sheets-value='{"1":3,"3":24}' style="border-right:1px solid #000000;overflow:hidden;padding:0px 3px 0px 3px;vertical-align:bottom;text-align:center;">24</td> </tr> <tr style="height:20px;"> <td data-sheets-value='{"1":2,"2":"PC"}' style="border-left:1px solid #000000;overflow:hidden;padding:0px 3px 0px 3px;vertical-align:bottom;">PC</td> <td style="overflow:hidden;padding:0px 3px 0px 3px;vertical-align:bottom;"></td> <td data-sheets-value='{"1":2,"2":"Opal (D)"}' style="overflow:hidden;padding:0px 3px 0px 3px;vertical-align:bottom;">Opal (D)</td> <td data-sheets-numberformat='{"1":2,"2":"0.00","3":1}' data-sheets-value='{"1":3,"3":1.19}' style="overflow:hidden;padding:0px 3px 0px 3px;vertical-align:bottom;text-align:center;">1.19</td> <td data-sheets-numberformat='{"1":2,"2":"0","3":1}' data-sheets-value='{"1":3,"3":23.779999999999998}' style="overflow:hidden;padding:0px 3px 0px 3px;vertical-align:bottom;text-align:center;">24</td> <td data-sheets-numberformat='{"1":2,"2":"0","3":1}' data-sheets-value='{"1":3,"3":39.6}' style="overflow:hidden;padding:0px 3px 0px 3px;vertical-align:bottom;text-align:center;">40</td> <td data-sheets-value='{"1":3,"3":24}' style="border-right:1px solid #000000;overflow:hidden;padding:0px 3px 0px 3px;vertical-align:bottom;text-align:center;">24</td> </tr> <tr style="height:20px;"> <td style="border-left:1px solid #000000;overflow:hidden;padding:0px 3px 0px 3px;vertical-align:bottom;"></td> <td data-sheets-value='{"1":2,"2":"DW"}' style="overflow:hidden;padding:0px 3px 0px 3px;vertical-align:bottom;">DW</td> <td data-sheets-value='{"1":2,"2":"Clear (A/H)"}' style="overflow:hidden;padding:0px 3px 0px 3px;vertical-align:bottom;">Clear (A/H)</td> <td data-sheets-numberformat='{"1":2,"2":"0.00","3":1}' data-sheets-value='{"1":3,"3":0.98}' style="overflow:hidden;padding:0px 3px 0px 3px;vertical-align:bottom;text-align:center;">0.98</td> <td data-sheets-numberformat='{"1":2,"2":"0","3":1}' data-sheets-value='{"1":3,"3":32.39}' style="overflow:hidden;padding:0px 3px 0px 3px;vertical-align:bottom;text-align:center;">32</td> <td data-sheets-numberformat='{"1":2,"2":"0","3":1}' data-sheets-value='{"1":3,"3":47.52}' style="overflow:hidden;padding:0px 3px 0px 3px;vertical-align:bottom;text-align:center;">48</td> <td data-sheets-value='{"1":3,"3":26}' style="border-right:1px solid #000000;overflow:hidden;padding:0px 3px 0px 3px;vertical-align:bottom;text-align:center;">26</td> </tr> <tr style="height:20px;"> <td style="border-left:1px solid #000000;overflow:hidden;padding:0px 3px 0px 3px;vertical-align:bottom;"></td> <td style="overflow:hidden;padding:0px 3px 0px 3px;vertical-align:bottom;"></td> <td data-sheets-value='{"1":2,"2":"Clear (A/A)"}' style="overflow:hidden;padding:0px 3px 0px 3px;vertical-align:bottom;">Clear (A/A)</td> <td data-sheets-numberformat='{"1":2,"2":"0.00","3":1}' data-sheets-value='{"1":3,"3":0.98}' style="overflow:hidden;padding:0px 3px 0px 3px;vertical-align:bottom;text-align:center;">0.98</td> <td data-sheets-numberformat='{"1":2,"2":"0","3":1}' data-sheets-value='{"1":3,"3":31.569999999999997}' style="overflow:hidden;padding:0px 3px 0px 3px;vertical-align:bottom;text-align:center;">32</td> <td data-sheets-numberformat='{"1":2,"2":"0","3":1}' data-sheets-value='{"1":3,"3":45.54}' style="overflow:hidden;padding:0px 3px 0px 3px;vertical-align:bottom;text-align:center;">46</td> <td data-sheets-value='{"1":3,"3":26}' style="border-right:1px solid #000000;overflow:hidden;padding:0px 3px 0px 3px;vertical-align:bottom;text-align:center;">26</td> </tr> <tr style="height:20px;"> <td style="border-left:1px solid #000000;overflow:hidden;padding:0px 3px 0px 3px;vertical-align:bottom;"></td> <td style="overflow:hidden;padding:0px 3px 0px 3px;vertical-align:bottom;"></td> <td data-sheets-value='{"1":2,"2":"Opal (A/O)"}' style="overflow:hidden;padding:0px 3px 0px 3px;vertical-align:bottom;">Opal (A/O)</td> <td data-sheets-numberformat='{"1":2,"2":"0.00","3":1}' data-sheets-value='{"1":3,"3":0.98}' style="overflow:hidden;padding:0px 3px 0px 3px;vertical-align:bottom;text-align:center;">0.98</td> <td data-sheets-numberformat='{"1":2,"2":"0","3":1}' data-sheets-value='{"1":3,"3":29.93}' style="overflow:hidden;padding:0px 3px 0px 3px;vertical-align:bottom;text-align:center;">30</td> <td data-sheets-numberformat='{"1":2,"2":"0","3":1}' data-sheets-value='{"1":3,"3":41.580000000000005}' style="overflow:hidden;padding:0px 3px 0px 3px;vertical-align:bottom;text-align:center;">42</td> <td data-sheets-value='{"1":3,"3":26}' style="border-right:1px solid #000000;overflow:hidden;padding:0px 3px 0px 3px;vertical-align:bottom;text-align:center;">26</td> </tr> <tr style="height:20px;"> <td style="border-bottom:1px solid #000000;border-left:1px solid #000000;overflow:hidden;padding:0px 3px 0px 3px;vertical-align:bottom;"></td> <td style="border-bottom:1px solid #000000;overflow:hidden;padding:0px 3px 0px 3px;vertical-align:bottom;"></td> <td data-sheets-value='{"1":2,"2":"Opal (A/D)"}' style="border-bottom:1px solid #000000;overflow:hidden;padding:0px 3px 0px 3px;vertical-align:bottom;">Opal (A/D)</td> <td data-sheets-numberformat='{"1":2,"2":"0.00","3":1}' data-sheets-value='{"1":3,"3":0.98}' style="border-bottom:1px solid #000000;overflow:hidden;padding:0px 3px 0px 3px;vertical-align:bottom;text-align:center;">0.98</td> <td data-sheets-numberformat='{"1":2,"2":"0","3":1}' data-sheets-value='{"1":3,"3":20.91}' style="border-bottom:1px solid #000000;overflow:hidden;padding:0px 3px 0px 3px;vertical-align:bottom;text-align:center;">21</td> <td data-sheets-numberformat='{"1":2,"2":"0","3":1}' data-sheets-value='{"1":3,"3":33}' style="border-bottom:1px solid #000000;overflow:hidden;padding:0px 3px 0px 3px;vertical-align:bottom;text-align:center;">33</td> <td data-sheets-value='{"1":3,"3":26}' style="border-right:1px solid #000000;border-bottom:1px solid #000000;overflow:hidden;padding:0px 3px 0px 3px;vertical-align:bottom;text-align:center;">26</td> </tr> <tr style="height:20px;"> <td data-sheets-value='{"1":2,"2":"Polycarbonate"}' style="border-left:1px solid #000000;overflow:hidden;padding:0px 3px 0px 3px;vertical-align:bottom;">Polycarbonate</td> <td data-sheets-value='{"1":2,"2":"EW"}' style="overflow:hidden;padding:0px 3px 0px 3px;vertical-align:bottom;">EW</td> <td data-sheets-value='{"1":2,"2":"Heatstop Opal (T)"}' style="overflow:hidden;padding:0px 3px 0px 3px;vertical-align:bottom;">Heatstop Opal (T)</td> <td data-sheets-numberformat='{"1":2,"2":"0.00","3":1}' data-sheets-value='{"1":3,"3":1.19}' style="overflow:hidden;padding:0px 3px 0px 3px;vertical-align:bottom;text-align:center;">1.19</td> <td data-sheets-numberformat='{"1":2,"2":"0","3":1}' data-sheets-value='{"1":3,"3":20.09}' style="overflow:hidden;padding:0px 3px 0px 3px;vertical-align:bottom;text-align:center;">20</td> <td data-sheets-numberformat='{"1":2,"2":"0","3":1}' data-sheets-value='{"1":3,"3":38.940000000000005}' style="overflow:hidden;padding:0px 3px 0px 3px;vertical-align:bottom;text-align:center;">39</td> <td data-sheets-value='{"1":3,"3":24}' style="border-right:1px solid #000000;overflow:hidden;padding:0px 3px 0px 3px;vertical-align:bottom;text-align:center;">24</td> </tr> <tr style="height:20px;"> <td data-sheets-value='{"1":2,"2":"Heatstop PC"}' style="border-left:1px solid #000000;overflow:hidden;padding:0px 3px 0px 3px;vertical-align:bottom;">Heatstop PC</td> <td data-sheets-value='{"1":2,"2":"DW"}' style="overflow:hidden;padding:0px 3px 0px 3px;vertical-align:bottom;">DW</td> <td data-sheets-value='{"1":2,"2":"Clear (T/H)"}' style="overflow:hidden;padding:0px 3px 0px 3px;vertical-align:bottom;">Clear (T/H)</td> <td data-sheets-numberformat='{"1":2,"2":"0.00","3":1}' data-sheets-value='{"1":3,"3":0.98}' style="overflow:hidden;padding:0px 3px 0px 3px;vertical-align:bottom;text-align:center;">0.98</td> <td data-sheets-numberformat='{"1":2,"2":"0","3":1}' data-sheets-value='{"1":3,"3":18.04}' style="overflow:hidden;padding:0px 3px 0px 3px;vertical-align:bottom;text-align:center;">18</td> <td data-sheets-numberformat='{"1":2,"2":"0","3":1}' data-sheets-value='{"1":3,"3":33.660000000000004}' style="overflow:hidden;padding:0px 3px 0px 3px;vertical-align:bottom;text-align:center;">34</td> <td data-sheets-value='{"1":3,"3":26}' style="border-right:1px solid #000000;overflow:hidden;padding:0px 3px 0px 3px;vertical-align:bottom;text-align:center;">26</td> </tr> <tr style="height:20px;"> <td style="border-bottom:1px solid #000000;border-left:1px solid #000000;overflow:hidden;padding:0px 3px 0px 3px;vertical-align:bottom;"></td> <td style="border-bottom:1px solid #000000;overflow:hidden;padding:0px 3px 0px 3px;vertical-align:bottom;"></td> <td data-sheets-value='{"1":2,"2":"Opal (T/O)"}' style="border-bottom:1px solid #000000;overflow:hidden;padding:0px 3px 0px 3px;vertical-align:bottom;">Opal (T/O)</td> <td data-sheets-numberformat='{"1":2,"2":"0.00","3":1}' data-sheets-value='{"1":3,"3":0.98}' style="border-bottom:1px solid #000000;overflow:hidden;padding:0px 3px 0px 3px;vertical-align:bottom;text-align:center;">0.98</td> <td data-sheets-numberformat='{"1":2,"2":"0","3":1}' data-sheets-value='{"1":3,"3":16.81}' style="border-bottom:1px solid #000000;overflow:hidden;padding:0px 3px 0px 3px;vertical-align:bottom;text-align:center;">17</td> <td data-sheets-numberformat='{"1":2,"2":"0","3":1}' data-sheets-value='{"1":3,"3":29.700000000000003}' style="border-bottom:1px solid #000000;overflow:hidden;padding:0px 3px 0px 3px;vertical-align:bottom;text-align:center;">30</td> <td data-sheets-value='{"1":3,"3":26}' style="border-right:1px solid #000000;border-bottom:1px solid #000000;overflow:hidden;padding:0px 3px 0px 3px;vertical-align:bottom;text-align:center;">26</td> </tr> </tbody></table> | skylux-160-ce-met-koepel-en-pvc-opstand-30-20-met-lm-motor-en-pvc-raam-type-ep25-1200-x-1800-mm | 8586034053453 | 46872363237709
Smoke and heat exhaust (SHEV) | SHE system | Skylux | Skylux 160° CE with skylight and PVC curb 30/20 with LM-actuator and PVC frame type EP25 1200 x 2100 mm |  | 50434 | 5412970504344 | 6238.8 | Yes | 30-45 | 110.83 | 1200 x 2100 mm | 2100 | 1200 |  | PVC 30/20 (30 cm high & roof opening = 20 cm larger than daylight size) | Rectangular | 1.19 W/m²K - 0.98 W/m²K | 57% - 30% | 37% - 17% | 24dB - 26dB | 160° CE (for industry) | PVC frame EP25 | without spoiler | E | Single actuator | Maximum double-walled skylight possible for this product | Ut-value LT-value g-value Rw-value EN 1873 : 2014 EN ISO 13468 EN 16153 EN 410 EN 410 EN ISO 140-3 Material Walls Shells (W/m²K) (%) (%) (dB) Acrylic EW Clear (H) 1.19 37 57 24 PMMA Opal (O) 1.19 34 50 24 DW Clear (H/H) 0.98 33 50 26 Opal (O/O) 0.98 28 38 26 Polycarbonate EW Clear (A) 1.19 36 55 24 PC Opal (D) 1.19 24 40 24 DW Clear (A/H) 0.98 32 48 26 Clear (A/A) 0.98 32 46 26 Opal (A/O) 0.98 30 42 26 Opal (A/D) 0.98 21 33 26 Polycarbonate EW Heatstop Opal (T) 1.19 20 39 24 Heatstop PC DW Clear (T/H) 0.98 18 34 26 Opal (T/O) 0.98 17 30 26 | https://skylux.eu/en/products/skylux-160-ce-met-koepel-en-pvc-opstand-30-20-met-lm-motor-en-pvc-raam-type-ep25-1200-x-2100-mm | https://skylux.eu/cdn/shop/files/Skylux-160deg-CE-met-koepel-en-pvc-opstand-3020-met-LM-motor-en-pvc-raam-type-EP25-1200-x-2100-mm-RWA-systeem.jpg?v=1702980803&width=1600 | https://skylux.eu/cdn/shop/files/e5a82811-1bb0-48e4-a776-cacb59c7c092_c49e3b4b-508c-4fa5-81c5-ea697ad79b53.jpg?v=1688551212&width=1600 | //skylux.eu/cdn/shop/files/E_MH_Mounting_instructions_Skylux_160_CE_LM.pdf?v=12406716259046007223 | //skylux.eu/cdn/shop/files/E_TD_Technical_File_Skylux_Skylux_160_CE_Electric.pdf?v=3667116872303399239 | <style type="text/css" id="isPasted"><!--td {border: 1px solid #cccccc;}br {mso-data-placement:same-cell;}--></style><table border="1" cellpadding="0" cellspacing="0" dir="ltr" style="table-layout:fixed;font-size:10pt;font-family:Arial;border-collapse:collapse;border:none;"><tbody> <tr style="height:20px;"> <td style="overflow:hidden;padding:0px 3px 0px 3px;vertical-align:bottom;"></td> <td style="overflow:hidden;padding:0px 3px 0px 3px;vertical-align:bottom;"></td> <td style="overflow:hidden;padding:0px 3px 0px 3px;vertical-align:bottom;"></td> <td data-sheets-value='{"1":2,"2":"Ut-value"}' style="overflow:hidden;padding:0px 3px 0px 3px;vertical-align:bottom;font-weight:bold;text-align:center;">Ut-value</td> <td data-sheets-value='{"1":2,"2":"LT-value"}' style="overflow:hidden;padding:0px 3px 0px 3px;vertical-align:bottom;font-weight:bold;text-align:center;">LT-value</td> <td data-sheets-value='{"1":2,"2":"g-value"}' style="overflow:hidden;padding:0px 3px 0px 3px;vertical-align:bottom;font-weight:bold;text-align:center;">g-value</td> <td data-sheets-value='{"1":2,"2":"Rw-value "}' style="overflow:hidden;padding:0px 3px 0px 3px;vertical-align:bottom;font-weight:bold;text-align:center;">Rw-value </td> </tr> <tr style="height:20px;"> <td style="overflow:hidden;padding:0px 3px 0px 3px;vertical-align:bottom;"></td> <td style="overflow:hidden;padding:0px 3px 0px 3px;vertical-align:bottom;"></td> <td style="overflow:hidden;padding:0px 3px 0px 3px;vertical-align:bottom;"></td> <td data-sheets-numberformat='{"1":2,"2":"0.00","3":1}' data-sheets-value='{"1":2,"2":"EN 1873 : 2014"}' style="overflow:hidden;padding:0px 3px 0px 3px;vertical-align:bottom;text-align:center;">EN 1873 : 2014</td> <td data-sheets-numberformat='{"1":2,"2":"0","3":1}' data-sheets-value='{"1":2,"2":"EN ISO 13468 EN 16153 EN 410"}' style="overflow:hidden;padding:0px 3px 0px 3px;vertical-align:bottom;text-align:center;">EN ISO 13468 EN 16153 EN 410</td> <td data-sheets-numberformat='{"1":2,"2":"0","3":1}' data-sheets-value='{"1":2,"2":"EN 410"}' style="overflow:hidden;padding:0px 3px 0px 3px;vertical-align:bottom;text-align:center;">EN 410</td> <td data-sheets-value='{"1":2,"2":"EN ISO 140-3\t\t"}' style="overflow:hidden;padding:0px 3px 0px 3px;vertical-align:bottom;text-align:center;">EN ISO 140-3 </td> </tr> <tr style="height:20px;"> <td data-sheets-value='{"1":2,"2":"Material"}' style="border-bottom:1px solid #000000;overflow:hidden;padding:0px 3px 0px 3px;vertical-align:bottom;background-color:#000000;font-weight:bold;color:#ffffff;">Material</td> <td data-sheets-value='{"1":2,"2":"Walls"}' style="border-bottom:1px solid #000000;overflow:hidden;padding:0px 3px 0px 3px;vertical-align:bottom;background-color:#000000;font-weight:bold;color:#ffffff;">Walls</td> <td data-sheets-value='{"1":2,"2":"Shells"}' style="border-bottom:1px solid #000000;overflow:hidden;padding:0px 3px 0px 3px;vertical-align:bottom;background-color:#000000;font-weight:bold;color:#ffffff;">Shells</td> <td data-sheets-numberformat='{"1":2,"2":"0.00","3":1}' data-sheets-value='{"1":2,"2":"(W/m²K)\t"}' style="border-bottom:1px solid #000000;overflow:hidden;padding:0px 3px 0px 3px;vertical-align:bottom;background-color:#000000;font-weight:bold;color:#ffffff;text-align:center;">(W/m²K) </td> <td data-sheets-numberformat='{"1":2,"2":"0","3":1}' data-sheets-value='{"1":2,"2":"(%)"}' style="border-bottom:1px solid #000000;overflow:hidden;padding:0px 3px 0px 3px;vertical-align:bottom;background-color:#000000;font-weight:bold;color:#ffffff;text-align:center;">(%)</td> <td data-sheets-numberformat='{"1":2,"2":"0","3":1}' data-sheets-value='{"1":2,"2":"(%)"}' style="border-bottom:1px solid #000000;overflow:hidden;padding:0px 3px 0px 3px;vertical-align:bottom;background-color:#000000;font-weight:bold;color:#ffffff;text-align:center;">(%)</td> <td data-sheets-value='{"1":2,"2":"(dB)"}' style="border-bottom:1px solid #000000;overflow:hidden;padding:0px 3px 0px 3px;vertical-align:bottom;background-color:#000000;font-weight:bold;color:#ffffff;text-align:center;">(dB)</td> </tr> <tr style="height:20px;"> <td data-sheets-value='{"1":2,"2":"Acrylic"}' style="border-left:1px solid #000000;overflow:hidden;padding:0px 3px 0px 3px;vertical-align:bottom;">Acrylic</td> <td data-sheets-value='{"1":2,"2":"EW"}' style="overflow:hidden;padding:0px 3px 0px 3px;vertical-align:bottom;">EW</td> <td data-sheets-value='{"1":2,"2":"Clear (H)"}' style="overflow:hidden;padding:0px 3px 0px 3px;vertical-align:bottom;">Clear (H)</td> <td data-sheets-numberformat='{"1":2,"2":"0.00","3":1}' data-sheets-value='{"1":3,"3":1.19}' style="overflow:hidden;padding:0px 3px 0px 3px;vertical-align:bottom;text-align:center;">1.19</td> <td data-sheets-numberformat='{"1":2,"2":"0","3":1}' data-sheets-value='{"1":3,"3":36.9}' style="overflow:hidden;padding:0px 3px 0px 3px;vertical-align:bottom;text-align:center;">37</td> <td data-sheets-numberformat='{"1":2,"2":"0","3":1}' data-sheets-value='{"1":3,"3":57.42}' style="overflow:hidden;padding:0px 3px 0px 3px;vertical-align:bottom;text-align:center;">57</td> <td data-sheets-value='{"1":3,"3":24}' style="border-right:1px solid #000000;overflow:hidden;padding:0px 3px 0px 3px;vertical-align:bottom;text-align:center;">24</td> </tr> <tr style="height:20px;"> <td data-sheets-value='{"1":2,"2":"PMMA"}' style="border-left:1px solid #000000;overflow:hidden;padding:0px 3px 0px 3px;vertical-align:bottom;">PMMA</td> <td style="overflow:hidden;padding:0px 3px 0px 3px;vertical-align:bottom;"></td> <td data-sheets-value='{"1":2,"2":"Opal (O)"}' style="overflow:hidden;padding:0px 3px 0px 3px;vertical-align:bottom;">Opal (O)</td> <td data-sheets-numberformat='{"1":2,"2":"0.00","3":1}' data-sheets-value='{"1":3,"3":1.19}' style="overflow:hidden;padding:0px 3px 0px 3px;vertical-align:bottom;text-align:center;">1.19</td> <td data-sheets-numberformat='{"1":2,"2":"0","3":1}' data-sheets-value='{"1":3,"3":34.03}' style="overflow:hidden;padding:0px 3px 0px 3px;vertical-align:bottom;text-align:center;">34</td> <td data-sheets-numberformat='{"1":2,"2":"0","3":1}' data-sheets-value='{"1":3,"3":50.160000000000004}' style="overflow:hidden;padding:0px 3px 0px 3px;vertical-align:bottom;text-align:center;">50</td> <td data-sheets-value='{"1":3,"3":24}' style="border-right:1px solid #000000;overflow:hidden;padding:0px 3px 0px 3px;vertical-align:bottom;text-align:center;">24</td> </tr> <tr style="height:20px;"> <td style="border-left:1px solid #000000;overflow:hidden;padding:0px 3px 0px 3px;vertical-align:bottom;"></td> <td data-sheets-value='{"1":2,"2":"DW"}' style="overflow:hidden;padding:0px 3px 0px 3px;vertical-align:bottom;">DW</td> <td data-sheets-value='{"1":2,"2":"Clear (H/H)"}' style="overflow:hidden;padding:0px 3px 0px 3px;vertical-align:bottom;">Clear (H/H)</td> <td data-sheets-numberformat='{"1":2,"2":"0.00","3":1}' data-sheets-value='{"1":3,"3":0.98}' style="overflow:hidden;padding:0px 3px 0px 3px;vertical-align:bottom;text-align:center;">0.98</td> <td data-sheets-numberformat='{"1":2,"2":"0","3":1}' data-sheets-value='{"1":3,"3":33.21}' style="overflow:hidden;padding:0px 3px 0px 3px;vertical-align:bottom;text-align:center;">33</td> <td data-sheets-numberformat='{"1":2,"2":"0","3":1}' data-sheets-value='{"1":3,"3":49.5}' style="overflow:hidden;padding:0px 3px 0px 3px;vertical-align:bottom;text-align:center;">50</td> <td data-sheets-value='{"1":3,"3":26}' style="border-right:1px solid #000000;overflow:hidden;padding:0px 3px 0px 3px;vertical-align:bottom;text-align:center;">26</td> </tr> <tr style="height:20px;"> <td style="border-bottom:1px solid #000000;border-left:1px solid #000000;overflow:hidden;padding:0px 3px 0px 3px;vertical-align:bottom;"></td> <td style="border-bottom:1px solid #000000;overflow:hidden;padding:0px 3px 0px 3px;vertical-align:bottom;"></td> <td data-sheets-value='{"1":2,"2":"Opal (O/O)"}' style="border-bottom:1px solid #000000;overflow:hidden;padding:0px 3px 0px 3px;vertical-align:bottom;">Opal (O/O)</td> <td data-sheets-numberformat='{"1":2,"2":"0.00","3":1}' data-sheets-value='{"1":3,"3":0.98}' style="border-bottom:1px solid #000000;overflow:hidden;padding:0px 3px 0px 3px;vertical-align:bottom;text-align:center;">0.98</td> <td data-sheets-numberformat='{"1":2,"2":"0","3":1}' data-sheets-value='{"1":3,"3":28.29}' style="border-bottom:1px solid #000000;overflow:hidden;padding:0px 3px 0px 3px;vertical-align:bottom;text-align:center;">28</td> <td data-sheets-numberformat='{"1":2,"2":"0","3":1}' data-sheets-value='{"1":3,"3":38.28}' style="border-bottom:1px solid #000000;overflow:hidden;padding:0px 3px 0px 3px;vertical-align:bottom;text-align:center;">38</td> <td data-sheets-value='{"1":3,"3":26}' style="border-right:1px solid #000000;border-bottom:1px solid #000000;overflow:hidden;padding:0px 3px 0px 3px;vertical-align:bottom;text-align:center;">26</td> </tr> <tr style="height:20px;"> <td data-sheets-value='{"1":2,"2":"Polycarbonate "}' style="border-left:1px solid #000000;overflow:hidden;padding:0px 3px 0px 3px;vertical-align:bottom;">Polycarbonate </td> <td data-sheets-value='{"1":2,"2":"EW"}' style="overflow:hidden;padding:0px 3px 0px 3px;vertical-align:bottom;">EW</td> <td data-sheets-value='{"1":2,"2":"Clear (A)"}' style="overflow:hidden;padding:0px 3px 0px 3px;vertical-align:bottom;">Clear (A)</td> <td data-sheets-numberformat='{"1":2,"2":"0.00","3":1}' data-sheets-value='{"1":3,"3":1.19}' style="overflow:hidden;padding:0px 3px 0px 3px;vertical-align:bottom;text-align:center;">1.19</td> <td data-sheets-numberformat='{"1":2,"2":"0","3":1}' data-sheets-value='{"1":3,"3":36.08}' style="overflow:hidden;padding:0px 3px 0px 3px;vertical-align:bottom;text-align:center;">36</td> <td data-sheets-numberformat='{"1":2,"2":"0","3":1}' data-sheets-value='{"1":3,"3":54.78}' style="overflow:hidden;padding:0px 3px 0px 3px;vertical-align:bottom;text-align:center;">55</td> <td data-sheets-value='{"1":3,"3":24}' style="border-right:1px solid #000000;overflow:hidden;padding:0px 3px 0px 3px;vertical-align:bottom;text-align:center;">24</td> </tr> <tr style="height:20px;"> <td data-sheets-value='{"1":2,"2":"PC"}' style="border-left:1px solid #000000;overflow:hidden;padding:0px 3px 0px 3px;vertical-align:bottom;">PC</td> <td style="overflow:hidden;padding:0px 3px 0px 3px;vertical-align:bottom;"></td> <td data-sheets-value='{"1":2,"2":"Opal (D)"}' style="overflow:hidden;padding:0px 3px 0px 3px;vertical-align:bottom;">Opal (D)</td> <td data-sheets-numberformat='{"1":2,"2":"0.00","3":1}' data-sheets-value='{"1":3,"3":1.19}' style="overflow:hidden;padding:0px 3px 0px 3px;vertical-align:bottom;text-align:center;">1.19</td> <td data-sheets-numberformat='{"1":2,"2":"0","3":1}' data-sheets-value='{"1":3,"3":23.779999999999998}' style="overflow:hidden;padding:0px 3px 0px 3px;vertical-align:bottom;text-align:center;">24</td> <td data-sheets-numberformat='{"1":2,"2":"0","3":1}' data-sheets-value='{"1":3,"3":39.6}' style="overflow:hidden;padding:0px 3px 0px 3px;vertical-align:bottom;text-align:center;">40</td> <td data-sheets-value='{"1":3,"3":24}' style="border-right:1px solid #000000;overflow:hidden;padding:0px 3px 0px 3px;vertical-align:bottom;text-align:center;">24</td> </tr> <tr style="height:20px;"> <td style="border-left:1px solid #000000;overflow:hidden;padding:0px 3px 0px 3px;vertical-align:bottom;"></td> <td data-sheets-value='{"1":2,"2":"DW"}' style="overflow:hidden;padding:0px 3px 0px 3px;vertical-align:bottom;">DW</td> <td data-sheets-value='{"1":2,"2":"Clear (A/H)"}' style="overflow:hidden;padding:0px 3px 0px 3px;vertical-align:bottom;">Clear (A/H)</td> <td data-sheets-numberformat='{"1":2,"2":"0.00","3":1}' data-sheets-value='{"1":3,"3":0.98}' style="overflow:hidden;padding:0px 3px 0px 3px;vertical-align:bottom;text-align:center;">0.98</td> <td data-sheets-numberformat='{"1":2,"2":"0","3":1}' data-sheets-value='{"1":3,"3":32.39}' style="overflow:hidden;padding:0px 3px 0px 3px;vertical-align:bottom;text-align:center;">32</td> <td data-sheets-numberformat='{"1":2,"2":"0","3":1}' data-sheets-value='{"1":3,"3":47.52}' style="overflow:hidden;padding:0px 3px 0px 3px;vertical-align:bottom;text-align:center;">48</td> <td data-sheets-value='{"1":3,"3":26}' style="border-right:1px solid #000000;overflow:hidden;padding:0px 3px 0px 3px;vertical-align:bottom;text-align:center;">26</td> </tr> <tr style="height:20px;"> <td style="border-left:1px solid #000000;overflow:hidden;padding:0px 3px 0px 3px;vertical-align:bottom;"></td> <td style="overflow:hidden;padding:0px 3px 0px 3px;vertical-align:bottom;"></td> <td data-sheets-value='{"1":2,"2":"Clear (A/A)"}' style="overflow:hidden;padding:0px 3px 0px 3px;vertical-align:bottom;">Clear (A/A)</td> <td data-sheets-numberformat='{"1":2,"2":"0.00","3":1}' data-sheets-value='{"1":3,"3":0.98}' style="overflow:hidden;padding:0px 3px 0px 3px;vertical-align:bottom;text-align:center;">0.98</td> <td data-sheets-numberformat='{"1":2,"2":"0","3":1}' data-sheets-value='{"1":3,"3":31.569999999999997}' style="overflow:hidden;padding:0px 3px 0px 3px;vertical-align:bottom;text-align:center;">32</td> <td data-sheets-numberformat='{"1":2,"2":"0","3":1}' data-sheets-value='{"1":3,"3":45.54}' style="overflow:hidden;padding:0px 3px 0px 3px;vertical-align:bottom;text-align:center;">46</td> <td data-sheets-value='{"1":3,"3":26}' style="border-right:1px solid #000000;overflow:hidden;padding:0px 3px 0px 3px;vertical-align:bottom;text-align:center;">26</td> </tr> <tr style="height:20px;"> <td style="border-left:1px solid #000000;overflow:hidden;padding:0px 3px 0px 3px;vertical-align:bottom;"></td> <td style="overflow:hidden;padding:0px 3px 0px 3px;vertical-align:bottom;"></td> <td data-sheets-value='{"1":2,"2":"Opal (A/O)"}' style="overflow:hidden;padding:0px 3px 0px 3px;vertical-align:bottom;">Opal (A/O)</td> <td data-sheets-numberformat='{"1":2,"2":"0.00","3":1}' data-sheets-value='{"1":3,"3":0.98}' style="overflow:hidden;padding:0px 3px 0px 3px;vertical-align:bottom;text-align:center;">0.98</td> <td data-sheets-numberformat='{"1":2,"2":"0","3":1}' data-sheets-value='{"1":3,"3":29.93}' style="overflow:hidden;padding:0px 3px 0px 3px;vertical-align:bottom;text-align:center;">30</td> <td data-sheets-numberformat='{"1":2,"2":"0","3":1}' data-sheets-value='{"1":3,"3":41.580000000000005}' style="overflow:hidden;padding:0px 3px 0px 3px;vertical-align:bottom;text-align:center;">42</td> <td data-sheets-value='{"1":3,"3":26}' style="border-right:1px solid #000000;overflow:hidden;padding:0px 3px 0px 3px;vertical-align:bottom;text-align:center;">26</td> </tr> <tr style="height:20px;"> <td style="border-bottom:1px solid #000000;border-left:1px solid #000000;overflow:hidden;padding:0px 3px 0px 3px;vertical-align:bottom;"></td> <td style="border-bottom:1px solid #000000;overflow:hidden;padding:0px 3px 0px 3px;vertical-align:bottom;"></td> <td data-sheets-value='{"1":2,"2":"Opal (A/D)"}' style="border-bottom:1px solid #000000;overflow:hidden;padding:0px 3px 0px 3px;vertical-align:bottom;">Opal (A/D)</td> <td data-sheets-numberformat='{"1":2,"2":"0.00","3":1}' data-sheets-value='{"1":3,"3":0.98}' style="border-bottom:1px solid #000000;overflow:hidden;padding:0px 3px 0px 3px;vertical-align:bottom;text-align:center;">0.98</td> <td data-sheets-numberformat='{"1":2,"2":"0","3":1}' data-sheets-value='{"1":3,"3":20.91}' style="border-bottom:1px solid #000000;overflow:hidden;padding:0px 3px 0px 3px;vertical-align:bottom;text-align:center;">21</td> <td data-sheets-numberformat='{"1":2,"2":"0","3":1}' data-sheets-value='{"1":3,"3":33}' style="border-bottom:1px solid #000000;overflow:hidden;padding:0px 3px 0px 3px;vertical-align:bottom;text-align:center;">33</td> <td data-sheets-value='{"1":3,"3":26}' style="border-right:1px solid #000000;border-bottom:1px solid #000000;overflow:hidden;padding:0px 3px 0px 3px;vertical-align:bottom;text-align:center;">26</td> </tr> <tr style="height:20px;"> <td data-sheets-value='{"1":2,"2":"Polycarbonate"}' style="border-left:1px solid #000000;overflow:hidden;padding:0px 3px 0px 3px;vertical-align:bottom;">Polycarbonate</td> <td data-sheets-value='{"1":2,"2":"EW"}' style="overflow:hidden;padding:0px 3px 0px 3px;vertical-align:bottom;">EW</td> <td data-sheets-value='{"1":2,"2":"Heatstop Opal (T)"}' style="overflow:hidden;padding:0px 3px 0px 3px;vertical-align:bottom;">Heatstop Opal (T)</td> <td data-sheets-numberformat='{"1":2,"2":"0.00","3":1}' data-sheets-value='{"1":3,"3":1.19}' style="overflow:hidden;padding:0px 3px 0px 3px;vertical-align:bottom;text-align:center;">1.19</td> <td data-sheets-numberformat='{"1":2,"2":"0","3":1}' data-sheets-value='{"1":3,"3":20.09}' style="overflow:hidden;padding:0px 3px 0px 3px;vertical-align:bottom;text-align:center;">20</td> <td data-sheets-numberformat='{"1":2,"2":"0","3":1}' data-sheets-value='{"1":3,"3":38.940000000000005}' style="overflow:hidden;padding:0px 3px 0px 3px;vertical-align:bottom;text-align:center;">39</td> <td data-sheets-value='{"1":3,"3":24}' style="border-right:1px solid #000000;overflow:hidden;padding:0px 3px 0px 3px;vertical-align:bottom;text-align:center;">24</td> </tr> <tr style="height:20px;"> <td data-sheets-value='{"1":2,"2":"Heatstop PC"}' style="border-left:1px solid #000000;overflow:hidden;padding:0px 3px 0px 3px;vertical-align:bottom;">Heatstop PC</td> <td data-sheets-value='{"1":2,"2":"DW"}' style="overflow:hidden;padding:0px 3px 0px 3px;vertical-align:bottom;">DW</td> <td data-sheets-value='{"1":2,"2":"Clear (T/H)"}' style="overflow:hidden;padding:0px 3px 0px 3px;vertical-align:bottom;">Clear (T/H)</td> <td data-sheets-numberformat='{"1":2,"2":"0.00","3":1}' data-sheets-value='{"1":3,"3":0.98}' style="overflow:hidden;padding:0px 3px 0px 3px;vertical-align:bottom;text-align:center;">0.98</td> <td data-sheets-numberformat='{"1":2,"2":"0","3":1}' data-sheets-value='{"1":3,"3":18.04}' style="overflow:hidden;padding:0px 3px 0px 3px;vertical-align:bottom;text-align:center;">18</td> <td data-sheets-numberformat='{"1":2,"2":"0","3":1}' data-sheets-value='{"1":3,"3":33.660000000000004}' style="overflow:hidden;padding:0px 3px 0px 3px;vertical-align:bottom;text-align:center;">34</td> <td data-sheets-value='{"1":3,"3":26}' style="border-right:1px solid #000000;overflow:hidden;padding:0px 3px 0px 3px;vertical-align:bottom;text-align:center;">26</td> </tr> <tr style="height:20px;"> <td style="border-bottom:1px solid #000000;border-left:1px solid #000000;overflow:hidden;padding:0px 3px 0px 3px;vertical-align:bottom;"></td> <td style="border-bottom:1px solid #000000;overflow:hidden;padding:0px 3px 0px 3px;vertical-align:bottom;"></td> <td data-sheets-value='{"1":2,"2":"Opal (T/O)"}' style="border-bottom:1px solid #000000;overflow:hidden;padding:0px 3px 0px 3px;vertical-align:bottom;">Opal (T/O)</td> <td data-sheets-numberformat='{"1":2,"2":"0.00","3":1}' data-sheets-value='{"1":3,"3":0.98}' style="border-bottom:1px solid #000000;overflow:hidden;padding:0px 3px 0px 3px;vertical-align:bottom;text-align:center;">0.98</td> <td data-sheets-numberformat='{"1":2,"2":"0","3":1}' data-sheets-value='{"1":3,"3":16.81}' style="border-bottom:1px solid #000000;overflow:hidden;padding:0px 3px 0px 3px;vertical-align:bottom;text-align:center;">17</td> <td data-sheets-numberformat='{"1":2,"2":"0","3":1}' data-sheets-value='{"1":3,"3":29.700000000000003}' style="border-bottom:1px solid #000000;overflow:hidden;padding:0px 3px 0px 3px;vertical-align:bottom;text-align:center;">30</td> <td data-sheets-value='{"1":3,"3":26}' style="border-right:1px solid #000000;border-bottom:1px solid #000000;overflow:hidden;padding:0px 3px 0px 3px;vertical-align:bottom;text-align:center;">26</td> </tr> </tbody></table> | skylux-160-ce-met-koepel-en-pvc-opstand-30-20-met-lm-motor-en-pvc-raam-type-ep25-1200-x-2100-mm | 8586034118989 | 46872363303245
Smoke and heat exhaust (SHEV) | SHE system | Skylux | Skylux 160° CE with skylight and PVC curb 30/20 with LM-actuator and PVC frame type EP25 1300 x 1300 mm |  | 50436 | 5412970504368 | 4919.9 | Yes | 30-45 | 90.21 | 1300 x 1300 mm | 1300 | 1300 |  | PVC 30/20 (30 cm high & roof opening = 20 cm larger than daylight size) | Square | 1.19 W/m²K - 0.98 W/m²K | 57% - 30% | 37% - 17% | 24dB - 26dB | 160° CE (for industry) | PVC frame EP25 | without spoiler | E | Single actuator | Maximum double-walled skylight possible for this product | Ut-value LT-value g-value Rw-value EN 1873 : 2014 EN ISO 13468 EN 16153 EN 410 EN 410 EN ISO 140-3 Material Walls Shells (W/m²K) (%) (%) (dB) Acrylic EW Clear (H) 1.19 37 57 24 PMMA Opal (O) 1.19 34 50 24 DW Clear (H/H) 0.98 33 50 26 Opal (O/O) 0.98 28 38 26 Polycarbonate EW Clear (A) 1.19 36 55 24 PC Opal (D) 1.19 24 40 24 DW Clear (A/H) 0.98 32 48 26 Clear (A/A) 0.98 32 46 26 Opal (A/O) 0.98 30 42 26 Opal (A/D) 0.98 21 33 26 Polycarbonate EW Heatstop Opal (T) 1.19 20 39 24 Heatstop PC DW Clear (T/H) 0.98 18 34 26 Opal (T/O) 0.98 17 30 26 | https://skylux.eu/en/products/skylux-160-ce-met-koepel-en-pvc-opstand-30-20-met-lm-motor-en-pvc-raam-type-ep25-1300-x-1300-mm | https://skylux.eu/cdn/shop/files/Skylux-160deg-CE-met-koepel-en-pvc-opstand-3020-met-LM-motor-en-pvc-raam-type-EP25-1300-x-1300-mm-RWA-systeem.jpg?v=1702980814&width=1600 | https://skylux.eu/cdn/shop/files/e5a82811-1bb0-48e4-a776-cacb59c7c092_16f70196-222c-4f06-a0fc-81fc2967ad40.jpg?v=1688551216&width=1600 | //skylux.eu/cdn/shop/files/E_MH_Mounting_instructions_Skylux_160_CE_LM.pdf?v=12406716259046007223 | //skylux.eu/cdn/shop/files/E_TD_Technical_File_Skylux_Skylux_160_CE_Electric.pdf?v=3667116872303399239 | <style type="text/css" id="isPasted"><!--td {border: 1px solid #cccccc;}br {mso-data-placement:same-cell;}--></style><table border="1" cellpadding="0" cellspacing="0" dir="ltr" style="table-layout:fixed;font-size:10pt;font-family:Arial;border-collapse:collapse;border:none;"><tbody> <tr style="height:20px;"> <td style="overflow:hidden;padding:0px 3px 0px 3px;vertical-align:bottom;"></td> <td style="overflow:hidden;padding:0px 3px 0px 3px;vertical-align:bottom;"></td> <td style="overflow:hidden;padding:0px 3px 0px 3px;vertical-align:bottom;"></td> <td data-sheets-value='{"1":2,"2":"Ut-value"}' style="overflow:hidden;padding:0px 3px 0px 3px;vertical-align:bottom;font-weight:bold;text-align:center;">Ut-value</td> <td data-sheets-value='{"1":2,"2":"LT-value"}' style="overflow:hidden;padding:0px 3px 0px 3px;vertical-align:bottom;font-weight:bold;text-align:center;">LT-value</td> <td data-sheets-value='{"1":2,"2":"g-value"}' style="overflow:hidden;padding:0px 3px 0px 3px;vertical-align:bottom;font-weight:bold;text-align:center;">g-value</td> <td data-sheets-value='{"1":2,"2":"Rw-value "}' style="overflow:hidden;padding:0px 3px 0px 3px;vertical-align:bottom;font-weight:bold;text-align:center;">Rw-value </td> </tr> <tr style="height:20px;"> <td style="overflow:hidden;padding:0px 3px 0px 3px;vertical-align:bottom;"></td> <td style="overflow:hidden;padding:0px 3px 0px 3px;vertical-align:bottom;"></td> <td style="overflow:hidden;padding:0px 3px 0px 3px;vertical-align:bottom;"></td> <td data-sheets-numberformat='{"1":2,"2":"0.00","3":1}' data-sheets-value='{"1":2,"2":"EN 1873 : 2014"}' style="overflow:hidden;padding:0px 3px 0px 3px;vertical-align:bottom;text-align:center;">EN 1873 : 2014</td> <td data-sheets-numberformat='{"1":2,"2":"0","3":1}' data-sheets-value='{"1":2,"2":"EN ISO 13468 EN 16153 EN 410"}' style="overflow:hidden;padding:0px 3px 0px 3px;vertical-align:bottom;text-align:center;">EN ISO 13468 EN 16153 EN 410</td> <td data-sheets-numberformat='{"1":2,"2":"0","3":1}' data-sheets-value='{"1":2,"2":"EN 410"}' style="overflow:hidden;padding:0px 3px 0px 3px;vertical-align:bottom;text-align:center;">EN 410</td> <td data-sheets-value='{"1":2,"2":"EN ISO 140-3\t\t"}' style="overflow:hidden;padding:0px 3px 0px 3px;vertical-align:bottom;text-align:center;">EN ISO 140-3 </td> </tr> <tr style="height:20px;"> <td data-sheets-value='{"1":2,"2":"Material"}' style="border-bottom:1px solid #000000;overflow:hidden;padding:0px 3px 0px 3px;vertical-align:bottom;background-color:#000000;font-weight:bold;color:#ffffff;">Material</td> <td data-sheets-value='{"1":2,"2":"Walls"}' style="border-bottom:1px solid #000000;overflow:hidden;padding:0px 3px 0px 3px;vertical-align:bottom;background-color:#000000;font-weight:bold;color:#ffffff;">Walls</td> <td data-sheets-value='{"1":2,"2":"Shells"}' style="border-bottom:1px solid #000000;overflow:hidden;padding:0px 3px 0px 3px;vertical-align:bottom;background-color:#000000;font-weight:bold;color:#ffffff;">Shells</td> <td data-sheets-numberformat='{"1":2,"2":"0.00","3":1}' data-sheets-value='{"1":2,"2":"(W/m²K)\t"}' style="border-bottom:1px solid #000000;overflow:hidden;padding:0px 3px 0px 3px;vertical-align:bottom;background-color:#000000;font-weight:bold;color:#ffffff;text-align:center;">(W/m²K) </td> <td data-sheets-numberformat='{"1":2,"2":"0","3":1}' data-sheets-value='{"1":2,"2":"(%)"}' style="border-bottom:1px solid #000000;overflow:hidden;padding:0px 3px 0px 3px;vertical-align:bottom;background-color:#000000;font-weight:bold;color:#ffffff;text-align:center;">(%)</td> <td data-sheets-numberformat='{"1":2,"2":"0","3":1}' data-sheets-value='{"1":2,"2":"(%)"}' style="border-bottom:1px solid #000000;overflow:hidden;padding:0px 3px 0px 3px;vertical-align:bottom;background-color:#000000;font-weight:bold;color:#ffffff;text-align:center;">(%)</td> <td data-sheets-value='{"1":2,"2":"(dB)"}' style="border-bottom:1px solid #000000;overflow:hidden;padding:0px 3px 0px 3px;vertical-align:bottom;background-color:#000000;font-weight:bold;color:#ffffff;text-align:center;">(dB)</td> </tr> <tr style="height:20px;"> <td data-sheets-value='{"1":2,"2":"Acrylic"}' style="border-left:1px solid #000000;overflow:hidden;padding:0px 3px 0px 3px;vertical-align:bottom;">Acrylic</td> <td data-sheets-value='{"1":2,"2":"EW"}' style="overflow:hidden;padding:0px 3px 0px 3px;vertical-align:bottom;">EW</td> <td data-sheets-value='{"1":2,"2":"Clear (H)"}' style="overflow:hidden;padding:0px 3px 0px 3px;vertical-align:bottom;">Clear (H)</td> <td data-sheets-numberformat='{"1":2,"2":"0.00","3":1}' data-sheets-value='{"1":3,"3":1.19}' style="overflow:hidden;padding:0px 3px 0px 3px;vertical-align:bottom;text-align:center;">1.19</td> <td data-sheets-numberformat='{"1":2,"2":"0","3":1}' data-sheets-value='{"1":3,"3":36.9}' style="overflow:hidden;padding:0px 3px 0px 3px;vertical-align:bottom;text-align:center;">37</td> <td data-sheets-numberformat='{"1":2,"2":"0","3":1}' data-sheets-value='{"1":3,"3":57.42}' style="overflow:hidden;padding:0px 3px 0px 3px;vertical-align:bottom;text-align:center;">57</td> <td data-sheets-value='{"1":3,"3":24}' style="border-right:1px solid #000000;overflow:hidden;padding:0px 3px 0px 3px;vertical-align:bottom;text-align:center;">24</td> </tr> <tr style="height:20px;"> <td data-sheets-value='{"1":2,"2":"PMMA"}' style="border-left:1px solid #000000;overflow:hidden;padding:0px 3px 0px 3px;vertical-align:bottom;">PMMA</td> <td style="overflow:hidden;padding:0px 3px 0px 3px;vertical-align:bottom;"></td> <td data-sheets-value='{"1":2,"2":"Opal (O)"}' style="overflow:hidden;padding:0px 3px 0px 3px;vertical-align:bottom;">Opal (O)</td> <td data-sheets-numberformat='{"1":2,"2":"0.00","3":1}' data-sheets-value='{"1":3,"3":1.19}' style="overflow:hidden;padding:0px 3px 0px 3px;vertical-align:bottom;text-align:center;">1.19</td> <td data-sheets-numberformat='{"1":2,"2":"0","3":1}' data-sheets-value='{"1":3,"3":34.03}' style="overflow:hidden;padding:0px 3px 0px 3px;vertical-align:bottom;text-align:center;">34</td> <td data-sheets-numberformat='{"1":2,"2":"0","3":1}' data-sheets-value='{"1":3,"3":50.160000000000004}' style="overflow:hidden;padding:0px 3px 0px 3px;vertical-align:bottom;text-align:center;">50</td> <td data-sheets-value='{"1":3,"3":24}' style="border-right:1px solid #000000;overflow:hidden;padding:0px 3px 0px 3px;vertical-align:bottom;text-align:center;">24</td> </tr> <tr style="height:20px;"> <td style="border-left:1px solid #000000;overflow:hidden;padding:0px 3px 0px 3px;vertical-align:bottom;"></td> <td data-sheets-value='{"1":2,"2":"DW"}' style="overflow:hidden;padding:0px 3px 0px 3px;vertical-align:bottom;">DW</td> <td data-sheets-value='{"1":2,"2":"Clear (H/H)"}' style="overflow:hidden;padding:0px 3px 0px 3px;vertical-align:bottom;">Clear (H/H)</td> <td data-sheets-numberformat='{"1":2,"2":"0.00","3":1}' data-sheets-value='{"1":3,"3":0.98}' style="overflow:hidden;padding:0px 3px 0px 3px;vertical-align:bottom;text-align:center;">0.98</td> <td data-sheets-numberformat='{"1":2,"2":"0","3":1}' data-sheets-value='{"1":3,"3":33.21}' style="overflow:hidden;padding:0px 3px 0px 3px;vertical-align:bottom;text-align:center;">33</td> <td data-sheets-numberformat='{"1":2,"2":"0","3":1}' data-sheets-value='{"1":3,"3":49.5}' style="overflow:hidden;padding:0px 3px 0px 3px;vertical-align:bottom;text-align:center;">50</td> <td data-sheets-value='{"1":3,"3":26}' style="border-right:1px solid #000000;overflow:hidden;padding:0px 3px 0px 3px;vertical-align:bottom;text-align:center;">26</td> </tr> <tr style="height:20px;"> <td style="border-bottom:1px solid #000000;border-left:1px solid #000000;overflow:hidden;padding:0px 3px 0px 3px;vertical-align:bottom;"></td> <td style="border-bottom:1px solid #000000;overflow:hidden;padding:0px 3px 0px 3px;vertical-align:bottom;"></td> <td data-sheets-value='{"1":2,"2":"Opal (O/O)"}' style="border-bottom:1px solid #000000;overflow:hidden;padding:0px 3px 0px 3px;vertical-align:bottom;">Opal (O/O)</td> <td data-sheets-numberformat='{"1":2,"2":"0.00","3":1}' data-sheets-value='{"1":3,"3":0.98}' style="border-bottom:1px solid #000000;overflow:hidden;padding:0px 3px 0px 3px;vertical-align:bottom;text-align:center;">0.98</td> <td data-sheets-numberformat='{"1":2,"2":"0","3":1}' data-sheets-value='{"1":3,"3":28.29}' style="border-bottom:1px solid #000000;overflow:hidden;padding:0px 3px 0px 3px;vertical-align:bottom;text-align:center;">28</td> <td data-sheets-numberformat='{"1":2,"2":"0","3":1}' data-sheets-value='{"1":3,"3":38.28}' style="border-bottom:1px solid #000000;overflow:hidden;padding:0px 3px 0px 3px;vertical-align:bottom;text-align:center;">38</td> <td data-sheets-value='{"1":3,"3":26}' style="border-right:1px solid #000000;border-bottom:1px solid #000000;overflow:hidden;padding:0px 3px 0px 3px;vertical-align:bottom;text-align:center;">26</td> </tr> <tr style="height:20px;"> <td data-sheets-value='{"1":2,"2":"Polycarbonate "}' style="border-left:1px solid #000000;overflow:hidden;padding:0px 3px 0px 3px;vertical-align:bottom;">Polycarbonate </td> <td data-sheets-value='{"1":2,"2":"EW"}' style="overflow:hidden;padding:0px 3px 0px 3px;vertical-align:bottom;">EW</td> <td data-sheets-value='{"1":2,"2":"Clear (A)"}' style="overflow:hidden;padding:0px 3px 0px 3px;vertical-align:bottom;">Clear (A)</td> <td data-sheets-numberformat='{"1":2,"2":"0.00","3":1}' data-sheets-value='{"1":3,"3":1.19}' style="overflow:hidden;padding:0px 3px 0px 3px;vertical-align:bottom;text-align:center;">1.19</td> <td data-sheets-numberformat='{"1":2,"2":"0","3":1}' data-sheets-value='{"1":3,"3":36.08}' style="overflow:hidden;padding:0px 3px 0px 3px;vertical-align:bottom;text-align:center;">36</td> <td data-sheets-numberformat='{"1":2,"2":"0","3":1}' data-sheets-value='{"1":3,"3":54.78}' style="overflow:hidden;padding:0px 3px 0px 3px;vertical-align:bottom;text-align:center;">55</td> <td data-sheets-value='{"1":3,"3":24}' style="border-right:1px solid #000000;overflow:hidden;padding:0px 3px 0px 3px;vertical-align:bottom;text-align:center;">24</td> </tr> <tr style="height:20px;"> <td data-sheets-value='{"1":2,"2":"PC"}' style="border-left:1px solid #000000;overflow:hidden;padding:0px 3px 0px 3px;vertical-align:bottom;">PC</td> <td style="overflow:hidden;padding:0px 3px 0px 3px;vertical-align:bottom;"></td> <td data-sheets-value='{"1":2,"2":"Opal (D)"}' style="overflow:hidden;padding:0px 3px 0px 3px;vertical-align:bottom;">Opal (D)</td> <td data-sheets-numberformat='{"1":2,"2":"0.00","3":1}' data-sheets-value='{"1":3,"3":1.19}' style="overflow:hidden;padding:0px 3px 0px 3px;vertical-align:bottom;text-align:center;">1.19</td> <td data-sheets-numberformat='{"1":2,"2":"0","3":1}' data-sheets-value='{"1":3,"3":23.779999999999998}' style="overflow:hidden;padding:0px 3px 0px 3px;vertical-align:bottom;text-align:center;">24</td> <td data-sheets-numberformat='{"1":2,"2":"0","3":1}' data-sheets-value='{"1":3,"3":39.6}' style="overflow:hidden;padding:0px 3px 0px 3px;vertical-align:bottom;text-align:center;">40</td> <td data-sheets-value='{"1":3,"3":24}' style="border-right:1px solid #000000;overflow:hidden;padding:0px 3px 0px 3px;vertical-align:bottom;text-align:center;">24</td> </tr> <tr style="height:20px;"> <td style="border-left:1px solid #000000;overflow:hidden;padding:0px 3px 0px 3px;vertical-align:bottom;"></td> <td data-sheets-value='{"1":2,"2":"DW"}' style="overflow:hidden;padding:0px 3px 0px 3px;vertical-align:bottom;">DW</td> <td data-sheets-value='{"1":2,"2":"Clear (A/H)"}' style="overflow:hidden;padding:0px 3px 0px 3px;vertical-align:bottom;">Clear (A/H)</td> <td data-sheets-numberformat='{"1":2,"2":"0.00","3":1}' data-sheets-value='{"1":3,"3":0.98}' style="overflow:hidden;padding:0px 3px 0px 3px;vertical-align:bottom;text-align:center;">0.98</td> <td data-sheets-numberformat='{"1":2,"2":"0","3":1}' data-sheets-value='{"1":3,"3":32.39}' style="overflow:hidden;padding:0px 3px 0px 3px;vertical-align:bottom;text-align:center;">32</td> <td data-sheets-numberformat='{"1":2,"2":"0","3":1}' data-sheets-value='{"1":3,"3":47.52}' style="overflow:hidden;padding:0px 3px 0px 3px;vertical-align:bottom;text-align:center;">48</td> <td data-sheets-value='{"1":3,"3":26}' style="border-right:1px solid #000000;overflow:hidden;padding:0px 3px 0px 3px;vertical-align:bottom;text-align:center;">26</td> </tr> <tr style="height:20px;"> <td style="border-left:1px solid #000000;overflow:hidden;padding:0px 3px 0px 3px;vertical-align:bottom;"></td> <td style="overflow:hidden;padding:0px 3px 0px 3px;vertical-align:bottom;"></td> <td data-sheets-value='{"1":2,"2":"Clear (A/A)"}' style="overflow:hidden;padding:0px 3px 0px 3px;vertical-align:bottom;">Clear (A/A)</td> <td data-sheets-numberformat='{"1":2,"2":"0.00","3":1}' data-sheets-value='{"1":3,"3":0.98}' style="overflow:hidden;padding:0px 3px 0px 3px;vertical-align:bottom;text-align:center;">0.98</td> <td data-sheets-numberformat='{"1":2,"2":"0","3":1}' data-sheets-value='{"1":3,"3":31.569999999999997}' style="overflow:hidden;padding:0px 3px 0px 3px;vertical-align:bottom;text-align:center;">32</td> <td data-sheets-numberformat='{"1":2,"2":"0","3":1}' data-sheets-value='{"1":3,"3":45.54}' style="overflow:hidden;padding:0px 3px 0px 3px;vertical-align:bottom;text-align:center;">46</td> <td data-sheets-value='{"1":3,"3":26}' style="border-right:1px solid #000000;overflow:hidden;padding:0px 3px 0px 3px;vertical-align:bottom;text-align:center;">26</td> </tr> <tr style="height:20px;"> <td style="border-left:1px solid #000000;overflow:hidden;padding:0px 3px 0px 3px;vertical-align:bottom;"></td> <td style="overflow:hidden;padding:0px 3px 0px 3px;vertical-align:bottom;"></td> <td data-sheets-value='{"1":2,"2":"Opal (A/O)"}' style="overflow:hidden;padding:0px 3px 0px 3px;vertical-align:bottom;">Opal (A/O)</td> <td data-sheets-numberformat='{"1":2,"2":"0.00","3":1}' data-sheets-value='{"1":3,"3":0.98}' style="overflow:hidden;padding:0px 3px 0px 3px;vertical-align:bottom;text-align:center;">0.98</td> <td data-sheets-numberformat='{"1":2,"2":"0","3":1}' data-sheets-value='{"1":3,"3":29.93}' style="overflow:hidden;padding:0px 3px 0px 3px;vertical-align:bottom;text-align:center;">30</td> <td data-sheets-numberformat='{"1":2,"2":"0","3":1}' data-sheets-value='{"1":3,"3":41.580000000000005}' style="overflow:hidden;padding:0px 3px 0px 3px;vertical-align:bottom;text-align:center;">42</td> <td data-sheets-value='{"1":3,"3":26}' style="border-right:1px solid #000000;overflow:hidden;padding:0px 3px 0px 3px;vertical-align:bottom;text-align:center;">26</td> </tr> <tr style="height:20px;"> <td style="border-bottom:1px solid #000000;border-left:1px solid #000000;overflow:hidden;padding:0px 3px 0px 3px;vertical-align:bottom;"></td> <td style="border-bottom:1px solid #000000;overflow:hidden;padding:0px 3px 0px 3px;vertical-align:bottom;"></td> <td data-sheets-value='{"1":2,"2":"Opal (A/D)"}' style="border-bottom:1px solid #000000;overflow:hidden;padding:0px 3px 0px 3px;vertical-align:bottom;">Opal (A/D)</td> <td data-sheets-numberformat='{"1":2,"2":"0.00","3":1}' data-sheets-value='{"1":3,"3":0.98}' style="border-bottom:1px solid #000000;overflow:hidden;padding:0px 3px 0px 3px;vertical-align:bottom;text-align:center;">0.98</td> <td data-sheets-numberformat='{"1":2,"2":"0","3":1}' data-sheets-value='{"1":3,"3":20.91}' style="border-bottom:1px solid #000000;overflow:hidden;padding:0px 3px 0px 3px;vertical-align:bottom;text-align:center;">21</td> <td data-sheets-numberformat='{"1":2,"2":"0","3":1}' data-sheets-value='{"1":3,"3":33}' style="border-bottom:1px solid #000000;overflow:hidden;padding:0px 3px 0px 3px;vertical-align:bottom;text-align:center;">33</td> <td data-sheets-value='{"1":3,"3":26}' style="border-right:1px solid #000000;border-bottom:1px solid #000000;overflow:hidden;padding:0px 3px 0px 3px;vertical-align:bottom;text-align:center;">26</td> </tr> <tr style="height:20px;"> <td data-sheets-value='{"1":2,"2":"Polycarbonate"}' style="border-left:1px solid #000000;overflow:hidden;padding:0px 3px 0px 3px;vertical-align:bottom;">Polycarbonate</td> <td data-sheets-value='{"1":2,"2":"EW"}' style="overflow:hidden;padding:0px 3px 0px 3px;vertical-align:bottom;">EW</td> <td data-sheets-value='{"1":2,"2":"Heatstop Opal (T)"}' style="overflow:hidden;padding:0px 3px 0px 3px;vertical-align:bottom;">Heatstop Opal (T)</td> <td data-sheets-numberformat='{"1":2,"2":"0.00","3":1}' data-sheets-value='{"1":3,"3":1.19}' style="overflow:hidden;padding:0px 3px 0px 3px;vertical-align:bottom;text-align:center;">1.19</td> <td data-sheets-numberformat='{"1":2,"2":"0","3":1}' data-sheets-value='{"1":3,"3":20.09}' style="overflow:hidden;padding:0px 3px 0px 3px;vertical-align:bottom;text-align:center;">20</td> <td data-sheets-numberformat='{"1":2,"2":"0","3":1}' data-sheets-value='{"1":3,"3":38.940000000000005}' style="overflow:hidden;padding:0px 3px 0px 3px;vertical-align:bottom;text-align:center;">39</td> <td data-sheets-value='{"1":3,"3":24}' style="border-right:1px solid #000000;overflow:hidden;padding:0px 3px 0px 3px;vertical-align:bottom;text-align:center;">24</td> </tr> <tr style="height:20px;"> <td data-sheets-value='{"1":2,"2":"Heatstop PC"}' style="border-left:1px solid #000000;overflow:hidden;padding:0px 3px 0px 3px;vertical-align:bottom;">Heatstop PC</td> <td data-sheets-value='{"1":2,"2":"DW"}' style="overflow:hidden;padding:0px 3px 0px 3px;vertical-align:bottom;">DW</td> <td data-sheets-value='{"1":2,"2":"Clear (T/H)"}' style="overflow:hidden;padding:0px 3px 0px 3px;vertical-align:bottom;">Clear (T/H)</td> <td data-sheets-numberformat='{"1":2,"2":"0.00","3":1}' data-sheets-value='{"1":3,"3":0.98}' style="overflow:hidden;padding:0px 3px 0px 3px;vertical-align:bottom;text-align:center;">0.98</td> <td data-sheets-numberformat='{"1":2,"2":"0","3":1}' data-sheets-value='{"1":3,"3":18.04}' style="overflow:hidden;padding:0px 3px 0px 3px;vertical-align:bottom;text-align:center;">18</td> <td data-sheets-numberformat='{"1":2,"2":"0","3":1}' data-sheets-value='{"1":3,"3":33.660000000000004}' style="overflow:hidden;padding:0px 3px 0px 3px;vertical-align:bottom;text-align:center;">34</td> <td data-sheets-value='{"1":3,"3":26}' style="border-right:1px solid #000000;overflow:hidden;padding:0px 3px 0px 3px;vertical-align:bottom;text-align:center;">26</td> </tr> <tr style="height:20px;"> <td style="border-bottom:1px solid #000000;border-left:1px solid #000000;overflow:hidden;padding:0px 3px 0px 3px;vertical-align:bottom;"></td> <td style="border-bottom:1px solid #000000;overflow:hidden;padding:0px 3px 0px 3px;vertical-align:bottom;"></td> <td data-sheets-value='{"1":2,"2":"Opal (T/O)"}' style="border-bottom:1px solid #000000;overflow:hidden;padding:0px 3px 0px 3px;vertical-align:bottom;">Opal (T/O)</td> <td data-sheets-numberformat='{"1":2,"2":"0.00","3":1}' data-sheets-value='{"1":3,"3":0.98}' style="border-bottom:1px solid #000000;overflow:hidden;padding:0px 3px 0px 3px;vertical-align:bottom;text-align:center;">0.98</td> <td data-sheets-numberformat='{"1":2,"2":"0","3":1}' data-sheets-value='{"1":3,"3":16.81}' style="border-bottom:1px solid #000000;overflow:hidden;padding:0px 3px 0px 3px;vertical-align:bottom;text-align:center;">17</td> <td data-sheets-numberformat='{"1":2,"2":"0","3":1}' data-sheets-value='{"1":3,"3":29.700000000000003}' style="border-bottom:1px solid #000000;overflow:hidden;padding:0px 3px 0px 3px;vertical-align:bottom;text-align:center;">30</td> <td data-sheets-value='{"1":3,"3":26}' style="border-right:1px solid #000000;border-bottom:1px solid #000000;overflow:hidden;padding:0px 3px 0px 3px;vertical-align:bottom;text-align:center;">26</td> </tr> </tbody></table> | skylux-160-ce-met-koepel-en-pvc-opstand-30-20-met-lm-motor-en-pvc-raam-type-ep25-1300-x-1300-mm | 8586034282829 | 46872363565389
Smoke and heat exhaust (SHEV) | SHE system | Skylux | Skylux 160° CE with skylight and PVC curb 30/20 with LM-actuator and PVC frame type EP25 1300 x 1600 mm |  | 50437 | 5412970504375 | 5598.7 | Yes | 30-45 | 95.87 | 1300 x 1600 mm | 1600 | 1300 |  | PVC 30/20 (30 cm high & roof opening = 20 cm larger than daylight size) | Rectangular | 1.19 W/m²K - 0.98 W/m²K | 57% - 30% | 37% - 17% | 24dB - 26dB | 160° CE (for industry) | PVC frame EP25 | without spoiler | E | Single actuator | Maximum double-walled skylight possible for this product | Ut-value LT-value g-value Rw-value EN 1873 : 2014 EN ISO 13468 EN 16153 EN 410 EN 410 EN ISO 140-3 Material Walls Shells (W/m²K) (%) (%) (dB) Acrylic EW Clear (H) 1.19 37 57 24 PMMA Opal (O) 1.19 34 50 24 DW Clear (H/H) 0.98 33 50 26 Opal (O/O) 0.98 28 38 26 Polycarbonate EW Clear (A) 1.19 36 55 24 PC Opal (D) 1.19 24 40 24 DW Clear (A/H) 0.98 32 48 26 Clear (A/A) 0.98 32 46 26 Opal (A/O) 0.98 30 42 26 Opal (A/D) 0.98 21 33 26 Polycarbonate EW Heatstop Opal (T) 1.19 20 39 24 Heatstop PC DW Clear (T/H) 0.98 18 34 26 Opal (T/O) 0.98 17 30 26 | https://skylux.eu/en/products/skylux-160-ce-met-koepel-en-pvc-opstand-30-20-met-lm-motor-en-pvc-raam-type-ep25-1300-x-1600-mm | https://skylux.eu/cdn/shop/files/Skylux-160deg-CE-met-koepel-en-pvc-opstand-3020-met-LM-motor-en-pvc-raam-type-EP25-1300-x-1600-mm-RWA-systeem.jpg?v=1702980819&width=1600 | https://skylux.eu/cdn/shop/files/e5a82811-1bb0-48e4-a776-cacb59c7c092_f4c024c5-29ff-4583-8733-d25c7937878f.jpg?v=1688551217&width=1600 | //skylux.eu/cdn/shop/files/E_MH_Mounting_instructions_Skylux_160_CE_LM.pdf?v=12406716259046007223 | //skylux.eu/cdn/shop/files/E_TD_Technical_File_Skylux_Skylux_160_CE_Electric.pdf?v=3667116872303399239 | <style type="text/css" id="isPasted"><!--td {border: 1px solid #cccccc;}br {mso-data-placement:same-cell;}--></style><table border="1" cellpadding="0" cellspacing="0" dir="ltr" style="table-layout:fixed;font-size:10pt;font-family:Arial;border-collapse:collapse;border:none;"><tbody> <tr style="height:20px;"> <td style="overflow:hidden;padding:0px 3px 0px 3px;vertical-align:bottom;"></td> <td style="overflow:hidden;padding:0px 3px 0px 3px;vertical-align:bottom;"></td> <td style="overflow:hidden;padding:0px 3px 0px 3px;vertical-align:bottom;"></td> <td data-sheets-value='{"1":2,"2":"Ut-value"}' style="overflow:hidden;padding:0px 3px 0px 3px;vertical-align:bottom;font-weight:bold;text-align:center;">Ut-value</td> <td data-sheets-value='{"1":2,"2":"LT-value"}' style="overflow:hidden;padding:0px 3px 0px 3px;vertical-align:bottom;font-weight:bold;text-align:center;">LT-value</td> <td data-sheets-value='{"1":2,"2":"g-value"}' style="overflow:hidden;padding:0px 3px 0px 3px;vertical-align:bottom;font-weight:bold;text-align:center;">g-value</td> <td data-sheets-value='{"1":2,"2":"Rw-value "}' style="overflow:hidden;padding:0px 3px 0px 3px;vertical-align:bottom;font-weight:bold;text-align:center;">Rw-value </td> </tr> <tr style="height:20px;"> <td style="overflow:hidden;padding:0px 3px 0px 3px;vertical-align:bottom;"></td> <td style="overflow:hidden;padding:0px 3px 0px 3px;vertical-align:bottom;"></td> <td style="overflow:hidden;padding:0px 3px 0px 3px;vertical-align:bottom;"></td> <td data-sheets-numberformat='{"1":2,"2":"0.00","3":1}' data-sheets-value='{"1":2,"2":"EN 1873 : 2014"}' style="overflow:hidden;padding:0px 3px 0px 3px;vertical-align:bottom;text-align:center;">EN 1873 : 2014</td> <td data-sheets-numberformat='{"1":2,"2":"0","3":1}' data-sheets-value='{"1":2,"2":"EN ISO 13468 EN 16153 EN 410"}' style="overflow:hidden;padding:0px 3px 0px 3px;vertical-align:bottom;text-align:center;">EN ISO 13468 EN 16153 EN 410</td> <td data-sheets-numberformat='{"1":2,"2":"0","3":1}' data-sheets-value='{"1":2,"2":"EN 410"}' style="overflow:hidden;padding:0px 3px 0px 3px;vertical-align:bottom;text-align:center;">EN 410</td> <td data-sheets-value='{"1":2,"2":"EN ISO 140-3\t\t"}' style="overflow:hidden;padding:0px 3px 0px 3px;vertical-align:bottom;text-align:center;">EN ISO 140-3 </td> </tr> <tr style="height:20px;"> <td data-sheets-value='{"1":2,"2":"Material"}' style="border-bottom:1px solid #000000;overflow:hidden;padding:0px 3px 0px 3px;vertical-align:bottom;background-color:#000000;font-weight:bold;color:#ffffff;">Material</td> <td data-sheets-value='{"1":2,"2":"Walls"}' style="border-bottom:1px solid #000000;overflow:hidden;padding:0px 3px 0px 3px;vertical-align:bottom;background-color:#000000;font-weight:bold;color:#ffffff;">Walls</td> <td data-sheets-value='{"1":2,"2":"Shells"}' style="border-bottom:1px solid #000000;overflow:hidden;padding:0px 3px 0px 3px;vertical-align:bottom;background-color:#000000;font-weight:bold;color:#ffffff;">Shells</td> <td data-sheets-numberformat='{"1":2,"2":"0.00","3":1}' data-sheets-value='{"1":2,"2":"(W/m²K)\t"}' style="border-bottom:1px solid #000000;overflow:hidden;padding:0px 3px 0px 3px;vertical-align:bottom;background-color:#000000;font-weight:bold;color:#ffffff;text-align:center;">(W/m²K) </td> <td data-sheets-numberformat='{"1":2,"2":"0","3":1}' data-sheets-value='{"1":2,"2":"(%)"}' style="border-bottom:1px solid #000000;overflow:hidden;padding:0px 3px 0px 3px;vertical-align:bottom;background-color:#000000;font-weight:bold;color:#ffffff;text-align:center;">(%)</td> <td data-sheets-numberformat='{"1":2,"2":"0","3":1}' data-sheets-value='{"1":2,"2":"(%)"}' style="border-bottom:1px solid #000000;overflow:hidden;padding:0px 3px 0px 3px;vertical-align:bottom;background-color:#000000;font-weight:bold;color:#ffffff;text-align:center;">(%)</td> <td data-sheets-value='{"1":2,"2":"(dB)"}' style="border-bottom:1px solid #000000;overflow:hidden;padding:0px 3px 0px 3px;vertical-align:bottom;background-color:#000000;font-weight:bold;color:#ffffff;text-align:center;">(dB)</td> </tr> <tr style="height:20px;"> <td data-sheets-value='{"1":2,"2":"Acrylic"}' style="border-left:1px solid #000000;overflow:hidden;padding:0px 3px 0px 3px;vertical-align:bottom;">Acrylic</td> <td data-sheets-value='{"1":2,"2":"EW"}' style="overflow:hidden;padding:0px 3px 0px 3px;vertical-align:bottom;">EW</td> <td data-sheets-value='{"1":2,"2":"Clear (H)"}' style="overflow:hidden;padding:0px 3px 0px 3px;vertical-align:bottom;">Clear (H)</td> <td data-sheets-numberformat='{"1":2,"2":"0.00","3":1}' data-sheets-value='{"1":3,"3":1.19}' style="overflow:hidden;padding:0px 3px 0px 3px;vertical-align:bottom;text-align:center;">1.19</td> <td data-sheets-numberformat='{"1":2,"2":"0","3":1}' data-sheets-value='{"1":3,"3":36.9}' style="overflow:hidden;padding:0px 3px 0px 3px;vertical-align:bottom;text-align:center;">37</td> <td data-sheets-numberformat='{"1":2,"2":"0","3":1}' data-sheets-value='{"1":3,"3":57.42}' style="overflow:hidden;padding:0px 3px 0px 3px;vertical-align:bottom;text-align:center;">57</td> <td data-sheets-value='{"1":3,"3":24}' style="border-right:1px solid #000000;overflow:hidden;padding:0px 3px 0px 3px;vertical-align:bottom;text-align:center;">24</td> </tr> <tr style="height:20px;"> <td data-sheets-value='{"1":2,"2":"PMMA"}' style="border-left:1px solid #000000;overflow:hidden;padding:0px 3px 0px 3px;vertical-align:bottom;">PMMA</td> <td style="overflow:hidden;padding:0px 3px 0px 3px;vertical-align:bottom;"></td> <td data-sheets-value='{"1":2,"2":"Opal (O)"}' style="overflow:hidden;padding:0px 3px 0px 3px;vertical-align:bottom;">Opal (O)</td> <td data-sheets-numberformat='{"1":2,"2":"0.00","3":1}' data-sheets-value='{"1":3,"3":1.19}' style="overflow:hidden;padding:0px 3px 0px 3px;vertical-align:bottom;text-align:center;">1.19</td> <td data-sheets-numberformat='{"1":2,"2":"0","3":1}' data-sheets-value='{"1":3,"3":34.03}' style="overflow:hidden;padding:0px 3px 0px 3px;vertical-align:bottom;text-align:center;">34</td> <td data-sheets-numberformat='{"1":2,"2":"0","3":1}' data-sheets-value='{"1":3,"3":50.160000000000004}' style="overflow:hidden;padding:0px 3px 0px 3px;vertical-align:bottom;text-align:center;">50</td> <td data-sheets-value='{"1":3,"3":24}' style="border-right:1px solid #000000;overflow:hidden;padding:0px 3px 0px 3px;vertical-align:bottom;text-align:center;">24</td> </tr> <tr style="height:20px;"> <td style="border-left:1px solid #000000;overflow:hidden;padding:0px 3px 0px 3px;vertical-align:bottom;"></td> <td data-sheets-value='{"1":2,"2":"DW"}' style="overflow:hidden;padding:0px 3px 0px 3px;vertical-align:bottom;">DW</td> <td data-sheets-value='{"1":2,"2":"Clear (H/H)"}' style="overflow:hidden;padding:0px 3px 0px 3px;vertical-align:bottom;">Clear (H/H)</td> <td data-sheets-numberformat='{"1":2,"2":"0.00","3":1}' data-sheets-value='{"1":3,"3":0.98}' style="overflow:hidden;padding:0px 3px 0px 3px;vertical-align:bottom;text-align:center;">0.98</td> <td data-sheets-numberformat='{"1":2,"2":"0","3":1}' data-sheets-value='{"1":3,"3":33.21}' style="overflow:hidden;padding:0px 3px 0px 3px;vertical-align:bottom;text-align:center;">33</td> <td data-sheets-numberformat='{"1":2,"2":"0","3":1}' data-sheets-value='{"1":3,"3":49.5}' style="overflow:hidden;padding:0px 3px 0px 3px;vertical-align:bottom;text-align:center;">50</td> <td data-sheets-value='{"1":3,"3":26}' style="border-right:1px solid #000000;overflow:hidden;padding:0px 3px 0px 3px;vertical-align:bottom;text-align:center;">26</td> </tr> <tr style="height:20px;"> <td style="border-bottom:1px solid #000000;border-left:1px solid #000000;overflow:hidden;padding:0px 3px 0px 3px;vertical-align:bottom;"></td> <td style="border-bottom:1px solid #000000;overflow:hidden;padding:0px 3px 0px 3px;vertical-align:bottom;"></td> <td data-sheets-value='{"1":2,"2":"Opal (O/O)"}' style="border-bottom:1px solid #000000;overflow:hidden;padding:0px 3px 0px 3px;vertical-align:bottom;">Opal (O/O)</td> <td data-sheets-numberformat='{"1":2,"2":"0.00","3":1}' data-sheets-value='{"1":3,"3":0.98}' style="border-bottom:1px solid #000000;overflow:hidden;padding:0px 3px 0px 3px;vertical-align:bottom;text-align:center;">0.98</td> <td data-sheets-numberformat='{"1":2,"2":"0","3":1}' data-sheets-value='{"1":3,"3":28.29}' style="border-bottom:1px solid #000000;overflow:hidden;padding:0px 3px 0px 3px;vertical-align:bottom;text-align:center;">28</td> <td data-sheets-numberformat='{"1":2,"2":"0","3":1}' data-sheets-value='{"1":3,"3":38.28}' style="border-bottom:1px solid #000000;overflow:hidden;padding:0px 3px 0px 3px;vertical-align:bottom;text-align:center;">38</td> <td data-sheets-value='{"1":3,"3":26}' style="border-right:1px solid #000000;border-bottom:1px solid #000000;overflow:hidden;padding:0px 3px 0px 3px;vertical-align:bottom;text-align:center;">26</td> </tr> <tr style="height:20px;"> <td data-sheets-value='{"1":2,"2":"Polycarbonate "}' style="border-left:1px solid #000000;overflow:hidden;padding:0px 3px 0px 3px;vertical-align:bottom;">Polycarbonate </td> <td data-sheets-value='{"1":2,"2":"EW"}' style="overflow:hidden;padding:0px 3px 0px 3px;vertical-align:bottom;">EW</td> <td data-sheets-value='{"1":2,"2":"Clear (A)"}' style="overflow:hidden;padding:0px 3px 0px 3px;vertical-align:bottom;">Clear (A)</td> <td data-sheets-numberformat='{"1":2,"2":"0.00","3":1}' data-sheets-value='{"1":3,"3":1.19}' style="overflow:hidden;padding:0px 3px 0px 3px;vertical-align:bottom;text-align:center;">1.19</td> <td data-sheets-numberformat='{"1":2,"2":"0","3":1}' data-sheets-value='{"1":3,"3":36.08}' style="overflow:hidden;padding:0px 3px 0px 3px;vertical-align:bottom;text-align:center;">36</td> <td data-sheets-numberformat='{"1":2,"2":"0","3":1}' data-sheets-value='{"1":3,"3":54.78}' style="overflow:hidden;padding:0px 3px 0px 3px;vertical-align:bottom;text-align:center;">55</td> <td data-sheets-value='{"1":3,"3":24}' style="border-right:1px solid #000000;overflow:hidden;padding:0px 3px 0px 3px;vertical-align:bottom;text-align:center;">24</td> </tr> <tr style="height:20px;"> <td data-sheets-value='{"1":2,"2":"PC"}' style="border-left:1px solid #000000;overflow:hidden;padding:0px 3px 0px 3px;vertical-align:bottom;">PC</td> <td style="overflow:hidden;padding:0px 3px 0px 3px;vertical-align:bottom;"></td> <td data-sheets-value='{"1":2,"2":"Opal (D)"}' style="overflow:hidden;padding:0px 3px 0px 3px;vertical-align:bottom;">Opal (D)</td> <td data-sheets-numberformat='{"1":2,"2":"0.00","3":1}' data-sheets-value='{"1":3,"3":1.19}' style="overflow:hidden;padding:0px 3px 0px 3px;vertical-align:bottom;text-align:center;">1.19</td> <td data-sheets-numberformat='{"1":2,"2":"0","3":1}' data-sheets-value='{"1":3,"3":23.779999999999998}' style="overflow:hidden;padding:0px 3px 0px 3px;vertical-align:bottom;text-align:center;">24</td> <td data-sheets-numberformat='{"1":2,"2":"0","3":1}' data-sheets-value='{"1":3,"3":39.6}' style="overflow:hidden;padding:0px 3px 0px 3px;vertical-align:bottom;text-align:center;">40</td> <td data-sheets-value='{"1":3,"3":24}' style="border-right:1px solid #000000;overflow:hidden;padding:0px 3px 0px 3px;vertical-align:bottom;text-align:center;">24</td> </tr> <tr style="height:20px;"> <td style="border-left:1px solid #000000;overflow:hidden;padding:0px 3px 0px 3px;vertical-align:bottom;"></td> <td data-sheets-value='{"1":2,"2":"DW"}' style="overflow:hidden;padding:0px 3px 0px 3px;vertical-align:bottom;">DW</td> <td data-sheets-value='{"1":2,"2":"Clear (A/H)"}' style="overflow:hidden;padding:0px 3px 0px 3px;vertical-align:bottom;">Clear (A/H)</td> <td data-sheets-numberformat='{"1":2,"2":"0.00","3":1}' data-sheets-value='{"1":3,"3":0.98}' style="overflow:hidden;padding:0px 3px 0px 3px;vertical-align:bottom;text-align:center;">0.98</td> <td data-sheets-numberformat='{"1":2,"2":"0","3":1}' data-sheets-value='{"1":3,"3":32.39}' style="overflow:hidden;padding:0px 3px 0px 3px;vertical-align:bottom;text-align:center;">32</td> <td data-sheets-numberformat='{"1":2,"2":"0","3":1}' data-sheets-value='{"1":3,"3":47.52}' style="overflow:hidden;padding:0px 3px 0px 3px;vertical-align:bottom;text-align:center;">48</td> <td data-sheets-value='{"1":3,"3":26}' style="border-right:1px solid #000000;overflow:hidden;padding:0px 3px 0px 3px;vertical-align:bottom;text-align:center;">26</td> </tr> <tr style="height:20px;"> <td style="border-left:1px solid #000000;overflow:hidden;padding:0px 3px 0px 3px;vertical-align:bottom;"></td> <td style="overflow:hidden;padding:0px 3px 0px 3px;vertical-align:bottom;"></td> <td data-sheets-value='{"1":2,"2":"Clear (A/A)"}' style="overflow:hidden;padding:0px 3px 0px 3px;vertical-align:bottom;">Clear (A/A)</td> <td data-sheets-numberformat='{"1":2,"2":"0.00","3":1}' data-sheets-value='{"1":3,"3":0.98}' style="overflow:hidden;padding:0px 3px 0px 3px;vertical-align:bottom;text-align:center;">0.98</td> <td data-sheets-numberformat='{"1":2,"2":"0","3":1}' data-sheets-value='{"1":3,"3":31.569999999999997}' style="overflow:hidden;padding:0px 3px 0px 3px;vertical-align:bottom;text-align:center;">32</td> <td data-sheets-numberformat='{"1":2,"2":"0","3":1}' data-sheets-value='{"1":3,"3":45.54}' style="overflow:hidden;padding:0px 3px 0px 3px;vertical-align:bottom;text-align:center;">46</td> <td data-sheets-value='{"1":3,"3":26}' style="border-right:1px solid #000000;overflow:hidden;padding:0px 3px 0px 3px;vertical-align:bottom;text-align:center;">26</td> </tr> <tr style="height:20px;"> <td style="border-left:1px solid #000000;overflow:hidden;padding:0px 3px 0px 3px;vertical-align:bottom;"></td> <td style="overflow:hidden;padding:0px 3px 0px 3px;vertical-align:bottom;"></td> <td data-sheets-value='{"1":2,"2":"Opal (A/O)"}' style="overflow:hidden;padding:0px 3px 0px 3px;vertical-align:bottom;">Opal (A/O)</td> <td data-sheets-numberformat='{"1":2,"2":"0.00","3":1}' data-sheets-value='{"1":3,"3":0.98}' style="overflow:hidden;padding:0px 3px 0px 3px;vertical-align:bottom;text-align:center;">0.98</td> <td data-sheets-numberformat='{"1":2,"2":"0","3":1}' data-sheets-value='{"1":3,"3":29.93}' style="overflow:hidden;padding:0px 3px 0px 3px;vertical-align:bottom;text-align:center;">30</td> <td data-sheets-numberformat='{"1":2,"2":"0","3":1}' data-sheets-value='{"1":3,"3":41.580000000000005}' style="overflow:hidden;padding:0px 3px 0px 3px;vertical-align:bottom;text-align:center;">42</td> <td data-sheets-value='{"1":3,"3":26}' style="border-right:1px solid #000000;overflow:hidden;padding:0px 3px 0px 3px;vertical-align:bottom;text-align:center;">26</td> </tr> <tr style="height:20px;"> <td style="border-bottom:1px solid #000000;border-left:1px solid #000000;overflow:hidden;padding:0px 3px 0px 3px;vertical-align:bottom;"></td> <td style="border-bottom:1px solid #000000;overflow:hidden;padding:0px 3px 0px 3px;vertical-align:bottom;"></td> <td data-sheets-value='{"1":2,"2":"Opal (A/D)"}' style="border-bottom:1px solid #000000;overflow:hidden;padding:0px 3px 0px 3px;vertical-align:bottom;">Opal (A/D)</td> <td data-sheets-numberformat='{"1":2,"2":"0.00","3":1}' data-sheets-value='{"1":3,"3":0.98}' style="border-bottom:1px solid #000000;overflow:hidden;padding:0px 3px 0px 3px;vertical-align:bottom;text-align:center;">0.98</td> <td data-sheets-numberformat='{"1":2,"2":"0","3":1}' data-sheets-value='{"1":3,"3":20.91}' style="border-bottom:1px solid #000000;overflow:hidden;padding:0px 3px 0px 3px;vertical-align:bottom;text-align:center;">21</td> <td data-sheets-numberformat='{"1":2,"2":"0","3":1}' data-sheets-value='{"1":3,"3":33}' style="border-bottom:1px solid #000000;overflow:hidden;padding:0px 3px 0px 3px;vertical-align:bottom;text-align:center;">33</td> <td data-sheets-value='{"1":3,"3":26}' style="border-right:1px solid #000000;border-bottom:1px solid #000000;overflow:hidden;padding:0px 3px 0px 3px;vertical-align:bottom;text-align:center;">26</td> </tr> <tr style="height:20px;"> <td data-sheets-value='{"1":2,"2":"Polycarbonate"}' style="border-left:1px solid #000000;overflow:hidden;padding:0px 3px 0px 3px;vertical-align:bottom;">Polycarbonate</td> <td data-sheets-value='{"1":2,"2":"EW"}' style="overflow:hidden;padding:0px 3px 0px 3px;vertical-align:bottom;">EW</td> <td data-sheets-value='{"1":2,"2":"Heatstop Opal (T)"}' style="overflow:hidden;padding:0px 3px 0px 3px;vertical-align:bottom;">Heatstop Opal (T)</td> <td data-sheets-numberformat='{"1":2,"2":"0.00","3":1}' data-sheets-value='{"1":3,"3":1.19}' style="overflow:hidden;padding:0px 3px 0px 3px;vertical-align:bottom;text-align:center;">1.19</td> <td data-sheets-numberformat='{"1":2,"2":"0","3":1}' data-sheets-value='{"1":3,"3":20.09}' style="overflow:hidden;padding:0px 3px 0px 3px;vertical-align:bottom;text-align:center;">20</td> <td data-sheets-numberformat='{"1":2,"2":"0","3":1}' data-sheets-value='{"1":3,"3":38.940000000000005}' style="overflow:hidden;padding:0px 3px 0px 3px;vertical-align:bottom;text-align:center;">39</td> <td data-sheets-value='{"1":3,"3":24}' style="border-right:1px solid #000000;overflow:hidden;padding:0px 3px 0px 3px;vertical-align:bottom;text-align:center;">24</td> </tr> <tr style="height:20px;"> <td data-sheets-value='{"1":2,"2":"Heatstop PC"}' style="border-left:1px solid #000000;overflow:hidden;padding:0px 3px 0px 3px;vertical-align:bottom;">Heatstop PC</td> <td data-sheets-value='{"1":2,"2":"DW"}' style="overflow:hidden;padding:0px 3px 0px 3px;vertical-align:bottom;">DW</td> <td data-sheets-value='{"1":2,"2":"Clear (T/H)"}' style="overflow:hidden;padding:0px 3px 0px 3px;vertical-align:bottom;">Clear (T/H)</td> <td data-sheets-numberformat='{"1":2,"2":"0.00","3":1}' data-sheets-value='{"1":3,"3":0.98}' style="overflow:hidden;padding:0px 3px 0px 3px;vertical-align:bottom;text-align:center;">0.98</td> <td data-sheets-numberformat='{"1":2,"2":"0","3":1}' data-sheets-value='{"1":3,"3":18.04}' style="overflow:hidden;padding:0px 3px 0px 3px;vertical-align:bottom;text-align:center;">18</td> <td data-sheets-numberformat='{"1":2,"2":"0","3":1}' data-sheets-value='{"1":3,"3":33.660000000000004}' style="overflow:hidden;padding:0px 3px 0px 3px;vertical-align:bottom;text-align:center;">34</td> <td data-sheets-value='{"1":3,"3":26}' style="border-right:1px solid #000000;overflow:hidden;padding:0px 3px 0px 3px;vertical-align:bottom;text-align:center;">26</td> </tr> <tr style="height:20px;"> <td style="border-bottom:1px solid #000000;border-left:1px solid #000000;overflow:hidden;padding:0px 3px 0px 3px;vertical-align:bottom;"></td> <td style="border-bottom:1px solid #000000;overflow:hidden;padding:0px 3px 0px 3px;vertical-align:bottom;"></td> <td data-sheets-value='{"1":2,"2":"Opal (T/O)"}' style="border-bottom:1px solid #000000;overflow:hidden;padding:0px 3px 0px 3px;vertical-align:bottom;">Opal (T/O)</td> <td data-sheets-numberformat='{"1":2,"2":"0.00","3":1}' data-sheets-value='{"1":3,"3":0.98}' style="border-bottom:1px solid #000000;overflow:hidden;padding:0px 3px 0px 3px;vertical-align:bottom;text-align:center;">0.98</td> <td data-sheets-numberformat='{"1":2,"2":"0","3":1}' data-sheets-value='{"1":3,"3":16.81}' style="border-bottom:1px solid #000000;overflow:hidden;padding:0px 3px 0px 3px;vertical-align:bottom;text-align:center;">17</td> <td data-sheets-numberformat='{"1":2,"2":"0","3":1}' data-sheets-value='{"1":3,"3":29.700000000000003}' style="border-bottom:1px solid #000000;overflow:hidden;padding:0px 3px 0px 3px;vertical-align:bottom;text-align:center;">30</td> <td data-sheets-value='{"1":3,"3":26}' style="border-right:1px solid #000000;border-bottom:1px solid #000000;overflow:hidden;padding:0px 3px 0px 3px;vertical-align:bottom;text-align:center;">26</td> </tr> </tbody></table> | skylux-160-ce-met-koepel-en-pvc-opstand-30-20-met-lm-motor-en-pvc-raam-type-ep25-1300-x-1600-mm | 8586034315597 | 46872363598157
Smoke and heat exhaust (SHEV) | SHE system | Skylux | Skylux 160° CE with skylight and PVC curb 30/20 with LM-actuator and PVC frame type EP25 1300 x 1900 mm |  | 50438 | 5412970504382 | 6148.05 | Yes | 30-45 | 114.84 | 1300 x 1900 mm | 1900 | 1300 |  | PVC 30/20 (30 cm high & roof opening = 20 cm larger than daylight size) | Rectangular | 1.19 W/m²K - 0.98 W/m²K | 57% - 30% | 37% - 17% | 24dB - 26dB | 160° CE (for industry) | PVC frame EP25 | without spoiler | E | Single actuator | Maximum double-walled skylight possible for this product | Ut-value LT-value g-value Rw-value EN 1873 : 2014 EN ISO 13468 EN 16153 EN 410 EN 410 EN ISO 140-3 Material Walls Shells (W/m²K) (%) (%) (dB) Acrylic EW Clear (H) 1.19 37 57 24 PMMA Opal (O) 1.19 34 50 24 DW Clear (H/H) 0.98 33 50 26 Opal (O/O) 0.98 28 38 26 Polycarbonate EW Clear (A) 1.19 36 55 24 PC Opal (D) 1.19 24 40 24 DW Clear (A/H) 0.98 32 48 26 Clear (A/A) 0.98 32 46 26 Opal (A/O) 0.98 30 42 26 Opal (A/D) 0.98 21 33 26 Polycarbonate EW Heatstop Opal (T) 1.19 20 39 24 Heatstop PC DW Clear (T/H) 0.98 18 34 26 Opal (T/O) 0.98 17 30 26 | https://skylux.eu/en/products/skylux-160-ce-met-koepel-en-pvc-opstand-30-20-met-lm-motor-en-pvc-raam-type-ep25-1300-x-1900-mm | https://skylux.eu/cdn/shop/files/Skylux-160deg-CE-met-koepel-en-pvc-opstand-3020-met-LM-motor-en-pvc-raam-type-EP25-1300-x-1900-mm-RWA-systeem.jpg?v=1702980824&width=1600 | https://skylux.eu/cdn/shop/files/e5a82811-1bb0-48e4-a776-cacb59c7c092_2b05c384-ff77-4b08-9e42-fc3a346b2fe5.jpg?v=1688551218&width=1600 | //skylux.eu/cdn/shop/files/E_MH_Mounting_instructions_Skylux_160_CE_LM.pdf?v=12406716259046007223 | //skylux.eu/cdn/shop/files/E_TD_Technical_File_Skylux_Skylux_160_CE_Electric.pdf?v=3667116872303399239 | <style type="text/css" id="isPasted"><!--td {border: 1px solid #cccccc;}br {mso-data-placement:same-cell;}--></style><table border="1" cellpadding="0" cellspacing="0" dir="ltr" style="table-layout:fixed;font-size:10pt;font-family:Arial;border-collapse:collapse;border:none;"><tbody> <tr style="height:20px;"> <td style="overflow:hidden;padding:0px 3px 0px 3px;vertical-align:bottom;"></td> <td style="overflow:hidden;padding:0px 3px 0px 3px;vertical-align:bottom;"></td> <td style="overflow:hidden;padding:0px 3px 0px 3px;vertical-align:bottom;"></td> <td data-sheets-value='{"1":2,"2":"Ut-value"}' style="overflow:hidden;padding:0px 3px 0px 3px;vertical-align:bottom;font-weight:bold;text-align:center;">Ut-value</td> <td data-sheets-value='{"1":2,"2":"LT-value"}' style="overflow:hidden;padding:0px 3px 0px 3px;vertical-align:bottom;font-weight:bold;text-align:center;">LT-value</td> <td data-sheets-value='{"1":2,"2":"g-value"}' style="overflow:hidden;padding:0px 3px 0px 3px;vertical-align:bottom;font-weight:bold;text-align:center;">g-value</td> <td data-sheets-value='{"1":2,"2":"Rw-value "}' style="overflow:hidden;padding:0px 3px 0px 3px;vertical-align:bottom;font-weight:bold;text-align:center;">Rw-value </td> </tr> <tr style="height:20px;"> <td style="overflow:hidden;padding:0px 3px 0px 3px;vertical-align:bottom;"></td> <td style="overflow:hidden;padding:0px 3px 0px 3px;vertical-align:bottom;"></td> <td style="overflow:hidden;padding:0px 3px 0px 3px;vertical-align:bottom;"></td> <td data-sheets-numberformat='{"1":2,"2":"0.00","3":1}' data-sheets-value='{"1":2,"2":"EN 1873 : 2014"}' style="overflow:hidden;padding:0px 3px 0px 3px;vertical-align:bottom;text-align:center;">EN 1873 : 2014</td> <td data-sheets-numberformat='{"1":2,"2":"0","3":1}' data-sheets-value='{"1":2,"2":"EN ISO 13468 EN 16153 EN 410"}' style="overflow:hidden;padding:0px 3px 0px 3px;vertical-align:bottom;text-align:center;">EN ISO 13468 EN 16153 EN 410</td> <td data-sheets-numberformat='{"1":2,"2":"0","3":1}' data-sheets-value='{"1":2,"2":"EN 410"}' style="overflow:hidden;padding:0px 3px 0px 3px;vertical-align:bottom;text-align:center;">EN 410</td> <td data-sheets-value='{"1":2,"2":"EN ISO 140-3\t\t"}' style="overflow:hidden;padding:0px 3px 0px 3px;vertical-align:bottom;text-align:center;">EN ISO 140-3 </td> </tr> <tr style="height:20px;"> <td data-sheets-value='{"1":2,"2":"Material"}' style="border-bottom:1px solid #000000;overflow:hidden;padding:0px 3px 0px 3px;vertical-align:bottom;background-color:#000000;font-weight:bold;color:#ffffff;">Material</td> <td data-sheets-value='{"1":2,"2":"Walls"}' style="border-bottom:1px solid #000000;overflow:hidden;padding:0px 3px 0px 3px;vertical-align:bottom;background-color:#000000;font-weight:bold;color:#ffffff;">Walls</td> <td data-sheets-value='{"1":2,"2":"Shells"}' style="border-bottom:1px solid #000000;overflow:hidden;padding:0px 3px 0px 3px;vertical-align:bottom;background-color:#000000;font-weight:bold;color:#ffffff;">Shells</td> <td data-sheets-numberformat='{"1":2,"2":"0.00","3":1}' data-sheets-value='{"1":2,"2":"(W/m²K)\t"}' style="border-bottom:1px solid #000000;overflow:hidden;padding:0px 3px 0px 3px;vertical-align:bottom;background-color:#000000;font-weight:bold;color:#ffffff;text-align:center;">(W/m²K) </td> <td data-sheets-numberformat='{"1":2,"2":"0","3":1}' data-sheets-value='{"1":2,"2":"(%)"}' style="border-bottom:1px solid #000000;overflow:hidden;padding:0px 3px 0px 3px;vertical-align:bottom;background-color:#000000;font-weight:bold;color:#ffffff;text-align:center;">(%)</td> <td data-sheets-numberformat='{"1":2,"2":"0","3":1}' data-sheets-value='{"1":2,"2":"(%)"}' style="border-bottom:1px solid #000000;overflow:hidden;padding:0px 3px 0px 3px;vertical-align:bottom;background-color:#000000;font-weight:bold;color:#ffffff;text-align:center;">(%)</td> <td data-sheets-value='{"1":2,"2":"(dB)"}' style="border-bottom:1px solid #000000;overflow:hidden;padding:0px 3px 0px 3px;vertical-align:bottom;background-color:#000000;font-weight:bold;color:#ffffff;text-align:center;">(dB)</td> </tr> <tr style="height:20px;"> <td data-sheets-value='{"1":2,"2":"Acrylic"}' style="border-left:1px solid #000000;overflow:hidden;padding:0px 3px 0px 3px;vertical-align:bottom;">Acrylic</td> <td data-sheets-value='{"1":2,"2":"EW"}' style="overflow:hidden;padding:0px 3px 0px 3px;vertical-align:bottom;">EW</td> <td data-sheets-value='{"1":2,"2":"Clear (H)"}' style="overflow:hidden;padding:0px 3px 0px 3px;vertical-align:bottom;">Clear (H)</td> <td data-sheets-numberformat='{"1":2,"2":"0.00","3":1}' data-sheets-value='{"1":3,"3":1.19}' style="overflow:hidden;padding:0px 3px 0px 3px;vertical-align:bottom;text-align:center;">1.19</td> <td data-sheets-numberformat='{"1":2,"2":"0","3":1}' data-sheets-value='{"1":3,"3":36.9}' style="overflow:hidden;padding:0px 3px 0px 3px;vertical-align:bottom;text-align:center;">37</td> <td data-sheets-numberformat='{"1":2,"2":"0","3":1}' data-sheets-value='{"1":3,"3":57.42}' style="overflow:hidden;padding:0px 3px 0px 3px;vertical-align:bottom;text-align:center;">57</td> <td data-sheets-value='{"1":3,"3":24}' style="border-right:1px solid #000000;overflow:hidden;padding:0px 3px 0px 3px;vertical-align:bottom;text-align:center;">24</td> </tr> <tr style="height:20px;"> <td data-sheets-value='{"1":2,"2":"PMMA"}' style="border-left:1px solid #000000;overflow:hidden;padding:0px 3px 0px 3px;vertical-align:bottom;">PMMA</td> <td style="overflow:hidden;padding:0px 3px 0px 3px;vertical-align:bottom;"></td> <td data-sheets-value='{"1":2,"2":"Opal (O)"}' style="overflow:hidden;padding:0px 3px 0px 3px;vertical-align:bottom;">Opal (O)</td> <td data-sheets-numberformat='{"1":2,"2":"0.00","3":1}' data-sheets-value='{"1":3,"3":1.19}' style="overflow:hidden;padding:0px 3px 0px 3px;vertical-align:bottom;text-align:center;">1.19</td> <td data-sheets-numberformat='{"1":2,"2":"0","3":1}' data-sheets-value='{"1":3,"3":34.03}' style="overflow:hidden;padding:0px 3px 0px 3px;vertical-align:bottom;text-align:center;">34</td> <td data-sheets-numberformat='{"1":2,"2":"0","3":1}' data-sheets-value='{"1":3,"3":50.160000000000004}' style="overflow:hidden;padding:0px 3px 0px 3px;vertical-align:bottom;text-align:center;">50</td> <td data-sheets-value='{"1":3,"3":24}' style="border-right:1px solid #000000;overflow:hidden;padding:0px 3px 0px 3px;vertical-align:bottom;text-align:center;">24</td> </tr> <tr style="height:20px;"> <td style="border-left:1px solid #000000;overflow:hidden;padding:0px 3px 0px 3px;vertical-align:bottom;"></td> <td data-sheets-value='{"1":2,"2":"DW"}' style="overflow:hidden;padding:0px 3px 0px 3px;vertical-align:bottom;">DW</td> <td data-sheets-value='{"1":2,"2":"Clear (H/H)"}' style="overflow:hidden;padding:0px 3px 0px 3px;vertical-align:bottom;">Clear (H/H)</td> <td data-sheets-numberformat='{"1":2,"2":"0.00","3":1}' data-sheets-value='{"1":3,"3":0.98}' style="overflow:hidden;padding:0px 3px 0px 3px;vertical-align:bottom;text-align:center;">0.98</td> <td data-sheets-numberformat='{"1":2,"2":"0","3":1}' data-sheets-value='{"1":3,"3":33.21}' style="overflow:hidden;padding:0px 3px 0px 3px;vertical-align:bottom;text-align:center;">33</td> <td data-sheets-numberformat='{"1":2,"2":"0","3":1}' data-sheets-value='{"1":3,"3":49.5}' style="overflow:hidden;padding:0px 3px 0px 3px;vertical-align:bottom;text-align:center;">50</td> <td data-sheets-value='{"1":3,"3":26}' style="border-right:1px solid #000000;overflow:hidden;padding:0px 3px 0px 3px;vertical-align:bottom;text-align:center;">26</td> </tr> <tr style="height:20px;"> <td style="border-bottom:1px solid #000000;border-left:1px solid #000000;overflow:hidden;padding:0px 3px 0px 3px;vertical-align:bottom;"></td> <td style="border-bottom:1px solid #000000;overflow:hidden;padding:0px 3px 0px 3px;vertical-align:bottom;"></td> <td data-sheets-value='{"1":2,"2":"Opal (O/O)"}' style="border-bottom:1px solid #000000;overflow:hidden;padding:0px 3px 0px 3px;vertical-align:bottom;">Opal (O/O)</td> <td data-sheets-numberformat='{"1":2,"2":"0.00","3":1}' data-sheets-value='{"1":3,"3":0.98}' style="border-bottom:1px solid #000000;overflow:hidden;padding:0px 3px 0px 3px;vertical-align:bottom;text-align:center;">0.98</td> <td data-sheets-numberformat='{"1":2,"2":"0","3":1}' data-sheets-value='{"1":3,"3":28.29}' style="border-bottom:1px solid #000000;overflow:hidden;padding:0px 3px 0px 3px;vertical-align:bottom;text-align:center;">28</td> <td data-sheets-numberformat='{"1":2,"2":"0","3":1}' data-sheets-value='{"1":3,"3":38.28}' style="border-bottom:1px solid #000000;overflow:hidden;padding:0px 3px 0px 3px;vertical-align:bottom;text-align:center;">38</td> <td data-sheets-value='{"1":3,"3":26}' style="border-right:1px solid #000000;border-bottom:1px solid #000000;overflow:hidden;padding:0px 3px 0px 3px;vertical-align:bottom;text-align:center;">26</td> </tr> <tr style="height:20px;"> <td data-sheets-value='{"1":2,"2":"Polycarbonate "}' style="border-left:1px solid #000000;overflow:hidden;padding:0px 3px 0px 3px;vertical-align:bottom;">Polycarbonate </td> <td data-sheets-value='{"1":2,"2":"EW"}' style="overflow:hidden;padding:0px 3px 0px 3px;vertical-align:bottom;">EW</td> <td data-sheets-value='{"1":2,"2":"Clear (A)"}' style="overflow:hidden;padding:0px 3px 0px 3px;vertical-align:bottom;">Clear (A)</td> <td data-sheets-numberformat='{"1":2,"2":"0.00","3":1}' data-sheets-value='{"1":3,"3":1.19}' style="overflow:hidden;padding:0px 3px 0px 3px;vertical-align:bottom;text-align:center;">1.19</td> <td data-sheets-numberformat='{"1":2,"2":"0","3":1}' data-sheets-value='{"1":3,"3":36.08}' style="overflow:hidden;padding:0px 3px 0px 3px;vertical-align:bottom;text-align:center;">36</td> <td data-sheets-numberformat='{"1":2,"2":"0","3":1}' data-sheets-value='{"1":3,"3":54.78}' style="overflow:hidden;padding:0px 3px 0px 3px;vertical-align:bottom;text-align:center;">55</td> <td data-sheets-value='{"1":3,"3":24}' style="border-right:1px solid #000000;overflow:hidden;padding:0px 3px 0px 3px;vertical-align:bottom;text-align:center;">24</td> </tr> <tr style="height:20px;"> <td data-sheets-value='{"1":2,"2":"PC"}' style="border-left:1px solid #000000;overflow:hidden;padding:0px 3px 0px 3px;vertical-align:bottom;">PC</td> <td style="overflow:hidden;padding:0px 3px 0px 3px;vertical-align:bottom;"></td> <td data-sheets-value='{"1":2,"2":"Opal (D)"}' style="overflow:hidden;padding:0px 3px 0px 3px;vertical-align:bottom;">Opal (D)</td> <td data-sheets-numberformat='{"1":2,"2":"0.00","3":1}' data-sheets-value='{"1":3,"3":1.19}' style="overflow:hidden;padding:0px 3px 0px 3px;vertical-align:bottom;text-align:center;">1.19</td> <td data-sheets-numberformat='{"1":2,"2":"0","3":1}' data-sheets-value='{"1":3,"3":23.779999999999998}' style="overflow:hidden;padding:0px 3px 0px 3px;vertical-align:bottom;text-align:center;">24</td> <td data-sheets-numberformat='{"1":2,"2":"0","3":1}' data-sheets-value='{"1":3,"3":39.6}' style="overflow:hidden;padding:0px 3px 0px 3px;vertical-align:bottom;text-align:center;">40</td> <td data-sheets-value='{"1":3,"3":24}' style="border-right:1px solid #000000;overflow:hidden;padding:0px 3px 0px 3px;vertical-align:bottom;text-align:center;">24</td> </tr> <tr style="height:20px;"> <td style="border-left:1px solid #000000;overflow:hidden;padding:0px 3px 0px 3px;vertical-align:bottom;"></td> <td data-sheets-value='{"1":2,"2":"DW"}' style="overflow:hidden;padding:0px 3px 0px 3px;vertical-align:bottom;">DW</td> <td data-sheets-value='{"1":2,"2":"Clear (A/H)"}' style="overflow:hidden;padding:0px 3px 0px 3px;vertical-align:bottom;">Clear (A/H)</td> <td data-sheets-numberformat='{"1":2,"2":"0.00","3":1}' data-sheets-value='{"1":3,"3":0.98}' style="overflow:hidden;padding:0px 3px 0px 3px;vertical-align:bottom;text-align:center;">0.98</td> <td data-sheets-numberformat='{"1":2,"2":"0","3":1}' data-sheets-value='{"1":3,"3":32.39}' style="overflow:hidden;padding:0px 3px 0px 3px;vertical-align:bottom;text-align:center;">32</td> <td data-sheets-numberformat='{"1":2,"2":"0","3":1}' data-sheets-value='{"1":3,"3":47.52}' style="overflow:hidden;padding:0px 3px 0px 3px;vertical-align:bottom;text-align:center;">48</td> <td data-sheets-value='{"1":3,"3":26}' style="border-right:1px solid #000000;overflow:hidden;padding:0px 3px 0px 3px;vertical-align:bottom;text-align:center;">26</td> </tr> <tr style="height:20px;"> <td style="border-left:1px solid #000000;overflow:hidden;padding:0px 3px 0px 3px;vertical-align:bottom;"></td> <td style="overflow:hidden;padding:0px 3px 0px 3px;vertical-align:bottom;"></td> <td data-sheets-value='{"1":2,"2":"Clear (A/A)"}' style="overflow:hidden;padding:0px 3px 0px 3px;vertical-align:bottom;">Clear (A/A)</td> <td data-sheets-numberformat='{"1":2,"2":"0.00","3":1}' data-sheets-value='{"1":3,"3":0.98}' style="overflow:hidden;padding:0px 3px 0px 3px;vertical-align:bottom;text-align:center;">0.98</td> <td data-sheets-numberformat='{"1":2,"2":"0","3":1}' data-sheets-value='{"1":3,"3":31.569999999999997}' style="overflow:hidden;padding:0px 3px 0px 3px;vertical-align:bottom;text-align:center;">32</td> <td data-sheets-numberformat='{"1":2,"2":"0","3":1}' data-sheets-value='{"1":3,"3":45.54}' style="overflow:hidden;padding:0px 3px 0px 3px;vertical-align:bottom;text-align:center;">46</td> <td data-sheets-value='{"1":3,"3":26}' style="border-right:1px solid #000000;overflow:hidden;padding:0px 3px 0px 3px;vertical-align:bottom;text-align:center;">26</td> </tr> <tr style="height:20px;"> <td style="border-left:1px solid #000000;overflow:hidden;padding:0px 3px 0px 3px;vertical-align:bottom;"></td> <td style="overflow:hidden;padding:0px 3px 0px 3px;vertical-align:bottom;"></td> <td data-sheets-value='{"1":2,"2":"Opal (A/O)"}' style="overflow:hidden;padding:0px 3px 0px 3px;vertical-align:bottom;">Opal (A/O)</td> <td data-sheets-numberformat='{"1":2,"2":"0.00","3":1}' data-sheets-value='{"1":3,"3":0.98}' style="overflow:hidden;padding:0px 3px 0px 3px;vertical-align:bottom;text-align:center;">0.98</td> <td data-sheets-numberformat='{"1":2,"2":"0","3":1}' data-sheets-value='{"1":3,"3":29.93}' style="overflow:hidden;padding:0px 3px 0px 3px;vertical-align:bottom;text-align:center;">30</td> <td data-sheets-numberformat='{"1":2,"2":"0","3":1}' data-sheets-value='{"1":3,"3":41.580000000000005}' style="overflow:hidden;padding:0px 3px 0px 3px;vertical-align:bottom;text-align:center;">42</td> <td data-sheets-value='{"1":3,"3":26}' style="border-right:1px solid #000000;overflow:hidden;padding:0px 3px 0px 3px;vertical-align:bottom;text-align:center;">26</td> </tr> <tr style="height:20px;"> <td style="border-bottom:1px solid #000000;border-left:1px solid #000000;overflow:hidden;padding:0px 3px 0px 3px;vertical-align:bottom;"></td> <td style="border-bottom:1px solid #000000;overflow:hidden;padding:0px 3px 0px 3px;vertical-align:bottom;"></td> <td data-sheets-value='{"1":2,"2":"Opal (A/D)"}' style="border-bottom:1px solid #000000;overflow:hidden;padding:0px 3px 0px 3px;vertical-align:bottom;">Opal (A/D)</td> <td data-sheets-numberformat='{"1":2,"2":"0.00","3":1}' data-sheets-value='{"1":3,"3":0.98}' style="border-bottom:1px solid #000000;overflow:hidden;padding:0px 3px 0px 3px;vertical-align:bottom;text-align:center;">0.98</td> <td data-sheets-numberformat='{"1":2,"2":"0","3":1}' data-sheets-value='{"1":3,"3":20.91}' style="border-bottom:1px solid #000000;overflow:hidden;padding:0px 3px 0px 3px;vertical-align:bottom;text-align:center;">21</td> <td data-sheets-numberformat='{"1":2,"2":"0","3":1}' data-sheets-value='{"1":3,"3":33}' style="border-bottom:1px solid #000000;overflow:hidden;padding:0px 3px 0px 3px;vertical-align:bottom;text-align:center;">33</td> <td data-sheets-value='{"1":3,"3":26}' style="border-right:1px solid #000000;border-bottom:1px solid #000000;overflow:hidden;padding:0px 3px 0px 3px;vertical-align:bottom;text-align:center;">26</td> </tr> <tr style="height:20px;"> <td data-sheets-value='{"1":2,"2":"Polycarbonate"}' style="border-left:1px solid #000000;overflow:hidden;padding:0px 3px 0px 3px;vertical-align:bottom;">Polycarbonate</td> <td data-sheets-value='{"1":2,"2":"EW"}' style="overflow:hidden;padding:0px 3px 0px 3px;vertical-align:bottom;">EW</td> <td data-sheets-value='{"1":2,"2":"Heatstop Opal (T)"}' style="overflow:hidden;padding:0px 3px 0px 3px;vertical-align:bottom;">Heatstop Opal (T)</td> <td data-sheets-numberformat='{"1":2,"2":"0.00","3":1}' data-sheets-value='{"1":3,"3":1.19}' style="overflow:hidden;padding:0px 3px 0px 3px;vertical-align:bottom;text-align:center;">1.19</td> <td data-sheets-numberformat='{"1":2,"2":"0","3":1}' data-sheets-value='{"1":3,"3":20.09}' style="overflow:hidden;padding:0px 3px 0px 3px;vertical-align:bottom;text-align:center;">20</td> <td data-sheets-numberformat='{"1":2,"2":"0","3":1}' data-sheets-value='{"1":3,"3":38.940000000000005}' style="overflow:hidden;padding:0px 3px 0px 3px;vertical-align:bottom;text-align:center;">39</td> <td data-sheets-value='{"1":3,"3":24}' style="border-right:1px solid #000000;overflow:hidden;padding:0px 3px 0px 3px;vertical-align:bottom;text-align:center;">24</td> </tr> <tr style="height:20px;"> <td data-sheets-value='{"1":2,"2":"Heatstop PC"}' style="border-left:1px solid #000000;overflow:hidden;padding:0px 3px 0px 3px;vertical-align:bottom;">Heatstop PC</td> <td data-sheets-value='{"1":2,"2":"DW"}' style="overflow:hidden;padding:0px 3px 0px 3px;vertical-align:bottom;">DW</td> <td data-sheets-value='{"1":2,"2":"Clear (T/H)"}' style="overflow:hidden;padding:0px 3px 0px 3px;vertical-align:bottom;">Clear (T/H)</td> <td data-sheets-numberformat='{"1":2,"2":"0.00","3":1}' data-sheets-value='{"1":3,"3":0.98}' style="overflow:hidden;padding:0px 3px 0px 3px;vertical-align:bottom;text-align:center;">0.98</td> <td data-sheets-numberformat='{"1":2,"2":"0","3":1}' data-sheets-value='{"1":3,"3":18.04}' style="overflow:hidden;padding:0px 3px 0px 3px;vertical-align:bottom;text-align:center;">18</td> <td data-sheets-numberformat='{"1":2,"2":"0","3":1}' data-sheets-value='{"1":3,"3":33.660000000000004}' style="overflow:hidden;padding:0px 3px 0px 3px;vertical-align:bottom;text-align:center;">34</td> <td data-sheets-value='{"1":3,"3":26}' style="border-right:1px solid #000000;overflow:hidden;padding:0px 3px 0px 3px;vertical-align:bottom;text-align:center;">26</td> </tr> <tr style="height:20px;"> <td style="border-bottom:1px solid #000000;border-left:1px solid #000000;overflow:hidden;padding:0px 3px 0px 3px;vertical-align:bottom;"></td> <td style="border-bottom:1px solid #000000;overflow:hidden;padding:0px 3px 0px 3px;vertical-align:bottom;"></td> <td data-sheets-value='{"1":2,"2":"Opal (T/O)"}' style="border-bottom:1px solid #000000;overflow:hidden;padding:0px 3px 0px 3px;vertical-align:bottom;">Opal (T/O)</td> <td data-sheets-numberformat='{"1":2,"2":"0.00","3":1}' data-sheets-value='{"1":3,"3":0.98}' style="border-bottom:1px solid #000000;overflow:hidden;padding:0px 3px 0px 3px;vertical-align:bottom;text-align:center;">0.98</td> <td data-sheets-numberformat='{"1":2,"2":"0","3":1}' data-sheets-value='{"1":3,"3":16.81}' style="border-bottom:1px solid #000000;overflow:hidden;padding:0px 3px 0px 3px;vertical-align:bottom;text-align:center;">17</td> <td data-sheets-numberformat='{"1":2,"2":"0","3":1}' data-sheets-value='{"1":3,"3":29.700000000000003}' style="border-bottom:1px solid #000000;overflow:hidden;padding:0px 3px 0px 3px;vertical-align:bottom;text-align:center;">30</td> <td data-sheets-value='{"1":3,"3":26}' style="border-right:1px solid #000000;border-bottom:1px solid #000000;overflow:hidden;padding:0px 3px 0px 3px;vertical-align:bottom;text-align:center;">26</td> </tr> </tbody></table> | skylux-160-ce-met-koepel-en-pvc-opstand-30-20-met-lm-motor-en-pvc-raam-type-ep25-1300-x-1900-mm | 8586034348365 | 46872363663693
Smoke and heat exhaust (SHEV) | SHE system | Skylux | Skylux 160° CE with skylight and PVC curb 30/20 with LM-actuator and PVC frame type EP25 1300 x 2000 mm |  | 50439 | 5412970504399 | 6243.6 | Yes | 30-45 | 117.99 | 1300 x 2000 mm | 2000 | 1300 |  | PVC 30/20 (30 cm high & roof opening = 20 cm larger than daylight size) | Rectangular | 1.19 W/m²K - 0.98 W/m²K | 57% - 30% | 37% - 17% | 24dB - 26dB | 160° CE (for industry) | PVC frame EP25 | without spoiler | E | Single actuator | Maximum double-walled skylight possible for this product | Ut-value LT-value g-value Rw-value EN 1873 : 2014 EN ISO 13468 EN 16153 EN 410 EN 410 EN ISO 140-3 Material Walls Shells (W/m²K) (%) (%) (dB) Acrylic EW Clear (H) 1.19 37 57 24 PMMA Opal (O) 1.19 34 50 24 DW Clear (H/H) 0.98 33 50 26 Opal (O/O) 0.98 28 38 26 Polycarbonate EW Clear (A) 1.19 36 55 24 PC Opal (D) 1.19 24 40 24 DW Clear (A/H) 0.98 32 48 26 Clear (A/A) 0.98 32 46 26 Opal (A/O) 0.98 30 42 26 Opal (A/D) 0.98 21 33 26 Polycarbonate EW Heatstop Opal (T) 1.19 20 39 24 Heatstop PC DW Clear (T/H) 0.98 18 34 26 Opal (T/O) 0.98 17 30 26 | https://skylux.eu/en/products/skylux-160-ce-met-koepel-en-pvc-opstand-30-20-met-lm-motor-en-pvc-raam-type-ep25-1300-x-2000-mm | https://skylux.eu/cdn/shop/files/Skylux-160deg-CE-met-koepel-en-pvc-opstand-3020-met-LM-motor-en-pvc-raam-type-EP25-1300-x-2000-mm-RWA-systeem.jpg?v=1702980830&width=1600 | https://skylux.eu/cdn/shop/files/e5a82811-1bb0-48e4-a776-cacb59c7c092_6de23092-c865-4337-9f84-9e0239484215.jpg?v=1688551219&width=1600 | //skylux.eu/cdn/shop/files/E_MH_Mounting_instructions_Skylux_160_CE_LM.pdf?v=12406716259046007223 | //skylux.eu/cdn/shop/files/E_TD_Technical_File_Skylux_Skylux_160_CE_Electric.pdf?v=3667116872303399239 | <style type="text/css" id="isPasted"><!--td {border: 1px solid #cccccc;}br {mso-data-placement:same-cell;}--></style><table border="1" cellpadding="0" cellspacing="0" dir="ltr" style="table-layout:fixed;font-size:10pt;font-family:Arial;border-collapse:collapse;border:none;"><tbody> <tr style="height:20px;"> <td style="overflow:hidden;padding:0px 3px 0px 3px;vertical-align:bottom;"></td> <td style="overflow:hidden;padding:0px 3px 0px 3px;vertical-align:bottom;"></td> <td style="overflow:hidden;padding:0px 3px 0px 3px;vertical-align:bottom;"></td> <td data-sheets-value='{"1":2,"2":"Ut-value"}' style="overflow:hidden;padding:0px 3px 0px 3px;vertical-align:bottom;font-weight:bold;text-align:center;">Ut-value</td> <td data-sheets-value='{"1":2,"2":"LT-value"}' style="overflow:hidden;padding:0px 3px 0px 3px;vertical-align:bottom;font-weight:bold;text-align:center;">LT-value</td> <td data-sheets-value='{"1":2,"2":"g-value"}' style="overflow:hidden;padding:0px 3px 0px 3px;vertical-align:bottom;font-weight:bold;text-align:center;">g-value</td> <td data-sheets-value='{"1":2,"2":"Rw-value "}' style="overflow:hidden;padding:0px 3px 0px 3px;vertical-align:bottom;font-weight:bold;text-align:center;">Rw-value </td> </tr> <tr style="height:20px;"> <td style="overflow:hidden;padding:0px 3px 0px 3px;vertical-align:bottom;"></td> <td style="overflow:hidden;padding:0px 3px 0px 3px;vertical-align:bottom;"></td> <td style="overflow:hidden;padding:0px 3px 0px 3px;vertical-align:bottom;"></td> <td data-sheets-numberformat='{"1":2,"2":"0.00","3":1}' data-sheets-value='{"1":2,"2":"EN 1873 : 2014"}' style="overflow:hidden;padding:0px 3px 0px 3px;vertical-align:bottom;text-align:center;">EN 1873 : 2014</td> <td data-sheets-numberformat='{"1":2,"2":"0","3":1}' data-sheets-value='{"1":2,"2":"EN ISO 13468 EN 16153 EN 410"}' style="overflow:hidden;padding:0px 3px 0px 3px;vertical-align:bottom;text-align:center;">EN ISO 13468 EN 16153 EN 410</td> <td data-sheets-numberformat='{"1":2,"2":"0","3":1}' data-sheets-value='{"1":2,"2":"EN 410"}' style="overflow:hidden;padding:0px 3px 0px 3px;vertical-align:bottom;text-align:center;">EN 410</td> <td data-sheets-value='{"1":2,"2":"EN ISO 140-3\t\t"}' style="overflow:hidden;padding:0px 3px 0px 3px;vertical-align:bottom;text-align:center;">EN ISO 140-3 </td> </tr> <tr style="height:20px;"> <td data-sheets-value='{"1":2,"2":"Material"}' style="border-bottom:1px solid #000000;overflow:hidden;padding:0px 3px 0px 3px;vertical-align:bottom;background-color:#000000;font-weight:bold;color:#ffffff;">Material</td> <td data-sheets-value='{"1":2,"2":"Walls"}' style="border-bottom:1px solid #000000;overflow:hidden;padding:0px 3px 0px 3px;vertical-align:bottom;background-color:#000000;font-weight:bold;color:#ffffff;">Walls</td> <td data-sheets-value='{"1":2,"2":"Shells"}' style="border-bottom:1px solid #000000;overflow:hidden;padding:0px 3px 0px 3px;vertical-align:bottom;background-color:#000000;font-weight:bold;color:#ffffff;">Shells</td> <td data-sheets-numberformat='{"1":2,"2":"0.00","3":1}' data-sheets-value='{"1":2,"2":"(W/m²K)\t"}' style="border-bottom:1px solid #000000;overflow:hidden;padding:0px 3px 0px 3px;vertical-align:bottom;background-color:#000000;font-weight:bold;color:#ffffff;text-align:center;">(W/m²K) </td> <td data-sheets-numberformat='{"1":2,"2":"0","3":1}' data-sheets-value='{"1":2,"2":"(%)"}' style="border-bottom:1px solid #000000;overflow:hidden;padding:0px 3px 0px 3px;vertical-align:bottom;background-color:#000000;font-weight:bold;color:#ffffff;text-align:center;">(%)</td> <td data-sheets-numberformat='{"1":2,"2":"0","3":1}' data-sheets-value='{"1":2,"2":"(%)"}' style="border-bottom:1px solid #000000;overflow:hidden;padding:0px 3px 0px 3px;vertical-align:bottom;background-color:#000000;font-weight:bold;color:#ffffff;text-align:center;">(%)</td> <td data-sheets-value='{"1":2,"2":"(dB)"}' style="border-bottom:1px solid #000000;overflow:hidden;padding:0px 3px 0px 3px;vertical-align:bottom;background-color:#000000;font-weight:bold;color:#ffffff;text-align:center;">(dB)</td> </tr> <tr style="height:20px;"> <td data-sheets-value='{"1":2,"2":"Acrylic"}' style="border-left:1px solid #000000;overflow:hidden;padding:0px 3px 0px 3px;vertical-align:bottom;">Acrylic</td> <td data-sheets-value='{"1":2,"2":"EW"}' style="overflow:hidden;padding:0px 3px 0px 3px;vertical-align:bottom;">EW</td> <td data-sheets-value='{"1":2,"2":"Clear (H)"}' style="overflow:hidden;padding:0px 3px 0px 3px;vertical-align:bottom;">Clear (H)</td> <td data-sheets-numberformat='{"1":2,"2":"0.00","3":1}' data-sheets-value='{"1":3,"3":1.19}' style="overflow:hidden;padding:0px 3px 0px 3px;vertical-align:bottom;text-align:center;">1.19</td> <td data-sheets-numberformat='{"1":2,"2":"0","3":1}' data-sheets-value='{"1":3,"3":36.9}' style="overflow:hidden;padding:0px 3px 0px 3px;vertical-align:bottom;text-align:center;">37</td> <td data-sheets-numberformat='{"1":2,"2":"0","3":1}' data-sheets-value='{"1":3,"3":57.42}' style="overflow:hidden;padding:0px 3px 0px 3px;vertical-align:bottom;text-align:center;">57</td> <td data-sheets-value='{"1":3,"3":24}' style="border-right:1px solid #000000;overflow:hidden;padding:0px 3px 0px 3px;vertical-align:bottom;text-align:center;">24</td> </tr> <tr style="height:20px;"> <td data-sheets-value='{"1":2,"2":"PMMA"}' style="border-left:1px solid #000000;overflow:hidden;padding:0px 3px 0px 3px;vertical-align:bottom;">PMMA</td> <td style="overflow:hidden;padding:0px 3px 0px 3px;vertical-align:bottom;"></td> <td data-sheets-value='{"1":2,"2":"Opal (O)"}' style="overflow:hidden;padding:0px 3px 0px 3px;vertical-align:bottom;">Opal (O)</td> <td data-sheets-numberformat='{"1":2,"2":"0.00","3":1}' data-sheets-value='{"1":3,"3":1.19}' style="overflow:hidden;padding:0px 3px 0px 3px;vertical-align:bottom;text-align:center;">1.19</td> <td data-sheets-numberformat='{"1":2,"2":"0","3":1}' data-sheets-value='{"1":3,"3":34.03}' style="overflow:hidden;padding:0px 3px 0px 3px;vertical-align:bottom;text-align:center;">34</td> <td data-sheets-numberformat='{"1":2,"2":"0","3":1}' data-sheets-value='{"1":3,"3":50.160000000000004}' style="overflow:hidden;padding:0px 3px 0px 3px;vertical-align:bottom;text-align:center;">50</td> <td data-sheets-value='{"1":3,"3":24}' style="border-right:1px solid #000000;overflow:hidden;padding:0px 3px 0px 3px;vertical-align:bottom;text-align:center;">24</td> </tr> <tr style="height:20px;"> <td style="border-left:1px solid #000000;overflow:hidden;padding:0px 3px 0px 3px;vertical-align:bottom;"></td> <td data-sheets-value='{"1":2,"2":"DW"}' style="overflow:hidden;padding:0px 3px 0px 3px;vertical-align:bottom;">DW</td> <td data-sheets-value='{"1":2,"2":"Clear (H/H)"}' style="overflow:hidden;padding:0px 3px 0px 3px;vertical-align:bottom;">Clear (H/H)</td> <td data-sheets-numberformat='{"1":2,"2":"0.00","3":1}' data-sheets-value='{"1":3,"3":0.98}' style="overflow:hidden;padding:0px 3px 0px 3px;vertical-align:bottom;text-align:center;">0.98</td> <td data-sheets-numberformat='{"1":2,"2":"0","3":1}' data-sheets-value='{"1":3,"3":33.21}' style="overflow:hidden;padding:0px 3px 0px 3px;vertical-align:bottom;text-align:center;">33</td> <td data-sheets-numberformat='{"1":2,"2":"0","3":1}' data-sheets-value='{"1":3,"3":49.5}' style="overflow:hidden;padding:0px 3px 0px 3px;vertical-align:bottom;text-align:center;">50</td> <td data-sheets-value='{"1":3,"3":26}' style="border-right:1px solid #000000;overflow:hidden;padding:0px 3px 0px 3px;vertical-align:bottom;text-align:center;">26</td> </tr> <tr style="height:20px;"> <td style="border-bottom:1px solid #000000;border-left:1px solid #000000;overflow:hidden;padding:0px 3px 0px 3px;vertical-align:bottom;"></td> <td style="border-bottom:1px solid #000000;overflow:hidden;padding:0px 3px 0px 3px;vertical-align:bottom;"></td> <td data-sheets-value='{"1":2,"2":"Opal (O/O)"}' style="border-bottom:1px solid #000000;overflow:hidden;padding:0px 3px 0px 3px;vertical-align:bottom;">Opal (O/O)</td> <td data-sheets-numberformat='{"1":2,"2":"0.00","3":1}' data-sheets-value='{"1":3,"3":0.98}' style="border-bottom:1px solid #000000;overflow:hidden;padding:0px 3px 0px 3px;vertical-align:bottom;text-align:center;">0.98</td> <td data-sheets-numberformat='{"1":2,"2":"0","3":1}' data-sheets-value='{"1":3,"3":28.29}' style="border-bottom:1px solid #000000;overflow:hidden;padding:0px 3px 0px 3px;vertical-align:bottom;text-align:center;">28</td> <td data-sheets-numberformat='{"1":2,"2":"0","3":1}' data-sheets-value='{"1":3,"3":38.28}' style="border-bottom:1px solid #000000;overflow:hidden;padding:0px 3px 0px 3px;vertical-align:bottom;text-align:center;">38</td> <td data-sheets-value='{"1":3,"3":26}' style="border-right:1px solid #000000;border-bottom:1px solid #000000;overflow:hidden;padding:0px 3px 0px 3px;vertical-align:bottom;text-align:center;">26</td> </tr> <tr style="height:20px;"> <td data-sheets-value='{"1":2,"2":"Polycarbonate "}' style="border-left:1px solid #000000;overflow:hidden;padding:0px 3px 0px 3px;vertical-align:bottom;">Polycarbonate </td> <td data-sheets-value='{"1":2,"2":"EW"}' style="overflow:hidden;padding:0px 3px 0px 3px;vertical-align:bottom;">EW</td> <td data-sheets-value='{"1":2,"2":"Clear (A)"}' style="overflow:hidden;padding:0px 3px 0px 3px;vertical-align:bottom;">Clear (A)</td> <td data-sheets-numberformat='{"1":2,"2":"0.00","3":1}' data-sheets-value='{"1":3,"3":1.19}' style="overflow:hidden;padding:0px 3px 0px 3px;vertical-align:bottom;text-align:center;">1.19</td> <td data-sheets-numberformat='{"1":2,"2":"0","3":1}' data-sheets-value='{"1":3,"3":36.08}' style="overflow:hidden;padding:0px 3px 0px 3px;vertical-align:bottom;text-align:center;">36</td> <td data-sheets-numberformat='{"1":2,"2":"0","3":1}' data-sheets-value='{"1":3,"3":54.78}' style="overflow:hidden;padding:0px 3px 0px 3px;vertical-align:bottom;text-align:center;">55</td> <td data-sheets-value='{"1":3,"3":24}' style="border-right:1px solid #000000;overflow:hidden;padding:0px 3px 0px 3px;vertical-align:bottom;text-align:center;">24</td> </tr> <tr style="height:20px;"> <td data-sheets-value='{"1":2,"2":"PC"}' style="border-left:1px solid #000000;overflow:hidden;padding:0px 3px 0px 3px;vertical-align:bottom;">PC</td> <td style="overflow:hidden;padding:0px 3px 0px 3px;vertical-align:bottom;"></td> <td data-sheets-value='{"1":2,"2":"Opal (D)"}' style="overflow:hidden;padding:0px 3px 0px 3px;vertical-align:bottom;">Opal (D)</td> <td data-sheets-numberformat='{"1":2,"2":"0.00","3":1}' data-sheets-value='{"1":3,"3":1.19}' style="overflow:hidden;padding:0px 3px 0px 3px;vertical-align:bottom;text-align:center;">1.19</td> <td data-sheets-numberformat='{"1":2,"2":"0","3":1}' data-sheets-value='{"1":3,"3":23.779999999999998}' style="overflow:hidden;padding:0px 3px 0px 3px;vertical-align:bottom;text-align:center;">24</td> <td data-sheets-numberformat='{"1":2,"2":"0","3":1}' data-sheets-value='{"1":3,"3":39.6}' style="overflow:hidden;padding:0px 3px 0px 3px;vertical-align:bottom;text-align:center;">40</td> <td data-sheets-value='{"1":3,"3":24}' style="border-right:1px solid #000000;overflow:hidden;padding:0px 3px 0px 3px;vertical-align:bottom;text-align:center;">24</td> </tr> <tr style="height:20px;"> <td style="border-left:1px solid #000000;overflow:hidden;padding:0px 3px 0px 3px;vertical-align:bottom;"></td> <td data-sheets-value='{"1":2,"2":"DW"}' style="overflow:hidden;padding:0px 3px 0px 3px;vertical-align:bottom;">DW</td> <td data-sheets-value='{"1":2,"2":"Clear (A/H)"}' style="overflow:hidden;padding:0px 3px 0px 3px;vertical-align:bottom;">Clear (A/H)</td> <td data-sheets-numberformat='{"1":2,"2":"0.00","3":1}' data-sheets-value='{"1":3,"3":0.98}' style="overflow:hidden;padding:0px 3px 0px 3px;vertical-align:bottom;text-align:center;">0.98</td> <td data-sheets-numberformat='{"1":2,"2":"0","3":1}' data-sheets-value='{"1":3,"3":32.39}' style="overflow:hidden;padding:0px 3px 0px 3px;vertical-align:bottom;text-align:center;">32</td> <td data-sheets-numberformat='{"1":2,"2":"0","3":1}' data-sheets-value='{"1":3,"3":47.52}' style="overflow:hidden;padding:0px 3px 0px 3px;vertical-align:bottom;text-align:center;">48</td> <td data-sheets-value='{"1":3,"3":26}' style="border-right:1px solid #000000;overflow:hidden;padding:0px 3px 0px 3px;vertical-align:bottom;text-align:center;">26</td> </tr> <tr style="height:20px;"> <td style="border-left:1px solid #000000;overflow:hidden;padding:0px 3px 0px 3px;vertical-align:bottom;"></td> <td style="overflow:hidden;padding:0px 3px 0px 3px;vertical-align:bottom;"></td> <td data-sheets-value='{"1":2,"2":"Clear (A/A)"}' style="overflow:hidden;padding:0px 3px 0px 3px;vertical-align:bottom;">Clear (A/A)</td> <td data-sheets-numberformat='{"1":2,"2":"0.00","3":1}' data-sheets-value='{"1":3,"3":0.98}' style="overflow:hidden;padding:0px 3px 0px 3px;vertical-align:bottom;text-align:center;">0.98</td> <td data-sheets-numberformat='{"1":2,"2":"0","3":1}' data-sheets-value='{"1":3,"3":31.569999999999997}' style="overflow:hidden;padding:0px 3px 0px 3px;vertical-align:bottom;text-align:center;">32</td> <td data-sheets-numberformat='{"1":2,"2":"0","3":1}' data-sheets-value='{"1":3,"3":45.54}' style="overflow:hidden;padding:0px 3px 0px 3px;vertical-align:bottom;text-align:center;">46</td> <td data-sheets-value='{"1":3,"3":26}' style="border-right:1px solid #000000;overflow:hidden;padding:0px 3px 0px 3px;vertical-align:bottom;text-align:center;">26</td> </tr> <tr style="height:20px;"> <td style="border-left:1px solid #000000;overflow:hidden;padding:0px 3px 0px 3px;vertical-align:bottom;"></td> <td style="overflow:hidden;padding:0px 3px 0px 3px;vertical-align:bottom;"></td> <td data-sheets-value='{"1":2,"2":"Opal (A/O)"}' style="overflow:hidden;padding:0px 3px 0px 3px;vertical-align:bottom;">Opal (A/O)</td> <td data-sheets-numberformat='{"1":2,"2":"0.00","3":1}' data-sheets-value='{"1":3,"3":0.98}' style="overflow:hidden;padding:0px 3px 0px 3px;vertical-align:bottom;text-align:center;">0.98</td> <td data-sheets-numberformat='{"1":2,"2":"0","3":1}' data-sheets-value='{"1":3,"3":29.93}' style="overflow:hidden;padding:0px 3px 0px 3px;vertical-align:bottom;text-align:center;">30</td> <td data-sheets-numberformat='{"1":2,"2":"0","3":1}' data-sheets-value='{"1":3,"3":41.580000000000005}' style="overflow:hidden;padding:0px 3px 0px 3px;vertical-align:bottom;text-align:center;">42</td> <td data-sheets-value='{"1":3,"3":26}' style="border-right:1px solid #000000;overflow:hidden;padding:0px 3px 0px 3px;vertical-align:bottom;text-align:center;">26</td> </tr> <tr style="height:20px;"> <td style="border-bottom:1px solid #000000;border-left:1px solid #000000;overflow:hidden;padding:0px 3px 0px 3px;vertical-align:bottom;"></td> <td style="border-bottom:1px solid #000000;overflow:hidden;padding:0px 3px 0px 3px;vertical-align:bottom;"></td> <td data-sheets-value='{"1":2,"2":"Opal (A/D)"}' style="border-bottom:1px solid #000000;overflow:hidden;padding:0px 3px 0px 3px;vertical-align:bottom;">Opal (A/D)</td> <td data-sheets-numberformat='{"1":2,"2":"0.00","3":1}' data-sheets-value='{"1":3,"3":0.98}' style="border-bottom:1px solid #000000;overflow:hidden;padding:0px 3px 0px 3px;vertical-align:bottom;text-align:center;">0.98</td> <td data-sheets-numberformat='{"1":2,"2":"0","3":1}' data-sheets-value='{"1":3,"3":20.91}' style="border-bottom:1px solid #000000;overflow:hidden;padding:0px 3px 0px 3px;vertical-align:bottom;text-align:center;">21</td> <td data-sheets-numberformat='{"1":2,"2":"0","3":1}' data-sheets-value='{"1":3,"3":33}' style="border-bottom:1px solid #000000;overflow:hidden;padding:0px 3px 0px 3px;vertical-align:bottom;text-align:center;">33</td> <td data-sheets-value='{"1":3,"3":26}' style="border-right:1px solid #000000;border-bottom:1px solid #000000;overflow:hidden;padding:0px 3px 0px 3px;vertical-align:bottom;text-align:center;">26</td> </tr> <tr style="height:20px;"> <td data-sheets-value='{"1":2,"2":"Polycarbonate"}' style="border-left:1px solid #000000;overflow:hidden;padding:0px 3px 0px 3px;vertical-align:bottom;">Polycarbonate</td> <td data-sheets-value='{"1":2,"2":"EW"}' style="overflow:hidden;padding:0px 3px 0px 3px;vertical-align:bottom;">EW</td> <td data-sheets-value='{"1":2,"2":"Heatstop Opal (T)"}' style="overflow:hidden;padding:0px 3px 0px 3px;vertical-align:bottom;">Heatstop Opal (T)</td> <td data-sheets-numberformat='{"1":2,"2":"0.00","3":1}' data-sheets-value='{"1":3,"3":1.19}' style="overflow:hidden;padding:0px 3px 0px 3px;vertical-align:bottom;text-align:center;">1.19</td> <td data-sheets-numberformat='{"1":2,"2":"0","3":1}' data-sheets-value='{"1":3,"3":20.09}' style="overflow:hidden;padding:0px 3px 0px 3px;vertical-align:bottom;text-align:center;">20</td> <td data-sheets-numberformat='{"1":2,"2":"0","3":1}' data-sheets-value='{"1":3,"3":38.940000000000005}' style="overflow:hidden;padding:0px 3px 0px 3px;vertical-align:bottom;text-align:center;">39</td> <td data-sheets-value='{"1":3,"3":24}' style="border-right:1px solid #000000;overflow:hidden;padding:0px 3px 0px 3px;vertical-align:bottom;text-align:center;">24</td> </tr> <tr style="height:20px;"> <td data-sheets-value='{"1":2,"2":"Heatstop PC"}' style="border-left:1px solid #000000;overflow:hidden;padding:0px 3px 0px 3px;vertical-align:bottom;">Heatstop PC</td> <td data-sheets-value='{"1":2,"2":"DW"}' style="overflow:hidden;padding:0px 3px 0px 3px;vertical-align:bottom;">DW</td> <td data-sheets-value='{"1":2,"2":"Clear (T/H)"}' style="overflow:hidden;padding:0px 3px 0px 3px;vertical-align:bottom;">Clear (T/H)</td> <td data-sheets-numberformat='{"1":2,"2":"0.00","3":1}' data-sheets-value='{"1":3,"3":0.98}' style="overflow:hidden;padding:0px 3px 0px 3px;vertical-align:bottom;text-align:center;">0.98</td> <td data-sheets-numberformat='{"1":2,"2":"0","3":1}' data-sheets-value='{"1":3,"3":18.04}' style="overflow:hidden;padding:0px 3px 0px 3px;vertical-align:bottom;text-align:center;">18</td> <td data-sheets-numberformat='{"1":2,"2":"0","3":1}' data-sheets-value='{"1":3,"3":33.660000000000004}' style="overflow:hidden;padding:0px 3px 0px 3px;vertical-align:bottom;text-align:center;">34</td> <td data-sheets-value='{"1":3,"3":26}' style="border-right:1px solid #000000;overflow:hidden;padding:0px 3px 0px 3px;vertical-align:bottom;text-align:center;">26</td> </tr> <tr style="height:20px;"> <td style="border-bottom:1px solid #000000;border-left:1px solid #000000;overflow:hidden;padding:0px 3px 0px 3px;vertical-align:bottom;"></td> <td style="border-bottom:1px solid #000000;overflow:hidden;padding:0px 3px 0px 3px;vertical-align:bottom;"></td> <td data-sheets-value='{"1":2,"2":"Opal (T/O)"}' style="border-bottom:1px solid #000000;overflow:hidden;padding:0px 3px 0px 3px;vertical-align:bottom;">Opal (T/O)</td> <td data-sheets-numberformat='{"1":2,"2":"0.00","3":1}' data-sheets-value='{"1":3,"3":0.98}' style="border-bottom:1px solid #000000;overflow:hidden;padding:0px 3px 0px 3px;vertical-align:bottom;text-align:center;">0.98</td> <td data-sheets-numberformat='{"1":2,"2":"0","3":1}' data-sheets-value='{"1":3,"3":16.81}' style="border-bottom:1px solid #000000;overflow:hidden;padding:0px 3px 0px 3px;vertical-align:bottom;text-align:center;">17</td> <td data-sheets-numberformat='{"1":2,"2":"0","3":1}' data-sheets-value='{"1":3,"3":29.700000000000003}' style="border-bottom:1px solid #000000;overflow:hidden;padding:0px 3px 0px 3px;vertical-align:bottom;text-align:center;">30</td> <td data-sheets-value='{"1":3,"3":26}' style="border-right:1px solid #000000;border-bottom:1px solid #000000;overflow:hidden;padding:0px 3px 0px 3px;vertical-align:bottom;text-align:center;">26</td> </tr> </tbody></table> | skylux-160-ce-met-koepel-en-pvc-opstand-30-20-met-lm-motor-en-pvc-raam-type-ep25-1300-x-2000-mm | 8586034413901 | 46872363761997
Smoke and heat exhaust (SHEV) | SHE system | Skylux | Skylux 160° CE with skylight and PVC curb 30/20 with LM-actuator and PVC frame type EP25 1300 x 2200 mm |  | 50440 | 5412970504405 | 6380.35 | Yes | 30-45 | 124.08 | 1300 x 2200 mm | 2200 | 1300 |  | PVC 30/20 (30 cm high & roof opening = 20 cm larger than daylight size) | Rectangular | 1.19 W/m²K - 0.98 W/m²K | 57% - 30% | 37% - 17% | 24dB - 26dB | 160° CE (for industry) | PVC frame EP25 | without spoiler | E | Single actuator | Maximum double-walled skylight possible for this product | Ut-value LT-value g-value Rw-value EN 1873 : 2014 EN ISO 13468 EN 16153 EN 410 EN 410 EN ISO 140-3 Material Walls Shells (W/m²K) (%) (%) (dB) Acrylic EW Clear (H) 1.19 37 57 24 PMMA Opal (O) 1.19 34 50 24 DW Clear (H/H) 0.98 33 50 26 Opal (O/O) 0.98 28 38 26 Polycarbonate EW Clear (A) 1.19 36 55 24 PC Opal (D) 1.19 24 40 24 DW Clear (A/H) 0.98 32 48 26 Clear (A/A) 0.98 32 46 26 Opal (A/O) 0.98 30 42 26 Opal (A/D) 0.98 21 33 26 Polycarbonate EW Heatstop Opal (T) 1.19 20 39 24 Heatstop PC DW Clear (T/H) 0.98 18 34 26 Opal (T/O) 0.98 17 30 26 | https://skylux.eu/en/products/skylux-160-ce-met-koepel-en-pvc-opstand-30-20-met-lm-motor-en-pvc-raam-type-ep25-1300-x-2200-mm | https://skylux.eu/cdn/shop/files/Skylux-160deg-CE-met-koepel-en-pvc-opstand-3020-met-LM-motor-en-pvc-raam-type-EP25-1300-x-2200-mm-RWA-systeem.jpg?v=1702980835&width=1600 | https://skylux.eu/cdn/shop/files/e5a82811-1bb0-48e4-a776-cacb59c7c092_18f904ab-4ab3-48ff-870a-c97c78c42310.jpg?v=1688551220&width=1600 | //skylux.eu/cdn/shop/files/E_MH_Mounting_instructions_Skylux_160_CE_LM.pdf?v=12406716259046007223 | //skylux.eu/cdn/shop/files/E_TD_Technical_File_Skylux_Skylux_160_CE_Electric.pdf?v=3667116872303399239 | <style type="text/css" id="isPasted"><!--td {border: 1px solid #cccccc;}br {mso-data-placement:same-cell;}--></style><table border="1" cellpadding="0" cellspacing="0" dir="ltr" style="table-layout:fixed;font-size:10pt;font-family:Arial;border-collapse:collapse;border:none;"><tbody> <tr style="height:20px;"> <td style="overflow:hidden;padding:0px 3px 0px 3px;vertical-align:bottom;"></td> <td style="overflow:hidden;padding:0px 3px 0px 3px;vertical-align:bottom;"></td> <td style="overflow:hidden;padding:0px 3px 0px 3px;vertical-align:bottom;"></td> <td data-sheets-value='{"1":2,"2":"Ut-value"}' style="overflow:hidden;padding:0px 3px 0px 3px;vertical-align:bottom;font-weight:bold;text-align:center;">Ut-value</td> <td data-sheets-value='{"1":2,"2":"LT-value"}' style="overflow:hidden;padding:0px 3px 0px 3px;vertical-align:bottom;font-weight:bold;text-align:center;">LT-value</td> <td data-sheets-value='{"1":2,"2":"g-value"}' style="overflow:hidden;padding:0px 3px 0px 3px;vertical-align:bottom;font-weight:bold;text-align:center;">g-value</td> <td data-sheets-value='{"1":2,"2":"Rw-value "}' style="overflow:hidden;padding:0px 3px 0px 3px;vertical-align:bottom;font-weight:bold;text-align:center;">Rw-value </td> </tr> <tr style="height:20px;"> <td style="overflow:hidden;padding:0px 3px 0px 3px;vertical-align:bottom;"></td> <td style="overflow:hidden;padding:0px 3px 0px 3px;vertical-align:bottom;"></td> <td style="overflow:hidden;padding:0px 3px 0px 3px;vertical-align:bottom;"></td> <td data-sheets-numberformat='{"1":2,"2":"0.00","3":1}' data-sheets-value='{"1":2,"2":"EN 1873 : 2014"}' style="overflow:hidden;padding:0px 3px 0px 3px;vertical-align:bottom;text-align:center;">EN 1873 : 2014</td> <td data-sheets-numberformat='{"1":2,"2":"0","3":1}' data-sheets-value='{"1":2,"2":"EN ISO 13468 EN 16153 EN 410"}' style="overflow:hidden;padding:0px 3px 0px 3px;vertical-align:bottom;text-align:center;">EN ISO 13468 EN 16153 EN 410</td> <td data-sheets-numberformat='{"1":2,"2":"0","3":1}' data-sheets-value='{"1":2,"2":"EN 410"}' style="overflow:hidden;padding:0px 3px 0px 3px;vertical-align:bottom;text-align:center;">EN 410</td> <td data-sheets-value='{"1":2,"2":"EN ISO 140-3\t\t"}' style="overflow:hidden;padding:0px 3px 0px 3px;vertical-align:bottom;text-align:center;">EN ISO 140-3 </td> </tr> <tr style="height:20px;"> <td data-sheets-value='{"1":2,"2":"Material"}' style="border-bottom:1px solid #000000;overflow:hidden;padding:0px 3px 0px 3px;vertical-align:bottom;background-color:#000000;font-weight:bold;color:#ffffff;">Material</td> <td data-sheets-value='{"1":2,"2":"Walls"}' style="border-bottom:1px solid #000000;overflow:hidden;padding:0px 3px 0px 3px;vertical-align:bottom;background-color:#000000;font-weight:bold;color:#ffffff;">Walls</td> <td data-sheets-value='{"1":2,"2":"Shells"}' style="border-bottom:1px solid #000000;overflow:hidden;padding:0px 3px 0px 3px;vertical-align:bottom;background-color:#000000;font-weight:bold;color:#ffffff;">Shells</td> <td data-sheets-numberformat='{"1":2,"2":"0.00","3":1}' data-sheets-value='{"1":2,"2":"(W/m²K)\t"}' style="border-bottom:1px solid #000000;overflow:hidden;padding:0px 3px 0px 3px;vertical-align:bottom;background-color:#000000;font-weight:bold;color:#ffffff;text-align:center;">(W/m²K) </td> <td data-sheets-numberformat='{"1":2,"2":"0","3":1}' data-sheets-value='{"1":2,"2":"(%)"}' style="border-bottom:1px solid #000000;overflow:hidden;padding:0px 3px 0px 3px;vertical-align:bottom;background-color:#000000;font-weight:bold;color:#ffffff;text-align:center;">(%)</td> <td data-sheets-numberformat='{"1":2,"2":"0","3":1}' data-sheets-value='{"1":2,"2":"(%)"}' style="border-bottom:1px solid #000000;overflow:hidden;padding:0px 3px 0px 3px;vertical-align:bottom;background-color:#000000;font-weight:bold;color:#ffffff;text-align:center;">(%)</td> <td data-sheets-value='{"1":2,"2":"(dB)"}' style="border-bottom:1px solid #000000;overflow:hidden;padding:0px 3px 0px 3px;vertical-align:bottom;background-color:#000000;font-weight:bold;color:#ffffff;text-align:center;">(dB)</td> </tr> <tr style="height:20px;"> <td data-sheets-value='{"1":2,"2":"Acrylic"}' style="border-left:1px solid #000000;overflow:hidden;padding:0px 3px 0px 3px;vertical-align:bottom;">Acrylic</td> <td data-sheets-value='{"1":2,"2":"EW"}' style="overflow:hidden;padding:0px 3px 0px 3px;vertical-align:bottom;">EW</td> <td data-sheets-value='{"1":2,"2":"Clear (H)"}' style="overflow:hidden;padding:0px 3px 0px 3px;vertical-align:bottom;">Clear (H)</td> <td data-sheets-numberformat='{"1":2,"2":"0.00","3":1}' data-sheets-value='{"1":3,"3":1.19}' style="overflow:hidden;padding:0px 3px 0px 3px;vertical-align:bottom;text-align:center;">1.19</td> <td data-sheets-numberformat='{"1":2,"2":"0","3":1}' data-sheets-value='{"1":3,"3":36.9}' style="overflow:hidden;padding:0px 3px 0px 3px;vertical-align:bottom;text-align:center;">37</td> <td data-sheets-numberformat='{"1":2,"2":"0","3":1}' data-sheets-value='{"1":3,"3":57.42}' style="overflow:hidden;padding:0px 3px 0px 3px;vertical-align:bottom;text-align:center;">57</td> <td data-sheets-value='{"1":3,"3":24}' style="border-right:1px solid #000000;overflow:hidden;padding:0px 3px 0px 3px;vertical-align:bottom;text-align:center;">24</td> </tr> <tr style="height:20px;"> <td data-sheets-value='{"1":2,"2":"PMMA"}' style="border-left:1px solid #000000;overflow:hidden;padding:0px 3px 0px 3px;vertical-align:bottom;">PMMA</td> <td style="overflow:hidden;padding:0px 3px 0px 3px;vertical-align:bottom;"></td> <td data-sheets-value='{"1":2,"2":"Opal (O)"}' style="overflow:hidden;padding:0px 3px 0px 3px;vertical-align:bottom;">Opal (O)</td> <td data-sheets-numberformat='{"1":2,"2":"0.00","3":1}' data-sheets-value='{"1":3,"3":1.19}' style="overflow:hidden;padding:0px 3px 0px 3px;vertical-align:bottom;text-align:center;">1.19</td> <td data-sheets-numberformat='{"1":2,"2":"0","3":1}' data-sheets-value='{"1":3,"3":34.03}' style="overflow:hidden;padding:0px 3px 0px 3px;vertical-align:bottom;text-align:center;">34</td> <td data-sheets-numberformat='{"1":2,"2":"0","3":1}' data-sheets-value='{"1":3,"3":50.160000000000004}' style="overflow:hidden;padding:0px 3px 0px 3px;vertical-align:bottom;text-align:center;">50</td> <td data-sheets-value='{"1":3,"3":24}' style="border-right:1px solid #000000;overflow:hidden;padding:0px 3px 0px 3px;vertical-align:bottom;text-align:center;">24</td> </tr> <tr style="height:20px;"> <td style="border-left:1px solid #000000;overflow:hidden;padding:0px 3px 0px 3px;vertical-align:bottom;"></td> <td data-sheets-value='{"1":2,"2":"DW"}' style="overflow:hidden;padding:0px 3px 0px 3px;vertical-align:bottom;">DW</td> <td data-sheets-value='{"1":2,"2":"Clear (H/H)"}' style="overflow:hidden;padding:0px 3px 0px 3px;vertical-align:bottom;">Clear (H/H)</td> <td data-sheets-numberformat='{"1":2,"2":"0.00","3":1}' data-sheets-value='{"1":3,"3":0.98}' style="overflow:hidden;padding:0px 3px 0px 3px;vertical-align:bottom;text-align:center;">0.98</td> <td data-sheets-numberformat='{"1":2,"2":"0","3":1}' data-sheets-value='{"1":3,"3":33.21}' style="overflow:hidden;padding:0px 3px 0px 3px;vertical-align:bottom;text-align:center;">33</td> <td data-sheets-numberformat='{"1":2,"2":"0","3":1}' data-sheets-value='{"1":3,"3":49.5}' style="overflow:hidden;padding:0px 3px 0px 3px;vertical-align:bottom;text-align:center;">50</td> <td data-sheets-value='{"1":3,"3":26}' style="border-right:1px solid #000000;overflow:hidden;padding:0px 3px 0px 3px;vertical-align:bottom;text-align:center;">26</td> </tr> <tr style="height:20px;"> <td style="border-bottom:1px solid #000000;border-left:1px solid #000000;overflow:hidden;padding:0px 3px 0px 3px;vertical-align:bottom;"></td> <td style="border-bottom:1px solid #000000;overflow:hidden;padding:0px 3px 0px 3px;vertical-align:bottom;"></td> <td data-sheets-value='{"1":2,"2":"Opal (O/O)"}' style="border-bottom:1px solid #000000;overflow:hidden;padding:0px 3px 0px 3px;vertical-align:bottom;">Opal (O/O)</td> <td data-sheets-numberformat='{"1":2,"2":"0.00","3":1}' data-sheets-value='{"1":3,"3":0.98}' style="border-bottom:1px solid #000000;overflow:hidden;padding:0px 3px 0px 3px;vertical-align:bottom;text-align:center;">0.98</td> <td data-sheets-numberformat='{"1":2,"2":"0","3":1}' data-sheets-value='{"1":3,"3":28.29}' style="border-bottom:1px solid #000000;overflow:hidden;padding:0px 3px 0px 3px;vertical-align:bottom;text-align:center;">28</td> <td data-sheets-numberformat='{"1":2,"2":"0","3":1}' data-sheets-value='{"1":3,"3":38.28}' style="border-bottom:1px solid #000000;overflow:hidden;padding:0px 3px 0px 3px;vertical-align:bottom;text-align:center;">38</td> <td data-sheets-value='{"1":3,"3":26}' style="border-right:1px solid #000000;border-bottom:1px solid #000000;overflow:hidden;padding:0px 3px 0px 3px;vertical-align:bottom;text-align:center;">26</td> </tr> <tr style="height:20px;"> <td data-sheets-value='{"1":2,"2":"Polycarbonate "}' style="border-left:1px solid #000000;overflow:hidden;padding:0px 3px 0px 3px;vertical-align:bottom;">Polycarbonate </td> <td data-sheets-value='{"1":2,"2":"EW"}' style="overflow:hidden;padding:0px 3px 0px 3px;vertical-align:bottom;">EW</td> <td data-sheets-value='{"1":2,"2":"Clear (A)"}' style="overflow:hidden;padding:0px 3px 0px 3px;vertical-align:bottom;">Clear (A)</td> <td data-sheets-numberformat='{"1":2,"2":"0.00","3":1}' data-sheets-value='{"1":3,"3":1.19}' style="overflow:hidden;padding:0px 3px 0px 3px;vertical-align:bottom;text-align:center;">1.19</td> <td data-sheets-numberformat='{"1":2,"2":"0","3":1}' data-sheets-value='{"1":3,"3":36.08}' style="overflow:hidden;padding:0px 3px 0px 3px;vertical-align:bottom;text-align:center;">36</td> <td data-sheets-numberformat='{"1":2,"2":"0","3":1}' data-sheets-value='{"1":3,"3":54.78}' style="overflow:hidden;padding:0px 3px 0px 3px;vertical-align:bottom;text-align:center;">55</td> <td data-sheets-value='{"1":3,"3":24}' style="border-right:1px solid #000000;overflow:hidden;padding:0px 3px 0px 3px;vertical-align:bottom;text-align:center;">24</td> </tr> <tr style="height:20px;"> <td data-sheets-value='{"1":2,"2":"PC"}' style="border-left:1px solid #000000;overflow:hidden;padding:0px 3px 0px 3px;vertical-align:bottom;">PC</td> <td style="overflow:hidden;padding:0px 3px 0px 3px;vertical-align:bottom;"></td> <td data-sheets-value='{"1":2,"2":"Opal (D)"}' style="overflow:hidden;padding:0px 3px 0px 3px;vertical-align:bottom;">Opal (D)</td> <td data-sheets-numberformat='{"1":2,"2":"0.00","3":1}' data-sheets-value='{"1":3,"3":1.19}' style="overflow:hidden;padding:0px 3px 0px 3px;vertical-align:bottom;text-align:center;">1.19</td> <td data-sheets-numberformat='{"1":2,"2":"0","3":1}' data-sheets-value='{"1":3,"3":23.779999999999998}' style="overflow:hidden;padding:0px 3px 0px 3px;vertical-align:bottom;text-align:center;">24</td> <td data-sheets-numberformat='{"1":2,"2":"0","3":1}' data-sheets-value='{"1":3,"3":39.6}' style="overflow:hidden;padding:0px 3px 0px 3px;vertical-align:bottom;text-align:center;">40</td> <td data-sheets-value='{"1":3,"3":24}' style="border-right:1px solid #000000;overflow:hidden;padding:0px 3px 0px 3px;vertical-align:bottom;text-align:center;">24</td> </tr> <tr style="height:20px;"> <td style="border-left:1px solid #000000;overflow:hidden;padding:0px 3px 0px 3px;vertical-align:bottom;"></td> <td data-sheets-value='{"1":2,"2":"DW"}' style="overflow:hidden;padding:0px 3px 0px 3px;vertical-align:bottom;">DW</td> <td data-sheets-value='{"1":2,"2":"Clear (A/H)"}' style="overflow:hidden;padding:0px 3px 0px 3px;vertical-align:bottom;">Clear (A/H)</td> <td data-sheets-numberformat='{"1":2,"2":"0.00","3":1}' data-sheets-value='{"1":3,"3":0.98}' style="overflow:hidden;padding:0px 3px 0px 3px;vertical-align:bottom;text-align:center;">0.98</td> <td data-sheets-numberformat='{"1":2,"2":"0","3":1}' data-sheets-value='{"1":3,"3":32.39}' style="overflow:hidden;padding:0px 3px 0px 3px;vertical-align:bottom;text-align:center;">32</td> <td data-sheets-numberformat='{"1":2,"2":"0","3":1}' data-sheets-value='{"1":3,"3":47.52}' style="overflow:hidden;padding:0px 3px 0px 3px;vertical-align:bottom;text-align:center;">48</td> <td data-sheets-value='{"1":3,"3":26}' style="border-right:1px solid #000000;overflow:hidden;padding:0px 3px 0px 3px;vertical-align:bottom;text-align:center;">26</td> </tr> <tr style="height:20px;"> <td style="border-left:1px solid #000000;overflow:hidden;padding:0px 3px 0px 3px;vertical-align:bottom;"></td> <td style="overflow:hidden;padding:0px 3px 0px 3px;vertical-align:bottom;"></td> <td data-sheets-value='{"1":2,"2":"Clear (A/A)"}' style="overflow:hidden;padding:0px 3px 0px 3px;vertical-align:bottom;">Clear (A/A)</td> <td data-sheets-numberformat='{"1":2,"2":"0.00","3":1}' data-sheets-value='{"1":3,"3":0.98}' style="overflow:hidden;padding:0px 3px 0px 3px;vertical-align:bottom;text-align:center;">0.98</td> <td data-sheets-numberformat='{"1":2,"2":"0","3":1}' data-sheets-value='{"1":3,"3":31.569999999999997}' style="overflow:hidden;padding:0px 3px 0px 3px;vertical-align:bottom;text-align:center;">32</td> <td data-sheets-numberformat='{"1":2,"2":"0","3":1}' data-sheets-value='{"1":3,"3":45.54}' style="overflow:hidden;padding:0px 3px 0px 3px;vertical-align:bottom;text-align:center;">46</td> <td data-sheets-value='{"1":3,"3":26}' style="border-right:1px solid #000000;overflow:hidden;padding:0px 3px 0px 3px;vertical-align:bottom;text-align:center;">26</td> </tr> <tr style="height:20px;"> <td style="border-left:1px solid #000000;overflow:hidden;padding:0px 3px 0px 3px;vertical-align:bottom;"></td> <td style="overflow:hidden;padding:0px 3px 0px 3px;vertical-align:bottom;"></td> <td data-sheets-value='{"1":2,"2":"Opal (A/O)"}' style="overflow:hidden;padding:0px 3px 0px 3px;vertical-align:bottom;">Opal (A/O)</td> <td data-sheets-numberformat='{"1":2,"2":"0.00","3":1}' data-sheets-value='{"1":3,"3":0.98}' style="overflow:hidden;padding:0px 3px 0px 3px;vertical-align:bottom;text-align:center;">0.98</td> <td data-sheets-numberformat='{"1":2,"2":"0","3":1}' data-sheets-value='{"1":3,"3":29.93}' style="overflow:hidden;padding:0px 3px 0px 3px;vertical-align:bottom;text-align:center;">30</td> <td data-sheets-numberformat='{"1":2,"2":"0","3":1}' data-sheets-value='{"1":3,"3":41.580000000000005}' style="overflow:hidden;padding:0px 3px 0px 3px;vertical-align:bottom;text-align:center;">42</td> <td data-sheets-value='{"1":3,"3":26}' style="border-right:1px solid #000000;overflow:hidden;padding:0px 3px 0px 3px;vertical-align:bottom;text-align:center;">26</td> </tr> <tr style="height:20px;"> <td style="border-bottom:1px solid #000000;border-left:1px solid #000000;overflow:hidden;padding:0px 3px 0px 3px;vertical-align:bottom;"></td> <td style="border-bottom:1px solid #000000;overflow:hidden;padding:0px 3px 0px 3px;vertical-align:bottom;"></td> <td data-sheets-value='{"1":2,"2":"Opal (A/D)"}' style="border-bottom:1px solid #000000;overflow:hidden;padding:0px 3px 0px 3px;vertical-align:bottom;">Opal (A/D)</td> <td data-sheets-numberformat='{"1":2,"2":"0.00","3":1}' data-sheets-value='{"1":3,"3":0.98}' style="border-bottom:1px solid #000000;overflow:hidden;padding:0px 3px 0px 3px;vertical-align:bottom;text-align:center;">0.98</td> <td data-sheets-numberformat='{"1":2,"2":"0","3":1}' data-sheets-value='{"1":3,"3":20.91}' style="border-bottom:1px solid #000000;overflow:hidden;padding:0px 3px 0px 3px;vertical-align:bottom;text-align:center;">21</td> <td data-sheets-numberformat='{"1":2,"2":"0","3":1}' data-sheets-value='{"1":3,"3":33}' style="border-bottom:1px solid #000000;overflow:hidden;padding:0px 3px 0px 3px;vertical-align:bottom;text-align:center;">33</td> <td data-sheets-value='{"1":3,"3":26}' style="border-right:1px solid #000000;border-bottom:1px solid #000000;overflow:hidden;padding:0px 3px 0px 3px;vertical-align:bottom;text-align:center;">26</td> </tr> <tr style="height:20px;"> <td data-sheets-value='{"1":2,"2":"Polycarbonate"}' style="border-left:1px solid #000000;overflow:hidden;padding:0px 3px 0px 3px;vertical-align:bottom;">Polycarbonate</td> <td data-sheets-value='{"1":2,"2":"EW"}' style="overflow:hidden;padding:0px 3px 0px 3px;vertical-align:bottom;">EW</td> <td data-sheets-value='{"1":2,"2":"Heatstop Opal (T)"}' style="overflow:hidden;padding:0px 3px 0px 3px;vertical-align:bottom;">Heatstop Opal (T)</td> <td data-sheets-numberformat='{"1":2,"2":"0.00","3":1}' data-sheets-value='{"1":3,"3":1.19}' style="overflow:hidden;padding:0px 3px 0px 3px;vertical-align:bottom;text-align:center;">1.19</td> <td data-sheets-numberformat='{"1":2,"2":"0","3":1}' data-sheets-value='{"1":3,"3":20.09}' style="overflow:hidden;padding:0px 3px 0px 3px;vertical-align:bottom;text-align:center;">20</td> <td data-sheets-numberformat='{"1":2,"2":"0","3":1}' data-sheets-value='{"1":3,"3":38.940000000000005}' style="overflow:hidden;padding:0px 3px 0px 3px;vertical-align:bottom;text-align:center;">39</td> <td data-sheets-value='{"1":3,"3":24}' style="border-right:1px solid #000000;overflow:hidden;padding:0px 3px 0px 3px;vertical-align:bottom;text-align:center;">24</td> </tr> <tr style="height:20px;"> <td data-sheets-value='{"1":2,"2":"Heatstop PC"}' style="border-left:1px solid #000000;overflow:hidden;padding:0px 3px 0px 3px;vertical-align:bottom;">Heatstop PC</td> <td data-sheets-value='{"1":2,"2":"DW"}' style="overflow:hidden;padding:0px 3px 0px 3px;vertical-align:bottom;">DW</td> <td data-sheets-value='{"1":2,"2":"Clear (T/H)"}' style="overflow:hidden;padding:0px 3px 0px 3px;vertical-align:bottom;">Clear (T/H)</td> <td data-sheets-numberformat='{"1":2,"2":"0.00","3":1}' data-sheets-value='{"1":3,"3":0.98}' style="overflow:hidden;padding:0px 3px 0px 3px;vertical-align:bottom;text-align:center;">0.98</td> <td data-sheets-numberformat='{"1":2,"2":"0","3":1}' data-sheets-value='{"1":3,"3":18.04}' style="overflow:hidden;padding:0px 3px 0px 3px;vertical-align:bottom;text-align:center;">18</td> <td data-sheets-numberformat='{"1":2,"2":"0","3":1}' data-sheets-value='{"1":3,"3":33.660000000000004}' style="overflow:hidden;padding:0px 3px 0px 3px;vertical-align:bottom;text-align:center;">34</td> <td data-sheets-value='{"1":3,"3":26}' style="border-right:1px solid #000000;overflow:hidden;padding:0px 3px 0px 3px;vertical-align:bottom;text-align:center;">26</td> </tr> <tr style="height:20px;"> <td style="border-bottom:1px solid #000000;border-left:1px solid #000000;overflow:hidden;padding:0px 3px 0px 3px;vertical-align:bottom;"></td> <td style="border-bottom:1px solid #000000;overflow:hidden;padding:0px 3px 0px 3px;vertical-align:bottom;"></td> <td data-sheets-value='{"1":2,"2":"Opal (T/O)"}' style="border-bottom:1px solid #000000;overflow:hidden;padding:0px 3px 0px 3px;vertical-align:bottom;">Opal (T/O)</td> <td data-sheets-numberformat='{"1":2,"2":"0.00","3":1}' data-sheets-value='{"1":3,"3":0.98}' style="border-bottom:1px solid #000000;overflow:hidden;padding:0px 3px 0px 3px;vertical-align:bottom;text-align:center;">0.98</td> <td data-sheets-numberformat='{"1":2,"2":"0","3":1}' data-sheets-value='{"1":3,"3":16.81}' style="border-bottom:1px solid #000000;overflow:hidden;padding:0px 3px 0px 3px;vertical-align:bottom;text-align:center;">17</td> <td data-sheets-numberformat='{"1":2,"2":"0","3":1}' data-sheets-value='{"1":3,"3":29.700000000000003}' style="border-bottom:1px solid #000000;overflow:hidden;padding:0px 3px 0px 3px;vertical-align:bottom;text-align:center;">30</td> <td data-sheets-value='{"1":3,"3":26}' style="border-right:1px solid #000000;border-bottom:1px solid #000000;overflow:hidden;padding:0px 3px 0px 3px;vertical-align:bottom;text-align:center;">26</td> </tr> </tbody></table> | skylux-160-ce-met-koepel-en-pvc-opstand-30-20-met-lm-motor-en-pvc-raam-type-ep25-1300-x-2200-mm | 8586034479437 | 46872363827533
Smoke and heat exhaust (SHEV) | SHE system | Skylux | Skylux 160° CE with skylight and PVC curb 30/20 with LM-actuator and PVC frame type EP25 1300 x 2300 mm |  | 50441 | 5412970504412 | 6584.85 | Yes | 30-45 | 129.63 | 1300 x 2300 mm | 2300 | 1300 |  | PVC 30/20 (30 cm high & roof opening = 20 cm larger than daylight size) | Rectangular | 1.19 W/m²K - 0.98 W/m²K | 57% - 30% | 37% - 17% | 24dB - 26dB | 160° CE (for industry) | PVC frame EP25 | without spoiler | E | Single actuator | Maximum double-walled skylight possible for this product | Ut-value LT-value g-value Rw-value EN 1873 : 2014 EN ISO 13468 EN 16153 EN 410 EN 410 EN ISO 140-3 Material Walls Shells (W/m²K) (%) (%) (dB) Acrylic EW Clear (H) 1.19 37 57 24 PMMA Opal (O) 1.19 34 50 24 DW Clear (H/H) 0.98 33 50 26 Opal (O/O) 0.98 28 38 26 Polycarbonate EW Clear (A) 1.19 36 55 24 PC Opal (D) 1.19 24 40 24 DW Clear (A/H) 0.98 32 48 26 Clear (A/A) 0.98 32 46 26 Opal (A/O) 0.98 30 42 26 Opal (A/D) 0.98 21 33 26 Polycarbonate EW Heatstop Opal (T) 1.19 20 39 24 Heatstop PC DW Clear (T/H) 0.98 18 34 26 Opal (T/O) 0.98 17 30 26 | https://skylux.eu/en/products/skylux-160-ce-met-koepel-en-pvc-opstand-30-20-met-lm-motor-en-pvc-raam-type-ep25-1300-x-2300-mm | https://skylux.eu/cdn/shop/files/Skylux-160deg-CE-met-koepel-en-pvc-opstand-3020-met-LM-motor-en-pvc-raam-type-EP25-1300-x-2300-mm-RWA-systeem.jpg?v=1702980840&width=1600 | https://skylux.eu/cdn/shop/files/e5a82811-1bb0-48e4-a776-cacb59c7c092_24ba814a-d408-4742-bded-8eb9f6fa6c21.jpg?v=1688551221&width=1600 | //skylux.eu/cdn/shop/files/E_MH_Mounting_instructions_Skylux_160_CE_LM.pdf?v=12406716259046007223 | //skylux.eu/cdn/shop/files/E_TD_Technical_File_Skylux_Skylux_160_CE_Electric.pdf?v=3667116872303399239 | <style type="text/css" id="isPasted"><!--td {border: 1px solid #cccccc;}br {mso-data-placement:same-cell;}--></style><table border="1" cellpadding="0" cellspacing="0" dir="ltr" style="table-layout:fixed;font-size:10pt;font-family:Arial;border-collapse:collapse;border:none;"><tbody> <tr style="height:20px;"> <td style="overflow:hidden;padding:0px 3px 0px 3px;vertical-align:bottom;"></td> <td style="overflow:hidden;padding:0px 3px 0px 3px;vertical-align:bottom;"></td> <td style="overflow:hidden;padding:0px 3px 0px 3px;vertical-align:bottom;"></td> <td data-sheets-value='{"1":2,"2":"Ut-value"}' style="overflow:hidden;padding:0px 3px 0px 3px;vertical-align:bottom;font-weight:bold;text-align:center;">Ut-value</td> <td data-sheets-value='{"1":2,"2":"LT-value"}' style="overflow:hidden;padding:0px 3px 0px 3px;vertical-align:bottom;font-weight:bold;text-align:center;">LT-value</td> <td data-sheets-value='{"1":2,"2":"g-value"}' style="overflow:hidden;padding:0px 3px 0px 3px;vertical-align:bottom;font-weight:bold;text-align:center;">g-value</td> <td data-sheets-value='{"1":2,"2":"Rw-value "}' style="overflow:hidden;padding:0px 3px 0px 3px;vertical-align:bottom;font-weight:bold;text-align:center;">Rw-value </td> </tr> <tr style="height:20px;"> <td style="overflow:hidden;padding:0px 3px 0px 3px;vertical-align:bottom;"></td> <td style="overflow:hidden;padding:0px 3px 0px 3px;vertical-align:bottom;"></td> <td style="overflow:hidden;padding:0px 3px 0px 3px;vertical-align:bottom;"></td> <td data-sheets-numberformat='{"1":2,"2":"0.00","3":1}' data-sheets-value='{"1":2,"2":"EN 1873 : 2014"}' style="overflow:hidden;padding:0px 3px 0px 3px;vertical-align:bottom;text-align:center;">EN 1873 : 2014</td> <td data-sheets-numberformat='{"1":2,"2":"0","3":1}' data-sheets-value='{"1":2,"2":"EN ISO 13468 EN 16153 EN 410"}' style="overflow:hidden;padding:0px 3px 0px 3px;vertical-align:bottom;text-align:center;">EN ISO 13468 EN 16153 EN 410</td> <td data-sheets-numberformat='{"1":2,"2":"0","3":1}' data-sheets-value='{"1":2,"2":"EN 410"}' style="overflow:hidden;padding:0px 3px 0px 3px;vertical-align:bottom;text-align:center;">EN 410</td> <td data-sheets-value='{"1":2,"2":"EN ISO 140-3\t\t"}' style="overflow:hidden;padding:0px 3px 0px 3px;vertical-align:bottom;text-align:center;">EN ISO 140-3 </td> </tr> <tr style="height:20px;"> <td data-sheets-value='{"1":2,"2":"Material"}' style="border-bottom:1px solid #000000;overflow:hidden;padding:0px 3px 0px 3px;vertical-align:bottom;background-color:#000000;font-weight:bold;color:#ffffff;">Material</td> <td data-sheets-value='{"1":2,"2":"Walls"}' style="border-bottom:1px solid #000000;overflow:hidden;padding:0px 3px 0px 3px;vertical-align:bottom;background-color:#000000;font-weight:bold;color:#ffffff;">Walls</td> <td data-sheets-value='{"1":2,"2":"Shells"}' style="border-bottom:1px solid #000000;overflow:hidden;padding:0px 3px 0px 3px;vertical-align:bottom;background-color:#000000;font-weight:bold;color:#ffffff;">Shells</td> <td data-sheets-numberformat='{"1":2,"2":"0.00","3":1}' data-sheets-value='{"1":2,"2":"(W/m²K)\t"}' style="border-bottom:1px solid #000000;overflow:hidden;padding:0px 3px 0px 3px;vertical-align:bottom;background-color:#000000;font-weight:bold;color:#ffffff;text-align:center;">(W/m²K) </td> <td data-sheets-numberformat='{"1":2,"2":"0","3":1}' data-sheets-value='{"1":2,"2":"(%)"}' style="border-bottom:1px solid #000000;overflow:hidden;padding:0px 3px 0px 3px;vertical-align:bottom;background-color:#000000;font-weight:bold;color:#ffffff;text-align:center;">(%)</td> <td data-sheets-numberformat='{"1":2,"2":"0","3":1}' data-sheets-value='{"1":2,"2":"(%)"}' style="border-bottom:1px solid #000000;overflow:hidden;padding:0px 3px 0px 3px;vertical-align:bottom;background-color:#000000;font-weight:bold;color:#ffffff;text-align:center;">(%)</td> <td data-sheets-value='{"1":2,"2":"(dB)"}' style="border-bottom:1px solid #000000;overflow:hidden;padding:0px 3px 0px 3px;vertical-align:bottom;background-color:#000000;font-weight:bold;color:#ffffff;text-align:center;">(dB)</td> </tr> <tr style="height:20px;"> <td data-sheets-value='{"1":2,"2":"Acrylic"}' style="border-left:1px solid #000000;overflow:hidden;padding:0px 3px 0px 3px;vertical-align:bottom;">Acrylic</td> <td data-sheets-value='{"1":2,"2":"EW"}' style="overflow:hidden;padding:0px 3px 0px 3px;vertical-align:bottom;">EW</td> <td data-sheets-value='{"1":2,"2":"Clear (H)"}' style="overflow:hidden;padding:0px 3px 0px 3px;vertical-align:bottom;">Clear (H)</td> <td data-sheets-numberformat='{"1":2,"2":"0.00","3":1}' data-sheets-value='{"1":3,"3":1.19}' style="overflow:hidden;padding:0px 3px 0px 3px;vertical-align:bottom;text-align:center;">1.19</td> <td data-sheets-numberformat='{"1":2,"2":"0","3":1}' data-sheets-value='{"1":3,"3":36.9}' style="overflow:hidden;padding:0px 3px 0px 3px;vertical-align:bottom;text-align:center;">37</td> <td data-sheets-numberformat='{"1":2,"2":"0","3":1}' data-sheets-value='{"1":3,"3":57.42}' style="overflow:hidden;padding:0px 3px 0px 3px;vertical-align:bottom;text-align:center;">57</td> <td data-sheets-value='{"1":3,"3":24}' style="border-right:1px solid #000000;overflow:hidden;padding:0px 3px 0px 3px;vertical-align:bottom;text-align:center;">24</td> </tr> <tr style="height:20px;"> <td data-sheets-value='{"1":2,"2":"PMMA"}' style="border-left:1px solid #000000;overflow:hidden;padding:0px 3px 0px 3px;vertical-align:bottom;">PMMA</td> <td style="overflow:hidden;padding:0px 3px 0px 3px;vertical-align:bottom;"></td> <td data-sheets-value='{"1":2,"2":"Opal (O)"}' style="overflow:hidden;padding:0px 3px 0px 3px;vertical-align:bottom;">Opal (O)</td> <td data-sheets-numberformat='{"1":2,"2":"0.00","3":1}' data-sheets-value='{"1":3,"3":1.19}' style="overflow:hidden;padding:0px 3px 0px 3px;vertical-align:bottom;text-align:center;">1.19</td> <td data-sheets-numberformat='{"1":2,"2":"0","3":1}' data-sheets-value='{"1":3,"3":34.03}' style="overflow:hidden;padding:0px 3px 0px 3px;vertical-align:bottom;text-align:center;">34</td> <td data-sheets-numberformat='{"1":2,"2":"0","3":1}' data-sheets-value='{"1":3,"3":50.160000000000004}' style="overflow:hidden;padding:0px 3px 0px 3px;vertical-align:bottom;text-align:center;">50</td> <td data-sheets-value='{"1":3,"3":24}' style="border-right:1px solid #000000;overflow:hidden;padding:0px 3px 0px 3px;vertical-align:bottom;text-align:center;">24</td> </tr> <tr style="height:20px;"> <td style="border-left:1px solid #000000;overflow:hidden;padding:0px 3px 0px 3px;vertical-align:bottom;"></td> <td data-sheets-value='{"1":2,"2":"DW"}' style="overflow:hidden;padding:0px 3px 0px 3px;vertical-align:bottom;">DW</td> <td data-sheets-value='{"1":2,"2":"Clear (H/H)"}' style="overflow:hidden;padding:0px 3px 0px 3px;vertical-align:bottom;">Clear (H/H)</td> <td data-sheets-numberformat='{"1":2,"2":"0.00","3":1}' data-sheets-value='{"1":3,"3":0.98}' style="overflow:hidden;padding:0px 3px 0px 3px;vertical-align:bottom;text-align:center;">0.98</td> <td data-sheets-numberformat='{"1":2,"2":"0","3":1}' data-sheets-value='{"1":3,"3":33.21}' style="overflow:hidden;padding:0px 3px 0px 3px;vertical-align:bottom;text-align:center;">33</td> <td data-sheets-numberformat='{"1":2,"2":"0","3":1}' data-sheets-value='{"1":3,"3":49.5}' style="overflow:hidden;padding:0px 3px 0px 3px;vertical-align:bottom;text-align:center;">50</td> <td data-sheets-value='{"1":3,"3":26}' style="border-right:1px solid #000000;overflow:hidden;padding:0px 3px 0px 3px;vertical-align:bottom;text-align:center;">26</td> </tr> <tr style="height:20px;"> <td style="border-bottom:1px solid #000000;border-left:1px solid #000000;overflow:hidden;padding:0px 3px 0px 3px;vertical-align:bottom;"></td> <td style="border-bottom:1px solid #000000;overflow:hidden;padding:0px 3px 0px 3px;vertical-align:bottom;"></td> <td data-sheets-value='{"1":2,"2":"Opal (O/O)"}' style="border-bottom:1px solid #000000;overflow:hidden;padding:0px 3px 0px 3px;vertical-align:bottom;">Opal (O/O)</td> <td data-sheets-numberformat='{"1":2,"2":"0.00","3":1}' data-sheets-value='{"1":3,"3":0.98}' style="border-bottom:1px solid #000000;overflow:hidden;padding:0px 3px 0px 3px;vertical-align:bottom;text-align:center;">0.98</td> <td data-sheets-numberformat='{"1":2,"2":"0","3":1}' data-sheets-value='{"1":3,"3":28.29}' style="border-bottom:1px solid #000000;overflow:hidden;padding:0px 3px 0px 3px;vertical-align:bottom;text-align:center;">28</td> <td data-sheets-numberformat='{"1":2,"2":"0","3":1}' data-sheets-value='{"1":3,"3":38.28}' style="border-bottom:1px solid #000000;overflow:hidden;padding:0px 3px 0px 3px;vertical-align:bottom;text-align:center;">38</td> <td data-sheets-value='{"1":3,"3":26}' style="border-right:1px solid #000000;border-bottom:1px solid #000000;overflow:hidden;padding:0px 3px 0px 3px;vertical-align:bottom;text-align:center;">26</td> </tr> <tr style="height:20px;"> <td data-sheets-value='{"1":2,"2":"Polycarbonate "}' style="border-left:1px solid #000000;overflow:hidden;padding:0px 3px 0px 3px;vertical-align:bottom;">Polycarbonate </td> <td data-sheets-value='{"1":2,"2":"EW"}' style="overflow:hidden;padding:0px 3px 0px 3px;vertical-align:bottom;">EW</td> <td data-sheets-value='{"1":2,"2":"Clear (A)"}' style="overflow:hidden;padding:0px 3px 0px 3px;vertical-align:bottom;">Clear (A)</td> <td data-sheets-numberformat='{"1":2,"2":"0.00","3":1}' data-sheets-value='{"1":3,"3":1.19}' style="overflow:hidden;padding:0px 3px 0px 3px;vertical-align:bottom;text-align:center;">1.19</td> <td data-sheets-numberformat='{"1":2,"2":"0","3":1}' data-sheets-value='{"1":3,"3":36.08}' style="overflow:hidden;padding:0px 3px 0px 3px;vertical-align:bottom;text-align:center;">36</td> <td data-sheets-numberformat='{"1":2,"2":"0","3":1}' data-sheets-value='{"1":3,"3":54.78}' style="overflow:hidden;padding:0px 3px 0px 3px;vertical-align:bottom;text-align:center;">55</td> <td data-sheets-value='{"1":3,"3":24}' style="border-right:1px solid #000000;overflow:hidden;padding:0px 3px 0px 3px;vertical-align:bottom;text-align:center;">24</td> </tr> <tr style="height:20px;"> <td data-sheets-value='{"1":2,"2":"PC"}' style="border-left:1px solid #000000;overflow:hidden;padding:0px 3px 0px 3px;vertical-align:bottom;">PC</td> <td style="overflow:hidden;padding:0px 3px 0px 3px;vertical-align:bottom;"></td> <td data-sheets-value='{"1":2,"2":"Opal (D)"}' style="overflow:hidden;padding:0px 3px 0px 3px;vertical-align:bottom;">Opal (D)</td> <td data-sheets-numberformat='{"1":2,"2":"0.00","3":1}' data-sheets-value='{"1":3,"3":1.19}' style="overflow:hidden;padding:0px 3px 0px 3px;vertical-align:bottom;text-align:center;">1.19</td> <td data-sheets-numberformat='{"1":2,"2":"0","3":1}' data-sheets-value='{"1":3,"3":23.779999999999998}' style="overflow:hidden;padding:0px 3px 0px 3px;vertical-align:bottom;text-align:center;">24</td> <td data-sheets-numberformat='{"1":2,"2":"0","3":1}' data-sheets-value='{"1":3,"3":39.6}' style="overflow:hidden;padding:0px 3px 0px 3px;vertical-align:bottom;text-align:center;">40</td> <td data-sheets-value='{"1":3,"3":24}' style="border-right:1px solid #000000;overflow:hidden;padding:0px 3px 0px 3px;vertical-align:bottom;text-align:center;">24</td> </tr> <tr style="height:20px;"> <td style="border-left:1px solid #000000;overflow:hidden;padding:0px 3px 0px 3px;vertical-align:bottom;"></td> <td data-sheets-value='{"1":2,"2":"DW"}' style="overflow:hidden;padding:0px 3px 0px 3px;vertical-align:bottom;">DW</td> <td data-sheets-value='{"1":2,"2":"Clear (A/H)"}' style="overflow:hidden;padding:0px 3px 0px 3px;vertical-align:bottom;">Clear (A/H)</td> <td data-sheets-numberformat='{"1":2,"2":"0.00","3":1}' data-sheets-value='{"1":3,"3":0.98}' style="overflow:hidden;padding:0px 3px 0px 3px;vertical-align:bottom;text-align:center;">0.98</td> <td data-sheets-numberformat='{"1":2,"2":"0","3":1}' data-sheets-value='{"1":3,"3":32.39}' style="overflow:hidden;padding:0px 3px 0px 3px;vertical-align:bottom;text-align:center;">32</td> <td data-sheets-numberformat='{"1":2,"2":"0","3":1}' data-sheets-value='{"1":3,"3":47.52}' style="overflow:hidden;padding:0px 3px 0px 3px;vertical-align:bottom;text-align:center;">48</td> <td data-sheets-value='{"1":3,"3":26}' style="border-right:1px solid #000000;overflow:hidden;padding:0px 3px 0px 3px;vertical-align:bottom;text-align:center;">26</td> </tr> <tr style="height:20px;"> <td style="border-left:1px solid #000000;overflow:hidden;padding:0px 3px 0px 3px;vertical-align:bottom;"></td> <td style="overflow:hidden;padding:0px 3px 0px 3px;vertical-align:bottom;"></td> <td data-sheets-value='{"1":2,"2":"Clear (A/A)"}' style="overflow:hidden;padding:0px 3px 0px 3px;vertical-align:bottom;">Clear (A/A)</td> <td data-sheets-numberformat='{"1":2,"2":"0.00","3":1}' data-sheets-value='{"1":3,"3":0.98}' style="overflow:hidden;padding:0px 3px 0px 3px;vertical-align:bottom;text-align:center;">0.98</td> <td data-sheets-numberformat='{"1":2,"2":"0","3":1}' data-sheets-value='{"1":3,"3":31.569999999999997}' style="overflow:hidden;padding:0px 3px 0px 3px;vertical-align:bottom;text-align:center;">32</td> <td data-sheets-numberformat='{"1":2,"2":"0","3":1}' data-sheets-value='{"1":3,"3":45.54}' style="overflow:hidden;padding:0px 3px 0px 3px;vertical-align:bottom;text-align:center;">46</td> <td data-sheets-value='{"1":3,"3":26}' style="border-right:1px solid #000000;overflow:hidden;padding:0px 3px 0px 3px;vertical-align:bottom;text-align:center;">26</td> </tr> <tr style="height:20px;"> <td style="border-left:1px solid #000000;overflow:hidden;padding:0px 3px 0px 3px;vertical-align:bottom;"></td> <td style="overflow:hidden;padding:0px 3px 0px 3px;vertical-align:bottom;"></td> <td data-sheets-value='{"1":2,"2":"Opal (A/O)"}' style="overflow:hidden;padding:0px 3px 0px 3px;vertical-align:bottom;">Opal (A/O)</td> <td data-sheets-numberformat='{"1":2,"2":"0.00","3":1}' data-sheets-value='{"1":3,"3":0.98}' style="overflow:hidden;padding:0px 3px 0px 3px;vertical-align:bottom;text-align:center;">0.98</td> <td data-sheets-numberformat='{"1":2,"2":"0","3":1}' data-sheets-value='{"1":3,"3":29.93}' style="overflow:hidden;padding:0px 3px 0px 3px;vertical-align:bottom;text-align:center;">30</td> <td data-sheets-numberformat='{"1":2,"2":"0","3":1}' data-sheets-value='{"1":3,"3":41.580000000000005}' style="overflow:hidden;padding:0px 3px 0px 3px;vertical-align:bottom;text-align:center;">42</td> <td data-sheets-value='{"1":3,"3":26}' style="border-right:1px solid #000000;overflow:hidden;padding:0px 3px 0px 3px;vertical-align:bottom;text-align:center;">26</td> </tr> <tr style="height:20px;"> <td style="border-bottom:1px solid #000000;border-left:1px solid #000000;overflow:hidden;padding:0px 3px 0px 3px;vertical-align:bottom;"></td> <td style="border-bottom:1px solid #000000;overflow:hidden;padding:0px 3px 0px 3px;vertical-align:bottom;"></td> <td data-sheets-value='{"1":2,"2":"Opal (A/D)"}' style="border-bottom:1px solid #000000;overflow:hidden;padding:0px 3px 0px 3px;vertical-align:bottom;">Opal (A/D)</td> <td data-sheets-numberformat='{"1":2,"2":"0.00","3":1}' data-sheets-value='{"1":3,"3":0.98}' style="border-bottom:1px solid #000000;overflow:hidden;padding:0px 3px 0px 3px;vertical-align:bottom;text-align:center;">0.98</td> <td data-sheets-numberformat='{"1":2,"2":"0","3":1}' data-sheets-value='{"1":3,"3":20.91}' style="border-bottom:1px solid #000000;overflow:hidden;padding:0px 3px 0px 3px;vertical-align:bottom;text-align:center;">21</td> <td data-sheets-numberformat='{"1":2,"2":"0","3":1}' data-sheets-value='{"1":3,"3":33}' style="border-bottom:1px solid #000000;overflow:hidden;padding:0px 3px 0px 3px;vertical-align:bottom;text-align:center;">33</td> <td data-sheets-value='{"1":3,"3":26}' style="border-right:1px solid #000000;border-bottom:1px solid #000000;overflow:hidden;padding:0px 3px 0px 3px;vertical-align:bottom;text-align:center;">26</td> </tr> <tr style="height:20px;"> <td data-sheets-value='{"1":2,"2":"Polycarbonate"}' style="border-left:1px solid #000000;overflow:hidden;padding:0px 3px 0px 3px;vertical-align:bottom;">Polycarbonate</td> <td data-sheets-value='{"1":2,"2":"EW"}' style="overflow:hidden;padding:0px 3px 0px 3px;vertical-align:bottom;">EW</td> <td data-sheets-value='{"1":2,"2":"Heatstop Opal (T)"}' style="overflow:hidden;padding:0px 3px 0px 3px;vertical-align:bottom;">Heatstop Opal (T)</td> <td data-sheets-numberformat='{"1":2,"2":"0.00","3":1}' data-sheets-value='{"1":3,"3":1.19}' style="overflow:hidden;padding:0px 3px 0px 3px;vertical-align:bottom;text-align:center;">1.19</td> <td data-sheets-numberformat='{"1":2,"2":"0","3":1}' data-sheets-value='{"1":3,"3":20.09}' style="overflow:hidden;padding:0px 3px 0px 3px;vertical-align:bottom;text-align:center;">20</td> <td data-sheets-numberformat='{"1":2,"2":"0","3":1}' data-sheets-value='{"1":3,"3":38.940000000000005}' style="overflow:hidden;padding:0px 3px 0px 3px;vertical-align:bottom;text-align:center;">39</td> <td data-sheets-value='{"1":3,"3":24}' style="border-right:1px solid #000000;overflow:hidden;padding:0px 3px 0px 3px;vertical-align:bottom;text-align:center;">24</td> </tr> <tr style="height:20px;"> <td data-sheets-value='{"1":2,"2":"Heatstop PC"}' style="border-left:1px solid #000000;overflow:hidden;padding:0px 3px 0px 3px;vertical-align:bottom;">Heatstop PC</td> <td data-sheets-value='{"1":2,"2":"DW"}' style="overflow:hidden;padding:0px 3px 0px 3px;vertical-align:bottom;">DW</td> <td data-sheets-value='{"1":2,"2":"Clear (T/H)"}' style="overflow:hidden;padding:0px 3px 0px 3px;vertical-align:bottom;">Clear (T/H)</td> <td data-sheets-numberformat='{"1":2,"2":"0.00","3":1}' data-sheets-value='{"1":3,"3":0.98}' style="overflow:hidden;padding:0px 3px 0px 3px;vertical-align:bottom;text-align:center;">0.98</td> <td data-sheets-numberformat='{"1":2,"2":"0","3":1}' data-sheets-value='{"1":3,"3":18.04}' style="overflow:hidden;padding:0px 3px 0px 3px;vertical-align:bottom;text-align:center;">18</td> <td data-sheets-numberformat='{"1":2,"2":"0","3":1}' data-sheets-value='{"1":3,"3":33.660000000000004}' style="overflow:hidden;padding:0px 3px 0px 3px;vertical-align:bottom;text-align:center;">34</td> <td data-sheets-value='{"1":3,"3":26}' style="border-right:1px solid #000000;overflow:hidden;padding:0px 3px 0px 3px;vertical-align:bottom;text-align:center;">26</td> </tr> <tr style="height:20px;"> <td style="border-bottom:1px solid #000000;border-left:1px solid #000000;overflow:hidden;padding:0px 3px 0px 3px;vertical-align:bottom;"></td> <td style="border-bottom:1px solid #000000;overflow:hidden;padding:0px 3px 0px 3px;vertical-align:bottom;"></td> <td data-sheets-value='{"1":2,"2":"Opal (T/O)"}' style="border-bottom:1px solid #000000;overflow:hidden;padding:0px 3px 0px 3px;vertical-align:bottom;">Opal (T/O)</td> <td data-sheets-numberformat='{"1":2,"2":"0.00","3":1}' data-sheets-value='{"1":3,"3":0.98}' style="border-bottom:1px solid #000000;overflow:hidden;padding:0px 3px 0px 3px;vertical-align:bottom;text-align:center;">0.98</td> <td data-sheets-numberformat='{"1":2,"2":"0","3":1}' data-sheets-value='{"1":3,"3":16.81}' style="border-bottom:1px solid #000000;overflow:hidden;padding:0px 3px 0px 3px;vertical-align:bottom;text-align:center;">17</td> <td data-sheets-numberformat='{"1":2,"2":"0","3":1}' data-sheets-value='{"1":3,"3":29.700000000000003}' style="border-bottom:1px solid #000000;overflow:hidden;padding:0px 3px 0px 3px;vertical-align:bottom;text-align:center;">30</td> <td data-sheets-value='{"1":3,"3":26}' style="border-right:1px solid #000000;border-bottom:1px solid #000000;overflow:hidden;padding:0px 3px 0px 3px;vertical-align:bottom;text-align:center;">26</td> </tr> </tbody></table> | skylux-160-ce-met-koepel-en-pvc-opstand-30-20-met-lm-motor-en-pvc-raam-type-ep25-1300-x-2300-mm | 8586034512205 | 46872363893069
Smoke and heat exhaust (SHEV) | SHE system | Skylux | Skylux 160° CE with skylight and PVC curb 30/20 with LM-actuator and PVC frame type EP25 1400 x 1400 mm |  | 50444 | 5412970504443 | 5238.1 | Yes | 30-45 | 98.19 | 1400 x 1400 mm | 1400 | 1400 |  | PVC 30/20 (30 cm high & roof opening = 20 cm larger than daylight size) | Square | 1.19 W/m²K - 0.98 W/m²K | 57% - 30% | 37% - 17% | 24dB - 26dB | 160° CE (for industry) | PVC frame EP25 | without spoiler | E | Single actuator | Maximum double-walled skylight possible for this product | Ut-value LT-value g-value Rw-value EN 1873 : 2014 EN ISO 13468 EN 16153 EN 410 EN 410 EN ISO 140-3 Material Walls Shells (W/m²K) (%) (%) (dB) Acrylic EW Clear (H) 1.19 37 57 24 PMMA Opal (O) 1.19 34 50 24 DW Clear (H/H) 0.98 33 50 26 Opal (O/O) 0.98 28 38 26 Polycarbonate EW Clear (A) 1.19 36 55 24 PC Opal (D) 1.19 24 40 24 DW Clear (A/H) 0.98 32 48 26 Clear (A/A) 0.98 32 46 26 Opal (A/O) 0.98 30 42 26 Opal (A/D) 0.98 21 33 26 Polycarbonate EW Heatstop Opal (T) 1.19 20 39 24 Heatstop PC DW Clear (T/H) 0.98 18 34 26 Opal (T/O) 0.98 17 30 26 | https://skylux.eu/en/products/skylux-160-ce-met-koepel-en-pvc-opstand-30-20-met-lm-motor-en-pvc-raam-type-ep25-1400-x-1400-mm | https://skylux.eu/cdn/shop/files/Skylux-160deg-CE-met-koepel-en-pvc-opstand-3020-met-LM-motor-en-pvc-raam-type-EP25-1400-x-1400-mm-RWA-systeem.jpg?v=1702980857&width=1600 | https://skylux.eu/cdn/shop/files/e5a82811-1bb0-48e4-a776-cacb59c7c092_dbf57e5a-d781-4472-8ff9-9f37bc8b9d13.jpg?v=1688551226&width=1600 | //skylux.eu/cdn/shop/files/E_MH_Mounting_instructions_Skylux_160_CE_LM.pdf?v=12406716259046007223 | //skylux.eu/cdn/shop/files/E_TD_Technical_File_Skylux_Skylux_160_CE_Electric.pdf?v=3667116872303399239 | <style type="text/css" id="isPasted"><!--td {border: 1px solid #cccccc;}br {mso-data-placement:same-cell;}--></style><table border="1" cellpadding="0" cellspacing="0" dir="ltr" style="table-layout:fixed;font-size:10pt;font-family:Arial;border-collapse:collapse;border:none;"><tbody> <tr style="height:20px;"> <td style="overflow:hidden;padding:0px 3px 0px 3px;vertical-align:bottom;"></td> <td style="overflow:hidden;padding:0px 3px 0px 3px;vertical-align:bottom;"></td> <td style="overflow:hidden;padding:0px 3px 0px 3px;vertical-align:bottom;"></td> <td data-sheets-value='{"1":2,"2":"Ut-value"}' style="overflow:hidden;padding:0px 3px 0px 3px;vertical-align:bottom;font-weight:bold;text-align:center;">Ut-value</td> <td data-sheets-value='{"1":2,"2":"LT-value"}' style="overflow:hidden;padding:0px 3px 0px 3px;vertical-align:bottom;font-weight:bold;text-align:center;">LT-value</td> <td data-sheets-value='{"1":2,"2":"g-value"}' style="overflow:hidden;padding:0px 3px 0px 3px;vertical-align:bottom;font-weight:bold;text-align:center;">g-value</td> <td data-sheets-value='{"1":2,"2":"Rw-value "}' style="overflow:hidden;padding:0px 3px 0px 3px;vertical-align:bottom;font-weight:bold;text-align:center;">Rw-value </td> </tr> <tr style="height:20px;"> <td style="overflow:hidden;padding:0px 3px 0px 3px;vertical-align:bottom;"></td> <td style="overflow:hidden;padding:0px 3px 0px 3px;vertical-align:bottom;"></td> <td style="overflow:hidden;padding:0px 3px 0px 3px;vertical-align:bottom;"></td> <td data-sheets-numberformat='{"1":2,"2":"0.00","3":1}' data-sheets-value='{"1":2,"2":"EN 1873 : 2014"}' style="overflow:hidden;padding:0px 3px 0px 3px;vertical-align:bottom;text-align:center;">EN 1873 : 2014</td> <td data-sheets-numberformat='{"1":2,"2":"0","3":1}' data-sheets-value='{"1":2,"2":"EN ISO 13468 EN 16153 EN 410"}' style="overflow:hidden;padding:0px 3px 0px 3px;vertical-align:bottom;text-align:center;">EN ISO 13468 EN 16153 EN 410</td> <td data-sheets-numberformat='{"1":2,"2":"0","3":1}' data-sheets-value='{"1":2,"2":"EN 410"}' style="overflow:hidden;padding:0px 3px 0px 3px;vertical-align:bottom;text-align:center;">EN 410</td> <td data-sheets-value='{"1":2,"2":"EN ISO 140-3\t\t"}' style="overflow:hidden;padding:0px 3px 0px 3px;vertical-align:bottom;text-align:center;">EN ISO 140-3 </td> </tr> <tr style="height:20px;"> <td data-sheets-value='{"1":2,"2":"Material"}' style="border-bottom:1px solid #000000;overflow:hidden;padding:0px 3px 0px 3px;vertical-align:bottom;background-color:#000000;font-weight:bold;color:#ffffff;">Material</td> <td data-sheets-value='{"1":2,"2":"Walls"}' style="border-bottom:1px solid #000000;overflow:hidden;padding:0px 3px 0px 3px;vertical-align:bottom;background-color:#000000;font-weight:bold;color:#ffffff;">Walls</td> <td data-sheets-value='{"1":2,"2":"Shells"}' style="border-bottom:1px solid #000000;overflow:hidden;padding:0px 3px 0px 3px;vertical-align:bottom;background-color:#000000;font-weight:bold;color:#ffffff;">Shells</td> <td data-sheets-numberformat='{"1":2,"2":"0.00","3":1}' data-sheets-value='{"1":2,"2":"(W/m²K)\t"}' style="border-bottom:1px solid #000000;overflow:hidden;padding:0px 3px 0px 3px;vertical-align:bottom;background-color:#000000;font-weight:bold;color:#ffffff;text-align:center;">(W/m²K) </td> <td data-sheets-numberformat='{"1":2,"2":"0","3":1}' data-sheets-value='{"1":2,"2":"(%)"}' style="border-bottom:1px solid #000000;overflow:hidden;padding:0px 3px 0px 3px;vertical-align:bottom;background-color:#000000;font-weight:bold;color:#ffffff;text-align:center;">(%)</td> <td data-sheets-numberformat='{"1":2,"2":"0","3":1}' data-sheets-value='{"1":2,"2":"(%)"}' style="border-bottom:1px solid #000000;overflow:hidden;padding:0px 3px 0px 3px;vertical-align:bottom;background-color:#000000;font-weight:bold;color:#ffffff;text-align:center;">(%)</td> <td data-sheets-value='{"1":2,"2":"(dB)"}' style="border-bottom:1px solid #000000;overflow:hidden;padding:0px 3px 0px 3px;vertical-align:bottom;background-color:#000000;font-weight:bold;color:#ffffff;text-align:center;">(dB)</td> </tr> <tr style="height:20px;"> <td data-sheets-value='{"1":2,"2":"Acrylic"}' style="border-left:1px solid #000000;overflow:hidden;padding:0px 3px 0px 3px;vertical-align:bottom;">Acrylic</td> <td data-sheets-value='{"1":2,"2":"EW"}' style="overflow:hidden;padding:0px 3px 0px 3px;vertical-align:bottom;">EW</td> <td data-sheets-value='{"1":2,"2":"Clear (H)"}' style="overflow:hidden;padding:0px 3px 0px 3px;vertical-align:bottom;">Clear (H)</td> <td data-sheets-numberformat='{"1":2,"2":"0.00","3":1}' data-sheets-value='{"1":3,"3":1.19}' style="overflow:hidden;padding:0px 3px 0px 3px;vertical-align:bottom;text-align:center;">1.19</td> <td data-sheets-numberformat='{"1":2,"2":"0","3":1}' data-sheets-value='{"1":3,"3":36.9}' style="overflow:hidden;padding:0px 3px 0px 3px;vertical-align:bottom;text-align:center;">37</td> <td data-sheets-numberformat='{"1":2,"2":"0","3":1}' data-sheets-value='{"1":3,"3":57.42}' style="overflow:hidden;padding:0px 3px 0px 3px;vertical-align:bottom;text-align:center;">57</td> <td data-sheets-value='{"1":3,"3":24}' style="border-right:1px solid #000000;overflow:hidden;padding:0px 3px 0px 3px;vertical-align:bottom;text-align:center;">24</td> </tr> <tr style="height:20px;"> <td data-sheets-value='{"1":2,"2":"PMMA"}' style="border-left:1px solid #000000;overflow:hidden;padding:0px 3px 0px 3px;vertical-align:bottom;">PMMA</td> <td style="overflow:hidden;padding:0px 3px 0px 3px;vertical-align:bottom;"></td> <td data-sheets-value='{"1":2,"2":"Opal (O)"}' style="overflow:hidden;padding:0px 3px 0px 3px;vertical-align:bottom;">Opal (O)</td> <td data-sheets-numberformat='{"1":2,"2":"0.00","3":1}' data-sheets-value='{"1":3,"3":1.19}' style="overflow:hidden;padding:0px 3px 0px 3px;vertical-align:bottom;text-align:center;">1.19</td> <td data-sheets-numberformat='{"1":2,"2":"0","3":1}' data-sheets-value='{"1":3,"3":34.03}' style="overflow:hidden;padding:0px 3px 0px 3px;vertical-align:bottom;text-align:center;">34</td> <td data-sheets-numberformat='{"1":2,"2":"0","3":1}' data-sheets-value='{"1":3,"3":50.160000000000004}' style="overflow:hidden;padding:0px 3px 0px 3px;vertical-align:bottom;text-align:center;">50</td> <td data-sheets-value='{"1":3,"3":24}' style="border-right:1px solid #000000;overflow:hidden;padding:0px 3px 0px 3px;vertical-align:bottom;text-align:center;">24</td> </tr> <tr style="height:20px;"> <td style="border-left:1px solid #000000;overflow:hidden;padding:0px 3px 0px 3px;vertical-align:bottom;"></td> <td data-sheets-value='{"1":2,"2":"DW"}' style="overflow:hidden;padding:0px 3px 0px 3px;vertical-align:bottom;">DW</td> <td data-sheets-value='{"1":2,"2":"Clear (H/H)"}' style="overflow:hidden;padding:0px 3px 0px 3px;vertical-align:bottom;">Clear (H/H)</td> <td data-sheets-numberformat='{"1":2,"2":"0.00","3":1}' data-sheets-value='{"1":3,"3":0.98}' style="overflow:hidden;padding:0px 3px 0px 3px;vertical-align:bottom;text-align:center;">0.98</td> <td data-sheets-numberformat='{"1":2,"2":"0","3":1}' data-sheets-value='{"1":3,"3":33.21}' style="overflow:hidden;padding:0px 3px 0px 3px;vertical-align:bottom;text-align:center;">33</td> <td data-sheets-numberformat='{"1":2,"2":"0","3":1}' data-sheets-value='{"1":3,"3":49.5}' style="overflow:hidden;padding:0px 3px 0px 3px;vertical-align:bottom;text-align:center;">50</td> <td data-sheets-value='{"1":3,"3":26}' style="border-right:1px solid #000000;overflow:hidden;padding:0px 3px 0px 3px;vertical-align:bottom;text-align:center;">26</td> </tr> <tr style="height:20px;"> <td style="border-bottom:1px solid #000000;border-left:1px solid #000000;overflow:hidden;padding:0px 3px 0px 3px;vertical-align:bottom;"></td> <td style="border-bottom:1px solid #000000;overflow:hidden;padding:0px 3px 0px 3px;vertical-align:bottom;"></td> <td data-sheets-value='{"1":2,"2":"Opal (O/O)"}' style="border-bottom:1px solid #000000;overflow:hidden;padding:0px 3px 0px 3px;vertical-align:bottom;">Opal (O/O)</td> <td data-sheets-numberformat='{"1":2,"2":"0.00","3":1}' data-sheets-value='{"1":3,"3":0.98}' style="border-bottom:1px solid #000000;overflow:hidden;padding:0px 3px 0px 3px;vertical-align:bottom;text-align:center;">0.98</td> <td data-sheets-numberformat='{"1":2,"2":"0","3":1}' data-sheets-value='{"1":3,"3":28.29}' style="border-bottom:1px solid #000000;overflow:hidden;padding:0px 3px 0px 3px;vertical-align:bottom;text-align:center;">28</td> <td data-sheets-numberformat='{"1":2,"2":"0","3":1}' data-sheets-value='{"1":3,"3":38.28}' style="border-bottom:1px solid #000000;overflow:hidden;padding:0px 3px 0px 3px;vertical-align:bottom;text-align:center;">38</td> <td data-sheets-value='{"1":3,"3":26}' style="border-right:1px solid #000000;border-bottom:1px solid #000000;overflow:hidden;padding:0px 3px 0px 3px;vertical-align:bottom;text-align:center;">26</td> </tr> <tr style="height:20px;"> <td data-sheets-value='{"1":2,"2":"Polycarbonate "}' style="border-left:1px solid #000000;overflow:hidden;padding:0px 3px 0px 3px;vertical-align:bottom;">Polycarbonate </td> <td data-sheets-value='{"1":2,"2":"EW"}' style="overflow:hidden;padding:0px 3px 0px 3px;vertical-align:bottom;">EW</td> <td data-sheets-value='{"1":2,"2":"Clear (A)"}' style="overflow:hidden;padding:0px 3px 0px 3px;vertical-align:bottom;">Clear (A)</td> <td data-sheets-numberformat='{"1":2,"2":"0.00","3":1}' data-sheets-value='{"1":3,"3":1.19}' style="overflow:hidden;padding:0px 3px 0px 3px;vertical-align:bottom;text-align:center;">1.19</td> <td data-sheets-numberformat='{"1":2,"2":"0","3":1}' data-sheets-value='{"1":3,"3":36.08}' style="overflow:hidden;padding:0px 3px 0px 3px;vertical-align:bottom;text-align:center;">36</td> <td data-sheets-numberformat='{"1":2,"2":"0","3":1}' data-sheets-value='{"1":3,"3":54.78}' style="overflow:hidden;padding:0px 3px 0px 3px;vertical-align:bottom;text-align:center;">55</td> <td data-sheets-value='{"1":3,"3":24}' style="border-right:1px solid #000000;overflow:hidden;padding:0px 3px 0px 3px;vertical-align:bottom;text-align:center;">24</td> </tr> <tr style="height:20px;"> <td data-sheets-value='{"1":2,"2":"PC"}' style="border-left:1px solid #000000;overflow:hidden;padding:0px 3px 0px 3px;vertical-align:bottom;">PC</td> <td style="overflow:hidden;padding:0px 3px 0px 3px;vertical-align:bottom;"></td> <td data-sheets-value='{"1":2,"2":"Opal (D)"}' style="overflow:hidden;padding:0px 3px 0px 3px;vertical-align:bottom;">Opal (D)</td> <td data-sheets-numberformat='{"1":2,"2":"0.00","3":1}' data-sheets-value='{"1":3,"3":1.19}' style="overflow:hidden;padding:0px 3px 0px 3px;vertical-align:bottom;text-align:center;">1.19</td> <td data-sheets-numberformat='{"1":2,"2":"0","3":1}' data-sheets-value='{"1":3,"3":23.779999999999998}' style="overflow:hidden;padding:0px 3px 0px 3px;vertical-align:bottom;text-align:center;">24</td> <td data-sheets-numberformat='{"1":2,"2":"0","3":1}' data-sheets-value='{"1":3,"3":39.6}' style="overflow:hidden;padding:0px 3px 0px 3px;vertical-align:bottom;text-align:center;">40</td> <td data-sheets-value='{"1":3,"3":24}' style="border-right:1px solid #000000;overflow:hidden;padding:0px 3px 0px 3px;vertical-align:bottom;text-align:center;">24</td> </tr> <tr style="height:20px;"> <td style="border-left:1px solid #000000;overflow:hidden;padding:0px 3px 0px 3px;vertical-align:bottom;"></td> <td data-sheets-value='{"1":2,"2":"DW"}' style="overflow:hidden;padding:0px 3px 0px 3px;vertical-align:bottom;">DW</td> <td data-sheets-value='{"1":2,"2":"Clear (A/H)"}' style="overflow:hidden;padding:0px 3px 0px 3px;vertical-align:bottom;">Clear (A/H)</td> <td data-sheets-numberformat='{"1":2,"2":"0.00","3":1}' data-sheets-value='{"1":3,"3":0.98}' style="overflow:hidden;padding:0px 3px 0px 3px;vertical-align:bottom;text-align:center;">0.98</td> <td data-sheets-numberformat='{"1":2,"2":"0","3":1}' data-sheets-value='{"1":3,"3":32.39}' style="overflow:hidden;padding:0px 3px 0px 3px;vertical-align:bottom;text-align:center;">32</td> <td data-sheets-numberformat='{"1":2,"2":"0","3":1}' data-sheets-value='{"1":3,"3":47.52}' style="overflow:hidden;padding:0px 3px 0px 3px;vertical-align:bottom;text-align:center;">48</td> <td data-sheets-value='{"1":3,"3":26}' style="border-right:1px solid #000000;overflow:hidden;padding:0px 3px 0px 3px;vertical-align:bottom;text-align:center;">26</td> </tr> <tr style="height:20px;"> <td style="border-left:1px solid #000000;overflow:hidden;padding:0px 3px 0px 3px;vertical-align:bottom;"></td> <td style="overflow:hidden;padding:0px 3px 0px 3px;vertical-align:bottom;"></td> <td data-sheets-value='{"1":2,"2":"Clear (A/A)"}' style="overflow:hidden;padding:0px 3px 0px 3px;vertical-align:bottom;">Clear (A/A)</td> <td data-sheets-numberformat='{"1":2,"2":"0.00","3":1}' data-sheets-value='{"1":3,"3":0.98}' style="overflow:hidden;padding:0px 3px 0px 3px;vertical-align:bottom;text-align:center;">0.98</td> <td data-sheets-numberformat='{"1":2,"2":"0","3":1}' data-sheets-value='{"1":3,"3":31.569999999999997}' style="overflow:hidden;padding:0px 3px 0px 3px;vertical-align:bottom;text-align:center;">32</td> <td data-sheets-numberformat='{"1":2,"2":"0","3":1}' data-sheets-value='{"1":3,"3":45.54}' style="overflow:hidden;padding:0px 3px 0px 3px;vertical-align:bottom;text-align:center;">46</td> <td data-sheets-value='{"1":3,"3":26}' style="border-right:1px solid #000000;overflow:hidden;padding:0px 3px 0px 3px;vertical-align:bottom;text-align:center;">26</td> </tr> <tr style="height:20px;"> <td style="border-left:1px solid #000000;overflow:hidden;padding:0px 3px 0px 3px;vertical-align:bottom;"></td> <td style="overflow:hidden;padding:0px 3px 0px 3px;vertical-align:bottom;"></td> <td data-sheets-value='{"1":2,"2":"Opal (A/O)"}' style="overflow:hidden;padding:0px 3px 0px 3px;vertical-align:bottom;">Opal (A/O)</td> <td data-sheets-numberformat='{"1":2,"2":"0.00","3":1}' data-sheets-value='{"1":3,"3":0.98}' style="overflow:hidden;padding:0px 3px 0px 3px;vertical-align:bottom;text-align:center;">0.98</td> <td data-sheets-numberformat='{"1":2,"2":"0","3":1}' data-sheets-value='{"1":3,"3":29.93}' style="overflow:hidden;padding:0px 3px 0px 3px;vertical-align:bottom;text-align:center;">30</td> <td data-sheets-numberformat='{"1":2,"2":"0","3":1}' data-sheets-value='{"1":3,"3":41.580000000000005}' style="overflow:hidden;padding:0px 3px 0px 3px;vertical-align:bottom;text-align:center;">42</td> <td data-sheets-value='{"1":3,"3":26}' style="border-right:1px solid #000000;overflow:hidden;padding:0px 3px 0px 3px;vertical-align:bottom;text-align:center;">26</td> </tr> <tr style="height:20px;"> <td style="border-bottom:1px solid #000000;border-left:1px solid #000000;overflow:hidden;padding:0px 3px 0px 3px;vertical-align:bottom;"></td> <td style="border-bottom:1px solid #000000;overflow:hidden;padding:0px 3px 0px 3px;vertical-align:bottom;"></td> <td data-sheets-value='{"1":2,"2":"Opal (A/D)"}' style="border-bottom:1px solid #000000;overflow:hidden;padding:0px 3px 0px 3px;vertical-align:bottom;">Opal (A/D)</td> <td data-sheets-numberformat='{"1":2,"2":"0.00","3":1}' data-sheets-value='{"1":3,"3":0.98}' style="border-bottom:1px solid #000000;overflow:hidden;padding:0px 3px 0px 3px;vertical-align:bottom;text-align:center;">0.98</td> <td data-sheets-numberformat='{"1":2,"2":"0","3":1}' data-sheets-value='{"1":3,"3":20.91}' style="border-bottom:1px solid #000000;overflow:hidden;padding:0px 3px 0px 3px;vertical-align:bottom;text-align:center;">21</td> <td data-sheets-numberformat='{"1":2,"2":"0","3":1}' data-sheets-value='{"1":3,"3":33}' style="border-bottom:1px solid #000000;overflow:hidden;padding:0px 3px 0px 3px;vertical-align:bottom;text-align:center;">33</td> <td data-sheets-value='{"1":3,"3":26}' style="border-right:1px solid #000000;border-bottom:1px solid #000000;overflow:hidden;padding:0px 3px 0px 3px;vertical-align:bottom;text-align:center;">26</td> </tr> <tr style="height:20px;"> <td data-sheets-value='{"1":2,"2":"Polycarbonate"}' style="border-left:1px solid #000000;overflow:hidden;padding:0px 3px 0px 3px;vertical-align:bottom;">Polycarbonate</td> <td data-sheets-value='{"1":2,"2":"EW"}' style="overflow:hidden;padding:0px 3px 0px 3px;vertical-align:bottom;">EW</td> <td data-sheets-value='{"1":2,"2":"Heatstop Opal (T)"}' style="overflow:hidden;padding:0px 3px 0px 3px;vertical-align:bottom;">Heatstop Opal (T)</td> <td data-sheets-numberformat='{"1":2,"2":"0.00","3":1}' data-sheets-value='{"1":3,"3":1.19}' style="overflow:hidden;padding:0px 3px 0px 3px;vertical-align:bottom;text-align:center;">1.19</td> <td data-sheets-numberformat='{"1":2,"2":"0","3":1}' data-sheets-value='{"1":3,"3":20.09}' style="overflow:hidden;padding:0px 3px 0px 3px;vertical-align:bottom;text-align:center;">20</td> <td data-sheets-numberformat='{"1":2,"2":"0","3":1}' data-sheets-value='{"1":3,"3":38.940000000000005}' style="overflow:hidden;padding:0px 3px 0px 3px;vertical-align:bottom;text-align:center;">39</td> <td data-sheets-value='{"1":3,"3":24}' style="border-right:1px solid #000000;overflow:hidden;padding:0px 3px 0px 3px;vertical-align:bottom;text-align:center;">24</td> </tr> <tr style="height:20px;"> <td data-sheets-value='{"1":2,"2":"Heatstop PC"}' style="border-left:1px solid #000000;overflow:hidden;padding:0px 3px 0px 3px;vertical-align:bottom;">Heatstop PC</td> <td data-sheets-value='{"1":2,"2":"DW"}' style="overflow:hidden;padding:0px 3px 0px 3px;vertical-align:bottom;">DW</td> <td data-sheets-value='{"1":2,"2":"Clear (T/H)"}' style="overflow:hidden;padding:0px 3px 0px 3px;vertical-align:bottom;">Clear (T/H)</td> <td data-sheets-numberformat='{"1":2,"2":"0.00","3":1}' data-sheets-value='{"1":3,"3":0.98}' style="overflow:hidden;padding:0px 3px 0px 3px;vertical-align:bottom;text-align:center;">0.98</td> <td data-sheets-numberformat='{"1":2,"2":"0","3":1}' data-sheets-value='{"1":3,"3":18.04}' style="overflow:hidden;padding:0px 3px 0px 3px;vertical-align:bottom;text-align:center;">18</td> <td data-sheets-numberformat='{"1":2,"2":"0","3":1}' data-sheets-value='{"1":3,"3":33.660000000000004}' style="overflow:hidden;padding:0px 3px 0px 3px;vertical-align:bottom;text-align:center;">34</td> <td data-sheets-value='{"1":3,"3":26}' style="border-right:1px solid #000000;overflow:hidden;padding:0px 3px 0px 3px;vertical-align:bottom;text-align:center;">26</td> </tr> <tr style="height:20px;"> <td style="border-bottom:1px solid #000000;border-left:1px solid #000000;overflow:hidden;padding:0px 3px 0px 3px;vertical-align:bottom;"></td> <td style="border-bottom:1px solid #000000;overflow:hidden;padding:0px 3px 0px 3px;vertical-align:bottom;"></td> <td data-sheets-value='{"1":2,"2":"Opal (T/O)"}' style="border-bottom:1px solid #000000;overflow:hidden;padding:0px 3px 0px 3px;vertical-align:bottom;">Opal (T/O)</td> <td data-sheets-numberformat='{"1":2,"2":"0.00","3":1}' data-sheets-value='{"1":3,"3":0.98}' style="border-bottom:1px solid #000000;overflow:hidden;padding:0px 3px 0px 3px;vertical-align:bottom;text-align:center;">0.98</td> <td data-sheets-numberformat='{"1":2,"2":"0","3":1}' data-sheets-value='{"1":3,"3":16.81}' style="border-bottom:1px solid #000000;overflow:hidden;padding:0px 3px 0px 3px;vertical-align:bottom;text-align:center;">17</td> <td data-sheets-numberformat='{"1":2,"2":"0","3":1}' data-sheets-value='{"1":3,"3":29.700000000000003}' style="border-bottom:1px solid #000000;overflow:hidden;padding:0px 3px 0px 3px;vertical-align:bottom;text-align:center;">30</td> <td data-sheets-value='{"1":3,"3":26}' style="border-right:1px solid #000000;border-bottom:1px solid #000000;overflow:hidden;padding:0px 3px 0px 3px;vertical-align:bottom;text-align:center;">26</td> </tr> </tbody></table> | skylux-160-ce-met-koepel-en-pvc-opstand-30-20-met-lm-motor-en-pvc-raam-type-ep25-1400-x-1400-mm | 8586034643277 | 46872364417357
Smoke and heat exhaust (SHEV) | SHE system | Skylux | Skylux 160° CE with skylight and PVC curb 30/20 with LM-actuator and PVC frame type EP25 1450 x 1700 mm |  | 50445 | 5412970504450 | 6365.85 | Yes | 30-45 | 115.69 | 1450 x 1700 mm | 1700 | 1450 |  | PVC 30/20 (30 cm high & roof opening = 20 cm larger than daylight size) | Rectangular | 1.19 W/m²K - 0.98 W/m²K | 57% - 30% | 37% - 17% | 24dB - 26dB | 160° CE (for industry) | PVC frame EP25 | without spoiler | E | Single actuator | Maximum double-walled skylight possible for this product | Ut-value LT-value g-value Rw-value EN 1873 : 2014 EN ISO 13468 EN 16153 EN 410 EN 410 EN ISO 140-3 Material Walls Shells (W/m²K) (%) (%) (dB) Acrylic EW Clear (H) 1.19 37 57 24 PMMA Opal (O) 1.19 34 50 24 DW Clear (H/H) 0.98 33 50 26 Opal (O/O) 0.98 28 38 26 Polycarbonate EW Clear (A) 1.19 36 55 24 PC Opal (D) 1.19 24 40 24 DW Clear (A/H) 0.98 32 48 26 Clear (A/A) 0.98 32 46 26 Opal (A/O) 0.98 30 42 26 Opal (A/D) 0.98 21 33 26 Polycarbonate EW Heatstop Opal (T) 1.19 20 39 24 Heatstop PC DW Clear (T/H) 0.98 18 34 26 Opal (T/O) 0.98 17 30 26 | https://skylux.eu/en/products/skylux-160-ce-met-koepel-en-pvc-opstand-30-20-met-lm-motor-en-pvc-raam-type-ep25-1450-x-1700-mm | https://skylux.eu/cdn/shop/files/Skylux-160deg-CE-met-koepel-en-pvc-opstand-3020-met-LM-motor-en-pvc-raam-type-EP25-1450-x-1700-mm-RWA-systeem.jpg?v=1702980863&width=1600 | https://skylux.eu/cdn/shop/files/e5a82811-1bb0-48e4-a776-cacb59c7c092_c26d2ff9-d6a1-428b-94bd-32754da4b0c0.jpg?v=1688551227&width=1600 | //skylux.eu/cdn/shop/files/E_MH_Mounting_instructions_Skylux_160_CE_LM.pdf?v=12406716259046007223 | //skylux.eu/cdn/shop/files/E_TD_Technical_File_Skylux_Skylux_160_CE_Electric.pdf?v=3667116872303399239 | <style type="text/css" id="isPasted"><!--td {border: 1px solid #cccccc;}br {mso-data-placement:same-cell;}--></style><table border="1" cellpadding="0" cellspacing="0" dir="ltr" style="table-layout:fixed;font-size:10pt;font-family:Arial;border-collapse:collapse;border:none;"><tbody> <tr style="height:20px;"> <td style="overflow:hidden;padding:0px 3px 0px 3px;vertical-align:bottom;"></td> <td style="overflow:hidden;padding:0px 3px 0px 3px;vertical-align:bottom;"></td> <td style="overflow:hidden;padding:0px 3px 0px 3px;vertical-align:bottom;"></td> <td data-sheets-value='{"1":2,"2":"Ut-value"}' style="overflow:hidden;padding:0px 3px 0px 3px;vertical-align:bottom;font-weight:bold;text-align:center;">Ut-value</td> <td data-sheets-value='{"1":2,"2":"LT-value"}' style="overflow:hidden;padding:0px 3px 0px 3px;vertical-align:bottom;font-weight:bold;text-align:center;">LT-value</td> <td data-sheets-value='{"1":2,"2":"g-value"}' style="overflow:hidden;padding:0px 3px 0px 3px;vertical-align:bottom;font-weight:bold;text-align:center;">g-value</td> <td data-sheets-value='{"1":2,"2":"Rw-value "}' style="overflow:hidden;padding:0px 3px 0px 3px;vertical-align:bottom;font-weight:bold;text-align:center;">Rw-value </td> </tr> <tr style="height:20px;"> <td style="overflow:hidden;padding:0px 3px 0px 3px;vertical-align:bottom;"></td> <td style="overflow:hidden;padding:0px 3px 0px 3px;vertical-align:bottom;"></td> <td style="overflow:hidden;padding:0px 3px 0px 3px;vertical-align:bottom;"></td> <td data-sheets-numberformat='{"1":2,"2":"0.00","3":1}' data-sheets-value='{"1":2,"2":"EN 1873 : 2014"}' style="overflow:hidden;padding:0px 3px 0px 3px;vertical-align:bottom;text-align:center;">EN 1873 : 2014</td> <td data-sheets-numberformat='{"1":2,"2":"0","3":1}' data-sheets-value='{"1":2,"2":"EN ISO 13468 EN 16153 EN 410"}' style="overflow:hidden;padding:0px 3px 0px 3px;vertical-align:bottom;text-align:center;">EN ISO 13468 EN 16153 EN 410</td> <td data-sheets-numberformat='{"1":2,"2":"0","3":1}' data-sheets-value='{"1":2,"2":"EN 410"}' style="overflow:hidden;padding:0px 3px 0px 3px;vertical-align:bottom;text-align:center;">EN 410</td> <td data-sheets-value='{"1":2,"2":"EN ISO 140-3\t\t"}' style="overflow:hidden;padding:0px 3px 0px 3px;vertical-align:bottom;text-align:center;">EN ISO 140-3 </td> </tr> <tr style="height:20px;"> <td data-sheets-value='{"1":2,"2":"Material"}' style="border-bottom:1px solid #000000;overflow:hidden;padding:0px 3px 0px 3px;vertical-align:bottom;background-color:#000000;font-weight:bold;color:#ffffff;">Material</td> <td data-sheets-value='{"1":2,"2":"Walls"}' style="border-bottom:1px solid #000000;overflow:hidden;padding:0px 3px 0px 3px;vertical-align:bottom;background-color:#000000;font-weight:bold;color:#ffffff;">Walls</td> <td data-sheets-value='{"1":2,"2":"Shells"}' style="border-bottom:1px solid #000000;overflow:hidden;padding:0px 3px 0px 3px;vertical-align:bottom;background-color:#000000;font-weight:bold;color:#ffffff;">Shells</td> <td data-sheets-numberformat='{"1":2,"2":"0.00","3":1}' data-sheets-value='{"1":2,"2":"(W/m²K)\t"}' style="border-bottom:1px solid #000000;overflow:hidden;padding:0px 3px 0px 3px;vertical-align:bottom;background-color:#000000;font-weight:bold;color:#ffffff;text-align:center;">(W/m²K) </td> <td data-sheets-numberformat='{"1":2,"2":"0","3":1}' data-sheets-value='{"1":2,"2":"(%)"}' style="border-bottom:1px solid #000000;overflow:hidden;padding:0px 3px 0px 3px;vertical-align:bottom;background-color:#000000;font-weight:bold;color:#ffffff;text-align:center;">(%)</td> <td data-sheets-numberformat='{"1":2,"2":"0","3":1}' data-sheets-value='{"1":2,"2":"(%)"}' style="border-bottom:1px solid #000000;overflow:hidden;padding:0px 3px 0px 3px;vertical-align:bottom;background-color:#000000;font-weight:bold;color:#ffffff;text-align:center;">(%)</td> <td data-sheets-value='{"1":2,"2":"(dB)"}' style="border-bottom:1px solid #000000;overflow:hidden;padding:0px 3px 0px 3px;vertical-align:bottom;background-color:#000000;font-weight:bold;color:#ffffff;text-align:center;">(dB)</td> </tr> <tr style="height:20px;"> <td data-sheets-value='{"1":2,"2":"Acrylic"}' style="border-left:1px solid #000000;overflow:hidden;padding:0px 3px 0px 3px;vertical-align:bottom;">Acrylic</td> <td data-sheets-value='{"1":2,"2":"EW"}' style="overflow:hidden;padding:0px 3px 0px 3px;vertical-align:bottom;">EW</td> <td data-sheets-value='{"1":2,"2":"Clear (H)"}' style="overflow:hidden;padding:0px 3px 0px 3px;vertical-align:bottom;">Clear (H)</td> <td data-sheets-numberformat='{"1":2,"2":"0.00","3":1}' data-sheets-value='{"1":3,"3":1.19}' style="overflow:hidden;padding:0px 3px 0px 3px;vertical-align:bottom;text-align:center;">1.19</td> <td data-sheets-numberformat='{"1":2,"2":"0","3":1}' data-sheets-value='{"1":3,"3":36.9}' style="overflow:hidden;padding:0px 3px 0px 3px;vertical-align:bottom;text-align:center;">37</td> <td data-sheets-numberformat='{"1":2,"2":"0","3":1}' data-sheets-value='{"1":3,"3":57.42}' style="overflow:hidden;padding:0px 3px 0px 3px;vertical-align:bottom;text-align:center;">57</td> <td data-sheets-value='{"1":3,"3":24}' style="border-right:1px solid #000000;overflow:hidden;padding:0px 3px 0px 3px;vertical-align:bottom;text-align:center;">24</td> </tr> <tr style="height:20px;"> <td data-sheets-value='{"1":2,"2":"PMMA"}' style="border-left:1px solid #000000;overflow:hidden;padding:0px 3px 0px 3px;vertical-align:bottom;">PMMA</td> <td style="overflow:hidden;padding:0px 3px 0px 3px;vertical-align:bottom;"></td> <td data-sheets-value='{"1":2,"2":"Opal (O)"}' style="overflow:hidden;padding:0px 3px 0px 3px;vertical-align:bottom;">Opal (O)</td> <td data-sheets-numberformat='{"1":2,"2":"0.00","3":1}' data-sheets-value='{"1":3,"3":1.19}' style="overflow:hidden;padding:0px 3px 0px 3px;vertical-align:bottom;text-align:center;">1.19</td> <td data-sheets-numberformat='{"1":2,"2":"0","3":1}' data-sheets-value='{"1":3,"3":34.03}' style="overflow:hidden;padding:0px 3px 0px 3px;vertical-align:bottom;text-align:center;">34</td> <td data-sheets-numberformat='{"1":2,"2":"0","3":1}' data-sheets-value='{"1":3,"3":50.160000000000004}' style="overflow:hidden;padding:0px 3px 0px 3px;vertical-align:bottom;text-align:center;">50</td> <td data-sheets-value='{"1":3,"3":24}' style="border-right:1px solid #000000;overflow:hidden;padding:0px 3px 0px 3px;vertical-align:bottom;text-align:center;">24</td> </tr> <tr style="height:20px;"> <td style="border-left:1px solid #000000;overflow:hidden;padding:0px 3px 0px 3px;vertical-align:bottom;"></td> <td data-sheets-value='{"1":2,"2":"DW"}' style="overflow:hidden;padding:0px 3px 0px 3px;vertical-align:bottom;">DW</td> <td data-sheets-value='{"1":2,"2":"Clear (H/H)"}' style="overflow:hidden;padding:0px 3px 0px 3px;vertical-align:bottom;">Clear (H/H)</td> <td data-sheets-numberformat='{"1":2,"2":"0.00","3":1}' data-sheets-value='{"1":3,"3":0.98}' style="overflow:hidden;padding:0px 3px 0px 3px;vertical-align:bottom;text-align:center;">0.98</td> <td data-sheets-numberformat='{"1":2,"2":"0","3":1}' data-sheets-value='{"1":3,"3":33.21}' style="overflow:hidden;padding:0px 3px 0px 3px;vertical-align:bottom;text-align:center;">33</td> <td data-sheets-numberformat='{"1":2,"2":"0","3":1}' data-sheets-value='{"1":3,"3":49.5}' style="overflow:hidden;padding:0px 3px 0px 3px;vertical-align:bottom;text-align:center;">50</td> <td data-sheets-value='{"1":3,"3":26}' style="border-right:1px solid #000000;overflow:hidden;padding:0px 3px 0px 3px;vertical-align:bottom;text-align:center;">26</td> </tr> <tr style="height:20px;"> <td style="border-bottom:1px solid #000000;border-left:1px solid #000000;overflow:hidden;padding:0px 3px 0px 3px;vertical-align:bottom;"></td> <td style="border-bottom:1px solid #000000;overflow:hidden;padding:0px 3px 0px 3px;vertical-align:bottom;"></td> <td data-sheets-value='{"1":2,"2":"Opal (O/O)"}' style="border-bottom:1px solid #000000;overflow:hidden;padding:0px 3px 0px 3px;vertical-align:bottom;">Opal (O/O)</td> <td data-sheets-numberformat='{"1":2,"2":"0.00","3":1}' data-sheets-value='{"1":3,"3":0.98}' style="border-bottom:1px solid #000000;overflow:hidden;padding:0px 3px 0px 3px;vertical-align:bottom;text-align:center;">0.98</td> <td data-sheets-numberformat='{"1":2,"2":"0","3":1}' data-sheets-value='{"1":3,"3":28.29}' style="border-bottom:1px solid #000000;overflow:hidden;padding:0px 3px 0px 3px;vertical-align:bottom;text-align:center;">28</td> <td data-sheets-numberformat='{"1":2,"2":"0","3":1}' data-sheets-value='{"1":3,"3":38.28}' style="border-bottom:1px solid #000000;overflow:hidden;padding:0px 3px 0px 3px;vertical-align:bottom;text-align:center;">38</td> <td data-sheets-value='{"1":3,"3":26}' style="border-right:1px solid #000000;border-bottom:1px solid #000000;overflow:hidden;padding:0px 3px 0px 3px;vertical-align:bottom;text-align:center;">26</td> </tr> <tr style="height:20px;"> <td data-sheets-value='{"1":2,"2":"Polycarbonate "}' style="border-left:1px solid #000000;overflow:hidden;padding:0px 3px 0px 3px;vertical-align:bottom;">Polycarbonate </td> <td data-sheets-value='{"1":2,"2":"EW"}' style="overflow:hidden;padding:0px 3px 0px 3px;vertical-align:bottom;">EW</td> <td data-sheets-value='{"1":2,"2":"Clear (A)"}' style="overflow:hidden;padding:0px 3px 0px 3px;vertical-align:bottom;">Clear (A)</td> <td data-sheets-numberformat='{"1":2,"2":"0.00","3":1}' data-sheets-value='{"1":3,"3":1.19}' style="overflow:hidden;padding:0px 3px 0px 3px;vertical-align:bottom;text-align:center;">1.19</td> <td data-sheets-numberformat='{"1":2,"2":"0","3":1}' data-sheets-value='{"1":3,"3":36.08}' style="overflow:hidden;padding:0px 3px 0px 3px;vertical-align:bottom;text-align:center;">36</td> <td data-sheets-numberformat='{"1":2,"2":"0","3":1}' data-sheets-value='{"1":3,"3":54.78}' style="overflow:hidden;padding:0px 3px 0px 3px;vertical-align:bottom;text-align:center;">55</td> <td data-sheets-value='{"1":3,"3":24}' style="border-right:1px solid #000000;overflow:hidden;padding:0px 3px 0px 3px;vertical-align:bottom;text-align:center;">24</td> </tr> <tr style="height:20px;"> <td data-sheets-value='{"1":2,"2":"PC"}' style="border-left:1px solid #000000;overflow:hidden;padding:0px 3px 0px 3px;vertical-align:bottom;">PC</td> <td style="overflow:hidden;padding:0px 3px 0px 3px;vertical-align:bottom;"></td> <td data-sheets-value='{"1":2,"2":"Opal (D)"}' style="overflow:hidden;padding:0px 3px 0px 3px;vertical-align:bottom;">Opal (D)</td> <td data-sheets-numberformat='{"1":2,"2":"0.00","3":1}' data-sheets-value='{"1":3,"3":1.19}' style="overflow:hidden;padding:0px 3px 0px 3px;vertical-align:bottom;text-align:center;">1.19</td> <td data-sheets-numberformat='{"1":2,"2":"0","3":1}' data-sheets-value='{"1":3,"3":23.779999999999998}' style="overflow:hidden;padding:0px 3px 0px 3px;vertical-align:bottom;text-align:center;">24</td> <td data-sheets-numberformat='{"1":2,"2":"0","3":1}' data-sheets-value='{"1":3,"3":39.6}' style="overflow:hidden;padding:0px 3px 0px 3px;vertical-align:bottom;text-align:center;">40</td> <td data-sheets-value='{"1":3,"3":24}' style="border-right:1px solid #000000;overflow:hidden;padding:0px 3px 0px 3px;vertical-align:bottom;text-align:center;">24</td> </tr> <tr style="height:20px;"> <td style="border-left:1px solid #000000;overflow:hidden;padding:0px 3px 0px 3px;vertical-align:bottom;"></td> <td data-sheets-value='{"1":2,"2":"DW"}' style="overflow:hidden;padding:0px 3px 0px 3px;vertical-align:bottom;">DW</td> <td data-sheets-value='{"1":2,"2":"Clear (A/H)"}' style="overflow:hidden;padding:0px 3px 0px 3px;vertical-align:bottom;">Clear (A/H)</td> <td data-sheets-numberformat='{"1":2,"2":"0.00","3":1}' data-sheets-value='{"1":3,"3":0.98}' style="overflow:hidden;padding:0px 3px 0px 3px;vertical-align:bottom;text-align:center;">0.98</td> <td data-sheets-numberformat='{"1":2,"2":"0","3":1}' data-sheets-value='{"1":3,"3":32.39}' style="overflow:hidden;padding:0px 3px 0px 3px;vertical-align:bottom;text-align:center;">32</td> <td data-sheets-numberformat='{"1":2,"2":"0","3":1}' data-sheets-value='{"1":3,"3":47.52}' style="overflow:hidden;padding:0px 3px 0px 3px;vertical-align:bottom;text-align:center;">48</td> <td data-sheets-value='{"1":3,"3":26}' style="border-right:1px solid #000000;overflow:hidden;padding:0px 3px 0px 3px;vertical-align:bottom;text-align:center;">26</td> </tr> <tr style="height:20px;"> <td style="border-left:1px solid #000000;overflow:hidden;padding:0px 3px 0px 3px;vertical-align:bottom;"></td> <td style="overflow:hidden;padding:0px 3px 0px 3px;vertical-align:bottom;"></td> <td data-sheets-value='{"1":2,"2":"Clear (A/A)"}' style="overflow:hidden;padding:0px 3px 0px 3px;vertical-align:bottom;">Clear (A/A)</td> <td data-sheets-numberformat='{"1":2,"2":"0.00","3":1}' data-sheets-value='{"1":3,"3":0.98}' style="overflow:hidden;padding:0px 3px 0px 3px;vertical-align:bottom;text-align:center;">0.98</td> <td data-sheets-numberformat='{"1":2,"2":"0","3":1}' data-sheets-value='{"1":3,"3":31.569999999999997}' style="overflow:hidden;padding:0px 3px 0px 3px;vertical-align:bottom;text-align:center;">32</td> <td data-sheets-numberformat='{"1":2,"2":"0","3":1}' data-sheets-value='{"1":3,"3":45.54}' style="overflow:hidden;padding:0px 3px 0px 3px;vertical-align:bottom;text-align:center;">46</td> <td data-sheets-value='{"1":3,"3":26}' style="border-right:1px solid #000000;overflow:hidden;padding:0px 3px 0px 3px;vertical-align:bottom;text-align:center;">26</td> </tr> <tr style="height:20px;"> <td style="border-left:1px solid #000000;overflow:hidden;padding:0px 3px 0px 3px;vertical-align:bottom;"></td> <td style="overflow:hidden;padding:0px 3px 0px 3px;vertical-align:bottom;"></td> <td data-sheets-value='{"1":2,"2":"Opal (A/O)"}' style="overflow:hidden;padding:0px 3px 0px 3px;vertical-align:bottom;">Opal (A/O)</td> <td data-sheets-numberformat='{"1":2,"2":"0.00","3":1}' data-sheets-value='{"1":3,"3":0.98}' style="overflow:hidden;padding:0px 3px 0px 3px;vertical-align:bottom;text-align:center;">0.98</td> <td data-sheets-numberformat='{"1":2,"2":"0","3":1}' data-sheets-value='{"1":3,"3":29.93}' style="overflow:hidden;padding:0px 3px 0px 3px;vertical-align:bottom;text-align:center;">30</td> <td data-sheets-numberformat='{"1":2,"2":"0","3":1}' data-sheets-value='{"1":3,"3":41.580000000000005}' style="overflow:hidden;padding:0px 3px 0px 3px;vertical-align:bottom;text-align:center;">42</td> <td data-sheets-value='{"1":3,"3":26}' style="border-right:1px solid #000000;overflow:hidden;padding:0px 3px 0px 3px;vertical-align:bottom;text-align:center;">26</td> </tr> <tr style="height:20px;"> <td style="border-bottom:1px solid #000000;border-left:1px solid #000000;overflow:hidden;padding:0px 3px 0px 3px;vertical-align:bottom;"></td> <td style="border-bottom:1px solid #000000;overflow:hidden;padding:0px 3px 0px 3px;vertical-align:bottom;"></td> <td data-sheets-value='{"1":2,"2":"Opal (A/D)"}' style="border-bottom:1px solid #000000;overflow:hidden;padding:0px 3px 0px 3px;vertical-align:bottom;">Opal (A/D)</td> <td data-sheets-numberformat='{"1":2,"2":"0.00","3":1}' data-sheets-value='{"1":3,"3":0.98}' style="border-bottom:1px solid #000000;overflow:hidden;padding:0px 3px 0px 3px;vertical-align:bottom;text-align:center;">0.98</td> <td data-sheets-numberformat='{"1":2,"2":"0","3":1}' data-sheets-value='{"1":3,"3":20.91}' style="border-bottom:1px solid #000000;overflow:hidden;padding:0px 3px 0px 3px;vertical-align:bottom;text-align:center;">21</td> <td data-sheets-numberformat='{"1":2,"2":"0","3":1}' data-sheets-value='{"1":3,"3":33}' style="border-bottom:1px solid #000000;overflow:hidden;padding:0px 3px 0px 3px;vertical-align:bottom;text-align:center;">33</td> <td data-sheets-value='{"1":3,"3":26}' style="border-right:1px solid #000000;border-bottom:1px solid #000000;overflow:hidden;padding:0px 3px 0px 3px;vertical-align:bottom;text-align:center;">26</td> </tr> <tr style="height:20px;"> <td data-sheets-value='{"1":2,"2":"Polycarbonate"}' style="border-left:1px solid #000000;overflow:hidden;padding:0px 3px 0px 3px;vertical-align:bottom;">Polycarbonate</td> <td data-sheets-value='{"1":2,"2":"EW"}' style="overflow:hidden;padding:0px 3px 0px 3px;vertical-align:bottom;">EW</td> <td data-sheets-value='{"1":2,"2":"Heatstop Opal (T)"}' style="overflow:hidden;padding:0px 3px 0px 3px;vertical-align:bottom;">Heatstop Opal (T)</td> <td data-sheets-numberformat='{"1":2,"2":"0.00","3":1}' data-sheets-value='{"1":3,"3":1.19}' style="overflow:hidden;padding:0px 3px 0px 3px;vertical-align:bottom;text-align:center;">1.19</td> <td data-sheets-numberformat='{"1":2,"2":"0","3":1}' data-sheets-value='{"1":3,"3":20.09}' style="overflow:hidden;padding:0px 3px 0px 3px;vertical-align:bottom;text-align:center;">20</td> <td data-sheets-numberformat='{"1":2,"2":"0","3":1}' data-sheets-value='{"1":3,"3":38.940000000000005}' style="overflow:hidden;padding:0px 3px 0px 3px;vertical-align:bottom;text-align:center;">39</td> <td data-sheets-value='{"1":3,"3":24}' style="border-right:1px solid #000000;overflow:hidden;padding:0px 3px 0px 3px;vertical-align:bottom;text-align:center;">24</td> </tr> <tr style="height:20px;"> <td data-sheets-value='{"1":2,"2":"Heatstop PC"}' style="border-left:1px solid #000000;overflow:hidden;padding:0px 3px 0px 3px;vertical-align:bottom;">Heatstop PC</td> <td data-sheets-value='{"1":2,"2":"DW"}' style="overflow:hidden;padding:0px 3px 0px 3px;vertical-align:bottom;">DW</td> <td data-sheets-value='{"1":2,"2":"Clear (T/H)"}' style="overflow:hidden;padding:0px 3px 0px 3px;vertical-align:bottom;">Clear (T/H)</td> <td data-sheets-numberformat='{"1":2,"2":"0.00","3":1}' data-sheets-value='{"1":3,"3":0.98}' style="overflow:hidden;padding:0px 3px 0px 3px;vertical-align:bottom;text-align:center;">0.98</td> <td data-sheets-numberformat='{"1":2,"2":"0","3":1}' data-sheets-value='{"1":3,"3":18.04}' style="overflow:hidden;padding:0px 3px 0px 3px;vertical-align:bottom;text-align:center;">18</td> <td data-sheets-numberformat='{"1":2,"2":"0","3":1}' data-sheets-value='{"1":3,"3":33.660000000000004}' style="overflow:hidden;padding:0px 3px 0px 3px;vertical-align:bottom;text-align:center;">34</td> <td data-sheets-value='{"1":3,"3":26}' style="border-right:1px solid #000000;overflow:hidden;padding:0px 3px 0px 3px;vertical-align:bottom;text-align:center;">26</td> </tr> <tr style="height:20px;"> <td style="border-bottom:1px solid #000000;border-left:1px solid #000000;overflow:hidden;padding:0px 3px 0px 3px;vertical-align:bottom;"></td> <td style="border-bottom:1px solid #000000;overflow:hidden;padding:0px 3px 0px 3px;vertical-align:bottom;"></td> <td data-sheets-value='{"1":2,"2":"Opal (T/O)"}' style="border-bottom:1px solid #000000;overflow:hidden;padding:0px 3px 0px 3px;vertical-align:bottom;">Opal (T/O)</td> <td data-sheets-numberformat='{"1":2,"2":"0.00","3":1}' data-sheets-value='{"1":3,"3":0.98}' style="border-bottom:1px solid #000000;overflow:hidden;padding:0px 3px 0px 3px;vertical-align:bottom;text-align:center;">0.98</td> <td data-sheets-numberformat='{"1":2,"2":"0","3":1}' data-sheets-value='{"1":3,"3":16.81}' style="border-bottom:1px solid #000000;overflow:hidden;padding:0px 3px 0px 3px;vertical-align:bottom;text-align:center;">17</td> <td data-sheets-numberformat='{"1":2,"2":"0","3":1}' data-sheets-value='{"1":3,"3":29.700000000000003}' style="border-bottom:1px solid #000000;overflow:hidden;padding:0px 3px 0px 3px;vertical-align:bottom;text-align:center;">30</td> <td data-sheets-value='{"1":3,"3":26}' style="border-right:1px solid #000000;border-bottom:1px solid #000000;overflow:hidden;padding:0px 3px 0px 3px;vertical-align:bottom;text-align:center;">26</td> </tr> </tbody></table> | skylux-160-ce-met-koepel-en-pvc-opstand-30-20-met-lm-motor-en-pvc-raam-type-ep25-1450-x-1700-mm | 8586034708813 | 46872364810573
Smoke and heat exhaust (SHEV) | SHE system | Skylux | Skylux 160° CE with skylight and PVC curb 30/20 with LM-actuator and PVC frame type EP25 1500 x 1500 mm |  | 50446 | 5412970504467 | 5950.8 | Yes | 30-45 | 111.3 | 1500 x 1500 mm | 1500 | 1500 |  | PVC 30/20 (30 cm high & roof opening = 20 cm larger than daylight size) | Square | 1.19 W/m²K - 0.98 W/m²K | 57% - 30% | 37% - 17% | 24dB - 26dB | 160° CE (for industry) | PVC frame EP25 | without spoiler | E | Single actuator | Maximum double-walled skylight possible for this product | Ut-value LT-value g-value Rw-value EN 1873 : 2014 EN ISO 13468 EN 16153 EN 410 EN 410 EN ISO 140-3 Material Walls Shells (W/m²K) (%) (%) (dB) Acrylic EW Clear (H) 1.19 37 57 24 PMMA Opal (O) 1.19 34 50 24 DW Clear (H/H) 0.98 33 50 26 Opal (O/O) 0.98 28 38 26 Polycarbonate EW Clear (A) 1.19 36 55 24 PC Opal (D) 1.19 24 40 24 DW Clear (A/H) 0.98 32 48 26 Clear (A/A) 0.98 32 46 26 Opal (A/O) 0.98 30 42 26 Opal (A/D) 0.98 21 33 26 Polycarbonate EW Heatstop Opal (T) 1.19 20 39 24 Heatstop PC DW Clear (T/H) 0.98 18 34 26 Opal (T/O) 0.98 17 30 26 | https://skylux.eu/en/products/skylux-160-ce-met-koepel-en-pvc-opstand-30-20-met-lm-motor-en-pvc-raam-type-ep25-1500-x-1500-mm | https://skylux.eu/cdn/shop/files/Skylux-160deg-CE-met-koepel-en-pvc-opstand-3020-met-LM-motor-en-pvc-raam-type-EP25-1500-x-1500-mm-RWA-systeem.jpg?v=1702980868&width=1600 | https://skylux.eu/cdn/shop/files/e5a82811-1bb0-48e4-a776-cacb59c7c092_326e6bac-1c02-49c2-993b-025c97617229.jpg?v=1688551228&width=1600 | //skylux.eu/cdn/shop/files/E_MH_Mounting_instructions_Skylux_160_CE_LM.pdf?v=12406716259046007223 | //skylux.eu/cdn/shop/files/E_TD_Technical_File_Skylux_Skylux_160_CE_Electric.pdf?v=3667116872303399239 | <style type="text/css" id="isPasted"><!--td {border: 1px solid #cccccc;}br {mso-data-placement:same-cell;}--></style><table border="1" cellpadding="0" cellspacing="0" dir="ltr" style="table-layout:fixed;font-size:10pt;font-family:Arial;border-collapse:collapse;border:none;"><tbody> <tr style="height:20px;"> <td style="overflow:hidden;padding:0px 3px 0px 3px;vertical-align:bottom;"></td> <td style="overflow:hidden;padding:0px 3px 0px 3px;vertical-align:bottom;"></td> <td style="overflow:hidden;padding:0px 3px 0px 3px;vertical-align:bottom;"></td> <td data-sheets-value='{"1":2,"2":"Ut-value"}' style="overflow:hidden;padding:0px 3px 0px 3px;vertical-align:bottom;font-weight:bold;text-align:center;">Ut-value</td> <td data-sheets-value='{"1":2,"2":"LT-value"}' style="overflow:hidden;padding:0px 3px 0px 3px;vertical-align:bottom;font-weight:bold;text-align:center;">LT-value</td> <td data-sheets-value='{"1":2,"2":"g-value"}' style="overflow:hidden;padding:0px 3px 0px 3px;vertical-align:bottom;font-weight:bold;text-align:center;">g-value</td> <td data-sheets-value='{"1":2,"2":"Rw-value "}' style="overflow:hidden;padding:0px 3px 0px 3px;vertical-align:bottom;font-weight:bold;text-align:center;">Rw-value </td> </tr> <tr style="height:20px;"> <td style="overflow:hidden;padding:0px 3px 0px 3px;vertical-align:bottom;"></td> <td style="overflow:hidden;padding:0px 3px 0px 3px;vertical-align:bottom;"></td> <td style="overflow:hidden;padding:0px 3px 0px 3px;vertical-align:bottom;"></td> <td data-sheets-numberformat='{"1":2,"2":"0.00","3":1}' data-sheets-value='{"1":2,"2":"EN 1873 : 2014"}' style="overflow:hidden;padding:0px 3px 0px 3px;vertical-align:bottom;text-align:center;">EN 1873 : 2014</td> <td data-sheets-numberformat='{"1":2,"2":"0","3":1}' data-sheets-value='{"1":2,"2":"EN ISO 13468 EN 16153 EN 410"}' style="overflow:hidden;padding:0px 3px 0px 3px;vertical-align:bottom;text-align:center;">EN ISO 13468 EN 16153 EN 410</td> <td data-sheets-numberformat='{"1":2,"2":"0","3":1}' data-sheets-value='{"1":2,"2":"EN 410"}' style="overflow:hidden;padding:0px 3px 0px 3px;vertical-align:bottom;text-align:center;">EN 410</td> <td data-sheets-value='{"1":2,"2":"EN ISO 140-3\t\t"}' style="overflow:hidden;padding:0px 3px 0px 3px;vertical-align:bottom;text-align:center;">EN ISO 140-3 </td> </tr> <tr style="height:20px;"> <td data-sheets-value='{"1":2,"2":"Material"}' style="border-bottom:1px solid #000000;overflow:hidden;padding:0px 3px 0px 3px;vertical-align:bottom;background-color:#000000;font-weight:bold;color:#ffffff;">Material</td> <td data-sheets-value='{"1":2,"2":"Walls"}' style="border-bottom:1px solid #000000;overflow:hidden;padding:0px 3px 0px 3px;vertical-align:bottom;background-color:#000000;font-weight:bold;color:#ffffff;">Walls</td> <td data-sheets-value='{"1":2,"2":"Shells"}' style="border-bottom:1px solid #000000;overflow:hidden;padding:0px 3px 0px 3px;vertical-align:bottom;background-color:#000000;font-weight:bold;color:#ffffff;">Shells</td> <td data-sheets-numberformat='{"1":2,"2":"0.00","3":1}' data-sheets-value='{"1":2,"2":"(W/m²K)\t"}' style="border-bottom:1px solid #000000;overflow:hidden;padding:0px 3px 0px 3px;vertical-align:bottom;background-color:#000000;font-weight:bold;color:#ffffff;text-align:center;">(W/m²K) </td> <td data-sheets-numberformat='{"1":2,"2":"0","3":1}' data-sheets-value='{"1":2,"2":"(%)"}' style="border-bottom:1px solid #000000;overflow:hidden;padding:0px 3px 0px 3px;vertical-align:bottom;background-color:#000000;font-weight:bold;color:#ffffff;text-align:center;">(%)</td> <td data-sheets-numberformat='{"1":2,"2":"0","3":1}' data-sheets-value='{"1":2,"2":"(%)"}' style="border-bottom:1px solid #000000;overflow:hidden;padding:0px 3px 0px 3px;vertical-align:bottom;background-color:#000000;font-weight:bold;color:#ffffff;text-align:center;">(%)</td> <td data-sheets-value='{"1":2,"2":"(dB)"}' style="border-bottom:1px solid #000000;overflow:hidden;padding:0px 3px 0px 3px;vertical-align:bottom;background-color:#000000;font-weight:bold;color:#ffffff;text-align:center;">(dB)</td> </tr> <tr style="height:20px;"> <td data-sheets-value='{"1":2,"2":"Acrylic"}' style="border-left:1px solid #000000;overflow:hidden;padding:0px 3px 0px 3px;vertical-align:bottom;">Acrylic</td> <td data-sheets-value='{"1":2,"2":"EW"}' style="overflow:hidden;padding:0px 3px 0px 3px;vertical-align:bottom;">EW</td> <td data-sheets-value='{"1":2,"2":"Clear (H)"}' style="overflow:hidden;padding:0px 3px 0px 3px;vertical-align:bottom;">Clear (H)</td> <td data-sheets-numberformat='{"1":2,"2":"0.00","3":1}' data-sheets-value='{"1":3,"3":1.19}' style="overflow:hidden;padding:0px 3px 0px 3px;vertical-align:bottom;text-align:center;">1.19</td> <td data-sheets-numberformat='{"1":2,"2":"0","3":1}' data-sheets-value='{"1":3,"3":36.9}' style="overflow:hidden;padding:0px 3px 0px 3px;vertical-align:bottom;text-align:center;">37</td> <td data-sheets-numberformat='{"1":2,"2":"0","3":1}' data-sheets-value='{"1":3,"3":57.42}' style="overflow:hidden;padding:0px 3px 0px 3px;vertical-align:bottom;text-align:center;">57</td> <td data-sheets-value='{"1":3,"3":24}' style="border-right:1px solid #000000;overflow:hidden;padding:0px 3px 0px 3px;vertical-align:bottom;text-align:center;">24</td> </tr> <tr style="height:20px;"> <td data-sheets-value='{"1":2,"2":"PMMA"}' style="border-left:1px solid #000000;overflow:hidden;padding:0px 3px 0px 3px;vertical-align:bottom;">PMMA</td> <td style="overflow:hidden;padding:0px 3px 0px 3px;vertical-align:bottom;"></td> <td data-sheets-value='{"1":2,"2":"Opal (O)"}' style="overflow:hidden;padding:0px 3px 0px 3px;vertical-align:bottom;">Opal (O)</td> <td data-sheets-numberformat='{"1":2,"2":"0.00","3":1}' data-sheets-value='{"1":3,"3":1.19}' style="overflow:hidden;padding:0px 3px 0px 3px;vertical-align:bottom;text-align:center;">1.19</td> <td data-sheets-numberformat='{"1":2,"2":"0","3":1}' data-sheets-value='{"1":3,"3":34.03}' style="overflow:hidden;padding:0px 3px 0px 3px;vertical-align:bottom;text-align:center;">34</td> <td data-sheets-numberformat='{"1":2,"2":"0","3":1}' data-sheets-value='{"1":3,"3":50.160000000000004}' style="overflow:hidden;padding:0px 3px 0px 3px;vertical-align:bottom;text-align:center;">50</td> <td data-sheets-value='{"1":3,"3":24}' style="border-right:1px solid #000000;overflow:hidden;padding:0px 3px 0px 3px;vertical-align:bottom;text-align:center;">24</td> </tr> <tr style="height:20px;"> <td style="border-left:1px solid #000000;overflow:hidden;padding:0px 3px 0px 3px;vertical-align:bottom;"></td> <td data-sheets-value='{"1":2,"2":"DW"}' style="overflow:hidden;padding:0px 3px 0px 3px;vertical-align:bottom;">DW</td> <td data-sheets-value='{"1":2,"2":"Clear (H/H)"}' style="overflow:hidden;padding:0px 3px 0px 3px;vertical-align:bottom;">Clear (H/H)</td> <td data-sheets-numberformat='{"1":2,"2":"0.00","3":1}' data-sheets-value='{"1":3,"3":0.98}' style="overflow:hidden;padding:0px 3px 0px 3px;vertical-align:bottom;text-align:center;">0.98</td> <td data-sheets-numberformat='{"1":2,"2":"0","3":1}' data-sheets-value='{"1":3,"3":33.21}' style="overflow:hidden;padding:0px 3px 0px 3px;vertical-align:bottom;text-align:center;">33</td> <td data-sheets-numberformat='{"1":2,"2":"0","3":1}' data-sheets-value='{"1":3,"3":49.5}' style="overflow:hidden;padding:0px 3px 0px 3px;vertical-align:bottom;text-align:center;">50</td> <td data-sheets-value='{"1":3,"3":26}' style="border-right:1px solid #000000;overflow:hidden;padding:0px 3px 0px 3px;vertical-align:bottom;text-align:center;">26</td> </tr> <tr style="height:20px;"> <td style="border-bottom:1px solid #000000;border-left:1px solid #000000;overflow:hidden;padding:0px 3px 0px 3px;vertical-align:bottom;"></td> <td style="border-bottom:1px solid #000000;overflow:hidden;padding:0px 3px 0px 3px;vertical-align:bottom;"></td> <td data-sheets-value='{"1":2,"2":"Opal (O/O)"}' style="border-bottom:1px solid #000000;overflow:hidden;padding:0px 3px 0px 3px;vertical-align:bottom;">Opal (O/O)</td> <td data-sheets-numberformat='{"1":2,"2":"0.00","3":1}' data-sheets-value='{"1":3,"3":0.98}' style="border-bottom:1px solid #000000;overflow:hidden;padding:0px 3px 0px 3px;vertical-align:bottom;text-align:center;">0.98</td> <td data-sheets-numberformat='{"1":2,"2":"0","3":1}' data-sheets-value='{"1":3,"3":28.29}' style="border-bottom:1px solid #000000;overflow:hidden;padding:0px 3px 0px 3px;vertical-align:bottom;text-align:center;">28</td> <td data-sheets-numberformat='{"1":2,"2":"0","3":1}' data-sheets-value='{"1":3,"3":38.28}' style="border-bottom:1px solid #000000;overflow:hidden;padding:0px 3px 0px 3px;vertical-align:bottom;text-align:center;">38</td> <td data-sheets-value='{"1":3,"3":26}' style="border-right:1px solid #000000;border-bottom:1px solid #000000;overflow:hidden;padding:0px 3px 0px 3px;vertical-align:bottom;text-align:center;">26</td> </tr> <tr style="height:20px;"> <td data-sheets-value='{"1":2,"2":"Polycarbonate "}' style="border-left:1px solid #000000;overflow:hidden;padding:0px 3px 0px 3px;vertical-align:bottom;">Polycarbonate </td> <td data-sheets-value='{"1":2,"2":"EW"}' style="overflow:hidden;padding:0px 3px 0px 3px;vertical-align:bottom;">EW</td> <td data-sheets-value='{"1":2,"2":"Clear (A)"}' style="overflow:hidden;padding:0px 3px 0px 3px;vertical-align:bottom;">Clear (A)</td> <td data-sheets-numberformat='{"1":2,"2":"0.00","3":1}' data-sheets-value='{"1":3,"3":1.19}' style="overflow:hidden;padding:0px 3px 0px 3px;vertical-align:bottom;text-align:center;">1.19</td> <td data-sheets-numberformat='{"1":2,"2":"0","3":1}' data-sheets-value='{"1":3,"3":36.08}' style="overflow:hidden;padding:0px 3px 0px 3px;vertical-align:bottom;text-align:center;">36</td> <td data-sheets-numberformat='{"1":2,"2":"0","3":1}' data-sheets-value='{"1":3,"3":54.78}' style="overflow:hidden;padding:0px 3px 0px 3px;vertical-align:bottom;text-align:center;">55</td> <td data-sheets-value='{"1":3,"3":24}' style="border-right:1px solid #000000;overflow:hidden;padding:0px 3px 0px 3px;vertical-align:bottom;text-align:center;">24</td> </tr> <tr style="height:20px;"> <td data-sheets-value='{"1":2,"2":"PC"}' style="border-left:1px solid #000000;overflow:hidden;padding:0px 3px 0px 3px;vertical-align:bottom;">PC</td> <td style="overflow:hidden;padding:0px 3px 0px 3px;vertical-align:bottom;"></td> <td data-sheets-value='{"1":2,"2":"Opal (D)"}' style="overflow:hidden;padding:0px 3px 0px 3px;vertical-align:bottom;">Opal (D)</td> <td data-sheets-numberformat='{"1":2,"2":"0.00","3":1}' data-sheets-value='{"1":3,"3":1.19}' style="overflow:hidden;padding:0px 3px 0px 3px;vertical-align:bottom;text-align:center;">1.19</td> <td data-sheets-numberformat='{"1":2,"2":"0","3":1}' data-sheets-value='{"1":3,"3":23.779999999999998}' style="overflow:hidden;padding:0px 3px 0px 3px;vertical-align:bottom;text-align:center;">24</td> <td data-sheets-numberformat='{"1":2,"2":"0","3":1}' data-sheets-value='{"1":3,"3":39.6}' style="overflow:hidden;padding:0px 3px 0px 3px;vertical-align:bottom;text-align:center;">40</td> <td data-sheets-value='{"1":3,"3":24}' style="border-right:1px solid #000000;overflow:hidden;padding:0px 3px 0px 3px;vertical-align:bottom;text-align:center;">24</td> </tr> <tr style="height:20px;"> <td style="border-left:1px solid #000000;overflow:hidden;padding:0px 3px 0px 3px;vertical-align:bottom;"></td> <td data-sheets-value='{"1":2,"2":"DW"}' style="overflow:hidden;padding:0px 3px 0px 3px;vertical-align:bottom;">DW</td> <td data-sheets-value='{"1":2,"2":"Clear (A/H)"}' style="overflow:hidden;padding:0px 3px 0px 3px;vertical-align:bottom;">Clear (A/H)</td> <td data-sheets-numberformat='{"1":2,"2":"0.00","3":1}' data-sheets-value='{"1":3,"3":0.98}' style="overflow:hidden;padding:0px 3px 0px 3px;vertical-align:bottom;text-align:center;">0.98</td> <td data-sheets-numberformat='{"1":2,"2":"0","3":1}' data-sheets-value='{"1":3,"3":32.39}' style="overflow:hidden;padding:0px 3px 0px 3px;vertical-align:bottom;text-align:center;">32</td> <td data-sheets-numberformat='{"1":2,"2":"0","3":1}' data-sheets-value='{"1":3,"3":47.52}' style="overflow:hidden;padding:0px 3px 0px 3px;vertical-align:bottom;text-align:center;">48</td> <td data-sheets-value='{"1":3,"3":26}' style="border-right:1px solid #000000;overflow:hidden;padding:0px 3px 0px 3px;vertical-align:bottom;text-align:center;">26</td> </tr> <tr style="height:20px;"> <td style="border-left:1px solid #000000;overflow:hidden;padding:0px 3px 0px 3px;vertical-align:bottom;"></td> <td style="overflow:hidden;padding:0px 3px 0px 3px;vertical-align:bottom;"></td> <td data-sheets-value='{"1":2,"2":"Clear (A/A)"}' style="overflow:hidden;padding:0px 3px 0px 3px;vertical-align:bottom;">Clear (A/A)</td> <td data-sheets-numberformat='{"1":2,"2":"0.00","3":1}' data-sheets-value='{"1":3,"3":0.98}' style="overflow:hidden;padding:0px 3px 0px 3px;vertical-align:bottom;text-align:center;">0.98</td> <td data-sheets-numberformat='{"1":2,"2":"0","3":1}' data-sheets-value='{"1":3,"3":31.569999999999997}' style="overflow:hidden;padding:0px 3px 0px 3px;vertical-align:bottom;text-align:center;">32</td> <td data-sheets-numberformat='{"1":2,"2":"0","3":1}' data-sheets-value='{"1":3,"3":45.54}' style="overflow:hidden;padding:0px 3px 0px 3px;vertical-align:bottom;text-align:center;">46</td> <td data-sheets-value='{"1":3,"3":26}' style="border-right:1px solid #000000;overflow:hidden;padding:0px 3px 0px 3px;vertical-align:bottom;text-align:center;">26</td> </tr> <tr style="height:20px;"> <td style="border-left:1px solid #000000;overflow:hidden;padding:0px 3px 0px 3px;vertical-align:bottom;"></td> <td style="overflow:hidden;padding:0px 3px 0px 3px;vertical-align:bottom;"></td> <td data-sheets-value='{"1":2,"2":"Opal (A/O)"}' style="overflow:hidden;padding:0px 3px 0px 3px;vertical-align:bottom;">Opal (A/O)</td> <td data-sheets-numberformat='{"1":2,"2":"0.00","3":1}' data-sheets-value='{"1":3,"3":0.98}' style="overflow:hidden;padding:0px 3px 0px 3px;vertical-align:bottom;text-align:center;">0.98</td> <td data-sheets-numberformat='{"1":2,"2":"0","3":1}' data-sheets-value='{"1":3,"3":29.93}' style="overflow:hidden;padding:0px 3px 0px 3px;vertical-align:bottom;text-align:center;">30</td> <td data-sheets-numberformat='{"1":2,"2":"0","3":1}' data-sheets-value='{"1":3,"3":41.580000000000005}' style="overflow:hidden;padding:0px 3px 0px 3px;vertical-align:bottom;text-align:center;">42</td> <td data-sheets-value='{"1":3,"3":26}' style="border-right:1px solid #000000;overflow:hidden;padding:0px 3px 0px 3px;vertical-align:bottom;text-align:center;">26</td> </tr> <tr style="height:20px;"> <td style="border-bottom:1px solid #000000;border-left:1px solid #000000;overflow:hidden;padding:0px 3px 0px 3px;vertical-align:bottom;"></td> <td style="border-bottom:1px solid #000000;overflow:hidden;padding:0px 3px 0px 3px;vertical-align:bottom;"></td> <td data-sheets-value='{"1":2,"2":"Opal (A/D)"}' style="border-bottom:1px solid #000000;overflow:hidden;padding:0px 3px 0px 3px;vertical-align:bottom;">Opal (A/D)</td> <td data-sheets-numberformat='{"1":2,"2":"0.00","3":1}' data-sheets-value='{"1":3,"3":0.98}' style="border-bottom:1px solid #000000;overflow:hidden;padding:0px 3px 0px 3px;vertical-align:bottom;text-align:center;">0.98</td> <td data-sheets-numberformat='{"1":2,"2":"0","3":1}' data-sheets-value='{"1":3,"3":20.91}' style="border-bottom:1px solid #000000;overflow:hidden;padding:0px 3px 0px 3px;vertical-align:bottom;text-align:center;">21</td> <td data-sheets-numberformat='{"1":2,"2":"0","3":1}' data-sheets-value='{"1":3,"3":33}' style="border-bottom:1px solid #000000;overflow:hidden;padding:0px 3px 0px 3px;vertical-align:bottom;text-align:center;">33</td> <td data-sheets-value='{"1":3,"3":26}' style="border-right:1px solid #000000;border-bottom:1px solid #000000;overflow:hidden;padding:0px 3px 0px 3px;vertical-align:bottom;text-align:center;">26</td> </tr> <tr style="height:20px;"> <td data-sheets-value='{"1":2,"2":"Polycarbonate"}' style="border-left:1px solid #000000;overflow:hidden;padding:0px 3px 0px 3px;vertical-align:bottom;">Polycarbonate</td> <td data-sheets-value='{"1":2,"2":"EW"}' style="overflow:hidden;padding:0px 3px 0px 3px;vertical-align:bottom;">EW</td> <td data-sheets-value='{"1":2,"2":"Heatstop Opal (T)"}' style="overflow:hidden;padding:0px 3px 0px 3px;vertical-align:bottom;">Heatstop Opal (T)</td> <td data-sheets-numberformat='{"1":2,"2":"0.00","3":1}' data-sheets-value='{"1":3,"3":1.19}' style="overflow:hidden;padding:0px 3px 0px 3px;vertical-align:bottom;text-align:center;">1.19</td> <td data-sheets-numberformat='{"1":2,"2":"0","3":1}' data-sheets-value='{"1":3,"3":20.09}' style="overflow:hidden;padding:0px 3px 0px 3px;vertical-align:bottom;text-align:center;">20</td> <td data-sheets-numberformat='{"1":2,"2":"0","3":1}' data-sheets-value='{"1":3,"3":38.940000000000005}' style="overflow:hidden;padding:0px 3px 0px 3px;vertical-align:bottom;text-align:center;">39</td> <td data-sheets-value='{"1":3,"3":24}' style="border-right:1px solid #000000;overflow:hidden;padding:0px 3px 0px 3px;vertical-align:bottom;text-align:center;">24</td> </tr> <tr style="height:20px;"> <td data-sheets-value='{"1":2,"2":"Heatstop PC"}' style="border-left:1px solid #000000;overflow:hidden;padding:0px 3px 0px 3px;vertical-align:bottom;">Heatstop PC</td> <td data-sheets-value='{"1":2,"2":"DW"}' style="overflow:hidden;padding:0px 3px 0px 3px;vertical-align:bottom;">DW</td> <td data-sheets-value='{"1":2,"2":"Clear (T/H)"}' style="overflow:hidden;padding:0px 3px 0px 3px;vertical-align:bottom;">Clear (T/H)</td> <td data-sheets-numberformat='{"1":2,"2":"0.00","3":1}' data-sheets-value='{"1":3,"3":0.98}' style="overflow:hidden;padding:0px 3px 0px 3px;vertical-align:bottom;text-align:center;">0.98</td> <td data-sheets-numberformat='{"1":2,"2":"0","3":1}' data-sheets-value='{"1":3,"3":18.04}' style="overflow:hidden;padding:0px 3px 0px 3px;vertical-align:bottom;text-align:center;">18</td> <td data-sheets-numberformat='{"1":2,"2":"0","3":1}' data-sheets-value='{"1":3,"3":33.660000000000004}' style="overflow:hidden;padding:0px 3px 0px 3px;vertical-align:bottom;text-align:center;">34</td> <td data-sheets-value='{"1":3,"3":26}' style="border-right:1px solid #000000;overflow:hidden;padding:0px 3px 0px 3px;vertical-align:bottom;text-align:center;">26</td> </tr> <tr style="height:20px;"> <td style="border-bottom:1px solid #000000;border-left:1px solid #000000;overflow:hidden;padding:0px 3px 0px 3px;vertical-align:bottom;"></td> <td style="border-bottom:1px solid #000000;overflow:hidden;padding:0px 3px 0px 3px;vertical-align:bottom;"></td> <td data-sheets-value='{"1":2,"2":"Opal (T/O)"}' style="border-bottom:1px solid #000000;overflow:hidden;padding:0px 3px 0px 3px;vertical-align:bottom;">Opal (T/O)</td> <td data-sheets-numberformat='{"1":2,"2":"0.00","3":1}' data-sheets-value='{"1":3,"3":0.98}' style="border-bottom:1px solid #000000;overflow:hidden;padding:0px 3px 0px 3px;vertical-align:bottom;text-align:center;">0.98</td> <td data-sheets-numberformat='{"1":2,"2":"0","3":1}' data-sheets-value='{"1":3,"3":16.81}' style="border-bottom:1px solid #000000;overflow:hidden;padding:0px 3px 0px 3px;vertical-align:bottom;text-align:center;">17</td> <td data-sheets-numberformat='{"1":2,"2":"0","3":1}' data-sheets-value='{"1":3,"3":29.700000000000003}' style="border-bottom:1px solid #000000;overflow:hidden;padding:0px 3px 0px 3px;vertical-align:bottom;text-align:center;">30</td> <td data-sheets-value='{"1":3,"3":26}' style="border-right:1px solid #000000;border-bottom:1px solid #000000;overflow:hidden;padding:0px 3px 0px 3px;vertical-align:bottom;text-align:center;">26</td> </tr> </tbody></table> | skylux-160-ce-met-koepel-en-pvc-opstand-30-20-met-lm-motor-en-pvc-raam-type-ep25-1500-x-1500-mm | 8586034774349 | 46872364876109
Smoke and heat exhaust (SHEV) | SHE system | Skylux | Skylux 160° CE with skylight and PVC curb 30/20 with LM-actuator and PVC frame type EP25 1550 x 1550 mm |  | 50447 | 5412970504474 | 6204.9 | Yes | 30-45 | 115.7 | 1550 x 1550 mm | 1550 | 1550 |  | PVC 30/20 (30 cm high & roof opening = 20 cm larger than daylight size) | Square | 1.19 W/m²K - 0.98 W/m²K | 57% - 30% | 37% - 17% | 24dB - 26dB | 160° CE (for industry) | PVC frame EP25 | without spoiler | E | Single actuator | Maximum double-walled skylight possible for this product | Ut-value LT-value g-value Rw-value EN 1873 : 2014 EN ISO 13468 EN 16153 EN 410 EN 410 EN ISO 140-3 Material Walls Shells (W/m²K) (%) (%) (dB) Acrylic EW Clear (H) 1.19 37 57 24 PMMA Opal (O) 1.19 34 50 24 DW Clear (H/H) 0.98 33 50 26 Opal (O/O) 0.98 28 38 26 Polycarbonate EW Clear (A) 1.19 36 55 24 PC Opal (D) 1.19 24 40 24 DW Clear (A/H) 0.98 32 48 26 Clear (A/A) 0.98 32 46 26 Opal (A/O) 0.98 30 42 26 Opal (A/D) 0.98 21 33 26 Polycarbonate EW Heatstop Opal (T) 1.19 20 39 24 Heatstop PC DW Clear (T/H) 0.98 18 34 26 Opal (T/O) 0.98 17 30 26 | https://skylux.eu/en/products/skylux-160-ce-met-koepel-en-pvc-opstand-30-20-met-lm-motor-en-pvc-raam-type-ep25-1550-x-1550-mm | https://skylux.eu/cdn/shop/files/Skylux-160deg-CE-met-koepel-en-pvc-opstand-3020-met-LM-motor-en-pvc-raam-type-EP25-1550-x-1550-mm-RWA-systeem.jpg?v=1702980873&width=1600 | https://skylux.eu/cdn/shop/files/e5a82811-1bb0-48e4-a776-cacb59c7c092_066bec67-d92a-4ea9-a603-c850adad9474.jpg?v=1688551229&width=1600 | //skylux.eu/cdn/shop/files/E_MH_Mounting_instructions_Skylux_160_CE_LM.pdf?v=12406716259046007223 | //skylux.eu/cdn/shop/files/E_TD_Technical_File_Skylux_Skylux_160_CE_Electric.pdf?v=3667116872303399239 | <style type="text/css" id="isPasted"><!--td {border: 1px solid #cccccc;}br {mso-data-placement:same-cell;}--></style><table border="1" cellpadding="0" cellspacing="0" dir="ltr" style="table-layout:fixed;font-size:10pt;font-family:Arial;border-collapse:collapse;border:none;"><tbody> <tr style="height:20px;"> <td style="overflow:hidden;padding:0px 3px 0px 3px;vertical-align:bottom;"></td> <td style="overflow:hidden;padding:0px 3px 0px 3px;vertical-align:bottom;"></td> <td style="overflow:hidden;padding:0px 3px 0px 3px;vertical-align:bottom;"></td> <td data-sheets-value='{"1":2,"2":"Ut-value"}' style="overflow:hidden;padding:0px 3px 0px 3px;vertical-align:bottom;font-weight:bold;text-align:center;">Ut-value</td> <td data-sheets-value='{"1":2,"2":"LT-value"}' style="overflow:hidden;padding:0px 3px 0px 3px;vertical-align:bottom;font-weight:bold;text-align:center;">LT-value</td> <td data-sheets-value='{"1":2,"2":"g-value"}' style="overflow:hidden;padding:0px 3px 0px 3px;vertical-align:bottom;font-weight:bold;text-align:center;">g-value</td> <td data-sheets-value='{"1":2,"2":"Rw-value "}' style="overflow:hidden;padding:0px 3px 0px 3px;vertical-align:bottom;font-weight:bold;text-align:center;">Rw-value </td> </tr> <tr style="height:20px;"> <td style="overflow:hidden;padding:0px 3px 0px 3px;vertical-align:bottom;"></td> <td style="overflow:hidden;padding:0px 3px 0px 3px;vertical-align:bottom;"></td> <td style="overflow:hidden;padding:0px 3px 0px 3px;vertical-align:bottom;"></td> <td data-sheets-numberformat='{"1":2,"2":"0.00","3":1}' data-sheets-value='{"1":2,"2":"EN 1873 : 2014"}' style="overflow:hidden;padding:0px 3px 0px 3px;vertical-align:bottom;text-align:center;">EN 1873 : 2014</td> <td data-sheets-numberformat='{"1":2,"2":"0","3":1}' data-sheets-value='{"1":2,"2":"EN ISO 13468 EN 16153 EN 410"}' style="overflow:hidden;padding:0px 3px 0px 3px;vertical-align:bottom;text-align:center;">EN ISO 13468 EN 16153 EN 410</td> <td data-sheets-numberformat='{"1":2,"2":"0","3":1}' data-sheets-value='{"1":2,"2":"EN 410"}' style="overflow:hidden;padding:0px 3px 0px 3px;vertical-align:bottom;text-align:center;">EN 410</td> <td data-sheets-value='{"1":2,"2":"EN ISO 140-3\t\t"}' style="overflow:hidden;padding:0px 3px 0px 3px;vertical-align:bottom;text-align:center;">EN ISO 140-3 </td> </tr> <tr style="height:20px;"> <td data-sheets-value='{"1":2,"2":"Material"}' style="border-bottom:1px solid #000000;overflow:hidden;padding:0px 3px 0px 3px;vertical-align:bottom;background-color:#000000;font-weight:bold;color:#ffffff;">Material</td> <td data-sheets-value='{"1":2,"2":"Walls"}' style="border-bottom:1px solid #000000;overflow:hidden;padding:0px 3px 0px 3px;vertical-align:bottom;background-color:#000000;font-weight:bold;color:#ffffff;">Walls</td> <td data-sheets-value='{"1":2,"2":"Shells"}' style="border-bottom:1px solid #000000;overflow:hidden;padding:0px 3px 0px 3px;vertical-align:bottom;background-color:#000000;font-weight:bold;color:#ffffff;">Shells</td> <td data-sheets-numberformat='{"1":2,"2":"0.00","3":1}' data-sheets-value='{"1":2,"2":"(W/m²K)\t"}' style="border-bottom:1px solid #000000;overflow:hidden;padding:0px 3px 0px 3px;vertical-align:bottom;background-color:#000000;font-weight:bold;color:#ffffff;text-align:center;">(W/m²K) </td> <td data-sheets-numberformat='{"1":2,"2":"0","3":1}' data-sheets-value='{"1":2,"2":"(%)"}' style="border-bottom:1px solid #000000;overflow:hidden;padding:0px 3px 0px 3px;vertical-align:bottom;background-color:#000000;font-weight:bold;color:#ffffff;text-align:center;">(%)</td> <td data-sheets-numberformat='{"1":2,"2":"0","3":1}' data-sheets-value='{"1":2,"2":"(%)"}' style="border-bottom:1px solid #000000;overflow:hidden;padding:0px 3px 0px 3px;vertical-align:bottom;background-color:#000000;font-weight:bold;color:#ffffff;text-align:center;">(%)</td> <td data-sheets-value='{"1":2,"2":"(dB)"}' style="border-bottom:1px solid #000000;overflow:hidden;padding:0px 3px 0px 3px;vertical-align:bottom;background-color:#000000;font-weight:bold;color:#ffffff;text-align:center;">(dB)</td> </tr> <tr style="height:20px;"> <td data-sheets-value='{"1":2,"2":"Acrylic"}' style="border-left:1px solid #000000;overflow:hidden;padding:0px 3px 0px 3px;vertical-align:bottom;">Acrylic</td> <td data-sheets-value='{"1":2,"2":"EW"}' style="overflow:hidden;padding:0px 3px 0px 3px;vertical-align:bottom;">EW</td> <td data-sheets-value='{"1":2,"2":"Clear (H)"}' style="overflow:hidden;padding:0px 3px 0px 3px;vertical-align:bottom;">Clear (H)</td> <td data-sheets-numberformat='{"1":2,"2":"0.00","3":1}' data-sheets-value='{"1":3,"3":1.19}' style="overflow:hidden;padding:0px 3px 0px 3px;vertical-align:bottom;text-align:center;">1.19</td> <td data-sheets-numberformat='{"1":2,"2":"0","3":1}' data-sheets-value='{"1":3,"3":36.9}' style="overflow:hidden;padding:0px 3px 0px 3px;vertical-align:bottom;text-align:center;">37</td> <td data-sheets-numberformat='{"1":2,"2":"0","3":1}' data-sheets-value='{"1":3,"3":57.42}' style="overflow:hidden;padding:0px 3px 0px 3px;vertical-align:bottom;text-align:center;">57</td> <td data-sheets-value='{"1":3,"3":24}' style="border-right:1px solid #000000;overflow:hidden;padding:0px 3px 0px 3px;vertical-align:bottom;text-align:center;">24</td> </tr> <tr style="height:20px;"> <td data-sheets-value='{"1":2,"2":"PMMA"}' style="border-left:1px solid #000000;overflow:hidden;padding:0px 3px 0px 3px;vertical-align:bottom;">PMMA</td> <td style="overflow:hidden;padding:0px 3px 0px 3px;vertical-align:bottom;"></td> <td data-sheets-value='{"1":2,"2":"Opal (O)"}' style="overflow:hidden;padding:0px 3px 0px 3px;vertical-align:bottom;">Opal (O)</td> <td data-sheets-numberformat='{"1":2,"2":"0.00","3":1}' data-sheets-value='{"1":3,"3":1.19}' style="overflow:hidden;padding:0px 3px 0px 3px;vertical-align:bottom;text-align:center;">1.19</td> <td data-sheets-numberformat='{"1":2,"2":"0","3":1}' data-sheets-value='{"1":3,"3":34.03}' style="overflow:hidden;padding:0px 3px 0px 3px;vertical-align:bottom;text-align:center;">34</td> <td data-sheets-numberformat='{"1":2,"2":"0","3":1}' data-sheets-value='{"1":3,"3":50.160000000000004}' style="overflow:hidden;padding:0px 3px 0px 3px;vertical-align:bottom;text-align:center;">50</td> <td data-sheets-value='{"1":3,"3":24}' style="border-right:1px solid #000000;overflow:hidden;padding:0px 3px 0px 3px;vertical-align:bottom;text-align:center;">24</td> </tr> <tr style="height:20px;"> <td style="border-left:1px solid #000000;overflow:hidden;padding:0px 3px 0px 3px;vertical-align:bottom;"></td> <td data-sheets-value='{"1":2,"2":"DW"}' style="overflow:hidden;padding:0px 3px 0px 3px;vertical-align:bottom;">DW</td> <td data-sheets-value='{"1":2,"2":"Clear (H/H)"}' style="overflow:hidden;padding:0px 3px 0px 3px;vertical-align:bottom;">Clear (H/H)</td> <td data-sheets-numberformat='{"1":2,"2":"0.00","3":1}' data-sheets-value='{"1":3,"3":0.98}' style="overflow:hidden;padding:0px 3px 0px 3px;vertical-align:bottom;text-align:center;">0.98</td> <td data-sheets-numberformat='{"1":2,"2":"0","3":1}' data-sheets-value='{"1":3,"3":33.21}' style="overflow:hidden;padding:0px 3px 0px 3px;vertical-align:bottom;text-align:center;">33</td> <td data-sheets-numberformat='{"1":2,"2":"0","3":1}' data-sheets-value='{"1":3,"3":49.5}' style="overflow:hidden;padding:0px 3px 0px 3px;vertical-align:bottom;text-align:center;">50</td> <td data-sheets-value='{"1":3,"3":26}' style="border-right:1px solid #000000;overflow:hidden;padding:0px 3px 0px 3px;vertical-align:bottom;text-align:center;">26</td> </tr> <tr style="height:20px;"> <td style="border-bottom:1px solid #000000;border-left:1px solid #000000;overflow:hidden;padding:0px 3px 0px 3px;vertical-align:bottom;"></td> <td style="border-bottom:1px solid #000000;overflow:hidden;padding:0px 3px 0px 3px;vertical-align:bottom;"></td> <td data-sheets-value='{"1":2,"2":"Opal (O/O)"}' style="border-bottom:1px solid #000000;overflow:hidden;padding:0px 3px 0px 3px;vertical-align:bottom;">Opal (O/O)</td> <td data-sheets-numberformat='{"1":2,"2":"0.00","3":1}' data-sheets-value='{"1":3,"3":0.98}' style="border-bottom:1px solid #000000;overflow:hidden;padding:0px 3px 0px 3px;vertical-align:bottom;text-align:center;">0.98</td> <td data-sheets-numberformat='{"1":2,"2":"0","3":1}' data-sheets-value='{"1":3,"3":28.29}' style="border-bottom:1px solid #000000;overflow:hidden;padding:0px 3px 0px 3px;vertical-align:bottom;text-align:center;">28</td> <td data-sheets-numberformat='{"1":2,"2":"0","3":1}' data-sheets-value='{"1":3,"3":38.28}' style="border-bottom:1px solid #000000;overflow:hidden;padding:0px 3px 0px 3px;vertical-align:bottom;text-align:center;">38</td> <td data-sheets-value='{"1":3,"3":26}' style="border-right:1px solid #000000;border-bottom:1px solid #000000;overflow:hidden;padding:0px 3px 0px 3px;vertical-align:bottom;text-align:center;">26</td> </tr> <tr style="height:20px;"> <td data-sheets-value='{"1":2,"2":"Polycarbonate "}' style="border-left:1px solid #000000;overflow:hidden;padding:0px 3px 0px 3px;vertical-align:bottom;">Polycarbonate </td> <td data-sheets-value='{"1":2,"2":"EW"}' style="overflow:hidden;padding:0px 3px 0px 3px;vertical-align:bottom;">EW</td> <td data-sheets-value='{"1":2,"2":"Clear (A)"}' style="overflow:hidden;padding:0px 3px 0px 3px;vertical-align:bottom;">Clear (A)</td> <td data-sheets-numberformat='{"1":2,"2":"0.00","3":1}' data-sheets-value='{"1":3,"3":1.19}' style="overflow:hidden;padding:0px 3px 0px 3px;vertical-align:bottom;text-align:center;">1.19</td> <td data-sheets-numberformat='{"1":2,"2":"0","3":1}' data-sheets-value='{"1":3,"3":36.08}' style="overflow:hidden;padding:0px 3px 0px 3px;vertical-align:bottom;text-align:center;">36</td> <td data-sheets-numberformat='{"1":2,"2":"0","3":1}' data-sheets-value='{"1":3,"3":54.78}' style="overflow:hidden;padding:0px 3px 0px 3px;vertical-align:bottom;text-align:center;">55</td> <td data-sheets-value='{"1":3,"3":24}' style="border-right:1px solid #000000;overflow:hidden;padding:0px 3px 0px 3px;vertical-align:bottom;text-align:center;">24</td> </tr> <tr style="height:20px;"> <td data-sheets-value='{"1":2,"2":"PC"}' style="border-left:1px solid #000000;overflow:hidden;padding:0px 3px 0px 3px;vertical-align:bottom;">PC</td> <td style="overflow:hidden;padding:0px 3px 0px 3px;vertical-align:bottom;"></td> <td data-sheets-value='{"1":2,"2":"Opal (D)"}' style="overflow:hidden;padding:0px 3px 0px 3px;vertical-align:bottom;">Opal (D)</td> <td data-sheets-numberformat='{"1":2,"2":"0.00","3":1}' data-sheets-value='{"1":3,"3":1.19}' style="overflow:hidden;padding:0px 3px 0px 3px;vertical-align:bottom;text-align:center;">1.19</td> <td data-sheets-numberformat='{"1":2,"2":"0","3":1}' data-sheets-value='{"1":3,"3":23.779999999999998}' style="overflow:hidden;padding:0px 3px 0px 3px;vertical-align:bottom;text-align:center;">24</td> <td data-sheets-numberformat='{"1":2,"2":"0","3":1}' data-sheets-value='{"1":3,"3":39.6}' style="overflow:hidden;padding:0px 3px 0px 3px;vertical-align:bottom;text-align:center;">40</td> <td data-sheets-value='{"1":3,"3":24}' style="border-right:1px solid #000000;overflow:hidden;padding:0px 3px 0px 3px;vertical-align:bottom;text-align:center;">24</td> </tr> <tr style="height:20px;"> <td style="border-left:1px solid #000000;overflow:hidden;padding:0px 3px 0px 3px;vertical-align:bottom;"></td> <td data-sheets-value='{"1":2,"2":"DW"}' style="overflow:hidden;padding:0px 3px 0px 3px;vertical-align:bottom;">DW</td> <td data-sheets-value='{"1":2,"2":"Clear (A/H)"}' style="overflow:hidden;padding:0px 3px 0px 3px;vertical-align:bottom;">Clear (A/H)</td> <td data-sheets-numberformat='{"1":2,"2":"0.00","3":1}' data-sheets-value='{"1":3,"3":0.98}' style="overflow:hidden;padding:0px 3px 0px 3px;vertical-align:bottom;text-align:center;">0.98</td> <td data-sheets-numberformat='{"1":2,"2":"0","3":1}' data-sheets-value='{"1":3,"3":32.39}' style="overflow:hidden;padding:0px 3px 0px 3px;vertical-align:bottom;text-align:center;">32</td> <td data-sheets-numberformat='{"1":2,"2":"0","3":1}' data-sheets-value='{"1":3,"3":47.52}' style="overflow:hidden;padding:0px 3px 0px 3px;vertical-align:bottom;text-align:center;">48</td> <td data-sheets-value='{"1":3,"3":26}' style="border-right:1px solid #000000;overflow:hidden;padding:0px 3px 0px 3px;vertical-align:bottom;text-align:center;">26</td> </tr> <tr style="height:20px;"> <td style="border-left:1px solid #000000;overflow:hidden;padding:0px 3px 0px 3px;vertical-align:bottom;"></td> <td style="overflow:hidden;padding:0px 3px 0px 3px;vertical-align:bottom;"></td> <td data-sheets-value='{"1":2,"2":"Clear (A/A)"}' style="overflow:hidden;padding:0px 3px 0px 3px;vertical-align:bottom;">Clear (A/A)</td> <td data-sheets-numberformat='{"1":2,"2":"0.00","3":1}' data-sheets-value='{"1":3,"3":0.98}' style="overflow:hidden;padding:0px 3px 0px 3px;vertical-align:bottom;text-align:center;">0.98</td> <td data-sheets-numberformat='{"1":2,"2":"0","3":1}' data-sheets-value='{"1":3,"3":31.569999999999997}' style="overflow:hidden;padding:0px 3px 0px 3px;vertical-align:bottom;text-align:center;">32</td> <td data-sheets-numberformat='{"1":2,"2":"0","3":1}' data-sheets-value='{"1":3,"3":45.54}' style="overflow:hidden;padding:0px 3px 0px 3px;vertical-align:bottom;text-align:center;">46</td> <td data-sheets-value='{"1":3,"3":26}' style="border-right:1px solid #000000;overflow:hidden;padding:0px 3px 0px 3px;vertical-align:bottom;text-align:center;">26</td> </tr> <tr style="height:20px;"> <td style="border-left:1px solid #000000;overflow:hidden;padding:0px 3px 0px 3px;vertical-align:bottom;"></td> <td style="overflow:hidden;padding:0px 3px 0px 3px;vertical-align:bottom;"></td> <td data-sheets-value='{"1":2,"2":"Opal (A/O)"}' style="overflow:hidden;padding:0px 3px 0px 3px;vertical-align:bottom;">Opal (A/O)</td> <td data-sheets-numberformat='{"1":2,"2":"0.00","3":1}' data-sheets-value='{"1":3,"3":0.98}' style="overflow:hidden;padding:0px 3px 0px 3px;vertical-align:bottom;text-align:center;">0.98</td> <td data-sheets-numberformat='{"1":2,"2":"0","3":1}' data-sheets-value='{"1":3,"3":29.93}' style="overflow:hidden;padding:0px 3px 0px 3px;vertical-align:bottom;text-align:center;">30</td> <td data-sheets-numberformat='{"1":2,"2":"0","3":1}' data-sheets-value='{"1":3,"3":41.580000000000005}' style="overflow:hidden;padding:0px 3px 0px 3px;vertical-align:bottom;text-align:center;">42</td> <td data-sheets-value='{"1":3,"3":26}' style="border-right:1px solid #000000;overflow:hidden;padding:0px 3px 0px 3px;vertical-align:bottom;text-align:center;">26</td> </tr> <tr style="height:20px;"> <td style="border-bottom:1px solid #000000;border-left:1px solid #000000;overflow:hidden;padding:0px 3px 0px 3px;vertical-align:bottom;"></td> <td style="border-bottom:1px solid #000000;overflow:hidden;padding:0px 3px 0px 3px;vertical-align:bottom;"></td> <td data-sheets-value='{"1":2,"2":"Opal (A/D)"}' style="border-bottom:1px solid #000000;overflow:hidden;padding:0px 3px 0px 3px;vertical-align:bottom;">Opal (A/D)</td> <td data-sheets-numberformat='{"1":2,"2":"0.00","3":1}' data-sheets-value='{"1":3,"3":0.98}' style="border-bottom:1px solid #000000;overflow:hidden;padding:0px 3px 0px 3px;vertical-align:bottom;text-align:center;">0.98</td> <td data-sheets-numberformat='{"1":2,"2":"0","3":1}' data-sheets-value='{"1":3,"3":20.91}' style="border-bottom:1px solid #000000;overflow:hidden;padding:0px 3px 0px 3px;vertical-align:bottom;text-align:center;">21</td> <td data-sheets-numberformat='{"1":2,"2":"0","3":1}' data-sheets-value='{"1":3,"3":33}' style="border-bottom:1px solid #000000;overflow:hidden;padding:0px 3px 0px 3px;vertical-align:bottom;text-align:center;">33</td> <td data-sheets-value='{"1":3,"3":26}' style="border-right:1px solid #000000;border-bottom:1px solid #000000;overflow:hidden;padding:0px 3px 0px 3px;vertical-align:bottom;text-align:center;">26</td> </tr> <tr style="height:20px;"> <td data-sheets-value='{"1":2,"2":"Polycarbonate"}' style="border-left:1px solid #000000;overflow:hidden;padding:0px 3px 0px 3px;vertical-align:bottom;">Polycarbonate</td> <td data-sheets-value='{"1":2,"2":"EW"}' style="overflow:hidden;padding:0px 3px 0px 3px;vertical-align:bottom;">EW</td> <td data-sheets-value='{"1":2,"2":"Heatstop Opal (T)"}' style="overflow:hidden;padding:0px 3px 0px 3px;vertical-align:bottom;">Heatstop Opal (T)</td> <td data-sheets-numberformat='{"1":2,"2":"0.00","3":1}' data-sheets-value='{"1":3,"3":1.19}' style="overflow:hidden;padding:0px 3px 0px 3px;vertical-align:bottom;text-align:center;">1.19</td> <td data-sheets-numberformat='{"1":2,"2":"0","3":1}' data-sheets-value='{"1":3,"3":20.09}' style="overflow:hidden;padding:0px 3px 0px 3px;vertical-align:bottom;text-align:center;">20</td> <td data-sheets-numberformat='{"1":2,"2":"0","3":1}' data-sheets-value='{"1":3,"3":38.940000000000005}' style="overflow:hidden;padding:0px 3px 0px 3px;vertical-align:bottom;text-align:center;">39</td> <td data-sheets-value='{"1":3,"3":24}' style="border-right:1px solid #000000;overflow:hidden;padding:0px 3px 0px 3px;vertical-align:bottom;text-align:center;">24</td> </tr> <tr style="height:20px;"> <td data-sheets-value='{"1":2,"2":"Heatstop PC"}' style="border-left:1px solid #000000;overflow:hidden;padding:0px 3px 0px 3px;vertical-align:bottom;">Heatstop PC</td> <td data-sheets-value='{"1":2,"2":"DW"}' style="overflow:hidden;padding:0px 3px 0px 3px;vertical-align:bottom;">DW</td> <td data-sheets-value='{"1":2,"2":"Clear (T/H)"}' style="overflow:hidden;padding:0px 3px 0px 3px;vertical-align:bottom;">Clear (T/H)</td> <td data-sheets-numberformat='{"1":2,"2":"0.00","3":1}' data-sheets-value='{"1":3,"3":0.98}' style="overflow:hidden;padding:0px 3px 0px 3px;vertical-align:bottom;text-align:center;">0.98</td> <td data-sheets-numberformat='{"1":2,"2":"0","3":1}' data-sheets-value='{"1":3,"3":18.04}' style="overflow:hidden;padding:0px 3px 0px 3px;vertical-align:bottom;text-align:center;">18</td> <td data-sheets-numberformat='{"1":2,"2":"0","3":1}' data-sheets-value='{"1":3,"3":33.660000000000004}' style="overflow:hidden;padding:0px 3px 0px 3px;vertical-align:bottom;text-align:center;">34</td> <td data-sheets-value='{"1":3,"3":26}' style="border-right:1px solid #000000;overflow:hidden;padding:0px 3px 0px 3px;vertical-align:bottom;text-align:center;">26</td> </tr> <tr style="height:20px;"> <td style="border-bottom:1px solid #000000;border-left:1px solid #000000;overflow:hidden;padding:0px 3px 0px 3px;vertical-align:bottom;"></td> <td style="border-bottom:1px solid #000000;overflow:hidden;padding:0px 3px 0px 3px;vertical-align:bottom;"></td> <td data-sheets-value='{"1":2,"2":"Opal (T/O)"}' style="border-bottom:1px solid #000000;overflow:hidden;padding:0px 3px 0px 3px;vertical-align:bottom;">Opal (T/O)</td> <td data-sheets-numberformat='{"1":2,"2":"0.00","3":1}' data-sheets-value='{"1":3,"3":0.98}' style="border-bottom:1px solid #000000;overflow:hidden;padding:0px 3px 0px 3px;vertical-align:bottom;text-align:center;">0.98</td> <td data-sheets-numberformat='{"1":2,"2":"0","3":1}' data-sheets-value='{"1":3,"3":16.81}' style="border-bottom:1px solid #000000;overflow:hidden;padding:0px 3px 0px 3px;vertical-align:bottom;text-align:center;">17</td> <td data-sheets-numberformat='{"1":2,"2":"0","3":1}' data-sheets-value='{"1":3,"3":29.700000000000003}' style="border-bottom:1px solid #000000;overflow:hidden;padding:0px 3px 0px 3px;vertical-align:bottom;text-align:center;">30</td> <td data-sheets-value='{"1":3,"3":26}' style="border-right:1px solid #000000;border-bottom:1px solid #000000;overflow:hidden;padding:0px 3px 0px 3px;vertical-align:bottom;text-align:center;">26</td> </tr> </tbody></table> | skylux-160-ce-met-koepel-en-pvc-opstand-30-20-met-lm-motor-en-pvc-raam-type-ep25-1550-x-1550-mm | 8586034807117 | 46872364941645
Smoke and heat exhaust (SHEV) | SHE system | Skylux | Skylux 160° CE with skylight and PVC curb 30/20 with LM-actuator and PVC frame type EP25 1600 x 1600 mm |  | 50448 | 5412970504481 | 6266.6 | Yes | 30-45 | 117.58 | 1600 x 1600 mm | 1600 | 1600 |  | PVC 30/20 (30 cm high & roof opening = 20 cm larger than daylight size) | Square | 1.19 W/m²K - 0.98 W/m²K | 57% - 30% | 37% - 17% | 24dB - 26dB | 160° CE (for industry) | PVC frame EP25 | without spoiler | E | Single actuator | Maximum double-walled skylight possible for this product | Ut-value LT-value g-value Rw-value EN 1873 : 2014 EN ISO 13468 EN 16153 EN 410 EN 410 EN ISO 140-3 Material Walls Shells (W/m²K) (%) (%) (dB) Acrylic EW Clear (H) 1.19 37 57 24 PMMA Opal (O) 1.19 34 50 24 DW Clear (H/H) 0.98 33 50 26 Opal (O/O) 0.98 28 38 26 Polycarbonate EW Clear (A) 1.19 36 55 24 PC Opal (D) 1.19 24 40 24 DW Clear (A/H) 0.98 32 48 26 Clear (A/A) 0.98 32 46 26 Opal (A/O) 0.98 30 42 26 Opal (A/D) 0.98 21 33 26 Polycarbonate EW Heatstop Opal (T) 1.19 20 39 24 Heatstop PC DW Clear (T/H) 0.98 18 34 26 Opal (T/O) 0.98 17 30 26 | https://skylux.eu/en/products/skylux-160-ce-met-koepel-en-pvc-opstand-30-20-met-lm-motor-en-pvc-raam-type-ep25-1600-x-1600-mm | https://skylux.eu/cdn/shop/files/Skylux-160deg-CE-met-koepel-en-pvc-opstand-3020-met-LM-motor-en-pvc-raam-type-EP25-1600-x-1600-mm-RWA-systeem.jpg?v=1702980878&width=1600 | https://skylux.eu/cdn/shop/files/e5a82811-1bb0-48e4-a776-cacb59c7c092_97c53da8-3931-4ac5-991f-e90c20627d67.jpg?v=1688551230&width=1600 | //skylux.eu/cdn/shop/files/E_MH_Mounting_instructions_Skylux_160_CE_LM.pdf?v=12406716259046007223 | //skylux.eu/cdn/shop/files/E_TD_Technical_File_Skylux_Skylux_160_CE_Electric.pdf?v=3667116872303399239 | <style type="text/css" id="isPasted"><!--td {border: 1px solid #cccccc;}br {mso-data-placement:same-cell;}--></style><table border="1" cellpadding="0" cellspacing="0" dir="ltr" style="table-layout:fixed;font-size:10pt;font-family:Arial;border-collapse:collapse;border:none;"><tbody> <tr style="height:20px;"> <td style="overflow:hidden;padding:0px 3px 0px 3px;vertical-align:bottom;"></td> <td style="overflow:hidden;padding:0px 3px 0px 3px;vertical-align:bottom;"></td> <td style="overflow:hidden;padding:0px 3px 0px 3px;vertical-align:bottom;"></td> <td data-sheets-value='{"1":2,"2":"Ut-value"}' style="overflow:hidden;padding:0px 3px 0px 3px;vertical-align:bottom;font-weight:bold;text-align:center;">Ut-value</td> <td data-sheets-value='{"1":2,"2":"LT-value"}' style="overflow:hidden;padding:0px 3px 0px 3px;vertical-align:bottom;font-weight:bold;text-align:center;">LT-value</td> <td data-sheets-value='{"1":2,"2":"g-value"}' style="overflow:hidden;padding:0px 3px 0px 3px;vertical-align:bottom;font-weight:bold;text-align:center;">g-value</td> <td data-sheets-value='{"1":2,"2":"Rw-value "}' style="overflow:hidden;padding:0px 3px 0px 3px;vertical-align:bottom;font-weight:bold;text-align:center;">Rw-value </td> </tr> <tr style="height:20px;"> <td style="overflow:hidden;padding:0px 3px 0px 3px;vertical-align:bottom;"></td> <td style="overflow:hidden;padding:0px 3px 0px 3px;vertical-align:bottom;"></td> <td style="overflow:hidden;padding:0px 3px 0px 3px;vertical-align:bottom;"></td> <td data-sheets-numberformat='{"1":2,"2":"0.00","3":1}' data-sheets-value='{"1":2,"2":"EN 1873 : 2014"}' style="overflow:hidden;padding:0px 3px 0px 3px;vertical-align:bottom;text-align:center;">EN 1873 : 2014</td> <td data-sheets-numberformat='{"1":2,"2":"0","3":1}' data-sheets-value='{"1":2,"2":"EN ISO 13468 EN 16153 EN 410"}' style="overflow:hidden;padding:0px 3px 0px 3px;vertical-align:bottom;text-align:center;">EN ISO 13468 EN 16153 EN 410</td> <td data-sheets-numberformat='{"1":2,"2":"0","3":1}' data-sheets-value='{"1":2,"2":"EN 410"}' style="overflow:hidden;padding:0px 3px 0px 3px;vertical-align:bottom;text-align:center;">EN 410</td> <td data-sheets-value='{"1":2,"2":"EN ISO 140-3\t\t"}' style="overflow:hidden;padding:0px 3px 0px 3px;vertical-align:bottom;text-align:center;">EN ISO 140-3 </td> </tr> <tr style="height:20px;"> <td data-sheets-value='{"1":2,"2":"Material"}' style="border-bottom:1px solid #000000;overflow:hidden;padding:0px 3px 0px 3px;vertical-align:bottom;background-color:#000000;font-weight:bold;color:#ffffff;">Material</td> <td data-sheets-value='{"1":2,"2":"Walls"}' style="border-bottom:1px solid #000000;overflow:hidden;padding:0px 3px 0px 3px;vertical-align:bottom;background-color:#000000;font-weight:bold;color:#ffffff;">Walls</td> <td data-sheets-value='{"1":2,"2":"Shells"}' style="border-bottom:1px solid #000000;overflow:hidden;padding:0px 3px 0px 3px;vertical-align:bottom;background-color:#000000;font-weight:bold;color:#ffffff;">Shells</td> <td data-sheets-numberformat='{"1":2,"2":"0.00","3":1}' data-sheets-value='{"1":2,"2":"(W/m²K)\t"}' style="border-bottom:1px solid #000000;overflow:hidden;padding:0px 3px 0px 3px;vertical-align:bottom;background-color:#000000;font-weight:bold;color:#ffffff;text-align:center;">(W/m²K) </td> <td data-sheets-numberformat='{"1":2,"2":"0","3":1}' data-sheets-value='{"1":2,"2":"(%)"}' style="border-bottom:1px solid #000000;overflow:hidden;padding:0px 3px 0px 3px;vertical-align:bottom;background-color:#000000;font-weight:bold;color:#ffffff;text-align:center;">(%)</td> <td data-sheets-numberformat='{"1":2,"2":"0","3":1}' data-sheets-value='{"1":2,"2":"(%)"}' style="border-bottom:1px solid #000000;overflow:hidden;padding:0px 3px 0px 3px;vertical-align:bottom;background-color:#000000;font-weight:bold;color:#ffffff;text-align:center;">(%)</td> <td data-sheets-value='{"1":2,"2":"(dB)"}' style="border-bottom:1px solid #000000;overflow:hidden;padding:0px 3px 0px 3px;vertical-align:bottom;background-color:#000000;font-weight:bold;color:#ffffff;text-align:center;">(dB)</td> </tr> <tr style="height:20px;"> <td data-sheets-value='{"1":2,"2":"Acrylic"}' style="border-left:1px solid #000000;overflow:hidden;padding:0px 3px 0px 3px;vertical-align:bottom;">Acrylic</td> <td data-sheets-value='{"1":2,"2":"EW"}' style="overflow:hidden;padding:0px 3px 0px 3px;vertical-align:bottom;">EW</td> <td data-sheets-value='{"1":2,"2":"Clear (H)"}' style="overflow:hidden;padding:0px 3px 0px 3px;vertical-align:bottom;">Clear (H)</td> <td data-sheets-numberformat='{"1":2,"2":"0.00","3":1}' data-sheets-value='{"1":3,"3":1.19}' style="overflow:hidden;padding:0px 3px 0px 3px;vertical-align:bottom;text-align:center;">1.19</td> <td data-sheets-numberformat='{"1":2,"2":"0","3":1}' data-sheets-value='{"1":3,"3":36.9}' style="overflow:hidden;padding:0px 3px 0px 3px;vertical-align:bottom;text-align:center;">37</td> <td data-sheets-numberformat='{"1":2,"2":"0","3":1}' data-sheets-value='{"1":3,"3":57.42}' style="overflow:hidden;padding:0px 3px 0px 3px;vertical-align:bottom;text-align:center;">57</td> <td data-sheets-value='{"1":3,"3":24}' style="border-right:1px solid #000000;overflow:hidden;padding:0px 3px 0px 3px;vertical-align:bottom;text-align:center;">24</td> </tr> <tr style="height:20px;"> <td data-sheets-value='{"1":2,"2":"PMMA"}' style="border-left:1px solid #000000;overflow:hidden;padding:0px 3px 0px 3px;vertical-align:bottom;">PMMA</td> <td style="overflow:hidden;padding:0px 3px 0px 3px;vertical-align:bottom;"></td> <td data-sheets-value='{"1":2,"2":"Opal (O)"}' style="overflow:hidden;padding:0px 3px 0px 3px;vertical-align:bottom;">Opal (O)</td> <td data-sheets-numberformat='{"1":2,"2":"0.00","3":1}' data-sheets-value='{"1":3,"3":1.19}' style="overflow:hidden;padding:0px 3px 0px 3px;vertical-align:bottom;text-align:center;">1.19</td> <td data-sheets-numberformat='{"1":2,"2":"0","3":1}' data-sheets-value='{"1":3,"3":34.03}' style="overflow:hidden;padding:0px 3px 0px 3px;vertical-align:bottom;text-align:center;">34</td> <td data-sheets-numberformat='{"1":2,"2":"0","3":1}' data-sheets-value='{"1":3,"3":50.160000000000004}' style="overflow:hidden;padding:0px 3px 0px 3px;vertical-align:bottom;text-align:center;">50</td> <td data-sheets-value='{"1":3,"3":24}' style="border-right:1px solid #000000;overflow:hidden;padding:0px 3px 0px 3px;vertical-align:bottom;text-align:center;">24</td> </tr> <tr style="height:20px;"> <td style="border-left:1px solid #000000;overflow:hidden;padding:0px 3px 0px 3px;vertical-align:bottom;"></td> <td data-sheets-value='{"1":2,"2":"DW"}' style="overflow:hidden;padding:0px 3px 0px 3px;vertical-align:bottom;">DW</td> <td data-sheets-value='{"1":2,"2":"Clear (H/H)"}' style="overflow:hidden;padding:0px 3px 0px 3px;vertical-align:bottom;">Clear (H/H)</td> <td data-sheets-numberformat='{"1":2,"2":"0.00","3":1}' data-sheets-value='{"1":3,"3":0.98}' style="overflow:hidden;padding:0px 3px 0px 3px;vertical-align:bottom;text-align:center;">0.98</td> <td data-sheets-numberformat='{"1":2,"2":"0","3":1}' data-sheets-value='{"1":3,"3":33.21}' style="overflow:hidden;padding:0px 3px 0px 3px;vertical-align:bottom;text-align:center;">33</td> <td data-sheets-numberformat='{"1":2,"2":"0","3":1}' data-sheets-value='{"1":3,"3":49.5}' style="overflow:hidden;padding:0px 3px 0px 3px;vertical-align:bottom;text-align:center;">50</td> <td data-sheets-value='{"1":3,"3":26}' style="border-right:1px solid #000000;overflow:hidden;padding:0px 3px 0px 3px;vertical-align:bottom;text-align:center;">26</td> </tr> <tr style="height:20px;"> <td style="border-bottom:1px solid #000000;border-left:1px solid #000000;overflow:hidden;padding:0px 3px 0px 3px;vertical-align:bottom;"></td> <td style="border-bottom:1px solid #000000;overflow:hidden;padding:0px 3px 0px 3px;vertical-align:bottom;"></td> <td data-sheets-value='{"1":2,"2":"Opal (O/O)"}' style="border-bottom:1px solid #000000;overflow:hidden;padding:0px 3px 0px 3px;vertical-align:bottom;">Opal (O/O)</td> <td data-sheets-numberformat='{"1":2,"2":"0.00","3":1}' data-sheets-value='{"1":3,"3":0.98}' style="border-bottom:1px solid #000000;overflow:hidden;padding:0px 3px 0px 3px;vertical-align:bottom;text-align:center;">0.98</td> <td data-sheets-numberformat='{"1":2,"2":"0","3":1}' data-sheets-value='{"1":3,"3":28.29}' style="border-bottom:1px solid #000000;overflow:hidden;padding:0px 3px 0px 3px;vertical-align:bottom;text-align:center;">28</td> <td data-sheets-numberformat='{"1":2,"2":"0","3":1}' data-sheets-value='{"1":3,"3":38.28}' style="border-bottom:1px solid #000000;overflow:hidden;padding:0px 3px 0px 3px;vertical-align:bottom;text-align:center;">38</td> <td data-sheets-value='{"1":3,"3":26}' style="border-right:1px solid #000000;border-bottom:1px solid #000000;overflow:hidden;padding:0px 3px 0px 3px;vertical-align:bottom;text-align:center;">26</td> </tr> <tr style="height:20px;"> <td data-sheets-value='{"1":2,"2":"Polycarbonate "}' style="border-left:1px solid #000000;overflow:hidden;padding:0px 3px 0px 3px;vertical-align:bottom;">Polycarbonate </td> <td data-sheets-value='{"1":2,"2":"EW"}' style="overflow:hidden;padding:0px 3px 0px 3px;vertical-align:bottom;">EW</td> <td data-sheets-value='{"1":2,"2":"Clear (A)"}' style="overflow:hidden;padding:0px 3px 0px 3px;vertical-align:bottom;">Clear (A)</td> <td data-sheets-numberformat='{"1":2,"2":"0.00","3":1}' data-sheets-value='{"1":3,"3":1.19}' style="overflow:hidden;padding:0px 3px 0px 3px;vertical-align:bottom;text-align:center;">1.19</td> <td data-sheets-numberformat='{"1":2,"2":"0","3":1}' data-sheets-value='{"1":3,"3":36.08}' style="overflow:hidden;padding:0px 3px 0px 3px;vertical-align:bottom;text-align:center;">36</td> <td data-sheets-numberformat='{"1":2,"2":"0","3":1}' data-sheets-value='{"1":3,"3":54.78}' style="overflow:hidden;padding:0px 3px 0px 3px;vertical-align:bottom;text-align:center;">55</td> <td data-sheets-value='{"1":3,"3":24}' style="border-right:1px solid #000000;overflow:hidden;padding:0px 3px 0px 3px;vertical-align:bottom;text-align:center;">24</td> </tr> <tr style="height:20px;"> <td data-sheets-value='{"1":2,"2":"PC"}' style="border-left:1px solid #000000;overflow:hidden;padding:0px 3px 0px 3px;vertical-align:bottom;">PC</td> <td style="overflow:hidden;padding:0px 3px 0px 3px;vertical-align:bottom;"></td> <td data-sheets-value='{"1":2,"2":"Opal (D)"}' style="overflow:hidden;padding:0px 3px 0px 3px;vertical-align:bottom;">Opal (D)</td> <td data-sheets-numberformat='{"1":2,"2":"0.00","3":1}' data-sheets-value='{"1":3,"3":1.19}' style="overflow:hidden;padding:0px 3px 0px 3px;vertical-align:bottom;text-align:center;">1.19</td> <td data-sheets-numberformat='{"1":2,"2":"0","3":1}' data-sheets-value='{"1":3,"3":23.779999999999998}' style="overflow:hidden;padding:0px 3px 0px 3px;vertical-align:bottom;text-align:center;">24</td> <td data-sheets-numberformat='{"1":2,"2":"0","3":1}' data-sheets-value='{"1":3,"3":39.6}' style="overflow:hidden;padding:0px 3px 0px 3px;vertical-align:bottom;text-align:center;">40</td> <td data-sheets-value='{"1":3,"3":24}' style="border-right:1px solid #000000;overflow:hidden;padding:0px 3px 0px 3px;vertical-align:bottom;text-align:center;">24</td> </tr> <tr style="height:20px;"> <td style="border-left:1px solid #000000;overflow:hidden;padding:0px 3px 0px 3px;vertical-align:bottom;"></td> <td data-sheets-value='{"1":2,"2":"DW"}' style="overflow:hidden;padding:0px 3px 0px 3px;vertical-align:bottom;">DW</td> <td data-sheets-value='{"1":2,"2":"Clear (A/H)"}' style="overflow:hidden;padding:0px 3px 0px 3px;vertical-align:bottom;">Clear (A/H)</td> <td data-sheets-numberformat='{"1":2,"2":"0.00","3":1}' data-sheets-value='{"1":3,"3":0.98}' style="overflow:hidden;padding:0px 3px 0px 3px;vertical-align:bottom;text-align:center;">0.98</td> <td data-sheets-numberformat='{"1":2,"2":"0","3":1}' data-sheets-value='{"1":3,"3":32.39}' style="overflow:hidden;padding:0px 3px 0px 3px;vertical-align:bottom;text-align:center;">32</td> <td data-sheets-numberformat='{"1":2,"2":"0","3":1}' data-sheets-value='{"1":3,"3":47.52}' style="overflow:hidden;padding:0px 3px 0px 3px;vertical-align:bottom;text-align:center;">48</td> <td data-sheets-value='{"1":3,"3":26}' style="border-right:1px solid #000000;overflow:hidden;padding:0px 3px 0px 3px;vertical-align:bottom;text-align:center;">26</td> </tr> <tr style="height:20px;"> <td style="border-left:1px solid #000000;overflow:hidden;padding:0px 3px 0px 3px;vertical-align:bottom;"></td> <td style="overflow:hidden;padding:0px 3px 0px 3px;vertical-align:bottom;"></td> <td data-sheets-value='{"1":2,"2":"Clear (A/A)"}' style="overflow:hidden;padding:0px 3px 0px 3px;vertical-align:bottom;">Clear (A/A)</td> <td data-sheets-numberformat='{"1":2,"2":"0.00","3":1}' data-sheets-value='{"1":3,"3":0.98}' style="overflow:hidden;padding:0px 3px 0px 3px;vertical-align:bottom;text-align:center;">0.98</td> <td data-sheets-numberformat='{"1":2,"2":"0","3":1}' data-sheets-value='{"1":3,"3":31.569999999999997}' style="overflow:hidden;padding:0px 3px 0px 3px;vertical-align:bottom;text-align:center;">32</td> <td data-sheets-numberformat='{"1":2,"2":"0","3":1}' data-sheets-value='{"1":3,"3":45.54}' style="overflow:hidden;padding:0px 3px 0px 3px;vertical-align:bottom;text-align:center;">46</td> <td data-sheets-value='{"1":3,"3":26}' style="border-right:1px solid #000000;overflow:hidden;padding:0px 3px 0px 3px;vertical-align:bottom;text-align:center;">26</td> </tr> <tr style="height:20px;"> <td style="border-left:1px solid #000000;overflow:hidden;padding:0px 3px 0px 3px;vertical-align:bottom;"></td> <td style="overflow:hidden;padding:0px 3px 0px 3px;vertical-align:bottom;"></td> <td data-sheets-value='{"1":2,"2":"Opal (A/O)"}' style="overflow:hidden;padding:0px 3px 0px 3px;vertical-align:bottom;">Opal (A/O)</td> <td data-sheets-numberformat='{"1":2,"2":"0.00","3":1}' data-sheets-value='{"1":3,"3":0.98}' style="overflow:hidden;padding:0px 3px 0px 3px;vertical-align:bottom;text-align:center;">0.98</td> <td data-sheets-numberformat='{"1":2,"2":"0","3":1}' data-sheets-value='{"1":3,"3":29.93}' style="overflow:hidden;padding:0px 3px 0px 3px;vertical-align:bottom;text-align:center;">30</td> <td data-sheets-numberformat='{"1":2,"2":"0","3":1}' data-sheets-value='{"1":3,"3":41.580000000000005}' style="overflow:hidden;padding:0px 3px 0px 3px;vertical-align:bottom;text-align:center;">42</td> <td data-sheets-value='{"1":3,"3":26}' style="border-right:1px solid #000000;overflow:hidden;padding:0px 3px 0px 3px;vertical-align:bottom;text-align:center;">26</td> </tr> <tr style="height:20px;"> <td style="border-bottom:1px solid #000000;border-left:1px solid #000000;overflow:hidden;padding:0px 3px 0px 3px;vertical-align:bottom;"></td> <td style="border-bottom:1px solid #000000;overflow:hidden;padding:0px 3px 0px 3px;vertical-align:bottom;"></td> <td data-sheets-value='{"1":2,"2":"Opal (A/D)"}' style="border-bottom:1px solid #000000;overflow:hidden;padding:0px 3px 0px 3px;vertical-align:bottom;">Opal (A/D)</td> <td data-sheets-numberformat='{"1":2,"2":"0.00","3":1}' data-sheets-value='{"1":3,"3":0.98}' style="border-bottom:1px solid #000000;overflow:hidden;padding:0px 3px 0px 3px;vertical-align:bottom;text-align:center;">0.98</td> <td data-sheets-numberformat='{"1":2,"2":"0","3":1}' data-sheets-value='{"1":3,"3":20.91}' style="border-bottom:1px solid #000000;overflow:hidden;padding:0px 3px 0px 3px;vertical-align:bottom;text-align:center;">21</td> <td data-sheets-numberformat='{"1":2,"2":"0","3":1}' data-sheets-value='{"1":3,"3":33}' style="border-bottom:1px solid #000000;overflow:hidden;padding:0px 3px 0px 3px;vertical-align:bottom;text-align:center;">33</td> <td data-sheets-value='{"1":3,"3":26}' style="border-right:1px solid #000000;border-bottom:1px solid #000000;overflow:hidden;padding:0px 3px 0px 3px;vertical-align:bottom;text-align:center;">26</td> </tr> <tr style="height:20px;"> <td data-sheets-value='{"1":2,"2":"Polycarbonate"}' style="border-left:1px solid #000000;overflow:hidden;padding:0px 3px 0px 3px;vertical-align:bottom;">Polycarbonate</td> <td data-sheets-value='{"1":2,"2":"EW"}' style="overflow:hidden;padding:0px 3px 0px 3px;vertical-align:bottom;">EW</td> <td data-sheets-value='{"1":2,"2":"Heatstop Opal (T)"}' style="overflow:hidden;padding:0px 3px 0px 3px;vertical-align:bottom;">Heatstop Opal (T)</td> <td data-sheets-numberformat='{"1":2,"2":"0.00","3":1}' data-sheets-value='{"1":3,"3":1.19}' style="overflow:hidden;padding:0px 3px 0px 3px;vertical-align:bottom;text-align:center;">1.19</td> <td data-sheets-numberformat='{"1":2,"2":"0","3":1}' data-sheets-value='{"1":3,"3":20.09}' style="overflow:hidden;padding:0px 3px 0px 3px;vertical-align:bottom;text-align:center;">20</td> <td data-sheets-numberformat='{"1":2,"2":"0","3":1}' data-sheets-value='{"1":3,"3":38.940000000000005}' style="overflow:hidden;padding:0px 3px 0px 3px;vertical-align:bottom;text-align:center;">39</td> <td data-sheets-value='{"1":3,"3":24}' style="border-right:1px solid #000000;overflow:hidden;padding:0px 3px 0px 3px;vertical-align:bottom;text-align:center;">24</td> </tr> <tr style="height:20px;"> <td data-sheets-value='{"1":2,"2":"Heatstop PC"}' style="border-left:1px solid #000000;overflow:hidden;padding:0px 3px 0px 3px;vertical-align:bottom;">Heatstop PC</td> <td data-sheets-value='{"1":2,"2":"DW"}' style="overflow:hidden;padding:0px 3px 0px 3px;vertical-align:bottom;">DW</td> <td data-sheets-value='{"1":2,"2":"Clear (T/H)"}' style="overflow:hidden;padding:0px 3px 0px 3px;vertical-align:bottom;">Clear (T/H)</td> <td data-sheets-numberformat='{"1":2,"2":"0.00","3":1}' data-sheets-value='{"1":3,"3":0.98}' style="overflow:hidden;padding:0px 3px 0px 3px;vertical-align:bottom;text-align:center;">0.98</td> <td data-sheets-numberformat='{"1":2,"2":"0","3":1}' data-sheets-value='{"1":3,"3":18.04}' style="overflow:hidden;padding:0px 3px 0px 3px;vertical-align:bottom;text-align:center;">18</td> <td data-sheets-numberformat='{"1":2,"2":"0","3":1}' data-sheets-value='{"1":3,"3":33.660000000000004}' style="overflow:hidden;padding:0px 3px 0px 3px;vertical-align:bottom;text-align:center;">34</td> <td data-sheets-value='{"1":3,"3":26}' style="border-right:1px solid #000000;overflow:hidden;padding:0px 3px 0px 3px;vertical-align:bottom;text-align:center;">26</td> </tr> <tr style="height:20px;"> <td style="border-bottom:1px solid #000000;border-left:1px solid #000000;overflow:hidden;padding:0px 3px 0px 3px;vertical-align:bottom;"></td> <td style="border-bottom:1px solid #000000;overflow:hidden;padding:0px 3px 0px 3px;vertical-align:bottom;"></td> <td data-sheets-value='{"1":2,"2":"Opal (T/O)"}' style="border-bottom:1px solid #000000;overflow:hidden;padding:0px 3px 0px 3px;vertical-align:bottom;">Opal (T/O)</td> <td data-sheets-numberformat='{"1":2,"2":"0.00","3":1}' data-sheets-value='{"1":3,"3":0.98}' style="border-bottom:1px solid #000000;overflow:hidden;padding:0px 3px 0px 3px;vertical-align:bottom;text-align:center;">0.98</td> <td data-sheets-numberformat='{"1":2,"2":"0","3":1}' data-sheets-value='{"1":3,"3":16.81}' style="border-bottom:1px solid #000000;overflow:hidden;padding:0px 3px 0px 3px;vertical-align:bottom;text-align:center;">17</td> <td data-sheets-numberformat='{"1":2,"2":"0","3":1}' data-sheets-value='{"1":3,"3":29.700000000000003}' style="border-bottom:1px solid #000000;overflow:hidden;padding:0px 3px 0px 3px;vertical-align:bottom;text-align:center;">30</td> <td data-sheets-value='{"1":3,"3":26}' style="border-right:1px solid #000000;border-bottom:1px solid #000000;overflow:hidden;padding:0px 3px 0px 3px;vertical-align:bottom;text-align:center;">26</td> </tr> </tbody></table> | skylux-160-ce-met-koepel-en-pvc-opstand-30-20-met-lm-motor-en-pvc-raam-type-ep25-1600-x-1600-mm | 8586034839885 | 46872365007181
Smoke and heat exhaust (SHEV) | SHE system | Skylux | Skylux 160° CE with skylight and PVC curb 30/20 with LM-actuator and spoiler - iDome 0700 x 1000 mm |  | 94790 | 5412970947905 | 4330.6 | Yes | 30-45 | 91.72 | 700 x 1000 mm | 1000 | 700 |  | PVC 30/20 (30 cm high & roof opening = 20 cm larger than daylight size) | Rectangular | 0.93 W/m²K | 46% - 31% | 68% - 37% | 40dB | 160° CE (for industry) | iDome | with spoiler | E | Single actuator | Maximum single-walled skylight possible for this product | Number of walls Double glazing+ plastic skylight (max. single-walled) Insulation value (Ug-value) 0.93 W/m²K in combination with a single-walled skylight Burglar-resistant Yes Fall-through safety Only in combination with a polycarbonate plastic skylight Acoustic value Rw 40 dB LT-value 68% in combination with a single-walled clear acrylic skylight 62% in combination with a single-walled opal acrylic skylight 66% in combination with a single-walled clear polycarbonate skylight 44% in combination with a single-walled opal polycarbonate skylight g-value 46% in combination with a single-walled clear acrylic skylight 40% in combination with a single-walled opal acrylic skylight 44% in combination with a single-walled clear polycarbonate skylight 32% in combination with a single-walled opal polycarbonate skylight Shape Spherical Guarantee 10 years | https://skylux.eu/en/products/skylux-160-ce-met-koepel-en-pvc-opstand-30-20-met-lm-motor-en-windvang-idome-0700-x-1000-mm | https://skylux.eu/cdn/shop/files/Skylux-160deg-CE-met-koepel-en-pvc-opstand-3020-met-LM-motor-en-windvang-iDome-0700-x-1000-mm-RWA-systeem.jpg?v=1702981637&width=1600 | https://skylux.eu/cdn/shop/files/e5a82811-1bb0-48e4-a776-cacb59c7c092_dd2cadfb-0681-44aa-88c4-1cb6d716cc6c.jpg?v=1688551424&width=1600 | //skylux.eu/cdn/shop/files/E_MH_Mounting_instructions_Skylux_160_CE_LM.pdf?v=12406716259046007223 | //skylux.eu/cdn/shop/files/E_TD_Technical_File_Skylux_Skylux_160_CE_Electric.pdf?v=3667116872303399239 | <table><tbody> <tr> <td>Number of walls</td> <td>Double glazing+ plastic skylight (max. single-walled)</td> </tr> <tr> <td>Insulation value (Ug-value)</td> <td>0.93 W/m²K in combination with a single-walled skylight</td> </tr> <tr> <td>Burglar-resistant</td> <td>Yes</td> </tr> <tr> <td>Fall-through safety</td> <td>Only in combination with a <a href="">polycarbonate plastic skylight</a> </td> </tr> <tr> <td>Acoustic value Rw</td> <td>40 dB</td> </tr> <tr> <td>LT-value</td> <td> <p>68% in combination with a single-walled clear acrylic skylight<br> 62% in combination with a single-walled opal acrylic skylight<br> 66% in combination with a single-walled clear polycarbonate skylight<br> 44% in combination with a single-walled opal polycarbonate skylight</p> </td> </tr> <tr> <td>g-value</td> <td>46% in combination with a single-walled clear acrylic skylight<br> 40% in combination with a single-walled opal acrylic skylight<br> 44% in combination with a single-walled clear polycarbonate skylight<br> 32% in combination with a single-walled opal polycarbonate skylight</td> </tr> <tr> <td>Shape</td> <td>Spherical</td> </tr> <tr> <td>Guarantee</td> <td>10 years</td> </tr> </tbody></table> | skylux-160-ce-met-koepel-en-pvc-opstand-30-20-met-lm-motor-en-windvang-idome-0700-x-1000-mm | 8586041590093 | 46872375787853
Smoke and heat exhaust (SHEV) | SHE system | Skylux | Skylux 160° CE with skylight and PVC curb 30/20 with LM-actuator and spoiler - iDome 1000 x 1000 mm |  | 94785 | 5412970947851 | 4765 | Yes | 30-45 | 108.98 | 1000 x 1000 mm | 1000 | 1000 |  | PVC 30/20 (30 cm high & roof opening = 20 cm larger than daylight size) | Square | 0.93 W/m²K | 46% - 31% | 68% - 37% | 40dB | 160° CE (for industry) | iDome | with spoiler | E | Single actuator | Maximum single-walled skylight possible for this product | Number of walls Double glazing+ plastic skylight (max. single-walled) Insulation value (Ug-value) 0.93 W/m²K in combination with a single-walled skylight Burglar-resistant Yes Fall-through safety Only in combination with a polycarbonate plastic skylight Acoustic value Rw 40 dB LT-value 68% in combination with a single-walled clear acrylic skylight 62% in combination with a single-walled opal acrylic skylight 66% in combination with a single-walled clear polycarbonate skylight 44% in combination with a single-walled opal polycarbonate skylight g-value 46% in combination with a single-walled clear acrylic skylight 40% in combination with a single-walled opal acrylic skylight 44% in combination with a single-walled clear polycarbonate skylight 32% in combination with a single-walled opal polycarbonate skylight Shape Spherical Guarantee 10 years | https://skylux.eu/en/products/skylux-160-ce-met-koepel-en-pvc-opstand-30-20-met-lm-motor-en-windvang-idome-1000-x-1000-mm | https://skylux.eu/cdn/shop/files/Skylux-160deg-CE-met-koepel-en-pvc-opstand-3020-met-LM-motor-en-windvang-iDome-1000-x-1000-mm-RWA-systeem.jpg?v=1702981658&width=1600 | https://skylux.eu/cdn/shop/files/e5a82811-1bb0-48e4-a776-cacb59c7c092_967a55fb-c004-4532-85b1-6e2d2962ddf7.jpg?v=1688551431&width=1600 | //skylux.eu/cdn/shop/files/E_MH_Mounting_instructions_Skylux_160_CE_LM.pdf?v=12406716259046007223 | //skylux.eu/cdn/shop/files/E_TD_Technical_File_Skylux_Skylux_160_CE_Electric.pdf?v=3667116872303399239 | <table><tbody> <tr> <td>Number of walls</td> <td>Double glazing+ plastic skylight (max. single-walled)</td> </tr> <tr> <td>Insulation value (Ug-value)</td> <td>0.93 W/m²K in combination with a single-walled skylight</td> </tr> <tr> <td>Burglar-resistant</td> <td>Yes</td> </tr> <tr> <td>Fall-through safety</td> <td>Only in combination with a <a href="">polycarbonate plastic skylight</a> </td> </tr> <tr> <td>Acoustic value Rw</td> <td>40 dB</td> </tr> <tr> <td>LT-value</td> <td> <p>68% in combination with a single-walled clear acrylic skylight<br> 62% in combination with a single-walled opal acrylic skylight<br> 66% in combination with a single-walled clear polycarbonate skylight<br> 44% in combination with a single-walled opal polycarbonate skylight</p> </td> </tr> <tr> <td>g-value</td> <td>46% in combination with a single-walled clear acrylic skylight<br> 40% in combination with a single-walled opal acrylic skylight<br> 44% in combination with a single-walled clear polycarbonate skylight<br> 32% in combination with a single-walled opal polycarbonate skylight</td> </tr> <tr> <td>Shape</td> <td>Spherical</td> </tr> <tr> <td>Guarantee</td> <td>10 years</td> </tr> </tbody></table> | skylux-160-ce-met-koepel-en-pvc-opstand-30-20-met-lm-motor-en-windvang-idome-1000-x-1000-mm | 8586041852237 | 46872376115533
Smoke and heat exhaust (SHEV) | SHE system | Skylux | Skylux 160° CE with skylight and PVC curb 30/20 with LM-actuator and spoiler - iDome 1000 x 1300 mm |  | 94793 | 5412970947936 | 5151 | Yes | 30-45 | 125.54 | 1000 x 1300 mm | 1300 | 1000 |  | PVC 30/20 (30 cm high & roof opening = 20 cm larger than daylight size) | Rectangular | 0.93 W/m²K | 46% - 31% | 68% - 37% | 40dB | 160° CE (for industry) | iDome | with spoiler | E | Single actuator | Maximum single-walled skylight possible for this product | Number of walls Double glazing+ plastic skylight (max. single-walled) Insulation value (Ug-value) 0.93 W/m²K in combination with a single-walled skylight Burglar-resistant Yes Fall-through safety Only in combination with a polycarbonate plastic skylight Acoustic value Rw 40 dB LT-value 68% in combination with a single-walled clear acrylic skylight 62% in combination with a single-walled opal acrylic skylight 66% in combination with a single-walled clear polycarbonate skylight 44% in combination with a single-walled opal polycarbonate skylight g-value 46% in combination with a single-walled clear acrylic skylight 40% in combination with a single-walled opal acrylic skylight 44% in combination with a single-walled clear polycarbonate skylight 32% in combination with a single-walled opal polycarbonate skylight Shape Spherical Guarantee 10 years | https://skylux.eu/en/products/skylux-160-ce-met-koepel-en-pvc-opstand-30-20-met-lm-motor-en-windvang-idome-1000-x-1300-mm | https://skylux.eu/cdn/shop/files/Skylux-160deg-CE-met-koepel-en-pvc-opstand-3020-met-LM-motor-en-windvang-iDome-1000-x-1300-mm-RWA-systeem.jpg?v=1702981663&width=1600 | https://skylux.eu/cdn/shop/files/e5a82811-1bb0-48e4-a776-cacb59c7c092_52b37d35-a756-4c22-8647-db90c5430b57.jpg?v=1688551432&width=1600 | //skylux.eu/cdn/shop/files/E_MH_Mounting_instructions_Skylux_160_CE_LM.pdf?v=12406716259046007223 | //skylux.eu/cdn/shop/files/E_TD_Technical_File_Skylux_Skylux_160_CE_Electric.pdf?v=3667116872303399239 | <table><tbody> <tr> <td>Number of walls</td> <td>Double glazing+ plastic skylight (max. single-walled)</td> </tr> <tr> <td>Insulation value (Ug-value)</td> <td>0.93 W/m²K in combination with a single-walled skylight</td> </tr> <tr> <td>Burglar-resistant</td> <td>Yes</td> </tr> <tr> <td>Fall-through safety</td> <td>Only in combination with a <a href="">polycarbonate plastic skylight</a> </td> </tr> <tr> <td>Acoustic value Rw</td> <td>40 dB</td> </tr> <tr> <td>LT-value</td> <td> <p>68% in combination with a single-walled clear acrylic skylight<br> 62% in combination with a single-walled opal acrylic skylight<br> 66% in combination with a single-walled clear polycarbonate skylight<br> 44% in combination with a single-walled opal polycarbonate skylight</p> </td> </tr> <tr> <td>g-value</td> <td>46% in combination with a single-walled clear acrylic skylight<br> 40% in combination with a single-walled opal acrylic skylight<br> 44% in combination with a single-walled clear polycarbonate skylight<br> 32% in combination with a single-walled opal polycarbonate skylight</td> </tr> <tr> <td>Shape</td> <td>Spherical</td> </tr> <tr> <td>Guarantee</td> <td>10 years</td> </tr> </tbody></table> | skylux-160-ce-met-koepel-en-pvc-opstand-30-20-met-lm-motor-en-windvang-idome-1000-x-1300-mm | 8586041917773 | 46872376213837
Smoke and heat exhaust (SHEV) | SHE system | Skylux | Skylux 160° CE with skylight and PVC curb 30/20 with LM-actuator and spoiler - iDome 1100 x 1100 mm |  | 94786 | 5412970947868 | 5050.55 | Yes | 30-45 | 118.21 | 1100 x 1100 mm | 1100 | 1100 |  | PVC 30/20 (30 cm high & roof opening = 20 cm larger than daylight size) | Square | 0.93 W/m²K | 46% - 31% | 68% - 37% | 40dB | 160° CE (for industry) | iDome | with spoiler | E | Single actuator | Maximum single-walled skylight possible for this product | Number of walls Double glazing+ plastic skylight (max. single-walled) Insulation value (Ug-value) 0.93 W/m²K in combination with a single-walled skylight Burglar-resistant Yes Fall-through safety Only in combination with a polycarbonate plastic skylight Acoustic value Rw 40 dB LT-value 68% in combination with a single-walled clear acrylic skylight 62% in combination with a single-walled opal acrylic skylight 66% in combination with a single-walled clear polycarbonate skylight 44% in combination with a single-walled opal polycarbonate skylight g-value 46% in combination with a single-walled clear acrylic skylight 40% in combination with a single-walled opal acrylic skylight 44% in combination with a single-walled clear polycarbonate skylight 32% in combination with a single-walled opal polycarbonate skylight Shape Spherical Guarantee 10 years | https://skylux.eu/en/products/skylux-160-ce-met-koepel-en-pvc-opstand-30-20-met-lm-motor-en-windvang-idome-1100-x-1100-mm | https://skylux.eu/cdn/shop/files/Skylux-160deg-CE-met-koepel-en-pvc-opstand-3020-met-LM-motor-en-windvang-iDome-1100-x-1100-mm-RWA-systeem.jpg?v=1702981680&width=1600 | https://skylux.eu/cdn/shop/files/e5a82811-1bb0-48e4-a776-cacb59c7c092_820eafd5-2369-4283-9dda-702e00448421.jpg?v=1688551437&width=1600 | //skylux.eu/cdn/shop/files/E_MH_Mounting_instructions_Skylux_160_CE_LM.pdf?v=12406716259046007223 | //skylux.eu/cdn/shop/files/E_TD_Technical_File_Skylux_Skylux_160_CE_Electric.pdf?v=3667116872303399239 | <table><tbody> <tr> <td>Number of walls</td> <td>Double glazing+ plastic skylight (max. single-walled)</td> </tr> <tr> <td>Insulation value (Ug-value)</td> <td>0.93 W/m²K in combination with a single-walled skylight</td> </tr> <tr> <td>Burglar-resistant</td> <td>Yes</td> </tr> <tr> <td>Fall-through safety</td> <td>Only in combination with a <a href="">polycarbonate plastic skylight</a> </td> </tr> <tr> <td>Acoustic value Rw</td> <td>40 dB</td> </tr> <tr> <td>LT-value</td> <td> <p>68% in combination with a single-walled clear acrylic skylight<br> 62% in combination with a single-walled opal acrylic skylight<br> 66% in combination with a single-walled clear polycarbonate skylight<br> 44% in combination with a single-walled opal polycarbonate skylight</p> </td> </tr> <tr> <td>g-value</td> <td>46% in combination with a single-walled clear acrylic skylight<br> 40% in combination with a single-walled opal acrylic skylight<br> 44% in combination with a single-walled clear polycarbonate skylight<br> 32% in combination with a single-walled opal polycarbonate skylight</td> </tr> <tr> <td>Shape</td> <td>Spherical</td> </tr> <tr> <td>Guarantee</td> <td>10 years</td> </tr> </tbody></table> | skylux-160-ce-met-koepel-en-pvc-opstand-30-20-met-lm-motor-en-windvang-idome-1100-x-1100-mm | 8586042147149 | 46872376672589
Smoke and heat exhaust (SHEV) | SHE system | Skylux | Skylux 160° CE with skylight and PVC curb 30/20 with LM-actuator and spoiler - iWindow2 0700 x 1000 mm |  | 94802 | 5412970948025 | 4281 | Yes | 30-45 | 99.06 | 700 x 1000 mm | 1000 | 700 |  | PVC 30/20 (30 cm high & roof opening = 20 cm larger than daylight size) | Rectangular | 1.00 W/m²K | 52% | 75% | 39dB | 160° CE (for industry) | iWindow2 | with spoiler | E | Single actuator |  | Material Clear Number of walls Double-walled Insulation value (Ug-value) 1 W/m²K Acoustic value Rw 39 dB Fall-through safety Yes LT-value 75 % g-value 52 % Weight 44 kg/m² Guarantee 10 years | https://skylux.eu/en/products/skylux-160-ce-met-koepel-en-pvc-opstand-30-20-met-lm-motor-en-windvang-iwindow2-0700-x-1000-mm | https://skylux.eu/cdn/shop/files/Skylux-160deg-CE-met-koepel-en-pvc-opstand-3020-met-LM-motor-en-windvang-iWindow2-0700-x-1000-mm-RWA-systeem.jpg?v=1702981703&width=1600 | https://skylux.eu/cdn/shop/files/e5a82811-1bb0-48e4-a776-cacb59c7c092_5fef8fff-b696-467b-a304-10185d896d69.jpg?v=1688551444&width=1600 | //skylux.eu/cdn/shop/files/E_MH_Mounting_instructions_Skylux_160_CE_LM.pdf?v=12406716259046007223 | //skylux.eu/cdn/shop/files/E_TD_Technical_File_Skylux_Skylux_160_CE_Electric.pdf?v=3667116872303399239 | <table data-mce-selected="1"><tbody> <tr> <td data-mce-selected="1">Material<br> </td> <td data-mce-selected="1">Clear<br> </td> </tr> <tr> <td data-mce-selected="1"> <span class="text">Number of walls</span><br> </td> <td data-mce-selected="1">Double-walled<br> </td> </tr> <tr> <td data-mce-selected="1"> <div class="product-specification-name"> <div class="d-flex align-items-center"><span class="text">Insulation value (Ug-value)</span></div> </div> </td> <td data-mce-selected="1">1 W/m²K<br> </td> </tr> <tr> <td data-mce-selected="1">Acoustic value Rw<br> </td> <td data-mce-selected="1">39 dB<br> </td> </tr> <tr> <td data-mce-selected="1">Fall-through safety<br> </td> <td data-mce-selected="1">Yes</td> </tr> <tr> <td data-mce-selected="1">LT-value<br> </td> <td data-mce-selected="1">75 %<br> </td> </tr> <tr> <td data-mce-selected="1"> <span class="text">g-value</span><br> </td> <td data-mce-selected="1">52 %<br> </td> </tr> <tr> <td data-mce-selected="1">Weight<br> </td> <td data-mce-selected="1">44 kg/m²<br> </td> </tr> <tr> <td data-mce-selected="1"> <span class="text">Guarantee</span><br> </td> <td data-mce-selected="1">10 years</td> </tr> </tbody></table> | skylux-160-ce-met-koepel-en-pvc-opstand-30-20-met-lm-motor-en-windvang-iwindow2-0700-x-1000-mm | 8586042409293 | 46872377065805
Smoke and heat exhaust (SHEV) | SHE system | Skylux | Skylux 160° CE with skylight and PVC curb 30/20 with LM-actuator and spoiler - iWindow2 1000 x 1000 mm |  | 94797 | 5412970947974 | 4728.7 | Yes | 30-45 | 117.56 | 1000 x 1000 mm | 1000 | 1000 |  | PVC 30/20 (30 cm high & roof opening = 20 cm larger than daylight size) | Square | 1.00 W/m²K | 52% | 75% | 39dB | 160° CE (for industry) | iWindow2 | with spoiler | E | Single actuator |  | Material Clear Number of walls Double-walled Insulation value (Ug-value) 1 W/m²K Acoustic value Rw 39 dB Fall-through safety Yes LT-value 75 % g-value 52 % Weight 44 kg/m² Guarantee 10 years | https://skylux.eu/en/products/skylux-160-ce-met-koepel-en-pvc-opstand-30-20-met-lm-motor-en-windvang-iwindow2-1000-x-1000-mm | https://skylux.eu/cdn/shop/files/Skylux-160deg-CE-met-koepel-en-pvc-opstand-3020-met-LM-motor-en-windvang-iWindow2-1000-x-1000-mm-RWA-systeem.jpg?v=1702981725&width=1600 | https://skylux.eu/cdn/shop/files/e5a82811-1bb0-48e4-a776-cacb59c7c092_29df7ce5-bde2-46d4-acd9-3f6fc8c75e82.jpg?v=1688551451&width=1600 | //skylux.eu/cdn/shop/files/E_MH_Mounting_instructions_Skylux_160_CE_LM.pdf?v=12406716259046007223 | //skylux.eu/cdn/shop/files/E_TD_Technical_File_Skylux_Skylux_160_CE_Electric.pdf?v=3667116872303399239 | <table data-mce-selected="1"><tbody> <tr> <td data-mce-selected="1">Material<br> </td> <td data-mce-selected="1">Clear<br> </td> </tr> <tr> <td data-mce-selected="1"> <span class="text">Number of walls</span><br> </td> <td data-mce-selected="1">Double-walled<br> </td> </tr> <tr> <td data-mce-selected="1"> <div class="product-specification-name"> <div class="d-flex align-items-center"><span class="text">Insulation value (Ug-value)</span></div> </div> </td> <td data-mce-selected="1">1 W/m²K<br> </td> </tr> <tr> <td data-mce-selected="1">Acoustic value Rw<br> </td> <td data-mce-selected="1">39 dB<br> </td> </tr> <tr> <td data-mce-selected="1">Fall-through safety<br> </td> <td data-mce-selected="1">Yes</td> </tr> <tr> <td data-mce-selected="1">LT-value<br> </td> <td data-mce-selected="1">75 %<br> </td> </tr> <tr> <td data-mce-selected="1"> <span class="text">g-value</span><br> </td> <td data-mce-selected="1">52 %<br> </td> </tr> <tr> <td data-mce-selected="1">Weight<br> </td> <td data-mce-selected="1">44 kg/m²<br> </td> </tr> <tr> <td data-mce-selected="1"> <span class="text">Guarantee</span><br> </td> <td data-mce-selected="1">10 years</td> </tr> </tbody></table> | skylux-160-ce-met-koepel-en-pvc-opstand-30-20-met-lm-motor-en-windvang-iwindow2-1000-x-1000-mm | 8586042638669 | 46872377917773
Smoke and heat exhaust (SHEV) | SHE system | Skylux | Skylux 160° CE with skylight and PVC curb 30/20 with LM-actuator and spoiler - iWindow2 1000 x 1300 mm |  | 94805 | 5412970948056 | 5080.8 | Yes | 30-45 | 137.22 | 1000 x 1300 mm | 1300 | 1000 |  | PVC 30/20 (30 cm high & roof opening = 20 cm larger than daylight size) | Rectangular | 1.00 W/m²K | 52% | 75% | 39dB | 160° CE (for industry) | iWindow2 | with spoiler | E | Single actuator |  | Material Clear Number of walls Double-walled Insulation value (Ug-value) 1 W/m²K Acoustic value Rw 39 dB Fall-through safety Yes LT-value 75 % g-value 52 % Weight 44 kg/m² Guarantee 10 years | https://skylux.eu/en/products/skylux-160-ce-met-koepel-en-pvc-opstand-30-20-met-lm-motor-en-windvang-iwindow2-1000-x-1300-mm | https://skylux.eu/cdn/shop/files/Skylux-160deg-CE-met-koepel-en-pvc-opstand-3020-met-LM-motor-en-windvang-iWindow2-1000-x-1300-mm-RWA-systeem.jpg?v=1702981731&width=1600 | https://skylux.eu/cdn/shop/files/e5a82811-1bb0-48e4-a776-cacb59c7c092_5eaef32a-4eb8-406b-8791-abf9586f6bc5.jpg?v=1688551452&width=1600 | //skylux.eu/cdn/shop/files/E_MH_Mounting_instructions_Skylux_160_CE_LM.pdf?v=12406716259046007223 | //skylux.eu/cdn/shop/files/E_TD_Technical_File_Skylux_Skylux_160_CE_Electric.pdf?v=3667116872303399239 | <table data-mce-selected="1"><tbody> <tr> <td data-mce-selected="1">Material<br> </td> <td data-mce-selected="1">Clear<br> </td> </tr> <tr> <td data-mce-selected="1"> <span class="text">Number of walls</span><br> </td> <td data-mce-selected="1">Double-walled<br> </td> </tr> <tr> <td data-mce-selected="1"> <div class="product-specification-name"> <div class="d-flex align-items-center"><span class="text">Insulation value (Ug-value)</span></div> </div> </td> <td data-mce-selected="1">1 W/m²K<br> </td> </tr> <tr> <td data-mce-selected="1">Acoustic value Rw<br> </td> <td data-mce-selected="1">39 dB<br> </td> </tr> <tr> <td data-mce-selected="1">Fall-through safety<br> </td> <td data-mce-selected="1">Yes</td> </tr> <tr> <td data-mce-selected="1">LT-value<br> </td> <td data-mce-selected="1">75 %<br> </td> </tr> <tr> <td data-mce-selected="1"> <span class="text">g-value</span><br> </td> <td data-mce-selected="1">52 %<br> </td> </tr> <tr> <td data-mce-selected="1">Weight<br> </td> <td data-mce-selected="1">44 kg/m²<br> </td> </tr> <tr> <td data-mce-selected="1"> <span class="text">Guarantee</span><br> </td> <td data-mce-selected="1">10 years</td> </tr> </tbody></table> | skylux-160-ce-met-koepel-en-pvc-opstand-30-20-met-lm-motor-en-windvang-iwindow2-1000-x-1300-mm | 8586042736973 | 46872378048845
Smoke and heat exhaust (SHEV) | SHE system | Skylux | Skylux 160° CE with skylight and PVC curb 30/20 with LM-actuator and spoiler - iWindow2 1100 x 1100 mm |  | 94798 | 5412970947981 | 4984 | Yes | 30-45 | 128.3 | 1100 x 1100 mm | 1100 | 1100 |  | PVC 30/20 (30 cm high & roof opening = 20 cm larger than daylight size) | Square | 1.00 W/m²K | 52% | 75% | 39dB | 160° CE (for industry) | iWindow2 | with spoiler | E | Single actuator |  | Material Clear Number of walls Double-walled Insulation value (Ug-value) 1 W/m²K Acoustic value Rw 39 dB Fall-through safety Yes LT-value 75 % g-value 52 % Weight 44 kg/m² Guarantee 10 years | https://skylux.eu/en/products/skylux-160-ce-met-koepel-en-pvc-opstand-30-20-met-lm-motor-en-windvang-iwindow2-1100-x-1100-mm | https://skylux.eu/cdn/shop/files/Skylux-160deg-CE-met-koepel-en-pvc-opstand-3020-met-LM-motor-en-windvang-iWindow2-1100-x-1100-mm-RWA-systeem.jpg?v=1702981747&width=1600 | https://skylux.eu/cdn/shop/files/e5a82811-1bb0-48e4-a776-cacb59c7c092_f910c2c5-89bc-449d-9a62-0f4b5feafa0d.jpg?v=1688551457&width=1600 | //skylux.eu/cdn/shop/files/E_MH_Mounting_instructions_Skylux_160_CE_LM.pdf?v=12406716259046007223 | //skylux.eu/cdn/shop/files/E_TD_Technical_File_Skylux_Skylux_160_CE_Electric.pdf?v=3667116872303399239 | <table data-mce-selected="1"><tbody> <tr> <td data-mce-selected="1">Material<br> </td> <td data-mce-selected="1">Clear<br> </td> </tr> <tr> <td data-mce-selected="1"> <span class="text">Number of walls</span><br> </td> <td data-mce-selected="1">Double-walled<br> </td> </tr> <tr> <td data-mce-selected="1"> <div class="product-specification-name"> <div class="d-flex align-items-center"><span class="text">Insulation value (Ug-value)</span></div> </div> </td> <td data-mce-selected="1">1 W/m²K<br> </td> </tr> <tr> <td data-mce-selected="1">Acoustic value Rw<br> </td> <td data-mce-selected="1">39 dB<br> </td> </tr> <tr> <td data-mce-selected="1">Fall-through safety<br> </td> <td data-mce-selected="1">Yes</td> </tr> <tr> <td data-mce-selected="1">LT-value<br> </td> <td data-mce-selected="1">75 %<br> </td> </tr> <tr> <td data-mce-selected="1"> <span class="text">g-value</span><br> </td> <td data-mce-selected="1">52 %<br> </td> </tr> <tr> <td data-mce-selected="1">Weight<br> </td> <td data-mce-selected="1">44 kg/m²<br> </td> </tr> <tr> <td data-mce-selected="1"> <span class="text">Guarantee</span><br> </td> <td data-mce-selected="1">10 years</td> </tr> </tbody></table> | skylux-160-ce-met-koepel-en-pvc-opstand-30-20-met-lm-motor-en-windvang-iwindow2-1100-x-1100-mm | 8586042933581 | 46872378310989
Smoke and heat exhaust (SHEV) | SHE system | Skylux | Skylux 160° CE with skylight and PVC curb 30/20 with LM-actuator and spoiler - iWindow3 0700 x 1000 mm |  | 94811 | 5412970948117 | 4785.55 | Yes | 30-45 | 106.8 | 700 x 1000 mm | 1000 | 700 |  | PVC 30/20 (30 cm high & roof opening = 20 cm larger than daylight size) | Rectangular | 0.50 W/m²K | 42% | 63% | 41dB | 160° CE (for industry) | iWindow3 | with spoiler | E | Single actuator |  | Material Clear Number of walls Triple-walled Insulation value (Ug-value) 0.5 W/m²K Acoustic value Rw 41 dB Fall-through safety Yes LT-value 63 % g-value 42 % Weight 60 kg/m² Guarantee 10 years | https://skylux.eu/en/products/skylux-160-ce-met-koepel-en-pvc-opstand-30-20-met-lm-motor-en-windvang-iwindow3-0700-x-1000-mm | https://skylux.eu/cdn/shop/files/Skylux-160deg-CE-met-koepel-en-pvc-opstand-3020-met-LM-motor-en-windvang-iWindow3-0700-x-1000-mm-RWA-systeem.jpg?v=1702981769&width=1600 | https://skylux.eu/cdn/shop/files/e5a82811-1bb0-48e4-a776-cacb59c7c092_bd7faf8e-f799-407c-8943-0f2aed6a4843.jpg?v=1688551465&width=1600 | //skylux.eu/cdn/shop/files/E_MH_Mounting_instructions_Skylux_160_CE_LM.pdf?v=12406716259046007223 | //skylux.eu/cdn/shop/files/E_TD_Technical_File_Skylux_Skylux_160_CE_Electric.pdf?v=3667116872303399239 | <table><tbody> <tr> <td>Material</td> <td>Clear</td> </tr> <tr> <td>Number of walls</td> <td>Triple-walled</td> </tr> <tr> <td>Insulation value (Ug-value)</td> <td>0.5 W/m²K</td> </tr> <tr> <td>Acoustic value Rw</td> <td>41 dB</td> </tr> <tr> <td>Fall-through safety</td> <td>Yes</td> </tr> <tr> <td>LT-value</td> <td> <div class="product-specification"> <div class="product-specification-value"> <div class="d-flex align-items-center"><span class="text">63 %</span></div> </div> </div> <div class="product-specification"></div> </td> </tr> <tr> <td>g-value</td> <td>42 %</td> </tr> <tr> <td>Weight</td> <td>60 kg/m²</td> </tr> <tr> <td>Guarantee</td> <td>10 years</td> </tr> </tbody></table> | skylux-160-ce-met-koepel-en-pvc-opstand-30-20-met-lm-motor-en-windvang-iwindow3-0700-x-1000-mm | 8586043195725 | 46872378671437
Smoke and heat exhaust (SHEV) | SHE system | Skylux | Skylux 160° CE with skylight and PVC curb 30/20 with LM-actuator and spoiler - iWindow3 1000 x 1000 mm |  | 94808 | 5412970948087 | 5411.15 | Yes | 30-45 | 134.51 | 1000 x 1000 mm | 1000 | 1000 |  | PVC 30/20 (30 cm high & roof opening = 20 cm larger than daylight size) | Square | 0.50 W/m²K | 42% | 63% | 41dB | 160° CE (for industry) | iWindow3 | with spoiler | E | Single actuator |  | Material Clear Number of walls Triple-walled Insulation value (Ug-value) 0.5 W/m²K Acoustic value Rw 41 dB Fall-through safety Yes LT-value 63 % g-value 42 % Weight 60 kg/m² Guarantee 10 years | https://skylux.eu/en/products/skylux-160-ce-met-koepel-en-pvc-opstand-30-20-met-lm-motor-en-windvang-iwindow3-1000-x-1000-mm | https://skylux.eu/cdn/shop/files/Skylux-160deg-CE-met-koepel-en-pvc-opstand-3020-met-LM-motor-en-windvang-iWindow3-1000-x-1000-mm-RWA-systeem.jpg?v=1702981780&width=1600 | https://skylux.eu/cdn/shop/files/e5a82811-1bb0-48e4-a776-cacb59c7c092_80342637-93f1-4575-bf2d-c55e89a23b50.jpg?v=1688551468&width=1600 | //skylux.eu/cdn/shop/files/E_MH_Mounting_instructions_Skylux_160_CE_LM.pdf?v=12406716259046007223 | //skylux.eu/cdn/shop/files/E_TD_Technical_File_Skylux_Skylux_160_CE_Electric.pdf?v=3667116872303399239 | <table><tbody> <tr> <td>Material</td> <td>Clear</td> </tr> <tr> <td>Number of walls</td> <td>Triple-walled</td> </tr> <tr> <td>Insulation value (Ug-value)</td> <td>0.5 W/m²K</td> </tr> <tr> <td>Acoustic value Rw</td> <td>41 dB</td> </tr> <tr> <td>Fall-through safety</td> <td>Yes</td> </tr> <tr> <td>LT-value</td> <td> <div class="product-specification"> <div class="product-specification-value"> <div class="d-flex align-items-center"><span class="text">63 %</span></div> </div> </div> <div class="product-specification"></div> </td> </tr> <tr> <td>g-value</td> <td>42 %</td> </tr> <tr> <td>Weight</td> <td>60 kg/m²</td> </tr> <tr> <td>Guarantee</td> <td>10 years</td> </tr> </tbody></table> | skylux-160-ce-met-koepel-en-pvc-opstand-30-20-met-lm-motor-en-windvang-iwindow3-1000-x-1000-mm | 8586043261261 | 46872378802509
Smoke and heat exhaust (SHEV) | SHE system | Skylux | Skylux 160° CE with skylight and PVC curb 30/20 with LM-actuator and spoiler 0700 x 1000 mm |  | 50505 | 5412970505051 | 3620.35 | Yes | 30-45 | 62.71 | 700 x 1000 mm | 1000 | 700 |  | PVC 30/20 (30 cm high & roof opening = 20 cm larger than daylight size) | Rectangular | 5.17 W/m²K - 1.28 W/m²K | 87% - 32% | 90% - 32% | 20dB - 23dB | 160° CE (for industry) | skylight | with spoiler | E | Single actuator | Maximum four-walled skylight possible for this product | Ut-value LT-value g-value Rw-value EN 1873 : 2014 EN ISO 13468 EN 16153 EN 410 EN 410 EN ISO 140-3 Material Walls Shells (W/m²K) (%) (%) (dB) Acrylic Single-walled Clear (H) 5.17 90 87 - PMMA Single-walled Opal (O) 5.17 83 76 - Double-walled Clear (H/H) 2.90 81 75 20 Double-walled Opal (O/O) 2.90 69 58 20 Triple-walled Clear (H/H/H) 1.70 73 65 22 Triple-walled Opal (O/H/O) 1.70 62 51 22 Four-walled Clear (H/H/H/H) 1.28 64 54 23 Four-walled Opal (H/H/O/H) 1.28 59 48 23 Polycarbonate Single-walled Clear (A) 5.17 88 83 - PC Single-walled Opal (D) 5.17 58 60 - Double-walled Clear (A/H) 2.90 79 72 20 Double-walled Clear (A/A) 2.90 77 69 20 Double-walled Opal (A/O) 2.90 73 63 20 Double-walled Opal (A/D) 2.90 51 50 20 Triple-walled Clear (A/H/H) 1.70 71 63 22 Triple-walled Opal (A/O/O) 1.70 61 48 22 Four-walled Clear (A/H/H/H) 1.28 64 52 23 Four-walled Opal (A/H/O/H) 1.28 59 46 23 Polycarbonate Single-walled Heatstop Opal (T) 5.17 49 59 - Heatstop PC Double-walled Clear (T/H) 2.90 44 51 20 Double-walled Opal (T/O) 2.90 41 45 20 Triple-walled Clear (T/H/H) 1.70 40 <td data-sheets-numberformat='{"1":2,"2":"0","3":1}' data-sheets-value='{"1":3,"3":44}' style="overflow:hidden;paddin | https://skylux.eu/en/products/skylux-160-ce-met-koepel-en-pvc-opstand-30-20-met-lm-motor-en-windvang-0700-x-1000-mm | https://skylux.eu/cdn/shop/files/Skylux-160deg-CE-met-koepel-en-pvc-opstand-3020-met-LM-motor-en-windvang-0700-x-1000-mm-RWA-systeem.jpg?v=1702981353&width=1600 | https://skylux.eu/cdn/shop/files/e5a82811-1bb0-48e4-a776-cacb59c7c092_2302b08e-e58b-404c-b3e0-507012bfee73.jpg?v=1688551359&width=1600 | //skylux.eu/cdn/shop/files/E_MH_Mounting_instructions_Skylux_160_CE_LM.pdf?v=12406716259046007223 | //skylux.eu/cdn/shop/files/E_TD_Technical_File_Skylux_Skylux_160_CE_Electric.pdf?v=3667116872303399239 | <style type="text/css" id="isPasted"> <!--td { border: 1px solid #cccccc; } br { mso-data-placement: same-cell; } --> </style> <table border="1" cellpadding="0" cellspacing="0" dir="ltr" style="table-layout:fixed;font-size:10pt;font-family:Arial;border-collapse:collapse;border:none;"><tbody> <tr style="height:20px;"> <td style="overflow:hidden;padding:0px 3px 0px 3px;vertical-align:bottom;"></td> <td style="overflow:hidden;padding:0px 3px 0px 3px;vertical-align:bottom;"></td> <td style="overflow:hidden;padding:0px 3px 0px 3px;vertical-align:bottom;"></td> <td data-sheets-value='{"1":2,"2":"Ut-value"}' style="overflow:hidden;padding:0px 3px 0px 3px;vertical-align:bottom;font-weight:bold;text-align:center;">Ut-value</td> <td data-sheets-value='{"1":2,"2":"LT-value"}' style="overflow:hidden;padding:0px 3px 0px 3px;vertical-align:bottom;font-weight:bold;text-align:center;">LT-value</td> <td data-sheets-value='{"1":2,"2":"g-value"}' style="overflow:hidden;padding:0px 3px 0px 3px;vertical-align:bottom;font-weight:bold;text-align:center;">g-value</td> <td data-sheets-value='{"1":2,"2":"Rw-value "}' style="overflow:hidden;padding:0px 3px 0px 3px;vertical-align:bottom;font-weight:bold;text-align:center;">Rw-value </td> </tr> <tr style="height:20px;"> <td style="overflow:hidden;padding:0px 3px 0px 3px;vertical-align:bottom;"></td> <td style="overflow:hidden;padding:0px 3px 0px 3px;vertical-align:bottom;"></td> <td style="overflow:hidden;padding:0px 3px 0px 3px;vertical-align:bottom;"></td> <td data-sheets-numberformat='{"1":2,"2":"0.00","3":1}' data-sheets-value='{"1":2,"2":"EN 1873 : 2014"}' style="overflow:hidden;padding:0px 3px 0px 3px;vertical-align:bottom;text-align:center;">EN 1873 : 2014</td> <td data-sheets-numberformat='{"1":2,"2":"0","3":1}' data-sheets-value='{"1":2,"2":"EN ISO 13468 EN 16153 EN 410"}' style="overflow:hidden;padding:0px 3px 0px 3px;vertical-align:bottom;text-align:center;">EN ISO 13468 EN 16153 EN 410</td> <td data-sheets-numberformat='{"1":2,"2":"0","3":1}' data-sheets-value='{"1":2,"2":"EN 410"}' style="overflow:hidden;padding:0px 3px 0px 3px;vertical-align:bottom;text-align:center;">EN 410</td> <td data-sheets-value='{"1":2,"2":"EN ISO 140-3\t\t"}' style="overflow:hidden;padding:0px 3px 0px 3px;vertical-align:bottom;text-align:center;">EN ISO 140-3 </td> </tr> <tr style="height:20px;"> <td data-sheets-value='{"1":2,"2":"Material"}' style="border-bottom:1px solid #000000;overflow:hidden;padding:0px 3px 0px 3px;vertical-align:bottom;background-color:#000000;font-weight:bold;color:#ffffff;">Material</td> <td data-sheets-value='{"1":2,"2":"Walls"}' style="border-bottom:1px solid #000000;overflow:hidden;padding:0px 3px 0px 3px;vertical-align:bottom;background-color:#000000;font-weight:bold;color:#ffffff;">Walls</td> <td data-sheets-value='{"1":2,"2":"Shells"}' style="border-bottom:1px solid #000000;overflow:hidden;padding:0px 3px 0px 3px;vertical-align:bottom;background-color:#000000;font-weight:bold;color:#ffffff;">Shells</td> <td data-sheets-numberformat='{"1":2,"2":"0.00","3":1}' data-sheets-value='{"1":2,"2":"(W/m²K)\t"}' style="border-bottom:1px solid #000000;overflow:hidden;padding:0px 3px 0px 3px;vertical-align:bottom;background-color:#000000;font-weight:bold;color:#ffffff;text-align:center;">(W/m²K) </td> <td data-sheets-numberformat='{"1":2,"2":"0","3":1}' data-sheets-value='{"1":2,"2":"(%)"}' style="border-bottom:1px solid #000000;overflow:hidden;padding:0px 3px 0px 3px;vertical-align:bottom;background-color:#000000;font-weight:bold;color:#ffffff;text-align:center;">(%)</td> <td data-sheets-numberformat='{"1":2,"2":"0","3":1}' data-sheets-value='{"1":2,"2":"(%)"}' style="border-bottom:1px solid #000000;overflow:hidden;padding:0px 3px 0px 3px;vertical-align:bottom;background-color:#000000;font-weight:bold;color:#ffffff;text-align:center;">(%)</td> <td data-sheets-value='{"1":2,"2":"(dB)"}' style="border-bottom:1px solid #000000;overflow:hidden;padding:0px 3px 0px 3px;vertical-align:bottom;background-color:#000000;font-weight:bold;color:#ffffff;text-align:center;">(dB)</td> </tr> <tr style="height:20px;"> <td data-sheets-value='{"1":2,"2":"Acrylic"}' style="border-left:1px solid #000000;overflow:hidden;padding:0px 3px 0px 3px;vertical-align:bottom;font-weight:bold;">Acrylic</td> <td data-sheets-value='{"1":2,"2":"Single-walled"}' style="overflow:hidden;padding:0px 3px 0px 3px;vertical-align:bottom;font-weight:bold;">Single-walled</td> <td data-sheets-value='{"1":2,"2":"Clear (H)"}' style="border-right:1px solid #000000;overflow:hidden;padding:0px 3px 0px 3px;vertical-align:bottom;font-weight:bold;">Clear (H)</td> <td data-sheets-numberformat='{"1":2,"2":"0.00","3":1}' data-sheets-value='{"1":3,"3":5.17}' style="overflow:hidden;padding:0px 3px 0px 3px;vertical-align:bottom;text-align:center;">5.17</td> <td data-sheets-numberformat='{"1":2,"2":"0","3":1}' data-sheets-value='{"1":3,"3":90}' style="overflow:hidden;padding:0px 3px 0px 3px;vertical-align:bottom;text-align:center;">90</td> <td data-sheets-numberformat='{"1":2,"2":"0","3":1}' data-sheets-value='{"1":3,"3":87}' style="overflow:hidden;padding:0px 3px 0px 3px;vertical-align:bottom;text-align:center;">87</td> <td data-sheets-numberformat='{"1":2,"2":"0","3":1}' data-sheets-value='{"1":2,"2":"-"}' style="border-right:1px solid #000000;overflow:hidden;padding:0px 3px 0px 3px;vertical-align:bottom;text-align:center;">-</td> </tr> <tr style="height:20px;"> <td data-sheets-value='{"1":2,"2":"PMMA"}' style="border-left:1px solid #000000;overflow:hidden;padding:0px 3px 0px 3px;vertical-align:bottom;font-weight:bold;">PMMA</td> <td data-sheets-value='{"1":2,"2":"Single-walled"}' style="overflow:hidden;padding:0px 3px 0px 3px;vertical-align:bottom;font-weight:bold;">Single-walled</td> <td data-sheets-value='{"1":2,"2":"Opal (O)"}' style="border-right:1px solid #000000;overflow:hidden;padding:0px 3px 0px 3px;vertical-align:bottom;font-weight:bold;">Opal (O)</td> <td data-sheets-numberformat='{"1":2,"2":"0.00","3":1}' data-sheets-value='{"1":3,"3":5.17}' style="overflow:hidden;padding:0px 3px 0px 3px;vertical-align:bottom;text-align:center;">5.17</td> <td data-sheets-numberformat='{"1":2,"2":"0","3":1}' data-sheets-value='{"1":3,"3":83}' style="overflow:hidden;padding:0px 3px 0px 3px;vertical-align:bottom;text-align:center;">83</td> <td data-sheets-numberformat='{"1":2,"2":"0","3":1}' data-sheets-value='{"1":3,"3":76}' style="overflow:hidden;padding:0px 3px 0px 3px;vertical-align:bottom;text-align:center;">76</td> <td data-sheets-numberformat='{"1":2,"2":"0","3":1}' data-sheets-value='{"1":2,"2":"-"}' style="border-right:1px solid #000000;overflow:hidden;padding:0px 3px 0px 3px;vertical-align:bottom;text-align:center;">-</td> </tr> <tr style="height:20px;"> <td style="border-left:1px solid #000000;overflow:hidden;padding:0px 3px 0px 3px;vertical-align:bottom;font-weight:bold;"></td> <td data-sheets-value='{"1":2,"2":"Double-walled"}' style="overflow:hidden;padding:0px 3px 0px 3px;vertical-align:bottom;font-weight:bold;">Double-walled</td> <td data-sheets-value='{"1":2,"2":"Clear (H/H)"}' style="border-right:1px solid #000000;overflow:hidden;padding:0px 3px 0px 3px;vertical-align:bottom;font-weight:bold;">Clear (H/H)</td> <td data-sheets-numberformat='{"1":2,"2":"0.00","3":1}' data-sheets-value='{"1":3,"3":2.9}' style="overflow:hidden;padding:0px 3px 0px 3px;vertical-align:bottom;text-align:center;">2.90</td> <td data-sheets-numberformat='{"1":2,"2":"0","3":1}' data-sheets-value='{"1":3,"3":81}' style="overflow:hidden;padding:0px 3px 0px 3px;vertical-align:bottom;text-align:center;">81</td> <td data-sheets-numberformat='{"1":2,"2":"0","3":1}' data-sheets-value='{"1":3,"3":75}' style="overflow:hidden;padding:0px 3px 0px 3px;vertical-align:bottom;text-align:center;">75</td> <td data-sheets-numberformat='{"1":2,"2":"0","3":1}' data-sheets-value='{"1":3,"3":20}' style="border-right:1px solid #000000;overflow:hidden;padding:0px 3px 0px 3px;vertical-align:bottom;text-align:center;">20</td> </tr> <tr style="height:20px;"> <td style="border-left:1px solid #000000;overflow:hidden;padding:0px 3px 0px 3px;vertical-align:bottom;font-weight:bold;"></td> <td data-sheets-value='{"1":2,"2":"Double-walled"}' style="overflow:hidden;padding:0px 3px 0px 3px;vertical-align:bottom;font-weight:bold;">Double-walled</td> <td data-sheets-value='{"1":2,"2":"Opal (O/O)"}' style="border-right:1px solid #000000;overflow:hidden;padding:0px 3px 0px 3px;vertical-align:bottom;font-weight:bold;">Opal (O/O)</td> <td data-sheets-numberformat='{"1":2,"2":"0.00","3":1}' data-sheets-value='{"1":3,"3":2.9}' style="overflow:hidden;padding:0px 3px 0px 3px;vertical-align:bottom;text-align:center;">2.90</td> <td data-sheets-numberformat='{"1":2,"2":"0","3":1}' data-sheets-value='{"1":3,"3":69}' style="overflow:hidden;padding:0px 3px 0px 3px;vertical-align:bottom;text-align:center;">69</td> <td data-sheets-numberformat='{"1":2,"2":"0","3":1}' data-sheets-value='{"1":3,"3":58}' style="overflow:hidden;padding:0px 3px 0px 3px;vertical-align:bottom;text-align:center;">58</td> <td data-sheets-numberformat='{"1":2,"2":"0","3":1}' data-sheets-value='{"1":3,"3":20}' style="border-right:1px solid #000000;overflow:hidden;padding:0px 3px 0px 3px;vertical-align:bottom;text-align:center;">20</td> </tr> <tr style="height:20px;"> <td style="border-left:1px solid #000000;overflow:hidden;padding:0px 3px 0px 3px;vertical-align:bottom;font-weight:bold;"></td> <td data-sheets-value='{"1":2,"2":"Triple-walled"}' style="overflow:hidden;padding:0px 3px 0px 3px;vertical-align:bottom;font-weight:bold;">Triple-walled</td> <td data-sheets-value='{"1":2,"2":"Clear (H/H/H)"}' style="border-right:1px solid #000000;overflow:hidden;padding:0px 3px 0px 3px;vertical-align:bottom;font-weight:bold;">Clear (H/H/H)</td> <td data-sheets-numberformat='{"1":2,"2":"0.00","3":1}' data-sheets-value='{"1":3,"3":1.7}' style="overflow:hidden;padding:0px 3px 0px 3px;vertical-align:bottom;text-align:center;">1.70</td> <td data-sheets-numberformat='{"1":2,"2":"0","3":1}' data-sheets-value='{"1":3,"3":73}' style="overflow:hidden;padding:0px 3px 0px 3px;vertical-align:bottom;text-align:center;">73</td> <td data-sheets-numberformat='{"1":2,"2":"0","3":1}' data-sheets-value='{"1":3,"3":65}' style="overflow:hidden;padding:0px 3px 0px 3px;vertical-align:bottom;text-align:center;">65</td> <td data-sheets-numberformat='{"1":2,"2":"0","3":1}' data-sheets-value='{"1":3,"3":22}' style="border-right:1px solid #000000;overflow:hidden;padding:0px 3px 0px 3px;vertical-align:bottom;text-align:center;">22</td> </tr> <tr style="height:20px;"> <td style="border-left:1px solid #000000;overflow:hidden;padding:0px 3px 0px 3px;vertical-align:bottom;font-weight:bold;"></td> <td data-sheets-value='{"1":2,"2":"Triple-walled"}' style="overflow:hidden;padding:0px 3px 0px 3px;vertical-align:bottom;font-weight:bold;">Triple-walled</td> <td data-sheets-value='{"1":2,"2":"Opal (O/H/O)"}' style="border-right:1px solid #000000;overflow:hidden;padding:0px 3px 0px 3px;vertical-align:bottom;font-weight:bold;">Opal (O/H/O)</td> <td data-sheets-numberformat='{"1":2,"2":"0.00","3":1}' data-sheets-value='{"1":3,"3":1.7}' style="overflow:hidden;padding:0px 3px 0px 3px;vertical-align:bottom;text-align:center;">1.70</td> <td data-sheets-numberformat='{"1":2,"2":"0","3":1}' data-sheets-value='{"1":3,"3":62}' style="overflow:hidden;padding:0px 3px 0px 3px;vertical-align:bottom;text-align:center;">62</td> <td data-sheets-numberformat='{"1":2,"2":"0","3":1}' data-sheets-value='{"1":3,"3":51}' style="overflow:hidden;padding:0px 3px 0px 3px;vertical-align:bottom;text-align:center;">51</td> <td data-sheets-numberformat='{"1":2,"2":"0","3":1}' data-sheets-value='{"1":3,"3":22}' style="border-right:1px solid #000000;overflow:hidden;padding:0px 3px 0px 3px;vertical-align:bottom;text-align:center;">22</td> </tr> <tr style="height:20px;"> <td style="border-left:1px solid #000000;overflow:hidden;padding:0px 3px 0px 3px;vertical-align:bottom;font-weight:bold;"></td> <td data-sheets-value='{"1":2,"2":"Four-walled"}' style="overflow:hidden;padding:0px 3px 0px 3px;vertical-align:bottom;font-weight:bold;">Four-walled</td> <td data-sheets-value='{"1":2,"2":"Clear (H/H/H/H)"}' style="border-right:1px solid #000000;overflow:hidden;padding:0px 3px 0px 3px;vertical-align:bottom;font-weight:bold;">Clear (H/H/H/H)</td> <td data-sheets-numberformat='{"1":2,"2":"0.00","3":1}' data-sheets-value='{"1":3,"3":1.28}' style="overflow:hidden;padding:0px 3px 0px 3px;vertical-align:bottom;text-align:center;">1.28</td> <td data-sheets-numberformat='{"1":2,"2":"0","3":1}' data-sheets-value='{"1":3,"3":64}' style="overflow:hidden;padding:0px 3px 0px 3px;vertical-align:bottom;text-align:center;">64</td> <td data-sheets-numberformat='{"1":2,"2":"0","3":1}' data-sheets-value='{"1":3,"3":54}' style="overflow:hidden;padding:0px 3px 0px 3px;vertical-align:bottom;text-align:center;">54</td> <td data-sheets-numberformat='{"1":2,"2":"0","3":1}' data-sheets-value='{"1":3,"3":23}' style="border-right:1px solid #000000;overflow:hidden;padding:0px 3px 0px 3px;vertical-align:bottom;text-align:center;">23</td> </tr> <tr style="height:20px;"> <td style="border-bottom:1px solid #000000;border-left:1px solid #000000;overflow:hidden;padding:0px 3px 0px 3px;vertical-align:bottom;"></td> <td data-sheets-value='{"1":2,"2":"Four-walled"}' style="border-bottom:1px solid #000000;overflow:hidden;padding:0px 3px 0px 3px;vertical-align:bottom;font-weight:bold;">Four-walled</td> <td data-sheets-value='{"1":2,"2":"Opal (H/H/O/H)"}' style="border-right:1px solid #000000;border-bottom:1px solid #000000;overflow:hidden;padding:0px 3px 0px 3px;vertical-align:bottom;font-weight:bold;">Opal (H/H/O/H)</td> <td data-sheets-numberformat='{"1":2,"2":"0.00","3":1}' data-sheets-value='{"1":3,"3":1.28}' style="border-bottom:1px solid #000000;overflow:hidden;padding:0px 3px 0px 3px;vertical-align:bottom;text-align:center;">1.28</td> <td data-sheets-numberformat='{"1":2,"2":"0","3":1}' data-sheets-value='{"1":3,"3":59}' style="border-bottom:1px solid #000000;overflow:hidden;padding:0px 3px 0px 3px;vertical-align:bottom;text-align:center;">59</td> <td data-sheets-numberformat='{"1":2,"2":"0","3":1}' data-sheets-value='{"1":3,"3":48}' style="border-bottom:1px solid #000000;overflow:hidden;padding:0px 3px 0px 3px;vertical-align:bottom;text-align:center;">48</td> <td data-sheets-numberformat='{"1":2,"2":"0","3":1}' data-sheets-value='{"1":3,"3":23}' style="border-right:1px solid #000000;border-bottom:1px solid #000000;overflow:hidden;padding:0px 3px 0px 3px;vertical-align:bottom;text-align:center;">23</td> </tr> <tr style="height:20px;"> <td data-sheets-value='{"1":2,"2":"Polycarbonate "}' style="border-left:1px solid #000000;overflow:hidden;padding:0px 3px 0px 3px;vertical-align:bottom;font-weight:bold;">Polycarbonate </td> <td data-sheets-value='{"1":2,"2":"Single-walled"}' style="overflow:hidden;padding:0px 3px 0px 3px;vertical-align:bottom;font-weight:bold;">Single-walled</td> <td data-sheets-value='{"1":2,"2":"Clear (A)"}' style="border-right:1px solid #000000;overflow:hidden;padding:0px 3px 0px 3px;vertical-align:bottom;font-weight:bold;">Clear (A)</td> <td data-sheets-numberformat='{"1":2,"2":"0.00","3":1}' data-sheets-value='{"1":3,"3":5.17}' style="overflow:hidden;padding:0px 3px 0px 3px;vertical-align:bottom;text-align:center;">5.17</td> <td data-sheets-numberformat='{"1":2,"2":"0","3":1}' data-sheets-value='{"1":3,"3":88}' style="overflow:hidden;padding:0px 3px 0px 3px;vertical-align:bottom;text-align:center;">88</td> <td data-sheets-numberformat='{"1":2,"2":"0","3":1}' data-sheets-value='{"1":3,"3":83}' style="overflow:hidden;padding:0px 3px 0px 3px;vertical-align:bottom;text-align:center;">83</td> <td data-sheets-numberformat='{"1":2,"2":"0","3":1}' data-sheets-value='{"1":2,"2":"-"}' style="border-right:1px solid #000000;overflow:hidden;padding:0px 3px 0px 3px;vertical-align:bottom;text-align:center;">-</td> </tr> <tr style="height:20px;"> <td data-sheets-value='{"1":2,"2":"PC"}' style="border-left:1px solid #000000;overflow:hidden;padding:0px 3px 0px 3px;vertical-align:bottom;font-weight:bold;">PC</td> <td data-sheets-value='{"1":2,"2":"Single-walled"}' style="overflow:hidden;padding:0px 3px 0px 3px;vertical-align:bottom;font-weight:bold;">Single-walled</td> <td data-sheets-value='{"1":2,"2":"Opal (D)"}' style="border-right:1px solid #000000;overflow:hidden;padding:0px 3px 0px 3px;vertical-align:bottom;font-weight:bold;">Opal (D)</td> <td data-sheets-numberformat='{"1":2,"2":"0.00","3":1}' data-sheets-value='{"1":3,"3":5.17}' style="overflow:hidden;padding:0px 3px 0px 3px;vertical-align:bottom;text-align:center;">5.17</td> <td data-sheets-numberformat='{"1":2,"2":"0","3":1}' data-sheets-value='{"1":3,"3":58}' style="overflow:hidden;padding:0px 3px 0px 3px;vertical-align:bottom;text-align:center;">58</td> <td data-sheets-numberformat='{"1":2,"2":"0","3":1}' data-sheets-value='{"1":3,"3":60}' style="overflow:hidden;padding:0px 3px 0px 3px;vertical-align:bottom;text-align:center;">60</td> <td data-sheets-numberformat='{"1":2,"2":"0","3":1}' data-sheets-value='{"1":2,"2":"-"}' style="border-right:1px solid #000000;overflow:hidden;padding:0px 3px 0px 3px;vertical-align:bottom;text-align:center;">-</td> </tr> <tr style="height:20px;"> <td style="border-left:1px solid #000000;overflow:hidden;padding:0px 3px 0px 3px;vertical-align:bottom;font-weight:bold;"></td> <td data-sheets-value='{"1":2,"2":"Double-walled"}' style="overflow:hidden;padding:0px 3px 0px 3px;vertical-align:bottom;font-weight:bold;">Double-walled</td> <td data-sheets-value='{"1":2,"2":"Clear (A/H)"}' style="border-right:1px solid #000000;overflow:hidden;padding:0px 3px 0px 3px;vertical-align:bottom;font-weight:bold;">Clear (A/H)</td> <td data-sheets-numberformat='{"1":2,"2":"0.00","3":1}' data-sheets-value='{"1":3,"3":2.9}' style="overflow:hidden;padding:0px 3px 0px 3px;vertical-align:bottom;text-align:center;">2.90</td> <td data-sheets-numberformat='{"1":2,"2":"0","3":1}' data-sheets-value='{"1":3,"3":79}' style="overflow:hidden;padding:0px 3px 0px 3px;vertical-align:bottom;text-align:center;">79</td> <td data-sheets-numberformat='{"1":2,"2":"0","3":1}' data-sheets-value='{"1":3,"3":72}' style="overflow:hidden;padding:0px 3px 0px 3px;vertical-align:bottom;text-align:center;">72</td> <td data-sheets-numberformat='{"1":2,"2":"0","3":1}' data-sheets-value='{"1":3,"3":20}' style="border-right:1px solid #000000;overflow:hidden;padding:0px 3px 0px 3px;vertical-align:bottom;text-align:center;">20</td> </tr> <tr style="height:20px;"> <td style="border-left:1px solid #000000;overflow:hidden;padding:0px 3px 0px 3px;vertical-align:bottom;font-weight:bold;"></td> <td data-sheets-value='{"1":2,"2":"Double-walled"}' style="overflow:hidden;padding:0px 3px 0px 3px;vertical-align:bottom;font-weight:bold;">Double-walled</td> <td data-sheets-value='{"1":2,"2":"Clear (A/A)"}' style="border-right:1px solid #000000;overflow:hidden;padding:0px 3px 0px 3px;vertical-align:bottom;font-weight:bold;">Clear (A/A)</td> <td data-sheets-numberformat='{"1":2,"2":"0.00","3":1}' data-sheets-value='{"1":3,"3":2.9}' style="overflow:hidden;padding:0px 3px 0px 3px;vertical-align:bottom;text-align:center;">2.90</td> <td data-sheets-numberformat='{"1":2,"2":"0","3":1}' data-sheets-value='{"1":3,"3":77}' style="overflow:hidden;padding:0px 3px 0px 3px;vertical-align:bottom;text-align:center;">77</td> <td data-sheets-numberformat='{"1":2,"2":"0","3":1}' data-sheets-value='{"1":3,"3":69}' style="overflow:hidden;padding:0px 3px 0px 3px;vertical-align:bottom;text-align:center;">69</td> <td data-sheets-numberformat='{"1":2,"2":"0","3":1}' data-sheets-value='{"1":3,"3":20}' style="border-right:1px solid #000000;overflow:hidden;padding:0px 3px 0px 3px;vertical-align:bottom;text-align:center;">20</td> </tr> <tr style="height:20px;"> <td style="border-left:1px solid #000000;overflow:hidden;padding:0px 3px 0px 3px;vertical-align:bottom;font-weight:bold;"></td> <td data-sheets-value='{"1":2,"2":"Double-walled"}' style="overflow:hidden;padding:0px 3px 0px 3px;vertical-align:bottom;font-weight:bold;">Double-walled</td> <td data-sheets-value='{"1":2,"2":"Opal (A/O)"}' style="border-right:1px solid #000000;overflow:hidden;padding:0px 3px 0px 3px;vertical-align:bottom;font-weight:bold;">Opal (A/O)</td> <td data-sheets-numberformat='{"1":2,"2":"0.00","3":1}' data-sheets-value='{"1":3,"3":2.9}' style="overflow:hidden;padding:0px 3px 0px 3px;vertical-align:bottom;text-align:center;">2.90</td> <td data-sheets-numberformat='{"1":2,"2":"0","3":1}' data-sheets-value='{"1":3,"3":73}' style="overflow:hidden;padding:0px 3px 0px 3px;vertical-align:bottom;text-align:center;">73</td> <td data-sheets-numberformat='{"1":2,"2":"0","3":1}' data-sheets-value='{"1":3,"3":63}' style="overflow:hidden;padding:0px 3px 0px 3px;vertical-align:bottom;text-align:center;">63</td> <td data-sheets-numberformat='{"1":2,"2":"0","3":1}' data-sheets-value='{"1":3,"3":20}' style="border-right:1px solid #000000;overflow:hidden;padding:0px 3px 0px 3px;vertical-align:bottom;text-align:center;">20</td> </tr> <tr style="height:20px;"> <td style="border-left:1px solid #000000;overflow:hidden;padding:0px 3px 0px 3px;vertical-align:bottom;font-weight:bold;"></td> <td data-sheets-value='{"1":2,"2":"Double-walled"}' style="overflow:hidden;padding:0px 3px 0px 3px;vertical-align:bottom;font-weight:bold;">Double-walled</td> <td data-sheets-value='{"1":2,"2":"Opal (A/D)"}' style="border-right:1px solid #000000;overflow:hidden;padding:0px 3px 0px 3px;vertical-align:bottom;font-weight:bold;">Opal (A/D)</td> <td data-sheets-numberformat='{"1":2,"2":"0.00","3":1}' data-sheets-value='{"1":3,"3":2.9}' style="overflow:hidden;padding:0px 3px 0px 3px;vertical-align:bottom;text-align:center;">2.90</td> <td data-sheets-numberformat='{"1":2,"2":"0","3":1}' data-sheets-value='{"1":3,"3":51}' style="overflow:hidden;padding:0px 3px 0px 3px;vertical-align:bottom;text-align:center;">51</td> <td data-sheets-numberformat='{"1":2,"2":"0","3":1}' data-sheets-value='{"1":3,"3":50}' style="overflow:hidden;padding:0px 3px 0px 3px;vertical-align:bottom;text-align:center;">50</td> <td data-sheets-numberformat='{"1":2,"2":"0","3":1}' data-sheets-value='{"1":3,"3":20}' style="border-right:1px solid #000000;overflow:hidden;padding:0px 3px 0px 3px;vertical-align:bottom;text-align:center;">20</td> </tr> <tr style="height:20px;"> <td style="border-left:1px solid #000000;overflow:hidden;padding:0px 3px 0px 3px;vertical-align:bottom;font-weight:bold;"></td> <td data-sheets-value='{"1":2,"2":"Triple-walled"}' style="overflow:hidden;padding:0px 3px 0px 3px;vertical-align:bottom;font-weight:bold;">Triple-walled</td> <td data-sheets-value='{"1":2,"2":"Clear (A/H/H)"}' style="border-right:1px solid #000000;overflow:hidden;padding:0px 3px 0px 3px;vertical-align:bottom;font-weight:bold;">Clear (A/H/H)</td> <td data-sheets-numberformat='{"1":2,"2":"0.00","3":1}' data-sheets-value='{"1":3,"3":1.7}' style="overflow:hidden;padding:0px 3px 0px 3px;vertical-align:bottom;text-align:center;">1.70</td> <td data-sheets-numberformat='{"1":2,"2":"0","3":1}' data-sheets-value='{"1":3,"3":71}' style="overflow:hidden;padding:0px 3px 0px 3px;vertical-align:bottom;text-align:center;">71</td> <td data-sheets-numberformat='{"1":2,"2":"0","3":1}' data-sheets-value='{"1":3,"3":63}' style="overflow:hidden;padding:0px 3px 0px 3px;vertical-align:bottom;text-align:center;">63</td> <td data-sheets-numberformat='{"1":2,"2":"0","3":1}' data-sheets-value='{"1":3,"3":22}' style="border-right:1px solid #000000;overflow:hidden;padding:0px 3px 0px 3px;vertical-align:bottom;text-align:center;">22</td> </tr> <tr style="height:20px;"> <td style="border-left:1px solid #000000;overflow:hidden;padding:0px 3px 0px 3px;vertical-align:bottom;font-weight:bold;"></td> <td data-sheets-value='{"1":2,"2":"Triple-walled"}' style="overflow:hidden;padding:0px 3px 0px 3px;vertical-align:bottom;font-weight:bold;">Triple-walled</td> <td data-sheets-value='{"1":2,"2":"Opal (A/O/O)"}' style="border-right:1px solid #000000;overflow:hidden;padding:0px 3px 0px 3px;vertical-align:bottom;font-weight:bold;">Opal (A/O/O)</td> <td data-sheets-numberformat='{"1":2,"2":"0.00","3":1}' data-sheets-value='{"1":3,"3":1.7}' style="overflow:hidden;padding:0px 3px 0px 3px;vertical-align:bottom;text-align:center;">1.70</td> <td data-sheets-numberformat='{"1":2,"2":"0","3":1}' data-sheets-value='{"1":3,"3":61}' style="overflow:hidden;padding:0px 3px 0px 3px;vertical-align:bottom;text-align:center;">61</td> <td data-sheets-numberformat='{"1":2,"2":"0","3":1}' data-sheets-value='{"1":3,"3":48}' style="overflow:hidden;padding:0px 3px 0px 3px;vertical-align:bottom;text-align:center;">48</td> <td data-sheets-numberformat='{"1":2,"2":"0","3":1}' data-sheets-value='{"1":3,"3":22}' style="border-right:1px solid #000000;overflow:hidden;padding:0px 3px 0px 3px;vertical-align:bottom;text-align:center;">22</td> </tr> <tr style="height:20px;"> <td style="border-left:1px solid #000000;overflow:hidden;padding:0px 3px 0px 3px;vertical-align:bottom;font-weight:bold;"></td> <td data-sheets-value='{"1":2,"2":"Four-walled"}' style="overflow:hidden;padding:0px 3px 0px 3px;vertical-align:bottom;font-weight:bold;">Four-walled</td> <td data-sheets-value='{"1":2,"2":"Clear (A/H/H/H)"}' style="border-right:1px solid #000000;overflow:hidden;padding:0px 3px 0px 3px;vertical-align:bottom;font-weight:bold;">Clear (A/H/H/H)</td> <td data-sheets-numberformat='{"1":2,"2":"0.00","3":1}' data-sheets-value='{"1":3,"3":1.28}' style="overflow:hidden;padding:0px 3px 0px 3px;vertical-align:bottom;text-align:center;">1.28</td> <td data-sheets-numberformat='{"1":2,"2":"0","3":1}' data-sheets-value='{"1":3,"3":64}' style="overflow:hidden;padding:0px 3px 0px 3px;vertical-align:bottom;text-align:center;">64</td> <td data-sheets-numberformat='{"1":2,"2":"0","3":1}' data-sheets-value='{"1":3,"3":52}' style="overflow:hidden;padding:0px 3px 0px 3px;vertical-align:bottom;text-align:center;">52</td> <td data-sheets-numberformat='{"1":2,"2":"0","3":1}' data-sheets-value='{"1":3,"3":23}' style="border-right:1px solid #000000;overflow:hidden;padding:0px 3px 0px 3px;vertical-align:bottom;text-align:center;">23</td> </tr> <tr style="height:20px;"> <td style="border-bottom:1px solid #000000;border-left:1px solid #000000;overflow:hidden;padding:0px 3px 0px 3px;vertical-align:bottom;"></td> <td data-sheets-value='{"1":2,"2":"Four-walled"}' style="border-bottom:1px solid #000000;overflow:hidden;padding:0px 3px 0px 3px;vertical-align:bottom;font-weight:bold;">Four-walled</td> <td data-sheets-value='{"1":2,"2":"Opal (A/H/O/H)"}' style="border-right:1px solid #000000;border-bottom:1px solid #000000;overflow:hidden;padding:0px 3px 0px 3px;vertical-align:bottom;font-weight:bold;">Opal (A/H/O/H)</td> <td data-sheets-numberformat='{"1":2,"2":"0.00","3":1}' data-sheets-value='{"1":3,"3":1.28}' style="border-bottom:1px solid #000000;overflow:hidden;padding:0px 3px 0px 3px;vertical-align:bottom;text-align:center;">1.28</td> <td data-sheets-numberformat='{"1":2,"2":"0","3":1}' data-sheets-value='{"1":3,"3":59}' style="border-bottom:1px solid #000000;overflow:hidden;padding:0px 3px 0px 3px;vertical-align:bottom;text-align:center;">59</td> <td data-sheets-numberformat='{"1":2,"2":"0","3":1}' data-sheets-value='{"1":3,"3":46}' style="border-bottom:1px solid #000000;overflow:hidden;padding:0px 3px 0px 3px;vertical-align:bottom;text-align:center;">46</td> <td data-sheets-numberformat='{"1":2,"2":"0","3":1}' data-sheets-value='{"1":3,"3":23}' style="border-right:1px solid #000000;border-bottom:1px solid #000000;overflow:hidden;padding:0px 3px 0px 3px;vertical-align:bottom;text-align:center;">23</td> </tr> <tr style="height:20px;"> <td data-sheets-value='{"1":2,"2":"Polycarbonate"}' style="border-left:1px solid #000000;overflow:hidden;padding:0px 3px 0px 3px;vertical-align:bottom;font-weight:bold;">Polycarbonate</td> <td data-sheets-value='{"1":2,"2":"Single-walled"}' style="overflow:hidden;padding:0px 3px 0px 3px;vertical-align:bottom;font-weight:bold;">Single-walled</td> <td data-sheets-value='{"1":2,"2":"Heatstop Opal (T)"}' style="border-right:1px solid #000000;overflow:hidden;padding:0px 3px 0px 3px;vertical-align:bottom;font-weight:bold;">Heatstop Opal (T)</td> <td data-sheets-numberformat='{"1":2,"2":"0.00","3":1}' data-sheets-value='{"1":3,"3":5.17}' style="overflow:hidden;padding:0px 3px 0px 3px;vertical-align:bottom;text-align:center;">5.17</td> <td data-sheets-numberformat='{"1":2,"2":"0","3":1}' data-sheets-value='{"1":3,"3":49}' style="overflow:hidden;padding:0px 3px 0px 3px;vertical-align:bottom;text-align:center;">49</td> <td data-sheets-numberformat='{"1":2,"2":"0","3":1}' data-sheets-value='{"1":3,"3":59}' style="overflow:hidden;padding:0px 3px 0px 3px;vertical-align:bottom;text-align:center;">59</td> <td data-sheets-numberformat='{"1":2,"2":"0","3":1}' data-sheets-value='{"1":2,"2":"-"}' style="border-right:1px solid #000000;overflow:hidden;padding:0px 3px 0px 3px;vertical-align:bottom;text-align:center;">-</td> </tr> <tr style="height:20px;"> <td data-sheets-value='{"1":2,"2":"Heatstop PC"}' style="border-left:1px solid #000000;overflow:hidden;padding:0px 3px 0px 3px;vertical-align:bottom;font-weight:bold;">Heatstop PC</td> <td data-sheets-value='{"1":2,"2":"Double-walled"}' style="overflow:hidden;padding:0px 3px 0px 3px;vertical-align:bottom;font-weight:bold;">Double-walled</td> <td data-sheets-value='{"1":2,"2":"Clear (T/H)"}' style="border-right:1px solid #000000;overflow:hidden;padding:0px 3px 0px 3px;vertical-align:bottom;font-weight:bold;">Clear (T/H)</td> <td data-sheets-numberformat='{"1":2,"2":"0.00","3":1}' data-sheets-value='{"1":3,"3":2.9}' style="overflow:hidden;padding:0px 3px 0px 3px;vertical-align:bottom;text-align:center;">2.90</td> <td data-sheets-numberformat='{"1":2,"2":"0","3":1}' data-sheets-value='{"1":3,"3":44}' style="overflow:hidden;padding:0px 3px 0px 3px;vertical-align:bottom;text-align:center;">44</td> <td data-sheets-numberformat='{"1":2,"2":"0","3":1}' data-sheets-value='{"1":3,"3":51}' style="overflow:hidden;padding:0px 3px 0px 3px;vertical-align:bottom;text-align:center;">51</td> <td data-sheets-numberformat='{"1":2,"2":"0","3":1}' data-sheets-value='{"1":3,"3":20}' style="border-right:1px solid #000000;overflow:hidden;padding:0px 3px 0px 3px;vertical-align:bottom;text-align:center;">20</td> </tr> <tr style="height:20px;"> <td style="border-left:1px solid #000000;overflow:hidden;padding:0px 3px 0px 3px;vertical-align:bottom;font-weight:bold;"></td> <td data-sheets-value='{"1":2,"2":"Double-walled"}' style="overflow:hidden;padding:0px 3px 0px 3px;vertical-align:bottom;font-weight:bold;">Double-walled</td> <td data-sheets-value='{"1":2,"2":"Opal (T/O)"}' style="border-right:1px solid #000000;overflow:hidden;padding:0px 3px 0px 3px;vertical-align:bottom;font-weight:bold;">Opal (T/O)</td> <td data-sheets-numberformat='{"1":2,"2":"0.00","3":1}' data-sheets-value='{"1":3,"3":2.9}' style="overflow:hidden;padding:0px 3px 0px 3px;vertical-align:bottom;text-align:center;">2.90</td> <td data-sheets-numberformat='{"1":2,"2":"0","3":1}' data-sheets-value='{"1":3,"3":41}' style="overflow:hidden;padding:0px 3px 0px 3px;vertical-align:bottom;text-align:center;">41</td> <td data-sheets-numberformat='{"1":2,"2":"0","3":1}' data-sheets-value='{"1":3,"3":45}' style="overflow:hidden;padding:0px 3px 0px 3px;vertical-align:bottom;text-align:center;">45</td> <td data-sheets-numberformat='{"1":2,"2":"0","3":1}' data-sheets-value='{"1":3,"3":20}' style="border-right:1px solid #000000;overflow:hidden;padding:0px 3px 0px 3px;vertical-align:bottom;text-align:center;">20</td> </tr> <tr style="height:20px;"> <td style="border-left:1px solid #000000;overflow:hidden;padding:0px 3px 0px 3px;vertical-align:bottom;font-weight:bold;"></td> <td data-sheets-value='{"1":2,"2":"Triple-walled"}' style="overflow:hidden; | skylux-160-ce-met-koepel-en-pvc-opstand-30-20-met-lm-motor-en-windvang-0700-x-1000-mm | 8586038772045 | 46872371265869
Smoke and heat exhaust (SHEV) | SHE system | Skylux | Skylux 160° CE with skylight and PVC curb 30/20 with LM-actuator and spoiler 0700 x 1300 mm |  | 50506 | 5412970505068 | 3874.45 | Yes | 30-45 | 67.87 | 700 x 1300 mm | 1300 | 700 |  | PVC 30/20 (30 cm high & roof opening = 20 cm larger than daylight size) | Rectangular | 5.17 W/m²K - 1.28 W/m²K | 87% - 32% | 90% - 32% | 20dB - 23dB | 160° CE (for industry) | skylight | with spoiler | E | Single actuator | Maximum four-walled skylight possible for this product | Ut-value LT-value g-value Rw-value EN 1873 : 2014 EN ISO 13468 EN 16153 EN 410 EN 410 EN ISO 140-3 Material Walls Shells (W/m²K) (%) (%) (dB) Acrylic Single-walled Clear (H) 5.17 90 87 - PMMA Single-walled Opal (O) 5.17 83 76 - Double-walled Clear (H/H) 2.90 81 75 20 Double-walled Opal (O/O) 2.90 69 58 20 Triple-walled Clear (H/H/H) 1.70 73 65 22 Triple-walled Opal (O/H/O) 1.70 62 51 22 Four-walled Clear (H/H/H/H) 1.28 64 54 23 Four-walled Opal (H/H/O/H) 1.28 59 48 23 Polycarbonate Single-walled Clear (A) 5.17 88 83 - PC Single-walled Opal (D) 5.17 58 60 - Double-walled Clear (A/H) 2.90 79 72 20 Double-walled Clear (A/A) 2.90 77 69 20 Double-walled Opal (A/O) 2.90 73 63 20 Double-walled Opal (A/D) 2.90 51 50 20 Triple-walled Clear (A/H/H) 1.70 71 63 22 Triple-walled Opal (A/O/O) 1.70 61 48 22 Four-walled Clear (A/H/H/H) 1.28 64 52 23 Four-walled Opal (A/H/O/H) 1.28 59 46 23 Polycarbonate Single-walled Heatstop Opal (T) 5.17 49 59 - Heatstop PC Double-walled Clear (T/H) 2.90 44 51 20 Double-walled Opal (T/O) 2.90 41 45 20 Triple-walled Clear (T/H/H) 1.70 40 <td data-sheets-numberformat='{"1":2,"2":"0","3":1}' data-sheets-value='{"1":3,"3":44}' style="overflow:hidden;paddin | https://skylux.eu/en/products/skylux-160-ce-met-koepel-en-pvc-opstand-30-20-met-lm-motor-en-windvang-0700-x-1300-mm | https://skylux.eu/cdn/shop/files/Skylux-160deg-CE-met-koepel-en-pvc-opstand-3020-met-LM-motor-en-windvang-0700-x-1300-mm-RWA-systeem.jpg?v=1702981358&width=1600 | https://skylux.eu/cdn/shop/files/e5a82811-1bb0-48e4-a776-cacb59c7c092_c44ab179-4d5e-4364-b9da-5279a95c0f75.jpg?v=1688551360&width=1600 | //skylux.eu/cdn/shop/files/E_MH_Mounting_instructions_Skylux_160_CE_LM.pdf?v=12406716259046007223 | //skylux.eu/cdn/shop/files/E_TD_Technical_File_Skylux_Skylux_160_CE_Electric.pdf?v=3667116872303399239 | <style type="text/css" id="isPasted"> <!--td { border: 1px solid #cccccc; } br { mso-data-placement: same-cell; } --> </style> <table border="1" cellpadding="0" cellspacing="0" dir="ltr" style="table-layout:fixed;font-size:10pt;font-family:Arial;border-collapse:collapse;border:none;"><tbody> <tr style="height:20px;"> <td style="overflow:hidden;padding:0px 3px 0px 3px;vertical-align:bottom;"></td> <td style="overflow:hidden;padding:0px 3px 0px 3px;vertical-align:bottom;"></td> <td style="overflow:hidden;padding:0px 3px 0px 3px;vertical-align:bottom;"></td> <td data-sheets-value='{"1":2,"2":"Ut-value"}' style="overflow:hidden;padding:0px 3px 0px 3px;vertical-align:bottom;font-weight:bold;text-align:center;">Ut-value</td> <td data-sheets-value='{"1":2,"2":"LT-value"}' style="overflow:hidden;padding:0px 3px 0px 3px;vertical-align:bottom;font-weight:bold;text-align:center;">LT-value</td> <td data-sheets-value='{"1":2,"2":"g-value"}' style="overflow:hidden;padding:0px 3px 0px 3px;vertical-align:bottom;font-weight:bold;text-align:center;">g-value</td> <td data-sheets-value='{"1":2,"2":"Rw-value "}' style="overflow:hidden;padding:0px 3px 0px 3px;vertical-align:bottom;font-weight:bold;text-align:center;">Rw-value </td> </tr> <tr style="height:20px;"> <td style="overflow:hidden;padding:0px 3px 0px 3px;vertical-align:bottom;"></td> <td style="overflow:hidden;padding:0px 3px 0px 3px;vertical-align:bottom;"></td> <td style="overflow:hidden;padding:0px 3px 0px 3px;vertical-align:bottom;"></td> <td data-sheets-numberformat='{"1":2,"2":"0.00","3":1}' data-sheets-value='{"1":2,"2":"EN 1873 : 2014"}' style="overflow:hidden;padding:0px 3px 0px 3px;vertical-align:bottom;text-align:center;">EN 1873 : 2014</td> <td data-sheets-numberformat='{"1":2,"2":"0","3":1}' data-sheets-value='{"1":2,"2":"EN ISO 13468 EN 16153 EN 410"}' style="overflow:hidden;padding:0px 3px 0px 3px;vertical-align:bottom;text-align:center;">EN ISO 13468 EN 16153 EN 410</td> <td data-sheets-numberformat='{"1":2,"2":"0","3":1}' data-sheets-value='{"1":2,"2":"EN 410"}' style="overflow:hidden;padding:0px 3px 0px 3px;vertical-align:bottom;text-align:center;">EN 410</td> <td data-sheets-value='{"1":2,"2":"EN ISO 140-3\t\t"}' style="overflow:hidden;padding:0px 3px 0px 3px;vertical-align:bottom;text-align:center;">EN ISO 140-3 </td> </tr> <tr style="height:20px;"> <td data-sheets-value='{"1":2,"2":"Material"}' style="border-bottom:1px solid #000000;overflow:hidden;padding:0px 3px 0px 3px;vertical-align:bottom;background-color:#000000;font-weight:bold;color:#ffffff;">Material</td> <td data-sheets-value='{"1":2,"2":"Walls"}' style="border-bottom:1px solid #000000;overflow:hidden;padding:0px 3px 0px 3px;vertical-align:bottom;background-color:#000000;font-weight:bold;color:#ffffff;">Walls</td> <td data-sheets-value='{"1":2,"2":"Shells"}' style="border-bottom:1px solid #000000;overflow:hidden;padding:0px 3px 0px 3px;vertical-align:bottom;background-color:#000000;font-weight:bold;color:#ffffff;">Shells</td> <td data-sheets-numberformat='{"1":2,"2":"0.00","3":1}' data-sheets-value='{"1":2,"2":"(W/m²K)\t"}' style="border-bottom:1px solid #000000;overflow:hidden;padding:0px 3px 0px 3px;vertical-align:bottom;background-color:#000000;font-weight:bold;color:#ffffff;text-align:center;">(W/m²K) </td> <td data-sheets-numberformat='{"1":2,"2":"0","3":1}' data-sheets-value='{"1":2,"2":"(%)"}' style="border-bottom:1px solid #000000;overflow:hidden;padding:0px 3px 0px 3px;vertical-align:bottom;background-color:#000000;font-weight:bold;color:#ffffff;text-align:center;">(%)</td> <td data-sheets-numberformat='{"1":2,"2":"0","3":1}' data-sheets-value='{"1":2,"2":"(%)"}' style="border-bottom:1px solid #000000;overflow:hidden;padding:0px 3px 0px 3px;vertical-align:bottom;background-color:#000000;font-weight:bold;color:#ffffff;text-align:center;">(%)</td> <td data-sheets-value='{"1":2,"2":"(dB)"}' style="border-bottom:1px solid #000000;overflow:hidden;padding:0px 3px 0px 3px;vertical-align:bottom;background-color:#000000;font-weight:bold;color:#ffffff;text-align:center;">(dB)</td> </tr> <tr style="height:20px;"> <td data-sheets-value='{"1":2,"2":"Acrylic"}' style="border-left:1px solid #000000;overflow:hidden;padding:0px 3px 0px 3px;vertical-align:bottom;font-weight:bold;">Acrylic</td> <td data-sheets-value='{"1":2,"2":"Single-walled"}' style="overflow:hidden;padding:0px 3px 0px 3px;vertical-align:bottom;font-weight:bold;">Single-walled</td> <td data-sheets-value='{"1":2,"2":"Clear (H)"}' style="border-right:1px solid #000000;overflow:hidden;padding:0px 3px 0px 3px;vertical-align:bottom;font-weight:bold;">Clear (H)</td> <td data-sheets-numberformat='{"1":2,"2":"0.00","3":1}' data-sheets-value='{"1":3,"3":5.17}' style="overflow:hidden;padding:0px 3px 0px 3px;vertical-align:bottom;text-align:center;">5.17</td> <td data-sheets-numberformat='{"1":2,"2":"0","3":1}' data-sheets-value='{"1":3,"3":90}' style="overflow:hidden;padding:0px 3px 0px 3px;vertical-align:bottom;text-align:center;">90</td> <td data-sheets-numberformat='{"1":2,"2":"0","3":1}' data-sheets-value='{"1":3,"3":87}' style="overflow:hidden;padding:0px 3px 0px 3px;vertical-align:bottom;text-align:center;">87</td> <td data-sheets-numberformat='{"1":2,"2":"0","3":1}' data-sheets-value='{"1":2,"2":"-"}' style="border-right:1px solid #000000;overflow:hidden;padding:0px 3px 0px 3px;vertical-align:bottom;text-align:center;">-</td> </tr> <tr style="height:20px;"> <td data-sheets-value='{"1":2,"2":"PMMA"}' style="border-left:1px solid #000000;overflow:hidden;padding:0px 3px 0px 3px;vertical-align:bottom;font-weight:bold;">PMMA</td> <td data-sheets-value='{"1":2,"2":"Single-walled"}' style="overflow:hidden;padding:0px 3px 0px 3px;vertical-align:bottom;font-weight:bold;">Single-walled</td> <td data-sheets-value='{"1":2,"2":"Opal (O)"}' style="border-right:1px solid #000000;overflow:hidden;padding:0px 3px 0px 3px;vertical-align:bottom;font-weight:bold;">Opal (O)</td> <td data-sheets-numberformat='{"1":2,"2":"0.00","3":1}' data-sheets-value='{"1":3,"3":5.17}' style="overflow:hidden;padding:0px 3px 0px 3px;vertical-align:bottom;text-align:center;">5.17</td> <td data-sheets-numberformat='{"1":2,"2":"0","3":1}' data-sheets-value='{"1":3,"3":83}' style="overflow:hidden;padding:0px 3px 0px 3px;vertical-align:bottom;text-align:center;">83</td> <td data-sheets-numberformat='{"1":2,"2":"0","3":1}' data-sheets-value='{"1":3,"3":76}' style="overflow:hidden;padding:0px 3px 0px 3px;vertical-align:bottom;text-align:center;">76</td> <td data-sheets-numberformat='{"1":2,"2":"0","3":1}' data-sheets-value='{"1":2,"2":"-"}' style="border-right:1px solid #000000;overflow:hidden;padding:0px 3px 0px 3px;vertical-align:bottom;text-align:center;">-</td> </tr> <tr style="height:20px;"> <td style="border-left:1px solid #000000;overflow:hidden;padding:0px 3px 0px 3px;vertical-align:bottom;font-weight:bold;"></td> <td data-sheets-value='{"1":2,"2":"Double-walled"}' style="overflow:hidden;padding:0px 3px 0px 3px;vertical-align:bottom;font-weight:bold;">Double-walled</td> <td data-sheets-value='{"1":2,"2":"Clear (H/H)"}' style="border-right:1px solid #000000;overflow:hidden;padding:0px 3px 0px 3px;vertical-align:bottom;font-weight:bold;">Clear (H/H)</td> <td data-sheets-numberformat='{"1":2,"2":"0.00","3":1}' data-sheets-value='{"1":3,"3":2.9}' style="overflow:hidden;padding:0px 3px 0px 3px;vertical-align:bottom;text-align:center;">2.90</td> <td data-sheets-numberformat='{"1":2,"2":"0","3":1}' data-sheets-value='{"1":3,"3":81}' style="overflow:hidden;padding:0px 3px 0px 3px;vertical-align:bottom;text-align:center;">81</td> <td data-sheets-numberformat='{"1":2,"2":"0","3":1}' data-sheets-value='{"1":3,"3":75}' style="overflow:hidden;padding:0px 3px 0px 3px;vertical-align:bottom;text-align:center;">75</td> <td data-sheets-numberformat='{"1":2,"2":"0","3":1}' data-sheets-value='{"1":3,"3":20}' style="border-right:1px solid #000000;overflow:hidden;padding:0px 3px 0px 3px;vertical-align:bottom;text-align:center;">20</td> </tr> <tr style="height:20px;"> <td style="border-left:1px solid #000000;overflow:hidden;padding:0px 3px 0px 3px;vertical-align:bottom;font-weight:bold;"></td> <td data-sheets-value='{"1":2,"2":"Double-walled"}' style="overflow:hidden;padding:0px 3px 0px 3px;vertical-align:bottom;font-weight:bold;">Double-walled</td> <td data-sheets-value='{"1":2,"2":"Opal (O/O)"}' style="border-right:1px solid #000000;overflow:hidden;padding:0px 3px 0px 3px;vertical-align:bottom;font-weight:bold;">Opal (O/O)</td> <td data-sheets-numberformat='{"1":2,"2":"0.00","3":1}' data-sheets-value='{"1":3,"3":2.9}' style="overflow:hidden;padding:0px 3px 0px 3px;vertical-align:bottom;text-align:center;">2.90</td> <td data-sheets-numberformat='{"1":2,"2":"0","3":1}' data-sheets-value='{"1":3,"3":69}' style="overflow:hidden;padding:0px 3px 0px 3px;vertical-align:bottom;text-align:center;">69</td> <td data-sheets-numberformat='{"1":2,"2":"0","3":1}' data-sheets-value='{"1":3,"3":58}' style="overflow:hidden;padding:0px 3px 0px 3px;vertical-align:bottom;text-align:center;">58</td> <td data-sheets-numberformat='{"1":2,"2":"0","3":1}' data-sheets-value='{"1":3,"3":20}' style="border-right:1px solid #000000;overflow:hidden;padding:0px 3px 0px 3px;vertical-align:bottom;text-align:center;">20</td> </tr> <tr style="height:20px;"> <td style="border-left:1px solid #000000;overflow:hidden;padding:0px 3px 0px 3px;vertical-align:bottom;font-weight:bold;"></td> <td data-sheets-value='{"1":2,"2":"Triple-walled"}' style="overflow:hidden;padding:0px 3px 0px 3px;vertical-align:bottom;font-weight:bold;">Triple-walled</td> <td data-sheets-value='{"1":2,"2":"Clear (H/H/H)"}' style="border-right:1px solid #000000;overflow:hidden;padding:0px 3px 0px 3px;vertical-align:bottom;font-weight:bold;">Clear (H/H/H)</td> <td data-sheets-numberformat='{"1":2,"2":"0.00","3":1}' data-sheets-value='{"1":3,"3":1.7}' style="overflow:hidden;padding:0px 3px 0px 3px;vertical-align:bottom;text-align:center;">1.70</td> <td data-sheets-numberformat='{"1":2,"2":"0","3":1}' data-sheets-value='{"1":3,"3":73}' style="overflow:hidden;padding:0px 3px 0px 3px;vertical-align:bottom;text-align:center;">73</td> <td data-sheets-numberformat='{"1":2,"2":"0","3":1}' data-sheets-value='{"1":3,"3":65}' style="overflow:hidden;padding:0px 3px 0px 3px;vertical-align:bottom;text-align:center;">65</td> <td data-sheets-numberformat='{"1":2,"2":"0","3":1}' data-sheets-value='{"1":3,"3":22}' style="border-right:1px solid #000000;overflow:hidden;padding:0px 3px 0px 3px;vertical-align:bottom;text-align:center;">22</td> </tr> <tr style="height:20px;"> <td style="border-left:1px solid #000000;overflow:hidden;padding:0px 3px 0px 3px;vertical-align:bottom;font-weight:bold;"></td> <td data-sheets-value='{"1":2,"2":"Triple-walled"}' style="overflow:hidden;padding:0px 3px 0px 3px;vertical-align:bottom;font-weight:bold;">Triple-walled</td> <td data-sheets-value='{"1":2,"2":"Opal (O/H/O)"}' style="border-right:1px solid #000000;overflow:hidden;padding:0px 3px 0px 3px;vertical-align:bottom;font-weight:bold;">Opal (O/H/O)</td> <td data-sheets-numberformat='{"1":2,"2":"0.00","3":1}' data-sheets-value='{"1":3,"3":1.7}' style="overflow:hidden;padding:0px 3px 0px 3px;vertical-align:bottom;text-align:center;">1.70</td> <td data-sheets-numberformat='{"1":2,"2":"0","3":1}' data-sheets-value='{"1":3,"3":62}' style="overflow:hidden;padding:0px 3px 0px 3px;vertical-align:bottom;text-align:center;">62</td> <td data-sheets-numberformat='{"1":2,"2":"0","3":1}' data-sheets-value='{"1":3,"3":51}' style="overflow:hidden;padding:0px 3px 0px 3px;vertical-align:bottom;text-align:center;">51</td> <td data-sheets-numberformat='{"1":2,"2":"0","3":1}' data-sheets-value='{"1":3,"3":22}' style="border-right:1px solid #000000;overflow:hidden;padding:0px 3px 0px 3px;vertical-align:bottom;text-align:center;">22</td> </tr> <tr style="height:20px;"> <td style="border-left:1px solid #000000;overflow:hidden;padding:0px 3px 0px 3px;vertical-align:bottom;font-weight:bold;"></td> <td data-sheets-value='{"1":2,"2":"Four-walled"}' style="overflow:hidden;padding:0px 3px 0px 3px;vertical-align:bottom;font-weight:bold;">Four-walled</td> <td data-sheets-value='{"1":2,"2":"Clear (H/H/H/H)"}' style="border-right:1px solid #000000;overflow:hidden;padding:0px 3px 0px 3px;vertical-align:bottom;font-weight:bold;">Clear (H/H/H/H)</td> <td data-sheets-numberformat='{"1":2,"2":"0.00","3":1}' data-sheets-value='{"1":3,"3":1.28}' style="overflow:hidden;padding:0px 3px 0px 3px;vertical-align:bottom;text-align:center;">1.28</td> <td data-sheets-numberformat='{"1":2,"2":"0","3":1}' data-sheets-value='{"1":3,"3":64}' style="overflow:hidden;padding:0px 3px 0px 3px;vertical-align:bottom;text-align:center;">64</td> <td data-sheets-numberformat='{"1":2,"2":"0","3":1}' data-sheets-value='{"1":3,"3":54}' style="overflow:hidden;padding:0px 3px 0px 3px;vertical-align:bottom;text-align:center;">54</td> <td data-sheets-numberformat='{"1":2,"2":"0","3":1}' data-sheets-value='{"1":3,"3":23}' style="border-right:1px solid #000000;overflow:hidden;padding:0px 3px 0px 3px;vertical-align:bottom;text-align:center;">23</td> </tr> <tr style="height:20px;"> <td style="border-bottom:1px solid #000000;border-left:1px solid #000000;overflow:hidden;padding:0px 3px 0px 3px;vertical-align:bottom;"></td> <td data-sheets-value='{"1":2,"2":"Four-walled"}' style="border-bottom:1px solid #000000;overflow:hidden;padding:0px 3px 0px 3px;vertical-align:bottom;font-weight:bold;">Four-walled</td> <td data-sheets-value='{"1":2,"2":"Opal (H/H/O/H)"}' style="border-right:1px solid #000000;border-bottom:1px solid #000000;overflow:hidden;padding:0px 3px 0px 3px;vertical-align:bottom;font-weight:bold;">Opal (H/H/O/H)</td> <td data-sheets-numberformat='{"1":2,"2":"0.00","3":1}' data-sheets-value='{"1":3,"3":1.28}' style="border-bottom:1px solid #000000;overflow:hidden;padding:0px 3px 0px 3px;vertical-align:bottom;text-align:center;">1.28</td> <td data-sheets-numberformat='{"1":2,"2":"0","3":1}' data-sheets-value='{"1":3,"3":59}' style="border-bottom:1px solid #000000;overflow:hidden;padding:0px 3px 0px 3px;vertical-align:bottom;text-align:center;">59</td> <td data-sheets-numberformat='{"1":2,"2":"0","3":1}' data-sheets-value='{"1":3,"3":48}' style="border-bottom:1px solid #000000;overflow:hidden;padding:0px 3px 0px 3px;vertical-align:bottom;text-align:center;">48</td> <td data-sheets-numberformat='{"1":2,"2":"0","3":1}' data-sheets-value='{"1":3,"3":23}' style="border-right:1px solid #000000;border-bottom:1px solid #000000;overflow:hidden;padding:0px 3px 0px 3px;vertical-align:bottom;text-align:center;">23</td> </tr> <tr style="height:20px;"> <td data-sheets-value='{"1":2,"2":"Polycarbonate "}' style="border-left:1px solid #000000;overflow:hidden;padding:0px 3px 0px 3px;vertical-align:bottom;font-weight:bold;">Polycarbonate </td> <td data-sheets-value='{"1":2,"2":"Single-walled"}' style="overflow:hidden;padding:0px 3px 0px 3px;vertical-align:bottom;font-weight:bold;">Single-walled</td> <td data-sheets-value='{"1":2,"2":"Clear (A)"}' style="border-right:1px solid #000000;overflow:hidden;padding:0px 3px 0px 3px;vertical-align:bottom;font-weight:bold;">Clear (A)</td> <td data-sheets-numberformat='{"1":2,"2":"0.00","3":1}' data-sheets-value='{"1":3,"3":5.17}' style="overflow:hidden;padding:0px 3px 0px 3px;vertical-align:bottom;text-align:center;">5.17</td> <td data-sheets-numberformat='{"1":2,"2":"0","3":1}' data-sheets-value='{"1":3,"3":88}' style="overflow:hidden;padding:0px 3px 0px 3px;vertical-align:bottom;text-align:center;">88</td> <td data-sheets-numberformat='{"1":2,"2":"0","3":1}' data-sheets-value='{"1":3,"3":83}' style="overflow:hidden;padding:0px 3px 0px 3px;vertical-align:bottom;text-align:center;">83</td> <td data-sheets-numberformat='{"1":2,"2":"0","3":1}' data-sheets-value='{"1":2,"2":"-"}' style="border-right:1px solid #000000;overflow:hidden;padding:0px 3px 0px 3px;vertical-align:bottom;text-align:center;">-</td> </tr> <tr style="height:20px;"> <td data-sheets-value='{"1":2,"2":"PC"}' style="border-left:1px solid #000000;overflow:hidden;padding:0px 3px 0px 3px;vertical-align:bottom;font-weight:bold;">PC</td> <td data-sheets-value='{"1":2,"2":"Single-walled"}' style="overflow:hidden;padding:0px 3px 0px 3px;vertical-align:bottom;font-weight:bold;">Single-walled</td> <td data-sheets-value='{"1":2,"2":"Opal (D)"}' style="border-right:1px solid #000000;overflow:hidden;padding:0px 3px 0px 3px;vertical-align:bottom;font-weight:bold;">Opal (D)</td> <td data-sheets-numberformat='{"1":2,"2":"0.00","3":1}' data-sheets-value='{"1":3,"3":5.17}' style="overflow:hidden;padding:0px 3px 0px 3px;vertical-align:bottom;text-align:center;">5.17</td> <td data-sheets-numberformat='{"1":2,"2":"0","3":1}' data-sheets-value='{"1":3,"3":58}' style="overflow:hidden;padding:0px 3px 0px 3px;vertical-align:bottom;text-align:center;">58</td> <td data-sheets-numberformat='{"1":2,"2":"0","3":1}' data-sheets-value='{"1":3,"3":60}' style="overflow:hidden;padding:0px 3px 0px 3px;vertical-align:bottom;text-align:center;">60</td> <td data-sheets-numberformat='{"1":2,"2":"0","3":1}' data-sheets-value='{"1":2,"2":"-"}' style="border-right:1px solid #000000;overflow:hidden;padding:0px 3px 0px 3px;vertical-align:bottom;text-align:center;">-</td> </tr> <tr style="height:20px;"> <td style="border-left:1px solid #000000;overflow:hidden;padding:0px 3px 0px 3px;vertical-align:bottom;font-weight:bold;"></td> <td data-sheets-value='{"1":2,"2":"Double-walled"}' style="overflow:hidden;padding:0px 3px 0px 3px;vertical-align:bottom;font-weight:bold;">Double-walled</td> <td data-sheets-value='{"1":2,"2":"Clear (A/H)"}' style="border-right:1px solid #000000;overflow:hidden;padding:0px 3px 0px 3px;vertical-align:bottom;font-weight:bold;">Clear (A/H)</td> <td data-sheets-numberformat='{"1":2,"2":"0.00","3":1}' data-sheets-value='{"1":3,"3":2.9}' style="overflow:hidden;padding:0px 3px 0px 3px;vertical-align:bottom;text-align:center;">2.90</td> <td data-sheets-numberformat='{"1":2,"2":"0","3":1}' data-sheets-value='{"1":3,"3":79}' style="overflow:hidden;padding:0px 3px 0px 3px;vertical-align:bottom;text-align:center;">79</td> <td data-sheets-numberformat='{"1":2,"2":"0","3":1}' data-sheets-value='{"1":3,"3":72}' style="overflow:hidden;padding:0px 3px 0px 3px;vertical-align:bottom;text-align:center;">72</td> <td data-sheets-numberformat='{"1":2,"2":"0","3":1}' data-sheets-value='{"1":3,"3":20}' style="border-right:1px solid #000000;overflow:hidden;padding:0px 3px 0px 3px;vertical-align:bottom;text-align:center;">20</td> </tr> <tr style="height:20px;"> <td style="border-left:1px solid #000000;overflow:hidden;padding:0px 3px 0px 3px;vertical-align:bottom;font-weight:bold;"></td> <td data-sheets-value='{"1":2,"2":"Double-walled"}' style="overflow:hidden;padding:0px 3px 0px 3px;vertical-align:bottom;font-weight:bold;">Double-walled</td> <td data-sheets-value='{"1":2,"2":"Clear (A/A)"}' style="border-right:1px solid #000000;overflow:hidden;padding:0px 3px 0px 3px;vertical-align:bottom;font-weight:bold;">Clear (A/A)</td> <td data-sheets-numberformat='{"1":2,"2":"0.00","3":1}' data-sheets-value='{"1":3,"3":2.9}' style="overflow:hidden;padding:0px 3px 0px 3px;vertical-align:bottom;text-align:center;">2.90</td> <td data-sheets-numberformat='{"1":2,"2":"0","3":1}' data-sheets-value='{"1":3,"3":77}' style="overflow:hidden;padding:0px 3px 0px 3px;vertical-align:bottom;text-align:center;">77</td> <td data-sheets-numberformat='{"1":2,"2":"0","3":1}' data-sheets-value='{"1":3,"3":69}' style="overflow:hidden;padding:0px 3px 0px 3px;vertical-align:bottom;text-align:center;">69</td> <td data-sheets-numberformat='{"1":2,"2":"0","3":1}' data-sheets-value='{"1":3,"3":20}' style="border-right:1px solid #000000;overflow:hidden;padding:0px 3px 0px 3px;vertical-align:bottom;text-align:center;">20</td> </tr> <tr style="height:20px;"> <td style="border-left:1px solid #000000;overflow:hidden;padding:0px 3px 0px 3px;vertical-align:bottom;font-weight:bold;"></td> <td data-sheets-value='{"1":2,"2":"Double-walled"}' style="overflow:hidden;padding:0px 3px 0px 3px;vertical-align:bottom;font-weight:bold;">Double-walled</td> <td data-sheets-value='{"1":2,"2":"Opal (A/O)"}' style="border-right:1px solid #000000;overflow:hidden;padding:0px 3px 0px 3px;vertical-align:bottom;font-weight:bold;">Opal (A/O)</td> <td data-sheets-numberformat='{"1":2,"2":"0.00","3":1}' data-sheets-value='{"1":3,"3":2.9}' style="overflow:hidden;padding:0px 3px 0px 3px;vertical-align:bottom;text-align:center;">2.90</td> <td data-sheets-numberformat='{"1":2,"2":"0","3":1}' data-sheets-value='{"1":3,"3":73}' style="overflow:hidden;padding:0px 3px 0px 3px;vertical-align:bottom;text-align:center;">73</td> <td data-sheets-numberformat='{"1":2,"2":"0","3":1}' data-sheets-value='{"1":3,"3":63}' style="overflow:hidden;padding:0px 3px 0px 3px;vertical-align:bottom;text-align:center;">63</td> <td data-sheets-numberformat='{"1":2,"2":"0","3":1}' data-sheets-value='{"1":3,"3":20}' style="border-right:1px solid #000000;overflow:hidden;padding:0px 3px 0px 3px;vertical-align:bottom;text-align:center;">20</td> </tr> <tr style="height:20px;"> <td style="border-left:1px solid #000000;overflow:hidden;padding:0px 3px 0px 3px;vertical-align:bottom;font-weight:bold;"></td> <td data-sheets-value='{"1":2,"2":"Double-walled"}' style="overflow:hidden;padding:0px 3px 0px 3px;vertical-align:bottom;font-weight:bold;">Double-walled</td> <td data-sheets-value='{"1":2,"2":"Opal (A/D)"}' style="border-right:1px solid #000000;overflow:hidden;padding:0px 3px 0px 3px;vertical-align:bottom;font-weight:bold;">Opal (A/D)</td> <td data-sheets-numberformat='{"1":2,"2":"0.00","3":1}' data-sheets-value='{"1":3,"3":2.9}' style="overflow:hidden;padding:0px 3px 0px 3px;vertical-align:bottom;text-align:center;">2.90</td> <td data-sheets-numberformat='{"1":2,"2":"0","3":1}' data-sheets-value='{"1":3,"3":51}' style="overflow:hidden;padding:0px 3px 0px 3px;vertical-align:bottom;text-align:center;">51</td> <td data-sheets-numberformat='{"1":2,"2":"0","3":1}' data-sheets-value='{"1":3,"3":50}' style="overflow:hidden;padding:0px 3px 0px 3px;vertical-align:bottom;text-align:center;">50</td> <td data-sheets-numberformat='{"1":2,"2":"0","3":1}' data-sheets-value='{"1":3,"3":20}' style="border-right:1px solid #000000;overflow:hidden;padding:0px 3px 0px 3px;vertical-align:bottom;text-align:center;">20</td> </tr> <tr style="height:20px;"> <td style="border-left:1px solid #000000;overflow:hidden;padding:0px 3px 0px 3px;vertical-align:bottom;font-weight:bold;"></td> <td data-sheets-value='{"1":2,"2":"Triple-walled"}' style="overflow:hidden;padding:0px 3px 0px 3px;vertical-align:bottom;font-weight:bold;">Triple-walled</td> <td data-sheets-value='{"1":2,"2":"Clear (A/H/H)"}' style="border-right:1px solid #000000;overflow:hidden;padding:0px 3px 0px 3px;vertical-align:bottom;font-weight:bold;">Clear (A/H/H)</td> <td data-sheets-numberformat='{"1":2,"2":"0.00","3":1}' data-sheets-value='{"1":3,"3":1.7}' style="overflow:hidden;padding:0px 3px 0px 3px;vertical-align:bottom;text-align:center;">1.70</td> <td data-sheets-numberformat='{"1":2,"2":"0","3":1}' data-sheets-value='{"1":3,"3":71}' style="overflow:hidden;padding:0px 3px 0px 3px;vertical-align:bottom;text-align:center;">71</td> <td data-sheets-numberformat='{"1":2,"2":"0","3":1}' data-sheets-value='{"1":3,"3":63}' style="overflow:hidden;padding:0px 3px 0px 3px;vertical-align:bottom;text-align:center;">63</td> <td data-sheets-numberformat='{"1":2,"2":"0","3":1}' data-sheets-value='{"1":3,"3":22}' style="border-right:1px solid #000000;overflow:hidden;padding:0px 3px 0px 3px;vertical-align:bottom;text-align:center;">22</td> </tr> <tr style="height:20px;"> <td style="border-left:1px solid #000000;overflow:hidden;padding:0px 3px 0px 3px;vertical-align:bottom;font-weight:bold;"></td> <td data-sheets-value='{"1":2,"2":"Triple-walled"}' style="overflow:hidden;padding:0px 3px 0px 3px;vertical-align:bottom;font-weight:bold;">Triple-walled</td> <td data-sheets-value='{"1":2,"2":"Opal (A/O/O)"}' style="border-right:1px solid #000000;overflow:hidden;padding:0px 3px 0px 3px;vertical-align:bottom;font-weight:bold;">Opal (A/O/O)</td> <td data-sheets-numberformat='{"1":2,"2":"0.00","3":1}' data-sheets-value='{"1":3,"3":1.7}' style="overflow:hidden;padding:0px 3px 0px 3px;vertical-align:bottom;text-align:center;">1.70</td> <td data-sheets-numberformat='{"1":2,"2":"0","3":1}' data-sheets-value='{"1":3,"3":61}' style="overflow:hidden;padding:0px 3px 0px 3px;vertical-align:bottom;text-align:center;">61</td> <td data-sheets-numberformat='{"1":2,"2":"0","3":1}' data-sheets-value='{"1":3,"3":48}' style="overflow:hidden;padding:0px 3px 0px 3px;vertical-align:bottom;text-align:center;">48</td> <td data-sheets-numberformat='{"1":2,"2":"0","3":1}' data-sheets-value='{"1":3,"3":22}' style="border-right:1px solid #000000;overflow:hidden;padding:0px 3px 0px 3px;vertical-align:bottom;text-align:center;">22</td> </tr> <tr style="height:20px;"> <td style="border-left:1px solid #000000;overflow:hidden;padding:0px 3px 0px 3px;vertical-align:bottom;font-weight:bold;"></td> <td data-sheets-value='{"1":2,"2":"Four-walled"}' style="overflow:hidden;padding:0px 3px 0px 3px;vertical-align:bottom;font-weight:bold;">Four-walled</td> <td data-sheets-value='{"1":2,"2":"Clear (A/H/H/H)"}' style="border-right:1px solid #000000;overflow:hidden;padding:0px 3px 0px 3px;vertical-align:bottom;font-weight:bold;">Clear (A/H/H/H)</td> <td data-sheets-numberformat='{"1":2,"2":"0.00","3":1}' data-sheets-value='{"1":3,"3":1.28}' style="overflow:hidden;padding:0px 3px 0px 3px;vertical-align:bottom;text-align:center;">1.28</td> <td data-sheets-numberformat='{"1":2,"2":"0","3":1}' data-sheets-value='{"1":3,"3":64}' style="overflow:hidden;padding:0px 3px 0px 3px;vertical-align:bottom;text-align:center;">64</td> <td data-sheets-numberformat='{"1":2,"2":"0","3":1}' data-sheets-value='{"1":3,"3":52}' style="overflow:hidden;padding:0px 3px 0px 3px;vertical-align:bottom;text-align:center;">52</td> <td data-sheets-numberformat='{"1":2,"2":"0","3":1}' data-sheets-value='{"1":3,"3":23}' style="border-right:1px solid #000000;overflow:hidden;padding:0px 3px 0px 3px;vertical-align:bottom;text-align:center;">23</td> </tr> <tr style="height:20px;"> <td style="border-bottom:1px solid #000000;border-left:1px solid #000000;overflow:hidden;padding:0px 3px 0px 3px;vertical-align:bottom;"></td> <td data-sheets-value='{"1":2,"2":"Four-walled"}' style="border-bottom:1px solid #000000;overflow:hidden;padding:0px 3px 0px 3px;vertical-align:bottom;font-weight:bold;">Four-walled</td> <td data-sheets-value='{"1":2,"2":"Opal (A/H/O/H)"}' style="border-right:1px solid #000000;border-bottom:1px solid #000000;overflow:hidden;padding:0px 3px 0px 3px;vertical-align:bottom;font-weight:bold;">Opal (A/H/O/H)</td> <td data-sheets-numberformat='{"1":2,"2":"0.00","3":1}' data-sheets-value='{"1":3,"3":1.28}' style="border-bottom:1px solid #000000;overflow:hidden;padding:0px 3px 0px 3px;vertical-align:bottom;text-align:center;">1.28</td> <td data-sheets-numberformat='{"1":2,"2":"0","3":1}' data-sheets-value='{"1":3,"3":59}' style="border-bottom:1px solid #000000;overflow:hidden;padding:0px 3px 0px 3px;vertical-align:bottom;text-align:center;">59</td> <td data-sheets-numberformat='{"1":2,"2":"0","3":1}' data-sheets-value='{"1":3,"3":46}' style="border-bottom:1px solid #000000;overflow:hidden;padding:0px 3px 0px 3px;vertical-align:bottom;text-align:center;">46</td> <td data-sheets-numberformat='{"1":2,"2":"0","3":1}' data-sheets-value='{"1":3,"3":23}' style="border-right:1px solid #000000;border-bottom:1px solid #000000;overflow:hidden;padding:0px 3px 0px 3px;vertical-align:bottom;text-align:center;">23</td> </tr> <tr style="height:20px;"> <td data-sheets-value='{"1":2,"2":"Polycarbonate"}' style="border-left:1px solid #000000;overflow:hidden;padding:0px 3px 0px 3px;vertical-align:bottom;font-weight:bold;">Polycarbonate</td> <td data-sheets-value='{"1":2,"2":"Single-walled"}' style="overflow:hidden;padding:0px 3px 0px 3px;vertical-align:bottom;font-weight:bold;">Single-walled</td> <td data-sheets-value='{"1":2,"2":"Heatstop Opal (T)"}' style="border-right:1px solid #000000;overflow:hidden;padding:0px 3px 0px 3px;vertical-align:bottom;font-weight:bold;">Heatstop Opal (T)</td> <td data-sheets-numberformat='{"1":2,"2":"0.00","3":1}' data-sheets-value='{"1":3,"3":5.17}' style="overflow:hidden;padding:0px 3px 0px 3px;vertical-align:bottom;text-align:center;">5.17</td> <td data-sheets-numberformat='{"1":2,"2":"0","3":1}' data-sheets-value='{"1":3,"3":49}' style="overflow:hidden;padding:0px 3px 0px 3px;vertical-align:bottom;text-align:center;">49</td> <td data-sheets-numberformat='{"1":2,"2":"0","3":1}' data-sheets-value='{"1":3,"3":59}' style="overflow:hidden;padding:0px 3px 0px 3px;vertical-align:bottom;text-align:center;">59</td> <td data-sheets-numberformat='{"1":2,"2":"0","3":1}' data-sheets-value='{"1":2,"2":"-"}' style="border-right:1px solid #000000;overflow:hidden;padding:0px 3px 0px 3px;vertical-align:bottom;text-align:center;">-</td> </tr> <tr style="height:20px;"> <td data-sheets-value='{"1":2,"2":"Heatstop PC"}' style="border-left:1px solid #000000;overflow:hidden;padding:0px 3px 0px 3px;vertical-align:bottom;font-weight:bold;">Heatstop PC</td> <td data-sheets-value='{"1":2,"2":"Double-walled"}' style="overflow:hidden;padding:0px 3px 0px 3px;vertical-align:bottom;font-weight:bold;">Double-walled</td> <td data-sheets-value='{"1":2,"2":"Clear (T/H)"}' style="border-right:1px solid #000000;overflow:hidden;padding:0px 3px 0px 3px;vertical-align:bottom;font-weight:bold;">Clear (T/H)</td> <td data-sheets-numberformat='{"1":2,"2":"0.00","3":1}' data-sheets-value='{"1":3,"3":2.9}' style="overflow:hidden;padding:0px 3px 0px 3px;vertical-align:bottom;text-align:center;">2.90</td> <td data-sheets-numberformat='{"1":2,"2":"0","3":1}' data-sheets-value='{"1":3,"3":44}' style="overflow:hidden;padding:0px 3px 0px 3px;vertical-align:bottom;text-align:center;">44</td> <td data-sheets-numberformat='{"1":2,"2":"0","3":1}' data-sheets-value='{"1":3,"3":51}' style="overflow:hidden;padding:0px 3px 0px 3px;vertical-align:bottom;text-align:center;">51</td> <td data-sheets-numberformat='{"1":2,"2":"0","3":1}' data-sheets-value='{"1":3,"3":20}' style="border-right:1px solid #000000;overflow:hidden;padding:0px 3px 0px 3px;vertical-align:bottom;text-align:center;">20</td> </tr> <tr style="height:20px;"> <td style="border-left:1px solid #000000;overflow:hidden;padding:0px 3px 0px 3px;vertical-align:bottom;font-weight:bold;"></td> <td data-sheets-value='{"1":2,"2":"Double-walled"}' style="overflow:hidden;padding:0px 3px 0px 3px;vertical-align:bottom;font-weight:bold;">Double-walled</td> <td data-sheets-value='{"1":2,"2":"Opal (T/O)"}' style="border-right:1px solid #000000;overflow:hidden;padding:0px 3px 0px 3px;vertical-align:bottom;font-weight:bold;">Opal (T/O)</td> <td data-sheets-numberformat='{"1":2,"2":"0.00","3":1}' data-sheets-value='{"1":3,"3":2.9}' style="overflow:hidden;padding:0px 3px 0px 3px;vertical-align:bottom;text-align:center;">2.90</td> <td data-sheets-numberformat='{"1":2,"2":"0","3":1}' data-sheets-value='{"1":3,"3":41}' style="overflow:hidden;padding:0px 3px 0px 3px;vertical-align:bottom;text-align:center;">41</td> <td data-sheets-numberformat='{"1":2,"2":"0","3":1}' data-sheets-value='{"1":3,"3":45}' style="overflow:hidden;padding:0px 3px 0px 3px;vertical-align:bottom;text-align:center;">45</td> <td data-sheets-numberformat='{"1":2,"2":"0","3":1}' data-sheets-value='{"1":3,"3":20}' style="border-right:1px solid #000000;overflow:hidden;padding:0px 3px 0px 3px;vertical-align:bottom;text-align:center;">20</td> </tr> <tr style="height:20px;"> <td style="border-left:1px solid #000000;overflow:hidden;padding:0px 3px 0px 3px;vertical-align:bottom;font-weight:bold;"></td> <td data-sheets-value='{"1":2,"2":"Triple-walled"}' style="overflow:hidden; | skylux-160-ce-met-koepel-en-pvc-opstand-30-20-met-lm-motor-en-windvang-0700-x-1300-mm | 8586038804813 | 46872371331405
Smoke and heat exhaust (SHEV) | SHE system | Skylux | Skylux 160° CE with skylight and PVC curb 30/20 with LM-actuator and spoiler 0700 x 1500 mm |  | 50507 | 5412970505075 | 3951.9 | Yes | 30-45 | 71.97 | 700 x 1500 mm | 1500 | 700 |  | PVC 30/20 (30 cm high & roof opening = 20 cm larger than daylight size) | Rectangular | 5.17 W/m²K - 1.28 W/m²K | 87% - 32% | 90% - 32% | 20dB - 23dB | 160° CE (for industry) | skylight | with spoiler | E | Single actuator | Maximum four-walled skylight possible for this product | Ut-value LT-value g-value Rw-value EN 1873 : 2014 EN ISO 13468 EN 16153 EN 410 EN 410 EN ISO 140-3 Material Walls Shells (W/m²K) (%) (%) (dB) Acrylic Single-walled Clear (H) 5.17 90 87 - PMMA Single-walled Opal (O) 5.17 83 76 - Double-walled Clear (H/H) 2.90 81 75 20 Double-walled Opal (O/O) 2.90 69 58 20 Triple-walled Clear (H/H/H) 1.70 73 65 22 Triple-walled Opal (O/H/O) 1.70 62 51 22 Four-walled Clear (H/H/H/H) 1.28 64 54 23 Four-walled Opal (H/H/O/H) 1.28 59 48 23 Polycarbonate Single-walled Clear (A) 5.17 88 83 - PC Single-walled Opal (D) 5.17 58 60 - Double-walled Clear (A/H) 2.90 79 72 20 Double-walled Clear (A/A) 2.90 77 69 20 Double-walled Opal (A/O) 2.90 73 63 20 Double-walled Opal (A/D) 2.90 51 50 20 Triple-walled Clear (A/H/H) 1.70 71 63 22 Triple-walled Opal (A/O/O) 1.70 61 48 22 Four-walled Clear (A/H/H/H) 1.28 64 52 23 Four-walled Opal (A/H/O/H) 1.28 59 46 23 Polycarbonate Single-walled Heatstop Opal (T) 5.17 49 59 - Heatstop PC Double-walled Clear (T/H) 2.90 44 51 20 Double-walled Opal (T/O) 2.90 41 45 20 Triple-walled Clear (T/H/H) 1.70 40 <td data-sheets-numberformat='{"1":2,"2":"0","3":1}' data-sheets-value='{"1":3,"3":44}' style="overflow:hidden;paddin | https://skylux.eu/en/products/skylux-160-ce-met-koepel-en-pvc-opstand-30-20-met-lm-motor-en-windvang-0700-x-1500-mm | https://skylux.eu/cdn/shop/files/Skylux-160deg-CE-met-koepel-en-pvc-opstand-3020-met-LM-motor-en-windvang-0700-x-1500-mm-RWA-systeem.jpg?v=1702981364&width=1600 | https://skylux.eu/cdn/shop/files/e5a82811-1bb0-48e4-a776-cacb59c7c092_a0b233cb-e89e-4a2a-b272-0d15b26aef8a.jpg?v=1688551361&width=1600 | //skylux.eu/cdn/shop/files/E_MH_Mounting_instructions_Skylux_160_CE_LM.pdf?v=12406716259046007223 | //skylux.eu/cdn/shop/files/E_TD_Technical_File_Skylux_Skylux_160_CE_Electric.pdf?v=3667116872303399239 | <style type="text/css" id="isPasted"> <!--td { border: 1px solid #cccccc; } br { mso-data-placement: same-cell; } --> </style> <table border="1" cellpadding="0" cellspacing="0" dir="ltr" style="table-layout:fixed;font-size:10pt;font-family:Arial;border-collapse:collapse;border:none;"><tbody> <tr style="height:20px;"> <td style="overflow:hidden;padding:0px 3px 0px 3px;vertical-align:bottom;"></td> <td style="overflow:hidden;padding:0px 3px 0px 3px;vertical-align:bottom;"></td> <td style="overflow:hidden;padding:0px 3px 0px 3px;vertical-align:bottom;"></td> <td data-sheets-value='{"1":2,"2":"Ut-value"}' style="overflow:hidden;padding:0px 3px 0px 3px;vertical-align:bottom;font-weight:bold;text-align:center;">Ut-value</td> <td data-sheets-value='{"1":2,"2":"LT-value"}' style="overflow:hidden;padding:0px 3px 0px 3px;vertical-align:bottom;font-weight:bold;text-align:center;">LT-value</td> <td data-sheets-value='{"1":2,"2":"g-value"}' style="overflow:hidden;padding:0px 3px 0px 3px;vertical-align:bottom;font-weight:bold;text-align:center;">g-value</td> <td data-sheets-value='{"1":2,"2":"Rw-value "}' style="overflow:hidden;padding:0px 3px 0px 3px;vertical-align:bottom;font-weight:bold;text-align:center;">Rw-value </td> </tr> <tr style="height:20px;"> <td style="overflow:hidden;padding:0px 3px 0px 3px;vertical-align:bottom;"></td> <td style="overflow:hidden;padding:0px 3px 0px 3px;vertical-align:bottom;"></td> <td style="overflow:hidden;padding:0px 3px 0px 3px;vertical-align:bottom;"></td> <td data-sheets-numberformat='{"1":2,"2":"0.00","3":1}' data-sheets-value='{"1":2,"2":"EN 1873 : 2014"}' style="overflow:hidden;padding:0px 3px 0px 3px;vertical-align:bottom;text-align:center;">EN 1873 : 2014</td> <td data-sheets-numberformat='{"1":2,"2":"0","3":1}' data-sheets-value='{"1":2,"2":"EN ISO 13468 EN 16153 EN 410"}' style="overflow:hidden;padding:0px 3px 0px 3px;vertical-align:bottom;text-align:center;">EN ISO 13468 EN 16153 EN 410</td> <td data-sheets-numberformat='{"1":2,"2":"0","3":1}' data-sheets-value='{"1":2,"2":"EN 410"}' style="overflow:hidden;padding:0px 3px 0px 3px;vertical-align:bottom;text-align:center;">EN 410</td> <td data-sheets-value='{"1":2,"2":"EN ISO 140-3\t\t"}' style="overflow:hidden;padding:0px 3px 0px 3px;vertical-align:bottom;text-align:center;">EN ISO 140-3 </td> </tr> <tr style="height:20px;"> <td data-sheets-value='{"1":2,"2":"Material"}' style="border-bottom:1px solid #000000;overflow:hidden;padding:0px 3px 0px 3px;vertical-align:bottom;background-color:#000000;font-weight:bold;color:#ffffff;">Material</td> <td data-sheets-value='{"1":2,"2":"Walls"}' style="border-bottom:1px solid #000000;overflow:hidden;padding:0px 3px 0px 3px;vertical-align:bottom;background-color:#000000;font-weight:bold;color:#ffffff;">Walls</td> <td data-sheets-value='{"1":2,"2":"Shells"}' style="border-bottom:1px solid #000000;overflow:hidden;padding:0px 3px 0px 3px;vertical-align:bottom;background-color:#000000;font-weight:bold;color:#ffffff;">Shells</td> <td data-sheets-numberformat='{"1":2,"2":"0.00","3":1}' data-sheets-value='{"1":2,"2":"(W/m²K)\t"}' style="border-bottom:1px solid #000000;overflow:hidden;padding:0px 3px 0px 3px;vertical-align:bottom;background-color:#000000;font-weight:bold;color:#ffffff;text-align:center;">(W/m²K) </td> <td data-sheets-numberformat='{"1":2,"2":"0","3":1}' data-sheets-value='{"1":2,"2":"(%)"}' style="border-bottom:1px solid #000000;overflow:hidden;padding:0px 3px 0px 3px;vertical-align:bottom;background-color:#000000;font-weight:bold;color:#ffffff;text-align:center;">(%)</td> <td data-sheets-numberformat='{"1":2,"2":"0","3":1}' data-sheets-value='{"1":2,"2":"(%)"}' style="border-bottom:1px solid #000000;overflow:hidden;padding:0px 3px 0px 3px;vertical-align:bottom;background-color:#000000;font-weight:bold;color:#ffffff;text-align:center;">(%)</td> <td data-sheets-value='{"1":2,"2":"(dB)"}' style="border-bottom:1px solid #000000;overflow:hidden;padding:0px 3px 0px 3px;vertical-align:bottom;background-color:#000000;font-weight:bold;color:#ffffff;text-align:center;">(dB)</td> </tr> <tr style="height:20px;"> <td data-sheets-value='{"1":2,"2":"Acrylic"}' style="border-left:1px solid #000000;overflow:hidden;padding:0px 3px 0px 3px;vertical-align:bottom;font-weight:bold;">Acrylic</td> <td data-sheets-value='{"1":2,"2":"Single-walled"}' style="overflow:hidden;padding:0px 3px 0px 3px;vertical-align:bottom;font-weight:bold;">Single-walled</td> <td data-sheets-value='{"1":2,"2":"Clear (H)"}' style="border-right:1px solid #000000;overflow:hidden;padding:0px 3px 0px 3px;vertical-align:bottom;font-weight:bold;">Clear (H)</td> <td data-sheets-numberformat='{"1":2,"2":"0.00","3":1}' data-sheets-value='{"1":3,"3":5.17}' style="overflow:hidden;padding:0px 3px 0px 3px;vertical-align:bottom;text-align:center;">5.17</td> <td data-sheets-numberformat='{"1":2,"2":"0","3":1}' data-sheets-value='{"1":3,"3":90}' style="overflow:hidden;padding:0px 3px 0px 3px;vertical-align:bottom;text-align:center;">90</td> <td data-sheets-numberformat='{"1":2,"2":"0","3":1}' data-sheets-value='{"1":3,"3":87}' style="overflow:hidden;padding:0px 3px 0px 3px;vertical-align:bottom;text-align:center;">87</td> <td data-sheets-numberformat='{"1":2,"2":"0","3":1}' data-sheets-value='{"1":2,"2":"-"}' style="border-right:1px solid #000000;overflow:hidden;padding:0px 3px 0px 3px;vertical-align:bottom;text-align:center;">-</td> </tr> <tr style="height:20px;"> <td data-sheets-value='{"1":2,"2":"PMMA"}' style="border-left:1px solid #000000;overflow:hidden;padding:0px 3px 0px 3px;vertical-align:bottom;font-weight:bold;">PMMA</td> <td data-sheets-value='{"1":2,"2":"Single-walled"}' style="overflow:hidden;padding:0px 3px 0px 3px;vertical-align:bottom;font-weight:bold;">Single-walled</td> <td data-sheets-value='{"1":2,"2":"Opal (O)"}' style="border-right:1px solid #000000;overflow:hidden;padding:0px 3px 0px 3px;vertical-align:bottom;font-weight:bold;">Opal (O)</td> <td data-sheets-numberformat='{"1":2,"2":"0.00","3":1}' data-sheets-value='{"1":3,"3":5.17}' style="overflow:hidden;padding:0px 3px 0px 3px;vertical-align:bottom;text-align:center;">5.17</td> <td data-sheets-numberformat='{"1":2,"2":"0","3":1}' data-sheets-value='{"1":3,"3":83}' style="overflow:hidden;padding:0px 3px 0px 3px;vertical-align:bottom;text-align:center;">83</td> <td data-sheets-numberformat='{"1":2,"2":"0","3":1}' data-sheets-value='{"1":3,"3":76}' style="overflow:hidden;padding:0px 3px 0px 3px;vertical-align:bottom;text-align:center;">76</td> <td data-sheets-numberformat='{"1":2,"2":"0","3":1}' data-sheets-value='{"1":2,"2":"-"}' style="border-right:1px solid #000000;overflow:hidden;padding:0px 3px 0px 3px;vertical-align:bottom;text-align:center;">-</td> </tr> <tr style="height:20px;"> <td style="border-left:1px solid #000000;overflow:hidden;padding:0px 3px 0px 3px;vertical-align:bottom;font-weight:bold;"></td> <td data-sheets-value='{"1":2,"2":"Double-walled"}' style="overflow:hidden;padding:0px 3px 0px 3px;vertical-align:bottom;font-weight:bold;">Double-walled</td> <td data-sheets-value='{"1":2,"2":"Clear (H/H)"}' style="border-right:1px solid #000000;overflow:hidden;padding:0px 3px 0px 3px;vertical-align:bottom;font-weight:bold;">Clear (H/H)</td> <td data-sheets-numberformat='{"1":2,"2":"0.00","3":1}' data-sheets-value='{"1":3,"3":2.9}' style="overflow:hidden;padding:0px 3px 0px 3px;vertical-align:bottom;text-align:center;">2.90</td> <td data-sheets-numberformat='{"1":2,"2":"0","3":1}' data-sheets-value='{"1":3,"3":81}' style="overflow:hidden;padding:0px 3px 0px 3px;vertical-align:bottom;text-align:center;">81</td> <td data-sheets-numberformat='{"1":2,"2":"0","3":1}' data-sheets-value='{"1":3,"3":75}' style="overflow:hidden;padding:0px 3px 0px 3px;vertical-align:bottom;text-align:center;">75</td> <td data-sheets-numberformat='{"1":2,"2":"0","3":1}' data-sheets-value='{"1":3,"3":20}' style="border-right:1px solid #000000;overflow:hidden;padding:0px 3px 0px 3px;vertical-align:bottom;text-align:center;">20</td> </tr> <tr style="height:20px;"> <td style="border-left:1px solid #000000;overflow:hidden;padding:0px 3px 0px 3px;vertical-align:bottom;font-weight:bold;"></td> <td data-sheets-value='{"1":2,"2":"Double-walled"}' style="overflow:hidden;padding:0px 3px 0px 3px;vertical-align:bottom;font-weight:bold;">Double-walled</td> <td data-sheets-value='{"1":2,"2":"Opal (O/O)"}' style="border-right:1px solid #000000;overflow:hidden;padding:0px 3px 0px 3px;vertical-align:bottom;font-weight:bold;">Opal (O/O)</td> <td data-sheets-numberformat='{"1":2,"2":"0.00","3":1}' data-sheets-value='{"1":3,"3":2.9}' style="overflow:hidden;padding:0px 3px 0px 3px;vertical-align:bottom;text-align:center;">2.90</td> <td data-sheets-numberformat='{"1":2,"2":"0","3":1}' data-sheets-value='{"1":3,"3":69}' style="overflow:hidden;padding:0px 3px 0px 3px;vertical-align:bottom;text-align:center;">69</td> <td data-sheets-numberformat='{"1":2,"2":"0","3":1}' data-sheets-value='{"1":3,"3":58}' style="overflow:hidden;padding:0px 3px 0px 3px;vertical-align:bottom;text-align:center;">58</td> <td data-sheets-numberformat='{"1":2,"2":"0","3":1}' data-sheets-value='{"1":3,"3":20}' style="border-right:1px solid #000000;overflow:hidden;padding:0px 3px 0px 3px;vertical-align:bottom;text-align:center;">20</td> </tr> <tr style="height:20px;"> <td style="border-left:1px solid #000000;overflow:hidden;padding:0px 3px 0px 3px;vertical-align:bottom;font-weight:bold;"></td> <td data-sheets-value='{"1":2,"2":"Triple-walled"}' style="overflow:hidden;padding:0px 3px 0px 3px;vertical-align:bottom;font-weight:bold;">Triple-walled</td> <td data-sheets-value='{"1":2,"2":"Clear (H/H/H)"}' style="border-right:1px solid #000000;overflow:hidden;padding:0px 3px 0px 3px;vertical-align:bottom;font-weight:bold;">Clear (H/H/H)</td> <td data-sheets-numberformat='{"1":2,"2":"0.00","3":1}' data-sheets-value='{"1":3,"3":1.7}' style="overflow:hidden;padding:0px 3px 0px 3px;vertical-align:bottom;text-align:center;">1.70</td> <td data-sheets-numberformat='{"1":2,"2":"0","3":1}' data-sheets-value='{"1":3,"3":73}' style="overflow:hidden;padding:0px 3px 0px 3px;vertical-align:bottom;text-align:center;">73</td> <td data-sheets-numberformat='{"1":2,"2":"0","3":1}' data-sheets-value='{"1":3,"3":65}' style="overflow:hidden;padding:0px 3px 0px 3px;vertical-align:bottom;text-align:center;">65</td> <td data-sheets-numberformat='{"1":2,"2":"0","3":1}' data-sheets-value='{"1":3,"3":22}' style="border-right:1px solid #000000;overflow:hidden;padding:0px 3px 0px 3px;vertical-align:bottom;text-align:center;">22</td> </tr> <tr style="height:20px;"> <td style="border-left:1px solid #000000;overflow:hidden;padding:0px 3px 0px 3px;vertical-align:bottom;font-weight:bold;"></td> <td data-sheets-value='{"1":2,"2":"Triple-walled"}' style="overflow:hidden;padding:0px 3px 0px 3px;vertical-align:bottom;font-weight:bold;">Triple-walled</td> <td data-sheets-value='{"1":2,"2":"Opal (O/H/O)"}' style="border-right:1px solid #000000;overflow:hidden;padding:0px 3px 0px 3px;vertical-align:bottom;font-weight:bold;">Opal (O/H/O)</td> <td data-sheets-numberformat='{"1":2,"2":"0.00","3":1}' data-sheets-value='{"1":3,"3":1.7}' style="overflow:hidden;padding:0px 3px 0px 3px;vertical-align:bottom;text-align:center;">1.70</td> <td data-sheets-numberformat='{"1":2,"2":"0","3":1}' data-sheets-value='{"1":3,"3":62}' style="overflow:hidden;padding:0px 3px 0px 3px;vertical-align:bottom;text-align:center;">62</td> <td data-sheets-numberformat='{"1":2,"2":"0","3":1}' data-sheets-value='{"1":3,"3":51}' style="overflow:hidden;padding:0px 3px 0px 3px;vertical-align:bottom;text-align:center;">51</td> <td data-sheets-numberformat='{"1":2,"2":"0","3":1}' data-sheets-value='{"1":3,"3":22}' style="border-right:1px solid #000000;overflow:hidden;padding:0px 3px 0px 3px;vertical-align:bottom;text-align:center;">22</td> </tr> <tr style="height:20px;"> <td style="border-left:1px solid #000000;overflow:hidden;padding:0px 3px 0px 3px;vertical-align:bottom;font-weight:bold;"></td> <td data-sheets-value='{"1":2,"2":"Four-walled"}' style="overflow:hidden;padding:0px 3px 0px 3px;vertical-align:bottom;font-weight:bold;">Four-walled</td> <td data-sheets-value='{"1":2,"2":"Clear (H/H/H/H)"}' style="border-right:1px solid #000000;overflow:hidden;padding:0px 3px 0px 3px;vertical-align:bottom;font-weight:bold;">Clear (H/H/H/H)</td> <td data-sheets-numberformat='{"1":2,"2":"0.00","3":1}' data-sheets-value='{"1":3,"3":1.28}' style="overflow:hidden;padding:0px 3px 0px 3px;vertical-align:bottom;text-align:center;">1.28</td> <td data-sheets-numberformat='{"1":2,"2":"0","3":1}' data-sheets-value='{"1":3,"3":64}' style="overflow:hidden;padding:0px 3px 0px 3px;vertical-align:bottom;text-align:center;">64</td> <td data-sheets-numberformat='{"1":2,"2":"0","3":1}' data-sheets-value='{"1":3,"3":54}' style="overflow:hidden;padding:0px 3px 0px 3px;vertical-align:bottom;text-align:center;">54</td> <td data-sheets-numberformat='{"1":2,"2":"0","3":1}' data-sheets-value='{"1":3,"3":23}' style="border-right:1px solid #000000;overflow:hidden;padding:0px 3px 0px 3px;vertical-align:bottom;text-align:center;">23</td> </tr> <tr style="height:20px;"> <td style="border-bottom:1px solid #000000;border-left:1px solid #000000;overflow:hidden;padding:0px 3px 0px 3px;vertical-align:bottom;"></td> <td data-sheets-value='{"1":2,"2":"Four-walled"}' style="border-bottom:1px solid #000000;overflow:hidden;padding:0px 3px 0px 3px;vertical-align:bottom;font-weight:bold;">Four-walled</td> <td data-sheets-value='{"1":2,"2":"Opal (H/H/O/H)"}' style="border-right:1px solid #000000;border-bottom:1px solid #000000;overflow:hidden;padding:0px 3px 0px 3px;vertical-align:bottom;font-weight:bold;">Opal (H/H/O/H)</td> <td data-sheets-numberformat='{"1":2,"2":"0.00","3":1}' data-sheets-value='{"1":3,"3":1.28}' style="border-bottom:1px solid #000000;overflow:hidden;padding:0px 3px 0px 3px;vertical-align:bottom;text-align:center;">1.28</td> <td data-sheets-numberformat='{"1":2,"2":"0","3":1}' data-sheets-value='{"1":3,"3":59}' style="border-bottom:1px solid #000000;overflow:hidden;padding:0px 3px 0px 3px;vertical-align:bottom;text-align:center;">59</td> <td data-sheets-numberformat='{"1":2,"2":"0","3":1}' data-sheets-value='{"1":3,"3":48}' style="border-bottom:1px solid #000000;overflow:hidden;padding:0px 3px 0px 3px;vertical-align:bottom;text-align:center;">48</td> <td data-sheets-numberformat='{"1":2,"2":"0","3":1}' data-sheets-value='{"1":3,"3":23}' style="border-right:1px solid #000000;border-bottom:1px solid #000000;overflow:hidden;padding:0px 3px 0px 3px;vertical-align:bottom;text-align:center;">23</td> </tr> <tr style="height:20px;"> <td data-sheets-value='{"1":2,"2":"Polycarbonate "}' style="border-left:1px solid #000000;overflow:hidden;padding:0px 3px 0px 3px;vertical-align:bottom;font-weight:bold;">Polycarbonate </td> <td data-sheets-value='{"1":2,"2":"Single-walled"}' style="overflow:hidden;padding:0px 3px 0px 3px;vertical-align:bottom;font-weight:bold;">Single-walled</td> <td data-sheets-value='{"1":2,"2":"Clear (A)"}' style="border-right:1px solid #000000;overflow:hidden;padding:0px 3px 0px 3px;vertical-align:bottom;font-weight:bold;">Clear (A)</td> <td data-sheets-numberformat='{"1":2,"2":"0.00","3":1}' data-sheets-value='{"1":3,"3":5.17}' style="overflow:hidden;padding:0px 3px 0px 3px;vertical-align:bottom;text-align:center;">5.17</td> <td data-sheets-numberformat='{"1":2,"2":"0","3":1}' data-sheets-value='{"1":3,"3":88}' style="overflow:hidden;padding:0px 3px 0px 3px;vertical-align:bottom;text-align:center;">88</td> <td data-sheets-numberformat='{"1":2,"2":"0","3":1}' data-sheets-value='{"1":3,"3":83}' style="overflow:hidden;padding:0px 3px 0px 3px;vertical-align:bottom;text-align:center;">83</td> <td data-sheets-numberformat='{"1":2,"2":"0","3":1}' data-sheets-value='{"1":2,"2":"-"}' style="border-right:1px solid #000000;overflow:hidden;padding:0px 3px 0px 3px;vertical-align:bottom;text-align:center;">-</td> </tr> <tr style="height:20px;"> <td data-sheets-value='{"1":2,"2":"PC"}' style="border-left:1px solid #000000;overflow:hidden;padding:0px 3px 0px 3px;vertical-align:bottom;font-weight:bold;">PC</td> <td data-sheets-value='{"1":2,"2":"Single-walled"}' style="overflow:hidden;padding:0px 3px 0px 3px;vertical-align:bottom;font-weight:bold;">Single-walled</td> <td data-sheets-value='{"1":2,"2":"Opal (D)"}' style="border-right:1px solid #000000;overflow:hidden;padding:0px 3px 0px 3px;vertical-align:bottom;font-weight:bold;">Opal (D)</td> <td data-sheets-numberformat='{"1":2,"2":"0.00","3":1}' data-sheets-value='{"1":3,"3":5.17}' style="overflow:hidden;padding:0px 3px 0px 3px;vertical-align:bottom;text-align:center;">5.17</td> <td data-sheets-numberformat='{"1":2,"2":"0","3":1}' data-sheets-value='{"1":3,"3":58}' style="overflow:hidden;padding:0px 3px 0px 3px;vertical-align:bottom;text-align:center;">58</td> <td data-sheets-numberformat='{"1":2,"2":"0","3":1}' data-sheets-value='{"1":3,"3":60}' style="overflow:hidden;padding:0px 3px 0px 3px;vertical-align:bottom;text-align:center;">60</td> <td data-sheets-numberformat='{"1":2,"2":"0","3":1}' data-sheets-value='{"1":2,"2":"-"}' style="border-right:1px solid #000000;overflow:hidden;padding:0px 3px 0px 3px;vertical-align:bottom;text-align:center;">-</td> </tr> <tr style="height:20px;"> <td style="border-left:1px solid #000000;overflow:hidden;padding:0px 3px 0px 3px;vertical-align:bottom;font-weight:bold;"></td> <td data-sheets-value='{"1":2,"2":"Double-walled"}' style="overflow:hidden;padding:0px 3px 0px 3px;vertical-align:bottom;font-weight:bold;">Double-walled</td> <td data-sheets-value='{"1":2,"2":"Clear (A/H)"}' style="border-right:1px solid #000000;overflow:hidden;padding:0px 3px 0px 3px;vertical-align:bottom;font-weight:bold;">Clear (A/H)</td> <td data-sheets-numberformat='{"1":2,"2":"0.00","3":1}' data-sheets-value='{"1":3,"3":2.9}' style="overflow:hidden;padding:0px 3px 0px 3px;vertical-align:bottom;text-align:center;">2.90</td> <td data-sheets-numberformat='{"1":2,"2":"0","3":1}' data-sheets-value='{"1":3,"3":79}' style="overflow:hidden;padding:0px 3px 0px 3px;vertical-align:bottom;text-align:center;">79</td> <td data-sheets-numberformat='{"1":2,"2":"0","3":1}' data-sheets-value='{"1":3,"3":72}' style="overflow:hidden;padding:0px 3px 0px 3px;vertical-align:bottom;text-align:center;">72</td> <td data-sheets-numberformat='{"1":2,"2":"0","3":1}' data-sheets-value='{"1":3,"3":20}' style="border-right:1px solid #000000;overflow:hidden;padding:0px 3px 0px 3px;vertical-align:bottom;text-align:center;">20</td> </tr> <tr style="height:20px;"> <td style="border-left:1px solid #000000;overflow:hidden;padding:0px 3px 0px 3px;vertical-align:bottom;font-weight:bold;"></td> <td data-sheets-value='{"1":2,"2":"Double-walled"}' style="overflow:hidden;padding:0px 3px 0px 3px;vertical-align:bottom;font-weight:bold;">Double-walled</td> <td data-sheets-value='{"1":2,"2":"Clear (A/A)"}' style="border-right:1px solid #000000;overflow:hidden;padding:0px 3px 0px 3px;vertical-align:bottom;font-weight:bold;">Clear (A/A)</td> <td data-sheets-numberformat='{"1":2,"2":"0.00","3":1}' data-sheets-value='{"1":3,"3":2.9}' style="overflow:hidden;padding:0px 3px 0px 3px;vertical-align:bottom;text-align:center;">2.90</td> <td data-sheets-numberformat='{"1":2,"2":"0","3":1}' data-sheets-value='{"1":3,"3":77}' style="overflow:hidden;padding:0px 3px 0px 3px;vertical-align:bottom;text-align:center;">77</td> <td data-sheets-numberformat='{"1":2,"2":"0","3":1}' data-sheets-value='{"1":3,"3":69}' style="overflow:hidden;padding:0px 3px 0px 3px;vertical-align:bottom;text-align:center;">69</td> <td data-sheets-numberformat='{"1":2,"2":"0","3":1}' data-sheets-value='{"1":3,"3":20}' style="border-right:1px solid #000000;overflow:hidden;padding:0px 3px 0px 3px;vertical-align:bottom;text-align:center;">20</td> </tr> <tr style="height:20px;"> <td style="border-left:1px solid #000000;overflow:hidden;padding:0px 3px 0px 3px;vertical-align:bottom;font-weight:bold;"></td> <td data-sheets-value='{"1":2,"2":"Double-walled"}' style="overflow:hidden;padding:0px 3px 0px 3px;vertical-align:bottom;font-weight:bold;">Double-walled</td> <td data-sheets-value='{"1":2,"2":"Opal (A/O)"}' style="border-right:1px solid #000000;overflow:hidden;padding:0px 3px 0px 3px;vertical-align:bottom;font-weight:bold;">Opal (A/O)</td> <td data-sheets-numberformat='{"1":2,"2":"0.00","3":1}' data-sheets-value='{"1":3,"3":2.9}' style="overflow:hidden;padding:0px 3px 0px 3px;vertical-align:bottom;text-align:center;">2.90</td> <td data-sheets-numberformat='{"1":2,"2":"0","3":1}' data-sheets-value='{"1":3,"3":73}' style="overflow:hidden;padding:0px 3px 0px 3px;vertical-align:bottom;text-align:center;">73</td> <td data-sheets-numberformat='{"1":2,"2":"0","3":1}' data-sheets-value='{"1":3,"3":63}' style="overflow:hidden;padding:0px 3px 0px 3px;vertical-align:bottom;text-align:center;">63</td> <td data-sheets-numberformat='{"1":2,"2":"0","3":1}' data-sheets-value='{"1":3,"3":20}' style="border-right:1px solid #000000;overflow:hidden;padding:0px 3px 0px 3px;vertical-align:bottom;text-align:center;">20</td> </tr> <tr style="height:20px;"> <td style="border-left:1px solid #000000;overflow:hidden;padding:0px 3px 0px 3px;vertical-align:bottom;font-weight:bold;"></td> <td data-sheets-value='{"1":2,"2":"Double-walled"}' style="overflow:hidden;padding:0px 3px 0px 3px;vertical-align:bottom;font-weight:bold;">Double-walled</td> <td data-sheets-value='{"1":2,"2":"Opal (A/D)"}' style="border-right:1px solid #000000;overflow:hidden;padding:0px 3px 0px 3px;vertical-align:bottom;font-weight:bold;">Opal (A/D)</td> <td data-sheets-numberformat='{"1":2,"2":"0.00","3":1}' data-sheets-value='{"1":3,"3":2.9}' style="overflow:hidden;padding:0px 3px 0px 3px;vertical-align:bottom;text-align:center;">2.90</td> <td data-sheets-numberformat='{"1":2,"2":"0","3":1}' data-sheets-value='{"1":3,"3":51}' style="overflow:hidden;padding:0px 3px 0px 3px;vertical-align:bottom;text-align:center;">51</td> <td data-sheets-numberformat='{"1":2,"2":"0","3":1}' data-sheets-value='{"1":3,"3":50}' style="overflow:hidden;padding:0px 3px 0px 3px;vertical-align:bottom;text-align:center;">50</td> <td data-sheets-numberformat='{"1":2,"2":"0","3":1}' data-sheets-value='{"1":3,"3":20}' style="border-right:1px solid #000000;overflow:hidden;padding:0px 3px 0px 3px;vertical-align:bottom;text-align:center;">20</td> </tr> <tr style="height:20px;"> <td style="border-left:1px solid #000000;overflow:hidden;padding:0px 3px 0px 3px;vertical-align:bottom;font-weight:bold;"></td> <td data-sheets-value='{"1":2,"2":"Triple-walled"}' style="overflow:hidden;padding:0px 3px 0px 3px;vertical-align:bottom;font-weight:bold;">Triple-walled</td> <td data-sheets-value='{"1":2,"2":"Clear (A/H/H)"}' style="border-right:1px solid #000000;overflow:hidden;padding:0px 3px 0px 3px;vertical-align:bottom;font-weight:bold;">Clear (A/H/H)</td> <td data-sheets-numberformat='{"1":2,"2":"0.00","3":1}' data-sheets-value='{"1":3,"3":1.7}' style="overflow:hidden;padding:0px 3px 0px 3px;vertical-align:bottom;text-align:center;">1.70</td> <td data-sheets-numberformat='{"1":2,"2":"0","3":1}' data-sheets-value='{"1":3,"3":71}' style="overflow:hidden;padding:0px 3px 0px 3px;vertical-align:bottom;text-align:center;">71</td> <td data-sheets-numberformat='{"1":2,"2":"0","3":1}' data-sheets-value='{"1":3,"3":63}' style="overflow:hidden;padding:0px 3px 0px 3px;vertical-align:bottom;text-align:center;">63</td> <td data-sheets-numberformat='{"1":2,"2":"0","3":1}' data-sheets-value='{"1":3,"3":22}' style="border-right:1px solid #000000;overflow:hidden;padding:0px 3px 0px 3px;vertical-align:bottom;text-align:center;">22</td> </tr> <tr style="height:20px;"> <td style="border-left:1px solid #000000;overflow:hidden;padding:0px 3px 0px 3px;vertical-align:bottom;font-weight:bold;"></td> <td data-sheets-value='{"1":2,"2":"Triple-walled"}' style="overflow:hidden;padding:0px 3px 0px 3px;vertical-align:bottom;font-weight:bold;">Triple-walled</td> <td data-sheets-value='{"1":2,"2":"Opal (A/O/O)"}' style="border-right:1px solid #000000;overflow:hidden;padding:0px 3px 0px 3px;vertical-align:bottom;font-weight:bold;">Opal (A/O/O)</td> <td data-sheets-numberformat='{"1":2,"2":"0.00","3":1}' data-sheets-value='{"1":3,"3":1.7}' style="overflow:hidden;padding:0px 3px 0px 3px;vertical-align:bottom;text-align:center;">1.70</td> <td data-sheets-numberformat='{"1":2,"2":"0","3":1}' data-sheets-value='{"1":3,"3":61}' style="overflow:hidden;padding:0px 3px 0px 3px;vertical-align:bottom;text-align:center;">61</td> <td data-sheets-numberformat='{"1":2,"2":"0","3":1}' data-sheets-value='{"1":3,"3":48}' style="overflow:hidden;padding:0px 3px 0px 3px;vertical-align:bottom;text-align:center;">48</td> <td data-sheets-numberformat='{"1":2,"2":"0","3":1}' data-sheets-value='{"1":3,"3":22}' style="border-right:1px solid #000000;overflow:hidden;padding:0px 3px 0px 3px;vertical-align:bottom;text-align:center;">22</td> </tr> <tr style="height:20px;"> <td style="border-left:1px solid #000000;overflow:hidden;padding:0px 3px 0px 3px;vertical-align:bottom;font-weight:bold;"></td> <td data-sheets-value='{"1":2,"2":"Four-walled"}' style="overflow:hidden;padding:0px 3px 0px 3px;vertical-align:bottom;font-weight:bold;">Four-walled</td> <td data-sheets-value='{"1":2,"2":"Clear (A/H/H/H)"}' style="border-right:1px solid #000000;overflow:hidden;padding:0px 3px 0px 3px;vertical-align:bottom;font-weight:bold;">Clear (A/H/H/H)</td> <td data-sheets-numberformat='{"1":2,"2":"0.00","3":1}' data-sheets-value='{"1":3,"3":1.28}' style="overflow:hidden;padding:0px 3px 0px 3px;vertical-align:bottom;text-align:center;">1.28</td> <td data-sheets-numberformat='{"1":2,"2":"0","3":1}' data-sheets-value='{"1":3,"3":64}' style="overflow:hidden;padding:0px 3px 0px 3px;vertical-align:bottom;text-align:center;">64</td> <td data-sheets-numberformat='{"1":2,"2":"0","3":1}' data-sheets-value='{"1":3,"3":52}' style="overflow:hidden;padding:0px 3px 0px 3px;vertical-align:bottom;text-align:center;">52</td> <td data-sheets-numberformat='{"1":2,"2":"0","3":1}' data-sheets-value='{"1":3,"3":23}' style="border-right:1px solid #000000;overflow:hidden;padding:0px 3px 0px 3px;vertical-align:bottom;text-align:center;">23</td> </tr> <tr style="height:20px;"> <td style="border-bottom:1px solid #000000;border-left:1px solid #000000;overflow:hidden;padding:0px 3px 0px 3px;vertical-align:bottom;"></td> <td data-sheets-value='{"1":2,"2":"Four-walled"}' style="border-bottom:1px solid #000000;overflow:hidden;padding:0px 3px 0px 3px;vertical-align:bottom;font-weight:bold;">Four-walled</td> <td data-sheets-value='{"1":2,"2":"Opal (A/H/O/H)"}' style="border-right:1px solid #000000;border-bottom:1px solid #000000;overflow:hidden;padding:0px 3px 0px 3px;vertical-align:bottom;font-weight:bold;">Opal (A/H/O/H)</td> <td data-sheets-numberformat='{"1":2,"2":"0.00","3":1}' data-sheets-value='{"1":3,"3":1.28}' style="border-bottom:1px solid #000000;overflow:hidden;padding:0px 3px 0px 3px;vertical-align:bottom;text-align:center;">1.28</td> <td data-sheets-numberformat='{"1":2,"2":"0","3":1}' data-sheets-value='{"1":3,"3":59}' style="border-bottom:1px solid #000000;overflow:hidden;padding:0px 3px 0px 3px;vertical-align:bottom;text-align:center;">59</td> <td data-sheets-numberformat='{"1":2,"2":"0","3":1}' data-sheets-value='{"1":3,"3":46}' style="border-bottom:1px solid #000000;overflow:hidden;padding:0px 3px 0px 3px;vertical-align:bottom;text-align:center;">46</td> <td data-sheets-numberformat='{"1":2,"2":"0","3":1}' data-sheets-value='{"1":3,"3":23}' style="border-right:1px solid #000000;border-bottom:1px solid #000000;overflow:hidden;padding:0px 3px 0px 3px;vertical-align:bottom;text-align:center;">23</td> </tr> <tr style="height:20px;"> <td data-sheets-value='{"1":2,"2":"Polycarbonate"}' style="border-left:1px solid #000000;overflow:hidden;padding:0px 3px 0px 3px;vertical-align:bottom;font-weight:bold;">Polycarbonate</td> <td data-sheets-value='{"1":2,"2":"Single-walled"}' style="overflow:hidden;padding:0px 3px 0px 3px;vertical-align:bottom;font-weight:bold;">Single-walled</td> <td data-sheets-value='{"1":2,"2":"Heatstop Opal (T)"}' style="border-right:1px solid #000000;overflow:hidden;padding:0px 3px 0px 3px;vertical-align:bottom;font-weight:bold;">Heatstop Opal (T)</td> <td data-sheets-numberformat='{"1":2,"2":"0.00","3":1}' data-sheets-value='{"1":3,"3":5.17}' style="overflow:hidden;padding:0px 3px 0px 3px;vertical-align:bottom;text-align:center;">5.17</td> <td data-sheets-numberformat='{"1":2,"2":"0","3":1}' data-sheets-value='{"1":3,"3":49}' style="overflow:hidden;padding:0px 3px 0px 3px;vertical-align:bottom;text-align:center;">49</td> <td data-sheets-numberformat='{"1":2,"2":"0","3":1}' data-sheets-value='{"1":3,"3":59}' style="overflow:hidden;padding:0px 3px 0px 3px;vertical-align:bottom;text-align:center;">59</td> <td data-sheets-numberformat='{"1":2,"2":"0","3":1}' data-sheets-value='{"1":2,"2":"-"}' style="border-right:1px solid #000000;overflow:hidden;padding:0px 3px 0px 3px;vertical-align:bottom;text-align:center;">-</td> </tr> <tr style="height:20px;"> <td data-sheets-value='{"1":2,"2":"Heatstop PC"}' style="border-left:1px solid #000000;overflow:hidden;padding:0px 3px 0px 3px;vertical-align:bottom;font-weight:bold;">Heatstop PC</td> <td data-sheets-value='{"1":2,"2":"Double-walled"}' style="overflow:hidden;padding:0px 3px 0px 3px;vertical-align:bottom;font-weight:bold;">Double-walled</td> <td data-sheets-value='{"1":2,"2":"Clear (T/H)"}' style="border-right:1px solid #000000;overflow:hidden;padding:0px 3px 0px 3px;vertical-align:bottom;font-weight:bold;">Clear (T/H)</td> <td data-sheets-numberformat='{"1":2,"2":"0.00","3":1}' data-sheets-value='{"1":3,"3":2.9}' style="overflow:hidden;padding:0px 3px 0px 3px;vertical-align:bottom;text-align:center;">2.90</td> <td data-sheets-numberformat='{"1":2,"2":"0","3":1}' data-sheets-value='{"1":3,"3":44}' style="overflow:hidden;padding:0px 3px 0px 3px;vertical-align:bottom;text-align:center;">44</td> <td data-sheets-numberformat='{"1":2,"2":"0","3":1}' data-sheets-value='{"1":3,"3":51}' style="overflow:hidden;padding:0px 3px 0px 3px;vertical-align:bottom;text-align:center;">51</td> <td data-sheets-numberformat='{"1":2,"2":"0","3":1}' data-sheets-value='{"1":3,"3":20}' style="border-right:1px solid #000000;overflow:hidden;padding:0px 3px 0px 3px;vertical-align:bottom;text-align:center;">20</td> </tr> <tr style="height:20px;"> <td style="border-left:1px solid #000000;overflow:hidden;padding:0px 3px 0px 3px;vertical-align:bottom;font-weight:bold;"></td> <td data-sheets-value='{"1":2,"2":"Double-walled"}' style="overflow:hidden;padding:0px 3px 0px 3px;vertical-align:bottom;font-weight:bold;">Double-walled</td> <td data-sheets-value='{"1":2,"2":"Opal (T/O)"}' style="border-right:1px solid #000000;overflow:hidden;padding:0px 3px 0px 3px;vertical-align:bottom;font-weight:bold;">Opal (T/O)</td> <td data-sheets-numberformat='{"1":2,"2":"0.00","3":1}' data-sheets-value='{"1":3,"3":2.9}' style="overflow:hidden;padding:0px 3px 0px 3px;vertical-align:bottom;text-align:center;">2.90</td> <td data-sheets-numberformat='{"1":2,"2":"0","3":1}' data-sheets-value='{"1":3,"3":41}' style="overflow:hidden;padding:0px 3px 0px 3px;vertical-align:bottom;text-align:center;">41</td> <td data-sheets-numberformat='{"1":2,"2":"0","3":1}' data-sheets-value='{"1":3,"3":45}' style="overflow:hidden;padding:0px 3px 0px 3px;vertical-align:bottom;text-align:center;">45</td> <td data-sheets-numberformat='{"1":2,"2":"0","3":1}' data-sheets-value='{"1":3,"3":20}' style="border-right:1px solid #000000;overflow:hidden;padding:0px 3px 0px 3px;vertical-align:bottom;text-align:center;">20</td> </tr> <tr style="height:20px;"> <td style="border-left:1px solid #000000;overflow:hidden;padding:0px 3px 0px 3px;vertical-align:bottom;font-weight:bold;"></td> <td data-sheets-value='{"1":2,"2":"Triple-walled"}' style="overflow:hidden; | skylux-160-ce-met-koepel-en-pvc-opstand-30-20-met-lm-motor-en-windvang-0700-x-1500-mm | 8586038837581 | 46872371396941
Smoke and heat exhaust (SHEV) | SHE system | Skylux | Skylux 160° CE with skylight and PVC curb 30/20 with LM-actuator and spoiler 0750 x 1050 mm |  | 50508 | 5412970505082 | 3776.45 | Yes | 30-45 | 66.11 | 750 x 1050 mm | 1050 | 750 |  | PVC 30/20 (30 cm high & roof opening = 20 cm larger than daylight size) | Rectangular | 5.17 W/m²K - 1.28 W/m²K | 87% - 32% | 90% - 32% | 20dB - 23dB | 160° CE (for industry) | skylight | with spoiler | E | Single actuator | Maximum four-walled skylight possible for this product | Ut-value LT-value g-value Rw-value EN 1873 : 2014 EN ISO 13468 EN 16153 EN 410 EN 410 EN ISO 140-3 Material Walls Shells (W/m²K) (%) (%) (dB) Acrylic Single-walled Clear (H) 5.17 90 87 - PMMA Single-walled Opal (O) 5.17 83 76 - Double-walled Clear (H/H) 2.90 81 75 20 Double-walled Opal (O/O) 2.90 69 58 20 Triple-walled Clear (H/H/H) 1.70 73 65 22 Triple-walled Opal (O/H/O) 1.70 62 51 22 Four-walled Clear (H/H/H/H) 1.28 64 54 23 Four-walled Opal (H/H/O/H) 1.28 59 48 23 Polycarbonate Single-walled Clear (A) 5.17 88 83 - PC Single-walled Opal (D) 5.17 58 60 - Double-walled Clear (A/H) 2.90 79 72 20 Double-walled Clear (A/A) 2.90 77 69 20 Double-walled Opal (A/O) 2.90 73 63 20 Double-walled Opal (A/D) 2.90 51 50 20 Triple-walled Clear (A/H/H) 1.70 71 63 22 Triple-walled Opal (A/O/O) 1.70 61 48 22 Four-walled Clear (A/H/H/H) 1.28 64 52 23 Four-walled Opal (A/H/O/H) 1.28 59 46 23 Polycarbonate Single-walled Heatstop Opal (T) 5.17 49 59 - Heatstop PC Double-walled Clear (T/H) 2.90 44 51 20 Double-walled Opal (T/O) 2.90 41 45 20 Triple-walled Clear (T/H/H) 1.70 40 <td data-sheets-numberformat='{"1":2,"2":"0","3":1}' data-sheets-value='{"1":3,"3":44}' style="overflow:hidden;paddin | https://skylux.eu/en/products/skylux-160-ce-met-koepel-en-pvc-opstand-30-20-met-lm-motor-en-windvang-0750-x-1050-mm | https://skylux.eu/cdn/shop/files/Skylux-160deg-CE-met-koepel-en-pvc-opstand-3020-met-LM-motor-en-windvang-0750-x-1050-mm-RWA-systeem.jpg?v=1702981369&width=1600 | https://skylux.eu/cdn/shop/files/e5a82811-1bb0-48e4-a776-cacb59c7c092_91bd5021-683f-449e-83a1-ccefa41b2852.jpg?v=1688551362&width=1600 | //skylux.eu/cdn/shop/files/E_MH_Mounting_instructions_Skylux_160_CE_LM.pdf?v=12406716259046007223 | //skylux.eu/cdn/shop/files/E_TD_Technical_File_Skylux_Skylux_160_CE_Electric.pdf?v=3667116872303399239 | <style type="text/css" id="isPasted"> <!--td { border: 1px solid #cccccc; } br { mso-data-placement: same-cell; } --> </style> <table border="1" cellpadding="0" cellspacing="0" dir="ltr" style="table-layout:fixed;font-size:10pt;font-family:Arial;border-collapse:collapse;border:none;"><tbody> <tr style="height:20px;"> <td style="overflow:hidden;padding:0px 3px 0px 3px;vertical-align:bottom;"></td> <td style="overflow:hidden;padding:0px 3px 0px 3px;vertical-align:bottom;"></td> <td style="overflow:hidden;padding:0px 3px 0px 3px;vertical-align:bottom;"></td> <td data-sheets-value='{"1":2,"2":"Ut-value"}' style="overflow:hidden;padding:0px 3px 0px 3px;vertical-align:bottom;font-weight:bold;text-align:center;">Ut-value</td> <td data-sheets-value='{"1":2,"2":"LT-value"}' style="overflow:hidden;padding:0px 3px 0px 3px;vertical-align:bottom;font-weight:bold;text-align:center;">LT-value</td> <td data-sheets-value='{"1":2,"2":"g-value"}' style="overflow:hidden;padding:0px 3px 0px 3px;vertical-align:bottom;font-weight:bold;text-align:center;">g-value</td> <td data-sheets-value='{"1":2,"2":"Rw-value "}' style="overflow:hidden;padding:0px 3px 0px 3px;vertical-align:bottom;font-weight:bold;text-align:center;">Rw-value </td> </tr> <tr style="height:20px;"> <td style="overflow:hidden;padding:0px 3px 0px 3px;vertical-align:bottom;"></td> <td style="overflow:hidden;padding:0px 3px 0px 3px;vertical-align:bottom;"></td> <td style="overflow:hidden;padding:0px 3px 0px 3px;vertical-align:bottom;"></td> <td data-sheets-numberformat='{"1":2,"2":"0.00","3":1}' data-sheets-value='{"1":2,"2":"EN 1873 : 2014"}' style="overflow:hidden;padding:0px 3px 0px 3px;vertical-align:bottom;text-align:center;">EN 1873 : 2014</td> <td data-sheets-numberformat='{"1":2,"2":"0","3":1}' data-sheets-value='{"1":2,"2":"EN ISO 13468 EN 16153 EN 410"}' style="overflow:hidden;padding:0px 3px 0px 3px;vertical-align:bottom;text-align:center;">EN ISO 13468 EN 16153 EN 410</td> <td data-sheets-numberformat='{"1":2,"2":"0","3":1}' data-sheets-value='{"1":2,"2":"EN 410"}' style="overflow:hidden;padding:0px 3px 0px 3px;vertical-align:bottom;text-align:center;">EN 410</td> <td data-sheets-value='{"1":2,"2":"EN ISO 140-3\t\t"}' style="overflow:hidden;padding:0px 3px 0px 3px;vertical-align:bottom;text-align:center;">EN ISO 140-3 </td> </tr> <tr style="height:20px;"> <td data-sheets-value='{"1":2,"2":"Material"}' style="border-bottom:1px solid #000000;overflow:hidden;padding:0px 3px 0px 3px;vertical-align:bottom;background-color:#000000;font-weight:bold;color:#ffffff;">Material</td> <td data-sheets-value='{"1":2,"2":"Walls"}' style="border-bottom:1px solid #000000;overflow:hidden;padding:0px 3px 0px 3px;vertical-align:bottom;background-color:#000000;font-weight:bold;color:#ffffff;">Walls</td> <td data-sheets-value='{"1":2,"2":"Shells"}' style="border-bottom:1px solid #000000;overflow:hidden;padding:0px 3px 0px 3px;vertical-align:bottom;background-color:#000000;font-weight:bold;color:#ffffff;">Shells</td> <td data-sheets-numberformat='{"1":2,"2":"0.00","3":1}' data-sheets-value='{"1":2,"2":"(W/m²K)\t"}' style="border-bottom:1px solid #000000;overflow:hidden;padding:0px 3px 0px 3px;vertical-align:bottom;background-color:#000000;font-weight:bold;color:#ffffff;text-align:center;">(W/m²K) </td> <td data-sheets-numberformat='{"1":2,"2":"0","3":1}' data-sheets-value='{"1":2,"2":"(%)"}' style="border-bottom:1px solid #000000;overflow:hidden;padding:0px 3px 0px 3px;vertical-align:bottom;background-color:#000000;font-weight:bold;color:#ffffff;text-align:center;">(%)</td> <td data-sheets-numberformat='{"1":2,"2":"0","3":1}' data-sheets-value='{"1":2,"2":"(%)"}' style="border-bottom:1px solid #000000;overflow:hidden;padding:0px 3px 0px 3px;vertical-align:bottom;background-color:#000000;font-weight:bold;color:#ffffff;text-align:center;">(%)</td> <td data-sheets-value='{"1":2,"2":"(dB)"}' style="border-bottom:1px solid #000000;overflow:hidden;padding:0px 3px 0px 3px;vertical-align:bottom;background-color:#000000;font-weight:bold;color:#ffffff;text-align:center;">(dB)</td> </tr> <tr style="height:20px;"> <td data-sheets-value='{"1":2,"2":"Acrylic"}' style="border-left:1px solid #000000;overflow:hidden;padding:0px 3px 0px 3px;vertical-align:bottom;font-weight:bold;">Acrylic</td> <td data-sheets-value='{"1":2,"2":"Single-walled"}' style="overflow:hidden;padding:0px 3px 0px 3px;vertical-align:bottom;font-weight:bold;">Single-walled</td> <td data-sheets-value='{"1":2,"2":"Clear (H)"}' style="border-right:1px solid #000000;overflow:hidden;padding:0px 3px 0px 3px;vertical-align:bottom;font-weight:bold;">Clear (H)</td> <td data-sheets-numberformat='{"1":2,"2":"0.00","3":1}' data-sheets-value='{"1":3,"3":5.17}' style="overflow:hidden;padding:0px 3px 0px 3px;vertical-align:bottom;text-align:center;">5.17</td> <td data-sheets-numberformat='{"1":2,"2":"0","3":1}' data-sheets-value='{"1":3,"3":90}' style="overflow:hidden;padding:0px 3px 0px 3px;vertical-align:bottom;text-align:center;">90</td> <td data-sheets-numberformat='{"1":2,"2":"0","3":1}' data-sheets-value='{"1":3,"3":87}' style="overflow:hidden;padding:0px 3px 0px 3px;vertical-align:bottom;text-align:center;">87</td> <td data-sheets-numberformat='{"1":2,"2":"0","3":1}' data-sheets-value='{"1":2,"2":"-"}' style="border-right:1px solid #000000;overflow:hidden;padding:0px 3px 0px 3px;vertical-align:bottom;text-align:center;">-</td> </tr> <tr style="height:20px;"> <td data-sheets-value='{"1":2,"2":"PMMA"}' style="border-left:1px solid #000000;overflow:hidden;padding:0px 3px 0px 3px;vertical-align:bottom;font-weight:bold;">PMMA</td> <td data-sheets-value='{"1":2,"2":"Single-walled"}' style="overflow:hidden;padding:0px 3px 0px 3px;vertical-align:bottom;font-weight:bold;">Single-walled</td> <td data-sheets-value='{"1":2,"2":"Opal (O)"}' style="border-right:1px solid #000000;overflow:hidden;padding:0px 3px 0px 3px;vertical-align:bottom;font-weight:bold;">Opal (O)</td> <td data-sheets-numberformat='{"1":2,"2":"0.00","3":1}' data-sheets-value='{"1":3,"3":5.17}' style="overflow:hidden;padding:0px 3px 0px 3px;vertical-align:bottom;text-align:center;">5.17</td> <td data-sheets-numberformat='{"1":2,"2":"0","3":1}' data-sheets-value='{"1":3,"3":83}' style="overflow:hidden;padding:0px 3px 0px 3px;vertical-align:bottom;text-align:center;">83</td> <td data-sheets-numberformat='{"1":2,"2":"0","3":1}' data-sheets-value='{"1":3,"3":76}' style="overflow:hidden;padding:0px 3px 0px 3px;vertical-align:bottom;text-align:center;">76</td> <td data-sheets-numberformat='{"1":2,"2":"0","3":1}' data-sheets-value='{"1":2,"2":"-"}' style="border-right:1px solid #000000;overflow:hidden;padding:0px 3px 0px 3px;vertical-align:bottom;text-align:center;">-</td> </tr> <tr style="height:20px;"> <td style="border-left:1px solid #000000;overflow:hidden;padding:0px 3px 0px 3px;vertical-align:bottom;font-weight:bold;"></td> <td data-sheets-value='{"1":2,"2":"Double-walled"}' style="overflow:hidden;padding:0px 3px 0px 3px;vertical-align:bottom;font-weight:bold;">Double-walled</td> <td data-sheets-value='{"1":2,"2":"Clear (H/H)"}' style="border-right:1px solid #000000;overflow:hidden;padding:0px 3px 0px 3px;vertical-align:bottom;font-weight:bold;">Clear (H/H)</td> <td data-sheets-numberformat='{"1":2,"2":"0.00","3":1}' data-sheets-value='{"1":3,"3":2.9}' style="overflow:hidden;padding:0px 3px 0px 3px;vertical-align:bottom;text-align:center;">2.90</td> <td data-sheets-numberformat='{"1":2,"2":"0","3":1}' data-sheets-value='{"1":3,"3":81}' style="overflow:hidden;padding:0px 3px 0px 3px;vertical-align:bottom;text-align:center;">81</td> <td data-sheets-numberformat='{"1":2,"2":"0","3":1}' data-sheets-value='{"1":3,"3":75}' style="overflow:hidden;padding:0px 3px 0px 3px;vertical-align:bottom;text-align:center;">75</td> <td data-sheets-numberformat='{"1":2,"2":"0","3":1}' data-sheets-value='{"1":3,"3":20}' style="border-right:1px solid #000000;overflow:hidden;padding:0px 3px 0px 3px;vertical-align:bottom;text-align:center;">20</td> </tr> <tr style="height:20px;"> <td style="border-left:1px solid #000000;overflow:hidden;padding:0px 3px 0px 3px;vertical-align:bottom;font-weight:bold;"></td> <td data-sheets-value='{"1":2,"2":"Double-walled"}' style="overflow:hidden;padding:0px 3px 0px 3px;vertical-align:bottom;font-weight:bold;">Double-walled</td> <td data-sheets-value='{"1":2,"2":"Opal (O/O)"}' style="border-right:1px solid #000000;overflow:hidden;padding:0px 3px 0px 3px;vertical-align:bottom;font-weight:bold;">Opal (O/O)</td> <td data-sheets-numberformat='{"1":2,"2":"0.00","3":1}' data-sheets-value='{"1":3,"3":2.9}' style="overflow:hidden;padding:0px 3px 0px 3px;vertical-align:bottom;text-align:center;">2.90</td> <td data-sheets-numberformat='{"1":2,"2":"0","3":1}' data-sheets-value='{"1":3,"3":69}' style="overflow:hidden;padding:0px 3px 0px 3px;vertical-align:bottom;text-align:center;">69</td> <td data-sheets-numberformat='{"1":2,"2":"0","3":1}' data-sheets-value='{"1":3,"3":58}' style="overflow:hidden;padding:0px 3px 0px 3px;vertical-align:bottom;text-align:center;">58</td> <td data-sheets-numberformat='{"1":2,"2":"0","3":1}' data-sheets-value='{"1":3,"3":20}' style="border-right:1px solid #000000;overflow:hidden;padding:0px 3px 0px 3px;vertical-align:bottom;text-align:center;">20</td> </tr> <tr style="height:20px;"> <td style="border-left:1px solid #000000;overflow:hidden;padding:0px 3px 0px 3px;vertical-align:bottom;font-weight:bold;"></td> <td data-sheets-value='{"1":2,"2":"Triple-walled"}' style="overflow:hidden;padding:0px 3px 0px 3px;vertical-align:bottom;font-weight:bold;">Triple-walled</td> <td data-sheets-value='{"1":2,"2":"Clear (H/H/H)"}' style="border-right:1px solid #000000;overflow:hidden;padding:0px 3px 0px 3px;vertical-align:bottom;font-weight:bold;">Clear (H/H/H)</td> <td data-sheets-numberformat='{"1":2,"2":"0.00","3":1}' data-sheets-value='{"1":3,"3":1.7}' style="overflow:hidden;padding:0px 3px 0px 3px;vertical-align:bottom;text-align:center;">1.70</td> <td data-sheets-numberformat='{"1":2,"2":"0","3":1}' data-sheets-value='{"1":3,"3":73}' style="overflow:hidden;padding:0px 3px 0px 3px;vertical-align:bottom;text-align:center;">73</td> <td data-sheets-numberformat='{"1":2,"2":"0","3":1}' data-sheets-value='{"1":3,"3":65}' style="overflow:hidden;padding:0px 3px 0px 3px;vertical-align:bottom;text-align:center;">65</td> <td data-sheets-numberformat='{"1":2,"2":"0","3":1}' data-sheets-value='{"1":3,"3":22}' style="border-right:1px solid #000000;overflow:hidden;padding:0px 3px 0px 3px;vertical-align:bottom;text-align:center;">22</td> </tr> <tr style="height:20px;"> <td style="border-left:1px solid #000000;overflow:hidden;padding:0px 3px 0px 3px;vertical-align:bottom;font-weight:bold;"></td> <td data-sheets-value='{"1":2,"2":"Triple-walled"}' style="overflow:hidden;padding:0px 3px 0px 3px;vertical-align:bottom;font-weight:bold;">Triple-walled</td> <td data-sheets-value='{"1":2,"2":"Opal (O/H/O)"}' style="border-right:1px solid #000000;overflow:hidden;padding:0px 3px 0px 3px;vertical-align:bottom;font-weight:bold;">Opal (O/H/O)</td> <td data-sheets-numberformat='{"1":2,"2":"0.00","3":1}' data-sheets-value='{"1":3,"3":1.7}' style="overflow:hidden;padding:0px 3px 0px 3px;vertical-align:bottom;text-align:center;">1.70</td> <td data-sheets-numberformat='{"1":2,"2":"0","3":1}' data-sheets-value='{"1":3,"3":62}' style="overflow:hidden;padding:0px 3px 0px 3px;vertical-align:bottom;text-align:center;">62</td> <td data-sheets-numberformat='{"1":2,"2":"0","3":1}' data-sheets-value='{"1":3,"3":51}' style="overflow:hidden;padding:0px 3px 0px 3px;vertical-align:bottom;text-align:center;">51</td> <td data-sheets-numberformat='{"1":2,"2":"0","3":1}' data-sheets-value='{"1":3,"3":22}' style="border-right:1px solid #000000;overflow:hidden;padding:0px 3px 0px 3px;vertical-align:bottom;text-align:center;">22</td> </tr> <tr style="height:20px;"> <td style="border-left:1px solid #000000;overflow:hidden;padding:0px 3px 0px 3px;vertical-align:bottom;font-weight:bold;"></td> <td data-sheets-value='{"1":2,"2":"Four-walled"}' style="overflow:hidden;padding:0px 3px 0px 3px;vertical-align:bottom;font-weight:bold;">Four-walled</td> <td data-sheets-value='{"1":2,"2":"Clear (H/H/H/H)"}' style="border-right:1px solid #000000;overflow:hidden;padding:0px 3px 0px 3px;vertical-align:bottom;font-weight:bold;">Clear (H/H/H/H)</td> <td data-sheets-numberformat='{"1":2,"2":"0.00","3":1}' data-sheets-value='{"1":3,"3":1.28}' style="overflow:hidden;padding:0px 3px 0px 3px;vertical-align:bottom;text-align:center;">1.28</td> <td data-sheets-numberformat='{"1":2,"2":"0","3":1}' data-sheets-value='{"1":3,"3":64}' style="overflow:hidden;padding:0px 3px 0px 3px;vertical-align:bottom;text-align:center;">64</td> <td data-sheets-numberformat='{"1":2,"2":"0","3":1}' data-sheets-value='{"1":3,"3":54}' style="overflow:hidden;padding:0px 3px 0px 3px;vertical-align:bottom;text-align:center;">54</td> <td data-sheets-numberformat='{"1":2,"2":"0","3":1}' data-sheets-value='{"1":3,"3":23}' style="border-right:1px solid #000000;overflow:hidden;padding:0px 3px 0px 3px;vertical-align:bottom;text-align:center;">23</td> </tr> <tr style="height:20px;"> <td style="border-bottom:1px solid #000000;border-left:1px solid #000000;overflow:hidden;padding:0px 3px 0px 3px;vertical-align:bottom;"></td> <td data-sheets-value='{"1":2,"2":"Four-walled"}' style="border-bottom:1px solid #000000;overflow:hidden;padding:0px 3px 0px 3px;vertical-align:bottom;font-weight:bold;">Four-walled</td> <td data-sheets-value='{"1":2,"2":"Opal (H/H/O/H)"}' style="border-right:1px solid #000000;border-bottom:1px solid #000000;overflow:hidden;padding:0px 3px 0px 3px;vertical-align:bottom;font-weight:bold;">Opal (H/H/O/H)</td> <td data-sheets-numberformat='{"1":2,"2":"0.00","3":1}' data-sheets-value='{"1":3,"3":1.28}' style="border-bottom:1px solid #000000;overflow:hidden;padding:0px 3px 0px 3px;vertical-align:bottom;text-align:center;">1.28</td> <td data-sheets-numberformat='{"1":2,"2":"0","3":1}' data-sheets-value='{"1":3,"3":59}' style="border-bottom:1px solid #000000;overflow:hidden;padding:0px 3px 0px 3px;vertical-align:bottom;text-align:center;">59</td> <td data-sheets-numberformat='{"1":2,"2":"0","3":1}' data-sheets-value='{"1":3,"3":48}' style="border-bottom:1px solid #000000;overflow:hidden;padding:0px 3px 0px 3px;vertical-align:bottom;text-align:center;">48</td> <td data-sheets-numberformat='{"1":2,"2":"0","3":1}' data-sheets-value='{"1":3,"3":23}' style="border-right:1px solid #000000;border-bottom:1px solid #000000;overflow:hidden;padding:0px 3px 0px 3px;vertical-align:bottom;text-align:center;">23</td> </tr> <tr style="height:20px;"> <td data-sheets-value='{"1":2,"2":"Polycarbonate "}' style="border-left:1px solid #000000;overflow:hidden;padding:0px 3px 0px 3px;vertical-align:bottom;font-weight:bold;">Polycarbonate </td> <td data-sheets-value='{"1":2,"2":"Single-walled"}' style="overflow:hidden;padding:0px 3px 0px 3px;vertical-align:bottom;font-weight:bold;">Single-walled</td> <td data-sheets-value='{"1":2,"2":"Clear (A)"}' style="border-right:1px solid #000000;overflow:hidden;padding:0px 3px 0px 3px;vertical-align:bottom;font-weight:bold;">Clear (A)</td> <td data-sheets-numberformat='{"1":2,"2":"0.00","3":1}' data-sheets-value='{"1":3,"3":5.17}' style="overflow:hidden;padding:0px 3px 0px 3px;vertical-align:bottom;text-align:center;">5.17</td> <td data-sheets-numberformat='{"1":2,"2":"0","3":1}' data-sheets-value='{"1":3,"3":88}' style="overflow:hidden;padding:0px 3px 0px 3px;vertical-align:bottom;text-align:center;">88</td> <td data-sheets-numberformat='{"1":2,"2":"0","3":1}' data-sheets-value='{"1":3,"3":83}' style="overflow:hidden;padding:0px 3px 0px 3px;vertical-align:bottom;text-align:center;">83</td> <td data-sheets-numberformat='{"1":2,"2":"0","3":1}' data-sheets-value='{"1":2,"2":"-"}' style="border-right:1px solid #000000;overflow:hidden;padding:0px 3px 0px 3px;vertical-align:bottom;text-align:center;">-</td> </tr> <tr style="height:20px;"> <td data-sheets-value='{"1":2,"2":"PC"}' style="border-left:1px solid #000000;overflow:hidden;padding:0px 3px 0px 3px;vertical-align:bottom;font-weight:bold;">PC</td> <td data-sheets-value='{"1":2,"2":"Single-walled"}' style="overflow:hidden;padding:0px 3px 0px 3px;vertical-align:bottom;font-weight:bold;">Single-walled</td> <td data-sheets-value='{"1":2,"2":"Opal (D)"}' style="border-right:1px solid #000000;overflow:hidden;padding:0px 3px 0px 3px;vertical-align:bottom;font-weight:bold;">Opal (D)</td> <td data-sheets-numberformat='{"1":2,"2":"0.00","3":1}' data-sheets-value='{"1":3,"3":5.17}' style="overflow:hidden;padding:0px 3px 0px 3px;vertical-align:bottom;text-align:center;">5.17</td> <td data-sheets-numberformat='{"1":2,"2":"0","3":1}' data-sheets-value='{"1":3,"3":58}' style="overflow:hidden;padding:0px 3px 0px 3px;vertical-align:bottom;text-align:center;">58</td> <td data-sheets-numberformat='{"1":2,"2":"0","3":1}' data-sheets-value='{"1":3,"3":60}' style="overflow:hidden;padding:0px 3px 0px 3px;vertical-align:bottom;text-align:center;">60</td> <td data-sheets-numberformat='{"1":2,"2":"0","3":1}' data-sheets-value='{"1":2,"2":"-"}' style="border-right:1px solid #000000;overflow:hidden;padding:0px 3px 0px 3px;vertical-align:bottom;text-align:center;">-</td> </tr> <tr style="height:20px;"> <td style="border-left:1px solid #000000;overflow:hidden;padding:0px 3px 0px 3px;vertical-align:bottom;font-weight:bold;"></td> <td data-sheets-value='{"1":2,"2":"Double-walled"}' style="overflow:hidden;padding:0px 3px 0px 3px;vertical-align:bottom;font-weight:bold;">Double-walled</td> <td data-sheets-value='{"1":2,"2":"Clear (A/H)"}' style="border-right:1px solid #000000;overflow:hidden;padding:0px 3px 0px 3px;vertical-align:bottom;font-weight:bold;">Clear (A/H)</td> <td data-sheets-numberformat='{"1":2,"2":"0.00","3":1}' data-sheets-value='{"1":3,"3":2.9}' style="overflow:hidden;padding:0px 3px 0px 3px;vertical-align:bottom;text-align:center;">2.90</td> <td data-sheets-numberformat='{"1":2,"2":"0","3":1}' data-sheets-value='{"1":3,"3":79}' style="overflow:hidden;padding:0px 3px 0px 3px;vertical-align:bottom;text-align:center;">79</td> <td data-sheets-numberformat='{"1":2,"2":"0","3":1}' data-sheets-value='{"1":3,"3":72}' style="overflow:hidden;padding:0px 3px 0px 3px;vertical-align:bottom;text-align:center;">72</td> <td data-sheets-numberformat='{"1":2,"2":"0","3":1}' data-sheets-value='{"1":3,"3":20}' style="border-right:1px solid #000000;overflow:hidden;padding:0px 3px 0px 3px;vertical-align:bottom;text-align:center;">20</td> </tr> <tr style="height:20px;"> <td style="border-left:1px solid #000000;overflow:hidden;padding:0px 3px 0px 3px;vertical-align:bottom;font-weight:bold;"></td> <td data-sheets-value='{"1":2,"2":"Double-walled"}' style="overflow:hidden;padding:0px 3px 0px 3px;vertical-align:bottom;font-weight:bold;">Double-walled</td> <td data-sheets-value='{"1":2,"2":"Clear (A/A)"}' style="border-right:1px solid #000000;overflow:hidden;padding:0px 3px 0px 3px;vertical-align:bottom;font-weight:bold;">Clear (A/A)</td> <td data-sheets-numberformat='{"1":2,"2":"0.00","3":1}' data-sheets-value='{"1":3,"3":2.9}' style="overflow:hidden;padding:0px 3px 0px 3px;vertical-align:bottom;text-align:center;">2.90</td> <td data-sheets-numberformat='{"1":2,"2":"0","3":1}' data-sheets-value='{"1":3,"3":77}' style="overflow:hidden;padding:0px 3px 0px 3px;vertical-align:bottom;text-align:center;">77</td> <td data-sheets-numberformat='{"1":2,"2":"0","3":1}' data-sheets-value='{"1":3,"3":69}' style="overflow:hidden;padding:0px 3px 0px 3px;vertical-align:bottom;text-align:center;">69</td> <td data-sheets-numberformat='{"1":2,"2":"0","3":1}' data-sheets-value='{"1":3,"3":20}' style="border-right:1px solid #000000;overflow:hidden;padding:0px 3px 0px 3px;vertical-align:bottom;text-align:center;">20</td> </tr> <tr style="height:20px;"> <td style="border-left:1px solid #000000;overflow:hidden;padding:0px 3px 0px 3px;vertical-align:bottom;font-weight:bold;"></td> <td data-sheets-value='{"1":2,"2":"Double-walled"}' style="overflow:hidden;padding:0px 3px 0px 3px;vertical-align:bottom;font-weight:bold;">Double-walled</td> <td data-sheets-value='{"1":2,"2":"Opal (A/O)"}' style="border-right:1px solid #000000;overflow:hidden;padding:0px 3px 0px 3px;vertical-align:bottom;font-weight:bold;">Opal (A/O)</td> <td data-sheets-numberformat='{"1":2,"2":"0.00","3":1}' data-sheets-value='{"1":3,"3":2.9}' style="overflow:hidden;padding:0px 3px 0px 3px;vertical-align:bottom;text-align:center;">2.90</td> <td data-sheets-numberformat='{"1":2,"2":"0","3":1}' data-sheets-value='{"1":3,"3":73}' style="overflow:hidden;padding:0px 3px 0px 3px;vertical-align:bottom;text-align:center;">73</td> <td data-sheets-numberformat='{"1":2,"2":"0","3":1}' data-sheets-value='{"1":3,"3":63}' style="overflow:hidden;padding:0px 3px 0px 3px;vertical-align:bottom;text-align:center;">63</td> <td data-sheets-numberformat='{"1":2,"2":"0","3":1}' data-sheets-value='{"1":3,"3":20}' style="border-right:1px solid #000000;overflow:hidden;padding:0px 3px 0px 3px;vertical-align:bottom;text-align:center;">20</td> </tr> <tr style="height:20px;"> <td style="border-left:1px solid #000000;overflow:hidden;padding:0px 3px 0px 3px;vertical-align:bottom;font-weight:bold;"></td> <td data-sheets-value='{"1":2,"2":"Double-walled"}' style="overflow:hidden;padding:0px 3px 0px 3px;vertical-align:bottom;font-weight:bold;">Double-walled</td> <td data-sheets-value='{"1":2,"2":"Opal (A/D)"}' style="border-right:1px solid #000000;overflow:hidden;padding:0px 3px 0px 3px;vertical-align:bottom;font-weight:bold;">Opal (A/D)</td> <td data-sheets-numberformat='{"1":2,"2":"0.00","3":1}' data-sheets-value='{"1":3,"3":2.9}' style="overflow:hidden;padding:0px 3px 0px 3px;vertical-align:bottom;text-align:center;">2.90</td> <td data-sheets-numberformat='{"1":2,"2":"0","3":1}' data-sheets-value='{"1":3,"3":51}' style="overflow:hidden;padding:0px 3px 0px 3px;vertical-align:bottom;text-align:center;">51</td> <td data-sheets-numberformat='{"1":2,"2":"0","3":1}' data-sheets-value='{"1":3,"3":50}' style="overflow:hidden;padding:0px 3px 0px 3px;vertical-align:bottom;text-align:center;">50</td> <td data-sheets-numberformat='{"1":2,"2":"0","3":1}' data-sheets-value='{"1":3,"3":20}' style="border-right:1px solid #000000;overflow:hidden;padding:0px 3px 0px 3px;vertical-align:bottom;text-align:center;">20</td> </tr> <tr style="height:20px;"> <td style="border-left:1px solid #000000;overflow:hidden;padding:0px 3px 0px 3px;vertical-align:bottom;font-weight:bold;"></td> <td data-sheets-value='{"1":2,"2":"Triple-walled"}' style="overflow:hidden;padding:0px 3px 0px 3px;vertical-align:bottom;font-weight:bold;">Triple-walled</td> <td data-sheets-value='{"1":2,"2":"Clear (A/H/H)"}' style="border-right:1px solid #000000;overflow:hidden;padding:0px 3px 0px 3px;vertical-align:bottom;font-weight:bold;">Clear (A/H/H)</td> <td data-sheets-numberformat='{"1":2,"2":"0.00","3":1}' data-sheets-value='{"1":3,"3":1.7}' style="overflow:hidden;padding:0px 3px 0px 3px;vertical-align:bottom;text-align:center;">1.70</td> <td data-sheets-numberformat='{"1":2,"2":"0","3":1}' data-sheets-value='{"1":3,"3":71}' style="overflow:hidden;padding:0px 3px 0px 3px;vertical-align:bottom;text-align:center;">71</td> <td data-sheets-numberformat='{"1":2,"2":"0","3":1}' data-sheets-value='{"1":3,"3":63}' style="overflow:hidden;padding:0px 3px 0px 3px;vertical-align:bottom;text-align:center;">63</td> <td data-sheets-numberformat='{"1":2,"2":"0","3":1}' data-sheets-value='{"1":3,"3":22}' style="border-right:1px solid #000000;overflow:hidden;padding:0px 3px 0px 3px;vertical-align:bottom;text-align:center;">22</td> </tr> <tr style="height:20px;"> <td style="border-left:1px solid #000000;overflow:hidden;padding:0px 3px 0px 3px;vertical-align:bottom;font-weight:bold;"></td> <td data-sheets-value='{"1":2,"2":"Triple-walled"}' style="overflow:hidden;padding:0px 3px 0px 3px;vertical-align:bottom;font-weight:bold;">Triple-walled</td> <td data-sheets-value='{"1":2,"2":"Opal (A/O/O)"}' style="border-right:1px solid #000000;overflow:hidden;padding:0px 3px 0px 3px;vertical-align:bottom;font-weight:bold;">Opal (A/O/O)</td> <td data-sheets-numberformat='{"1":2,"2":"0.00","3":1}' data-sheets-value='{"1":3,"3":1.7}' style="overflow:hidden;padding:0px 3px 0px 3px;vertical-align:bottom;text-align:center;">1.70</td> <td data-sheets-numberformat='{"1":2,"2":"0","3":1}' data-sheets-value='{"1":3,"3":61}' style="overflow:hidden;padding:0px 3px 0px 3px;vertical-align:bottom;text-align:center;">61</td> <td data-sheets-numberformat='{"1":2,"2":"0","3":1}' data-sheets-value='{"1":3,"3":48}' style="overflow:hidden;padding:0px 3px 0px 3px;vertical-align:bottom;text-align:center;">48</td> <td data-sheets-numberformat='{"1":2,"2":"0","3":1}' data-sheets-value='{"1":3,"3":22}' style="border-right:1px solid #000000;overflow:hidden;padding:0px 3px 0px 3px;vertical-align:bottom;text-align:center;">22</td> </tr> <tr style="height:20px;"> <td style="border-left:1px solid #000000;overflow:hidden;padding:0px 3px 0px 3px;vertical-align:bottom;font-weight:bold;"></td> <td data-sheets-value='{"1":2,"2":"Four-walled"}' style="overflow:hidden;padding:0px 3px 0px 3px;vertical-align:bottom;font-weight:bold;">Four-walled</td> <td data-sheets-value='{"1":2,"2":"Clear (A/H/H/H)"}' style="border-right:1px solid #000000;overflow:hidden;padding:0px 3px 0px 3px;vertical-align:bottom;font-weight:bold;">Clear (A/H/H/H)</td> <td data-sheets-numberformat='{"1":2,"2":"0.00","3":1}' data-sheets-value='{"1":3,"3":1.28}' style="overflow:hidden;padding:0px 3px 0px 3px;vertical-align:bottom;text-align:center;">1.28</td> <td data-sheets-numberformat='{"1":2,"2":"0","3":1}' data-sheets-value='{"1":3,"3":64}' style="overflow:hidden;padding:0px 3px 0px 3px;vertical-align:bottom;text-align:center;">64</td> <td data-sheets-numberformat='{"1":2,"2":"0","3":1}' data-sheets-value='{"1":3,"3":52}' style="overflow:hidden;padding:0px 3px 0px 3px;vertical-align:bottom;text-align:center;">52</td> <td data-sheets-numberformat='{"1":2,"2":"0","3":1}' data-sheets-value='{"1":3,"3":23}' style="border-right:1px solid #000000;overflow:hidden;padding:0px 3px 0px 3px;vertical-align:bottom;text-align:center;">23</td> </tr> <tr style="height:20px;"> <td style="border-bottom:1px solid #000000;border-left:1px solid #000000;overflow:hidden;padding:0px 3px 0px 3px;vertical-align:bottom;"></td> <td data-sheets-value='{"1":2,"2":"Four-walled"}' style="border-bottom:1px solid #000000;overflow:hidden;padding:0px 3px 0px 3px;vertical-align:bottom;font-weight:bold;">Four-walled</td> <td data-sheets-value='{"1":2,"2":"Opal (A/H/O/H)"}' style="border-right:1px solid #000000;border-bottom:1px solid #000000;overflow:hidden;padding:0px 3px 0px 3px;vertical-align:bottom;font-weight:bold;">Opal (A/H/O/H)</td> <td data-sheets-numberformat='{"1":2,"2":"0.00","3":1}' data-sheets-value='{"1":3,"3":1.28}' style="border-bottom:1px solid #000000;overflow:hidden;padding:0px 3px 0px 3px;vertical-align:bottom;text-align:center;">1.28</td> <td data-sheets-numberformat='{"1":2,"2":"0","3":1}' data-sheets-value='{"1":3,"3":59}' style="border-bottom:1px solid #000000;overflow:hidden;padding:0px 3px 0px 3px;vertical-align:bottom;text-align:center;">59</td> <td data-sheets-numberformat='{"1":2,"2":"0","3":1}' data-sheets-value='{"1":3,"3":46}' style="border-bottom:1px solid #000000;overflow:hidden;padding:0px 3px 0px 3px;vertical-align:bottom;text-align:center;">46</td> <td data-sheets-numberformat='{"1":2,"2":"0","3":1}' data-sheets-value='{"1":3,"3":23}' style="border-right:1px solid #000000;border-bottom:1px solid #000000;overflow:hidden;padding:0px 3px 0px 3px;vertical-align:bottom;text-align:center;">23</td> </tr> <tr style="height:20px;"> <td data-sheets-value='{"1":2,"2":"Polycarbonate"}' style="border-left:1px solid #000000;overflow:hidden;padding:0px 3px 0px 3px;vertical-align:bottom;font-weight:bold;">Polycarbonate</td> <td data-sheets-value='{"1":2,"2":"Single-walled"}' style="overflow:hidden;padding:0px 3px 0px 3px;vertical-align:bottom;font-weight:bold;">Single-walled</td> <td data-sheets-value='{"1":2,"2":"Heatstop Opal (T)"}' style="border-right:1px solid #000000;overflow:hidden;padding:0px 3px 0px 3px;vertical-align:bottom;font-weight:bold;">Heatstop Opal (T)</td> <td data-sheets-numberformat='{"1":2,"2":"0.00","3":1}' data-sheets-value='{"1":3,"3":5.17}' style="overflow:hidden;padding:0px 3px 0px 3px;vertical-align:bottom;text-align:center;">5.17</td> <td data-sheets-numberformat='{"1":2,"2":"0","3":1}' data-sheets-value='{"1":3,"3":49}' style="overflow:hidden;padding:0px 3px 0px 3px;vertical-align:bottom;text-align:center;">49</td> <td data-sheets-numberformat='{"1":2,"2":"0","3":1}' data-sheets-value='{"1":3,"3":59}' style="overflow:hidden;padding:0px 3px 0px 3px;vertical-align:bottom;text-align:center;">59</td> <td data-sheets-numberformat='{"1":2,"2":"0","3":1}' data-sheets-value='{"1":2,"2":"-"}' style="border-right:1px solid #000000;overflow:hidden;padding:0px 3px 0px 3px;vertical-align:bottom;text-align:center;">-</td> </tr> <tr style="height:20px;"> <td data-sheets-value='{"1":2,"2":"Heatstop PC"}' style="border-left:1px solid #000000;overflow:hidden;padding:0px 3px 0px 3px;vertical-align:bottom;font-weight:bold;">Heatstop PC</td> <td data-sheets-value='{"1":2,"2":"Double-walled"}' style="overflow:hidden;padding:0px 3px 0px 3px;vertical-align:bottom;font-weight:bold;">Double-walled</td> <td data-sheets-value='{"1":2,"2":"Clear (T/H)"}' style="border-right:1px solid #000000;overflow:hidden;padding:0px 3px 0px 3px;vertical-align:bottom;font-weight:bold;">Clear (T/H)</td> <td data-sheets-numberformat='{"1":2,"2":"0.00","3":1}' data-sheets-value='{"1":3,"3":2.9}' style="overflow:hidden;padding:0px 3px 0px 3px;vertical-align:bottom;text-align:center;">2.90</td> <td data-sheets-numberformat='{"1":2,"2":"0","3":1}' data-sheets-value='{"1":3,"3":44}' style="overflow:hidden;padding:0px 3px 0px 3px;vertical-align:bottom;text-align:center;">44</td> <td data-sheets-numberformat='{"1":2,"2":"0","3":1}' data-sheets-value='{"1":3,"3":51}' style="overflow:hidden;padding:0px 3px 0px 3px;vertical-align:bottom;text-align:center;">51</td> <td data-sheets-numberformat='{"1":2,"2":"0","3":1}' data-sheets-value='{"1":3,"3":20}' style="border-right:1px solid #000000;overflow:hidden;padding:0px 3px 0px 3px;vertical-align:bottom;text-align:center;">20</td> </tr> <tr style="height:20px;"> <td style="border-left:1px solid #000000;overflow:hidden;padding:0px 3px 0px 3px;vertical-align:bottom;font-weight:bold;"></td> <td data-sheets-value='{"1":2,"2":"Double-walled"}' style="overflow:hidden;padding:0px 3px 0px 3px;vertical-align:bottom;font-weight:bold;">Double-walled</td> <td data-sheets-value='{"1":2,"2":"Opal (T/O)"}' style="border-right:1px solid #000000;overflow:hidden;padding:0px 3px 0px 3px;vertical-align:bottom;font-weight:bold;">Opal (T/O)</td> <td data-sheets-numberformat='{"1":2,"2":"0.00","3":1}' data-sheets-value='{"1":3,"3":2.9}' style="overflow:hidden;padding:0px 3px 0px 3px;vertical-align:bottom;text-align:center;">2.90</td> <td data-sheets-numberformat='{"1":2,"2":"0","3":1}' data-sheets-value='{"1":3,"3":41}' style="overflow:hidden;padding:0px 3px 0px 3px;vertical-align:bottom;text-align:center;">41</td> <td data-sheets-numberformat='{"1":2,"2":"0","3":1}' data-sheets-value='{"1":3,"3":45}' style="overflow:hidden;padding:0px 3px 0px 3px;vertical-align:bottom;text-align:center;">45</td> <td data-sheets-numberformat='{"1":2,"2":"0","3":1}' data-sheets-value='{"1":3,"3":20}' style="border-right:1px solid #000000;overflow:hidden;padding:0px 3px 0px 3px;vertical-align:bottom;text-align:center;">20</td> </tr> <tr style="height:20px;"> <td style="border-left:1px solid #000000;overflow:hidden;padding:0px 3px 0px 3px;vertical-align:bottom;font-weight:bold;"></td> <td data-sheets-value='{"1":2,"2":"Triple-walled"}' style="overflow:hidden; | skylux-160-ce-met-koepel-en-pvc-opstand-30-20-met-lm-motor-en-windvang-0750-x-1050-mm | 8586038870349 | 46872371429709
Smoke and heat exhaust (SHEV) | SHE system | Skylux | Skylux 160° CE with skylight and PVC curb 30/20 with LM-actuator and spoiler 0750 x 1250 mm |  | 50509 | 5412970505099 | 3820 | Yes | 30-45 | 67.76 | 750 x 1250 mm | 1250 | 750 |  | PVC 30/20 (30 cm high & roof opening = 20 cm larger than daylight size) | Rectangular | 5.17 W/m²K - 1.28 W/m²K | 87% - 32% | 90% - 32% | 20dB - 23dB | 160° CE (for industry) | skylight | with spoiler | E | Single actuator | Maximum four-walled skylight possible for this product | Ut-value LT-value g-value Rw-value EN 1873 : 2014 EN ISO 13468 EN 16153 EN 410 EN 410 EN ISO 140-3 Material Walls Shells (W/m²K) (%) (%) (dB) Acrylic Single-walled Clear (H) 5.17 90 87 - PMMA Single-walled Opal (O) 5.17 83 76 - Double-walled Clear (H/H) 2.90 81 75 20 Double-walled Opal (O/O) 2.90 69 58 20 Triple-walled Clear (H/H/H) 1.70 73 65 22 Triple-walled Opal (O/H/O) 1.70 62 51 22 Four-walled Clear (H/H/H/H) 1.28 64 54 23 Four-walled Opal (H/H/O/H) 1.28 59 48 23 Polycarbonate Single-walled Clear (A) 5.17 88 83 - PC Single-walled Opal (D) 5.17 58 60 - Double-walled Clear (A/H) 2.90 79 72 20 Double-walled Clear (A/A) 2.90 77 69 20 Double-walled Opal (A/O) 2.90 73 63 20 Double-walled Opal (A/D) 2.90 51 50 20 Triple-walled Clear (A/H/H) 1.70 71 63 22 Triple-walled Opal (A/O/O) 1.70 61 48 22 Four-walled Clear (A/H/H/H) 1.28 64 52 23 Four-walled Opal (A/H/O/H) 1.28 59 46 23 Polycarbonate Single-walled Heatstop Opal (T) 5.17 49 59 - Heatstop PC Double-walled Clear (T/H) 2.90 44 51 20 Double-walled Opal (T/O) 2.90 41 45 20 Triple-walled Clear (T/H/H) 1.70 40 <td data-sheets-numberformat='{"1":2,"2":"0","3":1}' data-sheets-value='{"1":3,"3":44}' style="overflow:hidden;paddin | https://skylux.eu/en/products/skylux-160-ce-met-koepel-en-pvc-opstand-30-20-met-lm-motor-en-windvang-0750-x-1250-mm | https://skylux.eu/cdn/shop/files/Skylux-160deg-CE-met-koepel-en-pvc-opstand-3020-met-LM-motor-en-windvang-0750-x-1250-mm-RWA-systeem.jpg?v=1702981375&width=1600 | https://skylux.eu/cdn/shop/files/e5a82811-1bb0-48e4-a776-cacb59c7c092_0b5bd398-5848-443e-abf4-96c24af1570b.jpg?v=1688551363&width=1600 | //skylux.eu/cdn/shop/files/E_MH_Mounting_instructions_Skylux_160_CE_LM.pdf?v=12406716259046007223 | //skylux.eu/cdn/shop/files/E_TD_Technical_File_Skylux_Skylux_160_CE_Electric.pdf?v=3667116872303399239 | <style type="text/css" id="isPasted"> <!--td { border: 1px solid #cccccc; } br { mso-data-placement: same-cell; } --> </style> <table border="1" cellpadding="0" cellspacing="0" dir="ltr" style="table-layout:fixed;font-size:10pt;font-family:Arial;border-collapse:collapse;border:none;"><tbody> <tr style="height:20px;"> <td style="overflow:hidden;padding:0px 3px 0px 3px;vertical-align:bottom;"></td> <td style="overflow:hidden;padding:0px 3px 0px 3px;vertical-align:bottom;"></td> <td style="overflow:hidden;padding:0px 3px 0px 3px;vertical-align:bottom;"></td> <td data-sheets-value='{"1":2,"2":"Ut-value"}' style="overflow:hidden;padding:0px 3px 0px 3px;vertical-align:bottom;font-weight:bold;text-align:center;">Ut-value</td> <td data-sheets-value='{"1":2,"2":"LT-value"}' style="overflow:hidden;padding:0px 3px 0px 3px;vertical-align:bottom;font-weight:bold;text-align:center;">LT-value</td> <td data-sheets-value='{"1":2,"2":"g-value"}' style="overflow:hidden;padding:0px 3px 0px 3px;vertical-align:bottom;font-weight:bold;text-align:center;">g-value</td> <td data-sheets-value='{"1":2,"2":"Rw-value "}' style="overflow:hidden;padding:0px 3px 0px 3px;vertical-align:bottom;font-weight:bold;text-align:center;">Rw-value </td> </tr> <tr style="height:20px;"> <td style="overflow:hidden;padding:0px 3px 0px 3px;vertical-align:bottom;"></td> <td style="overflow:hidden;padding:0px 3px 0px 3px;vertical-align:bottom;"></td> <td style="overflow:hidden;padding:0px 3px 0px 3px;vertical-align:bottom;"></td> <td data-sheets-numberformat='{"1":2,"2":"0.00","3":1}' data-sheets-value='{"1":2,"2":"EN 1873 : 2014"}' style="overflow:hidden;padding:0px 3px 0px 3px;vertical-align:bottom;text-align:center;">EN 1873 : 2014</td> <td data-sheets-numberformat='{"1":2,"2":"0","3":1}' data-sheets-value='{"1":2,"2":"EN ISO 13468 EN 16153 EN 410"}' style="overflow:hidden;padding:0px 3px 0px 3px;vertical-align:bottom;text-align:center;">EN ISO 13468 EN 16153 EN 410</td> <td data-sheets-numberformat='{"1":2,"2":"0","3":1}' data-sheets-value='{"1":2,"2":"EN 410"}' style="overflow:hidden;padding:0px 3px 0px 3px;vertical-align:bottom;text-align:center;">EN 410</td> <td data-sheets-value='{"1":2,"2":"EN ISO 140-3\t\t"}' style="overflow:hidden;padding:0px 3px 0px 3px;vertical-align:bottom;text-align:center;">EN ISO 140-3 </td> </tr> <tr style="height:20px;"> <td data-sheets-value='{"1":2,"2":"Material"}' style="border-bottom:1px solid #000000;overflow:hidden;padding:0px 3px 0px 3px;vertical-align:bottom;background-color:#000000;font-weight:bold;color:#ffffff;">Material</td> <td data-sheets-value='{"1":2,"2":"Walls"}' style="border-bottom:1px solid #000000;overflow:hidden;padding:0px 3px 0px 3px;vertical-align:bottom;background-color:#000000;font-weight:bold;color:#ffffff;">Walls</td> <td data-sheets-value='{"1":2,"2":"Shells"}' style="border-bottom:1px solid #000000;overflow:hidden;padding:0px 3px 0px 3px;vertical-align:bottom;background-color:#000000;font-weight:bold;color:#ffffff;">Shells</td> <td data-sheets-numberformat='{"1":2,"2":"0.00","3":1}' data-sheets-value='{"1":2,"2":"(W/m²K)\t"}' style="border-bottom:1px solid #000000;overflow:hidden;padding:0px 3px 0px 3px;vertical-align:bottom;background-color:#000000;font-weight:bold;color:#ffffff;text-align:center;">(W/m²K) </td> <td data-sheets-numberformat='{"1":2,"2":"0","3":1}' data-sheets-value='{"1":2,"2":"(%)"}' style="border-bottom:1px solid #000000;overflow:hidden;padding:0px 3px 0px 3px;vertical-align:bottom;background-color:#000000;font-weight:bold;color:#ffffff;text-align:center;">(%)</td> <td data-sheets-numberformat='{"1":2,"2":"0","3":1}' data-sheets-value='{"1":2,"2":"(%)"}' style="border-bottom:1px solid #000000;overflow:hidden;padding:0px 3px 0px 3px;vertical-align:bottom;background-color:#000000;font-weight:bold;color:#ffffff;text-align:center;">(%)</td> <td data-sheets-value='{"1":2,"2":"(dB)"}' style="border-bottom:1px solid #000000;overflow:hidden;padding:0px 3px 0px 3px;vertical-align:bottom;background-color:#000000;font-weight:bold;color:#ffffff;text-align:center;">(dB)</td> </tr> <tr style="height:20px;"> <td data-sheets-value='{"1":2,"2":"Acrylic"}' style="border-left:1px solid #000000;overflow:hidden;padding:0px 3px 0px 3px;vertical-align:bottom;font-weight:bold;">Acrylic</td> <td data-sheets-value='{"1":2,"2":"Single-walled"}' style="overflow:hidden;padding:0px 3px 0px 3px;vertical-align:bottom;font-weight:bold;">Single-walled</td> <td data-sheets-value='{"1":2,"2":"Clear (H)"}' style="border-right:1px solid #000000;overflow:hidden;padding:0px 3px 0px 3px;vertical-align:bottom;font-weight:bold;">Clear (H)</td> <td data-sheets-numberformat='{"1":2,"2":"0.00","3":1}' data-sheets-value='{"1":3,"3":5.17}' style="overflow:hidden;padding:0px 3px 0px 3px;vertical-align:bottom;text-align:center;">5.17</td> <td data-sheets-numberformat='{"1":2,"2":"0","3":1}' data-sheets-value='{"1":3,"3":90}' style="overflow:hidden;padding:0px 3px 0px 3px;vertical-align:bottom;text-align:center;">90</td> <td data-sheets-numberformat='{"1":2,"2":"0","3":1}' data-sheets-value='{"1":3,"3":87}' style="overflow:hidden;padding:0px 3px 0px 3px;vertical-align:bottom;text-align:center;">87</td> <td data-sheets-numberformat='{"1":2,"2":"0","3":1}' data-sheets-value='{"1":2,"2":"-"}' style="border-right:1px solid #000000;overflow:hidden;padding:0px 3px 0px 3px;vertical-align:bottom;text-align:center;">-</td> </tr> <tr style="height:20px;"> <td data-sheets-value='{"1":2,"2":"PMMA"}' style="border-left:1px solid #000000;overflow:hidden;padding:0px 3px 0px 3px;vertical-align:bottom;font-weight:bold;">PMMA</td> <td data-sheets-value='{"1":2,"2":"Single-walled"}' style="overflow:hidden;padding:0px 3px 0px 3px;vertical-align:bottom;font-weight:bold;">Single-walled</td> <td data-sheets-value='{"1":2,"2":"Opal (O)"}' style="border-right:1px solid #000000;overflow:hidden;padding:0px 3px 0px 3px;vertical-align:bottom;font-weight:bold;">Opal (O)</td> <td data-sheets-numberformat='{"1":2,"2":"0.00","3":1}' data-sheets-value='{"1":3,"3":5.17}' style="overflow:hidden;padding:0px 3px 0px 3px;vertical-align:bottom;text-align:center;">5.17</td> <td data-sheets-numberformat='{"1":2,"2":"0","3":1}' data-sheets-value='{"1":3,"3":83}' style="overflow:hidden;padding:0px 3px 0px 3px;vertical-align:bottom;text-align:center;">83</td> <td data-sheets-numberformat='{"1":2,"2":"0","3":1}' data-sheets-value='{"1":3,"3":76}' style="overflow:hidden;padding:0px 3px 0px 3px;vertical-align:bottom;text-align:center;">76</td> <td data-sheets-numberformat='{"1":2,"2":"0","3":1}' data-sheets-value='{"1":2,"2":"-"}' style="border-right:1px solid #000000;overflow:hidden;padding:0px 3px 0px 3px;vertical-align:bottom;text-align:center;">-</td> </tr> <tr style="height:20px;"> <td style="border-left:1px solid #000000;overflow:hidden;padding:0px 3px 0px 3px;vertical-align:bottom;font-weight:bold;"></td> <td data-sheets-value='{"1":2,"2":"Double-walled"}' style="overflow:hidden;padding:0px 3px 0px 3px;vertical-align:bottom;font-weight:bold;">Double-walled</td> <td data-sheets-value='{"1":2,"2":"Clear (H/H)"}' style="border-right:1px solid #000000;overflow:hidden;padding:0px 3px 0px 3px;vertical-align:bottom;font-weight:bold;">Clear (H/H)</td> <td data-sheets-numberformat='{"1":2,"2":"0.00","3":1}' data-sheets-value='{"1":3,"3":2.9}' style="overflow:hidden;padding:0px 3px 0px 3px;vertical-align:bottom;text-align:center;">2.90</td> <td data-sheets-numberformat='{"1":2,"2":"0","3":1}' data-sheets-value='{"1":3,"3":81}' style="overflow:hidden;padding:0px 3px 0px 3px;vertical-align:bottom;text-align:center;">81</td> <td data-sheets-numberformat='{"1":2,"2":"0","3":1}' data-sheets-value='{"1":3,"3":75}' style="overflow:hidden;padding:0px 3px 0px 3px;vertical-align:bottom;text-align:center;">75</td> <td data-sheets-numberformat='{"1":2,"2":"0","3":1}' data-sheets-value='{"1":3,"3":20}' style="border-right:1px solid #000000;overflow:hidden;padding:0px 3px 0px 3px;vertical-align:bottom;text-align:center;">20</td> </tr> <tr style="height:20px;"> <td style="border-left:1px solid #000000;overflow:hidden;padding:0px 3px 0px 3px;vertical-align:bottom;font-weight:bold;"></td> <td data-sheets-value='{"1":2,"2":"Double-walled"}' style="overflow:hidden;padding:0px 3px 0px 3px;vertical-align:bottom;font-weight:bold;">Double-walled</td> <td data-sheets-value='{"1":2,"2":"Opal (O/O)"}' style="border-right:1px solid #000000;overflow:hidden;padding:0px 3px 0px 3px;vertical-align:bottom;font-weight:bold;">Opal (O/O)</td> <td data-sheets-numberformat='{"1":2,"2":"0.00","3":1}' data-sheets-value='{"1":3,"3":2.9}' style="overflow:hidden;padding:0px 3px 0px 3px;vertical-align:bottom;text-align:center;">2.90</td> <td data-sheets-numberformat='{"1":2,"2":"0","3":1}' data-sheets-value='{"1":3,"3":69}' style="overflow:hidden;padding:0px 3px 0px 3px;vertical-align:bottom;text-align:center;">69</td> <td data-sheets-numberformat='{"1":2,"2":"0","3":1}' data-sheets-value='{"1":3,"3":58}' style="overflow:hidden;padding:0px 3px 0px 3px;vertical-align:bottom;text-align:center;">58</td> <td data-sheets-numberformat='{"1":2,"2":"0","3":1}' data-sheets-value='{"1":3,"3":20}' style="border-right:1px solid #000000;overflow:hidden;padding:0px 3px 0px 3px;vertical-align:bottom;text-align:center;">20</td> </tr> <tr style="height:20px;"> <td style="border-left:1px solid #000000;overflow:hidden;padding:0px 3px 0px 3px;vertical-align:bottom;font-weight:bold;"></td> <td data-sheets-value='{"1":2,"2":"Triple-walled"}' style="overflow:hidden;padding:0px 3px 0px 3px;vertical-align:bottom;font-weight:bold;">Triple-walled</td> <td data-sheets-value='{"1":2,"2":"Clear (H/H/H)"}' style="border-right:1px solid #000000;overflow:hidden;padding:0px 3px 0px 3px;vertical-align:bottom;font-weight:bold;">Clear (H/H/H)</td> <td data-sheets-numberformat='{"1":2,"2":"0.00","3":1}' data-sheets-value='{"1":3,"3":1.7}' style="overflow:hidden;padding:0px 3px 0px 3px;vertical-align:bottom;text-align:center;">1.70</td> <td data-sheets-numberformat='{"1":2,"2":"0","3":1}' data-sheets-value='{"1":3,"3":73}' style="overflow:hidden;padding:0px 3px 0px 3px;vertical-align:bottom;text-align:center;">73</td> <td data-sheets-numberformat='{"1":2,"2":"0","3":1}' data-sheets-value='{"1":3,"3":65}' style="overflow:hidden;padding:0px 3px 0px 3px;vertical-align:bottom;text-align:center;">65</td> <td data-sheets-numberformat='{"1":2,"2":"0","3":1}' data-sheets-value='{"1":3,"3":22}' style="border-right:1px solid #000000;overflow:hidden;padding:0px 3px 0px 3px;vertical-align:bottom;text-align:center;">22</td> </tr> <tr style="height:20px;"> <td style="border-left:1px solid #000000;overflow:hidden;padding:0px 3px 0px 3px;vertical-align:bottom;font-weight:bold;"></td> <td data-sheets-value='{"1":2,"2":"Triple-walled"}' style="overflow:hidden;padding:0px 3px 0px 3px;vertical-align:bottom;font-weight:bold;">Triple-walled</td> <td data-sheets-value='{"1":2,"2":"Opal (O/H/O)"}' style="border-right:1px solid #000000;overflow:hidden;padding:0px 3px 0px 3px;vertical-align:bottom;font-weight:bold;">Opal (O/H/O)</td> <td data-sheets-numberformat='{"1":2,"2":"0.00","3":1}' data-sheets-value='{"1":3,"3":1.7}' style="overflow:hidden;padding:0px 3px 0px 3px;vertical-align:bottom;text-align:center;">1.70</td> <td data-sheets-numberformat='{"1":2,"2":"0","3":1}' data-sheets-value='{"1":3,"3":62}' style="overflow:hidden;padding:0px 3px 0px 3px;vertical-align:bottom;text-align:center;">62</td> <td data-sheets-numberformat='{"1":2,"2":"0","3":1}' data-sheets-value='{"1":3,"3":51}' style="overflow:hidden;padding:0px 3px 0px 3px;vertical-align:bottom;text-align:center;">51</td> <td data-sheets-numberformat='{"1":2,"2":"0","3":1}' data-sheets-value='{"1":3,"3":22}' style="border-right:1px solid #000000;overflow:hidden;padding:0px 3px 0px 3px;vertical-align:bottom;text-align:center;">22</td> </tr> <tr style="height:20px;"> <td style="border-left:1px solid #000000;overflow:hidden;padding:0px 3px 0px 3px;vertical-align:bottom;font-weight:bold;"></td> <td data-sheets-value='{"1":2,"2":"Four-walled"}' style="overflow:hidden;padding:0px 3px 0px 3px;vertical-align:bottom;font-weight:bold;">Four-walled</td> <td data-sheets-value='{"1":2,"2":"Clear (H/H/H/H)"}' style="border-right:1px solid #000000;overflow:hidden;padding:0px 3px 0px 3px;vertical-align:bottom;font-weight:bold;">Clear (H/H/H/H)</td> <td data-sheets-numberformat='{"1":2,"2":"0.00","3":1}' data-sheets-value='{"1":3,"3":1.28}' style="overflow:hidden;padding:0px 3px 0px 3px;vertical-align:bottom;text-align:center;">1.28</td> <td data-sheets-numberformat='{"1":2,"2":"0","3":1}' data-sheets-value='{"1":3,"3":64}' style="overflow:hidden;padding:0px 3px 0px 3px;vertical-align:bottom;text-align:center;">64</td> <td data-sheets-numberformat='{"1":2,"2":"0","3":1}' data-sheets-value='{"1":3,"3":54}' style="overflow:hidden;padding:0px 3px 0px 3px;vertical-align:bottom;text-align:center;">54</td> <td data-sheets-numberformat='{"1":2,"2":"0","3":1}' data-sheets-value='{"1":3,"3":23}' style="border-right:1px solid #000000;overflow:hidden;padding:0px 3px 0px 3px;vertical-align:bottom;text-align:center;">23</td> </tr> <tr style="height:20px;"> <td style="border-bottom:1px solid #000000;border-left:1px solid #000000;overflow:hidden;padding:0px 3px 0px 3px;vertical-align:bottom;"></td> <td data-sheets-value='{"1":2,"2":"Four-walled"}' style="border-bottom:1px solid #000000;overflow:hidden;padding:0px 3px 0px 3px;vertical-align:bottom;font-weight:bold;">Four-walled</td> <td data-sheets-value='{"1":2,"2":"Opal (H/H/O/H)"}' style="border-right:1px solid #000000;border-bottom:1px solid #000000;overflow:hidden;padding:0px 3px 0px 3px;vertical-align:bottom;font-weight:bold;">Opal (H/H/O/H)</td> <td data-sheets-numberformat='{"1":2,"2":"0.00","3":1}' data-sheets-value='{"1":3,"3":1.28}' style="border-bottom:1px solid #000000;overflow:hidden;padding:0px 3px 0px 3px;vertical-align:bottom;text-align:center;">1.28</td> <td data-sheets-numberformat='{"1":2,"2":"0","3":1}' data-sheets-value='{"1":3,"3":59}' style="border-bottom:1px solid #000000;overflow:hidden;padding:0px 3px 0px 3px;vertical-align:bottom;text-align:center;">59</td> <td data-sheets-numberformat='{"1":2,"2":"0","3":1}' data-sheets-value='{"1":3,"3":48}' style="border-bottom:1px solid #000000;overflow:hidden;padding:0px 3px 0px 3px;vertical-align:bottom;text-align:center;">48</td> <td data-sheets-numberformat='{"1":2,"2":"0","3":1}' data-sheets-value='{"1":3,"3":23}' style="border-right:1px solid #000000;border-bottom:1px solid #000000;overflow:hidden;padding:0px 3px 0px 3px;vertical-align:bottom;text-align:center;">23</td> </tr> <tr style="height:20px;"> <td data-sheets-value='{"1":2,"2":"Polycarbonate "}' style="border-left:1px solid #000000;overflow:hidden;padding:0px 3px 0px 3px;vertical-align:bottom;font-weight:bold;">Polycarbonate </td> <td data-sheets-value='{"1":2,"2":"Single-walled"}' style="overflow:hidden;padding:0px 3px 0px 3px;vertical-align:bottom;font-weight:bold;">Single-walled</td> <td data-sheets-value='{"1":2,"2":"Clear (A)"}' style="border-right:1px solid #000000;overflow:hidden;padding:0px 3px 0px 3px;vertical-align:bottom;font-weight:bold;">Clear (A)</td> <td data-sheets-numberformat='{"1":2,"2":"0.00","3":1}' data-sheets-value='{"1":3,"3":5.17}' style="overflow:hidden;padding:0px 3px 0px 3px;vertical-align:bottom;text-align:center;">5.17</td> <td data-sheets-numberformat='{"1":2,"2":"0","3":1}' data-sheets-value='{"1":3,"3":88}' style="overflow:hidden;padding:0px 3px 0px 3px;vertical-align:bottom;text-align:center;">88</td> <td data-sheets-numberformat='{"1":2,"2":"0","3":1}' data-sheets-value='{"1":3,"3":83}' style="overflow:hidden;padding:0px 3px 0px 3px;vertical-align:bottom;text-align:center;">83</td> <td data-sheets-numberformat='{"1":2,"2":"0","3":1}' data-sheets-value='{"1":2,"2":"-"}' style="border-right:1px solid #000000;overflow:hidden;padding:0px 3px 0px 3px;vertical-align:bottom;text-align:center;">-</td> </tr> <tr style="height:20px;"> <td data-sheets-value='{"1":2,"2":"PC"}' style="border-left:1px solid #000000;overflow:hidden;padding:0px 3px 0px 3px;vertical-align:bottom;font-weight:bold;">PC</td> <td data-sheets-value='{"1":2,"2":"Single-walled"}' style="overflow:hidden;padding:0px 3px 0px 3px;vertical-align:bottom;font-weight:bold;">Single-walled</td> <td data-sheets-value='{"1":2,"2":"Opal (D)"}' style="border-right:1px solid #000000;overflow:hidden;padding:0px 3px 0px 3px;vertical-align:bottom;font-weight:bold;">Opal (D)</td> <td data-sheets-numberformat='{"1":2,"2":"0.00","3":1}' data-sheets-value='{"1":3,"3":5.17}' style="overflow:hidden;padding:0px 3px 0px 3px;vertical-align:bottom;text-align:center;">5.17</td> <td data-sheets-numberformat='{"1":2,"2":"0","3":1}' data-sheets-value='{"1":3,"3":58}' style="overflow:hidden;padding:0px 3px 0px 3px;vertical-align:bottom;text-align:center;">58</td> <td data-sheets-numberformat='{"1":2,"2":"0","3":1}' data-sheets-value='{"1":3,"3":60}' style="overflow:hidden;padding:0px 3px 0px 3px;vertical-align:bottom;text-align:center;">60</td> <td data-sheets-numberformat='{"1":2,"2":"0","3":1}' data-sheets-value='{"1":2,"2":"-"}' style="border-right:1px solid #000000;overflow:hidden;padding:0px 3px 0px 3px;vertical-align:bottom;text-align:center;">-</td> </tr> <tr style="height:20px;"> <td style="border-left:1px solid #000000;overflow:hidden;padding:0px 3px 0px 3px;vertical-align:bottom;font-weight:bold;"></td> <td data-sheets-value='{"1":2,"2":"Double-walled"}' style="overflow:hidden;padding:0px 3px 0px 3px;vertical-align:bottom;font-weight:bold;">Double-walled</td> <td data-sheets-value='{"1":2,"2":"Clear (A/H)"}' style="border-right:1px solid #000000;overflow:hidden;padding:0px 3px 0px 3px;vertical-align:bottom;font-weight:bold;">Clear (A/H)</td> <td data-sheets-numberformat='{"1":2,"2":"0.00","3":1}' data-sheets-value='{"1":3,"3":2.9}' style="overflow:hidden;padding:0px 3px 0px 3px;vertical-align:bottom;text-align:center;">2.90</td> <td data-sheets-numberformat='{"1":2,"2":"0","3":1}' data-sheets-value='{"1":3,"3":79}' style="overflow:hidden;padding:0px 3px 0px 3px;vertical-align:bottom;text-align:center;">79</td> <td data-sheets-numberformat='{"1":2,"2":"0","3":1}' data-sheets-value='{"1":3,"3":72}' style="overflow:hidden;padding:0px 3px 0px 3px;vertical-align:bottom;text-align:center;">72</td> <td data-sheets-numberformat='{"1":2,"2":"0","3":1}' data-sheets-value='{"1":3,"3":20}' style="border-right:1px solid #000000;overflow:hidden;padding:0px 3px 0px 3px;vertical-align:bottom;text-align:center;">20</td> </tr> <tr style="height:20px;"> <td style="border-left:1px solid #000000;overflow:hidden;padding:0px 3px 0px 3px;vertical-align:bottom;font-weight:bold;"></td> <td data-sheets-value='{"1":2,"2":"Double-walled"}' style="overflow:hidden;padding:0px 3px 0px 3px;vertical-align:bottom;font-weight:bold;">Double-walled</td> <td data-sheets-value='{"1":2,"2":"Clear (A/A)"}' style="border-right:1px solid #000000;overflow:hidden;padding:0px 3px 0px 3px;vertical-align:bottom;font-weight:bold;">Clear (A/A)</td> <td data-sheets-numberformat='{"1":2,"2":"0.00","3":1}' data-sheets-value='{"1":3,"3":2.9}' style="overflow:hidden;padding:0px 3px 0px 3px;vertical-align:bottom;text-align:center;">2.90</td> <td data-sheets-numberformat='{"1":2,"2":"0","3":1}' data-sheets-value='{"1":3,"3":77}' style="overflow:hidden;padding:0px 3px 0px 3px;vertical-align:bottom;text-align:center;">77</td> <td data-sheets-numberformat='{"1":2,"2":"0","3":1}' data-sheets-value='{"1":3,"3":69}' style="overflow:hidden;padding:0px 3px 0px 3px;vertical-align:bottom;text-align:center;">69</td> <td data-sheets-numberformat='{"1":2,"2":"0","3":1}' data-sheets-value='{"1":3,"3":20}' style="border-right:1px solid #000000;overflow:hidden;padding:0px 3px 0px 3px;vertical-align:bottom;text-align:center;">20</td> </tr> <tr style="height:20px;"> <td style="border-left:1px solid #000000;overflow:hidden;padding:0px 3px 0px 3px;vertical-align:bottom;font-weight:bold;"></td> <td data-sheets-value='{"1":2,"2":"Double-walled"}' style="overflow:hidden;padding:0px 3px 0px 3px;vertical-align:bottom;font-weight:bold;">Double-walled</td> <td data-sheets-value='{"1":2,"2":"Opal (A/O)"}' style="border-right:1px solid #000000;overflow:hidden;padding:0px 3px 0px 3px;vertical-align:bottom;font-weight:bold;">Opal (A/O)</td> <td data-sheets-numberformat='{"1":2,"2":"0.00","3":1}' data-sheets-value='{"1":3,"3":2.9}' style="overflow:hidden;padding:0px 3px 0px 3px;vertical-align:bottom;text-align:center;">2.90</td> <td data-sheets-numberformat='{"1":2,"2":"0","3":1}' data-sheets-value='{"1":3,"3":73}' style="overflow:hidden;padding:0px 3px 0px 3px;vertical-align:bottom;text-align:center;">73</td> <td data-sheets-numberformat='{"1":2,"2":"0","3":1}' data-sheets-value='{"1":3,"3":63}' style="overflow:hidden;padding:0px 3px 0px 3px;vertical-align:bottom;text-align:center;">63</td> <td data-sheets-numberformat='{"1":2,"2":"0","3":1}' data-sheets-value='{"1":3,"3":20}' style="border-right:1px solid #000000;overflow:hidden;padding:0px 3px 0px 3px;vertical-align:bottom;text-align:center;">20</td> </tr> <tr style="height:20px;"> <td style="border-left:1px solid #000000;overflow:hidden;padding:0px 3px 0px 3px;vertical-align:bottom;font-weight:bold;"></td> <td data-sheets-value='{"1":2,"2":"Double-walled"}' style="overflow:hidden;padding:0px 3px 0px 3px;vertical-align:bottom;font-weight:bold;">Double-walled</td> <td data-sheets-value='{"1":2,"2":"Opal (A/D)"}' style="border-right:1px solid #000000;overflow:hidden;padding:0px 3px 0px 3px;vertical-align:bottom;font-weight:bold;">Opal (A/D)</td> <td data-sheets-numberformat='{"1":2,"2":"0.00","3":1}' data-sheets-value='{"1":3,"3":2.9}' style="overflow:hidden;padding:0px 3px 0px 3px;vertical-align:bottom;text-align:center;">2.90</td> <td data-sheets-numberformat='{"1":2,"2":"0","3":1}' data-sheets-value='{"1":3,"3":51}' style="overflow:hidden;padding:0px 3px 0px 3px;vertical-align:bottom;text-align:center;">51</td> <td data-sheets-numberformat='{"1":2,"2":"0","3":1}' data-sheets-value='{"1":3,"3":50}' style="overflow:hidden;padding:0px 3px 0px 3px;vertical-align:bottom;text-align:center;">50</td> <td data-sheets-numberformat='{"1":2,"2":"0","3":1}' data-sheets-value='{"1":3,"3":20}' style="border-right:1px solid #000000;overflow:hidden;padding:0px 3px 0px 3px;vertical-align:bottom;text-align:center;">20</td> </tr> <tr style="height:20px;"> <td style="border-left:1px solid #000000;overflow:hidden;padding:0px 3px 0px 3px;vertical-align:bottom;font-weight:bold;"></td> <td data-sheets-value='{"1":2,"2":"Triple-walled"}' style="overflow:hidden;padding:0px 3px 0px 3px;vertical-align:bottom;font-weight:bold;">Triple-walled</td> <td data-sheets-value='{"1":2,"2":"Clear (A/H/H)"}' style="border-right:1px solid #000000;overflow:hidden;padding:0px 3px 0px 3px;vertical-align:bottom;font-weight:bold;">Clear (A/H/H)</td> <td data-sheets-numberformat='{"1":2,"2":"0.00","3":1}' data-sheets-value='{"1":3,"3":1.7}' style="overflow:hidden;padding:0px 3px 0px 3px;vertical-align:bottom;text-align:center;">1.70</td> <td data-sheets-numberformat='{"1":2,"2":"0","3":1}' data-sheets-value='{"1":3,"3":71}' style="overflow:hidden;padding:0px 3px 0px 3px;vertical-align:bottom;text-align:center;">71</td> <td data-sheets-numberformat='{"1":2,"2":"0","3":1}' data-sheets-value='{"1":3,"3":63}' style="overflow:hidden;padding:0px 3px 0px 3px;vertical-align:bottom;text-align:center;">63</td> <td data-sheets-numberformat='{"1":2,"2":"0","3":1}' data-sheets-value='{"1":3,"3":22}' style="border-right:1px solid #000000;overflow:hidden;padding:0px 3px 0px 3px;vertical-align:bottom;text-align:center;">22</td> </tr> <tr style="height:20px;"> <td style="border-left:1px solid #000000;overflow:hidden;padding:0px 3px 0px 3px;vertical-align:bottom;font-weight:bold;"></td> <td data-sheets-value='{"1":2,"2":"Triple-walled"}' style="overflow:hidden;padding:0px 3px 0px 3px;vertical-align:bottom;font-weight:bold;">Triple-walled</td> <td data-sheets-value='{"1":2,"2":"Opal (A/O/O)"}' style="border-right:1px solid #000000;overflow:hidden;padding:0px 3px 0px 3px;vertical-align:bottom;font-weight:bold;">Opal (A/O/O)</td> <td data-sheets-numberformat='{"1":2,"2":"0.00","3":1}' data-sheets-value='{"1":3,"3":1.7}' style="overflow:hidden;padding:0px 3px 0px 3px;vertical-align:bottom;text-align:center;">1.70</td> <td data-sheets-numberformat='{"1":2,"2":"0","3":1}' data-sheets-value='{"1":3,"3":61}' style="overflow:hidden;padding:0px 3px 0px 3px;vertical-align:bottom;text-align:center;">61</td> <td data-sheets-numberformat='{"1":2,"2":"0","3":1}' data-sheets-value='{"1":3,"3":48}' style="overflow:hidden;padding:0px 3px 0px 3px;vertical-align:bottom;text-align:center;">48</td> <td data-sheets-numberformat='{"1":2,"2":"0","3":1}' data-sheets-value='{"1":3,"3":22}' style="border-right:1px solid #000000;overflow:hidden;padding:0px 3px 0px 3px;vertical-align:bottom;text-align:center;">22</td> </tr> <tr style="height:20px;"> <td style="border-left:1px solid #000000;overflow:hidden;padding:0px 3px 0px 3px;vertical-align:bottom;font-weight:bold;"></td> <td data-sheets-value='{"1":2,"2":"Four-walled"}' style="overflow:hidden;padding:0px 3px 0px 3px;vertical-align:bottom;font-weight:bold;">Four-walled</td> <td data-sheets-value='{"1":2,"2":"Clear (A/H/H/H)"}' style="border-right:1px solid #000000;overflow:hidden;padding:0px 3px 0px 3px;vertical-align:bottom;font-weight:bold;">Clear (A/H/H/H)</td> <td data-sheets-numberformat='{"1":2,"2":"0.00","3":1}' data-sheets-value='{"1":3,"3":1.28}' style="overflow:hidden;padding:0px 3px 0px 3px;vertical-align:bottom;text-align:center;">1.28</td> <td data-sheets-numberformat='{"1":2,"2":"0","3":1}' data-sheets-value='{"1":3,"3":64}' style="overflow:hidden;padding:0px 3px 0px 3px;vertical-align:bottom;text-align:center;">64</td> <td data-sheets-numberformat='{"1":2,"2":"0","3":1}' data-sheets-value='{"1":3,"3":52}' style="overflow:hidden;padding:0px 3px 0px 3px;vertical-align:bottom;text-align:center;">52</td> <td data-sheets-numberformat='{"1":2,"2":"0","3":1}' data-sheets-value='{"1":3,"3":23}' style="border-right:1px solid #000000;overflow:hidden;padding:0px 3px 0px 3px;vertical-align:bottom;text-align:center;">23</td> </tr> <tr style="height:20px;"> <td style="border-bottom:1px solid #000000;border-left:1px solid #000000;overflow:hidden;padding:0px 3px 0px 3px;vertical-align:bottom;"></td> <td data-sheets-value='{"1":2,"2":"Four-walled"}' style="border-bottom:1px solid #000000;overflow:hidden;padding:0px 3px 0px 3px;vertical-align:bottom;font-weight:bold;">Four-walled</td> <td data-sheets-value='{"1":2,"2":"Opal (A/H/O/H)"}' style="border-right:1px solid #000000;border-bottom:1px solid #000000;overflow:hidden;padding:0px 3px 0px 3px;vertical-align:bottom;font-weight:bold;">Opal (A/H/O/H)</td> <td data-sheets-numberformat='{"1":2,"2":"0.00","3":1}' data-sheets-value='{"1":3,"3":1.28}' style="border-bottom:1px solid #000000;overflow:hidden;padding:0px 3px 0px 3px;vertical-align:bottom;text-align:center;">1.28</td> <td data-sheets-numberformat='{"1":2,"2":"0","3":1}' data-sheets-value='{"1":3,"3":59}' style="border-bottom:1px solid #000000;overflow:hidden;padding:0px 3px 0px 3px;vertical-align:bottom;text-align:center;">59</td> <td data-sheets-numberformat='{"1":2,"2":"0","3":1}' data-sheets-value='{"1":3,"3":46}' style="border-bottom:1px solid #000000;overflow:hidden;padding:0px 3px 0px 3px;vertical-align:bottom;text-align:center;">46</td> <td data-sheets-numberformat='{"1":2,"2":"0","3":1}' data-sheets-value='{"1":3,"3":23}' style="border-right:1px solid #000000;border-bottom:1px solid #000000;overflow:hidden;padding:0px 3px 0px 3px;vertical-align:bottom;text-align:center;">23</td> </tr> <tr style="height:20px;"> <td data-sheets-value='{"1":2,"2":"Polycarbonate"}' style="border-left:1px solid #000000;overflow:hidden;padding:0px 3px 0px 3px;vertical-align:bottom;font-weight:bold;">Polycarbonate</td> <td data-sheets-value='{"1":2,"2":"Single-walled"}' style="overflow:hidden;padding:0px 3px 0px 3px;vertical-align:bottom;font-weight:bold;">Single-walled</td> <td data-sheets-value='{"1":2,"2":"Heatstop Opal (T)"}' style="border-right:1px solid #000000;overflow:hidden;padding:0px 3px 0px 3px;vertical-align:bottom;font-weight:bold;">Heatstop Opal (T)</td> <td data-sheets-numberformat='{"1":2,"2":"0.00","3":1}' data-sheets-value='{"1":3,"3":5.17}' style="overflow:hidden;padding:0px 3px 0px 3px;vertical-align:bottom;text-align:center;">5.17</td> <td data-sheets-numberformat='{"1":2,"2":"0","3":1}' data-sheets-value='{"1":3,"3":49}' style="overflow:hidden;padding:0px 3px 0px 3px;vertical-align:bottom;text-align:center;">49</td> <td data-sheets-numberformat='{"1":2,"2":"0","3":1}' data-sheets-value='{"1":3,"3":59}' style="overflow:hidden;padding:0px 3px 0px 3px;vertical-align:bottom;text-align:center;">59</td> <td data-sheets-numberformat='{"1":2,"2":"0","3":1}' data-sheets-value='{"1":2,"2":"-"}' style="border-right:1px solid #000000;overflow:hidden;padding:0px 3px 0px 3px;vertical-align:bottom;text-align:center;">-</td> </tr> <tr style="height:20px;"> <td data-sheets-value='{"1":2,"2":"Heatstop PC"}' style="border-left:1px solid #000000;overflow:hidden;padding:0px 3px 0px 3px;vertical-align:bottom;font-weight:bold;">Heatstop PC</td> <td data-sheets-value='{"1":2,"2":"Double-walled"}' style="overflow:hidden;padding:0px 3px 0px 3px;vertical-align:bottom;font-weight:bold;">Double-walled</td> <td data-sheets-value='{"1":2,"2":"Clear (T/H)"}' style="border-right:1px solid #000000;overflow:hidden;padding:0px 3px 0px 3px;vertical-align:bottom;font-weight:bold;">Clear (T/H)</td> <td data-sheets-numberformat='{"1":2,"2":"0.00","3":1}' data-sheets-value='{"1":3,"3":2.9}' style="overflow:hidden;padding:0px 3px 0px 3px;vertical-align:bottom;text-align:center;">2.90</td> <td data-sheets-numberformat='{"1":2,"2":"0","3":1}' data-sheets-value='{"1":3,"3":44}' style="overflow:hidden;padding:0px 3px 0px 3px;vertical-align:bottom;text-align:center;">44</td> <td data-sheets-numberformat='{"1":2,"2":"0","3":1}' data-sheets-value='{"1":3,"3":51}' style="overflow:hidden;padding:0px 3px 0px 3px;vertical-align:bottom;text-align:center;">51</td> <td data-sheets-numberformat='{"1":2,"2":"0","3":1}' data-sheets-value='{"1":3,"3":20}' style="border-right:1px solid #000000;overflow:hidden;padding:0px 3px 0px 3px;vertical-align:bottom;text-align:center;">20</td> </tr> <tr style="height:20px;"> <td style="border-left:1px solid #000000;overflow:hidden;padding:0px 3px 0px 3px;vertical-align:bottom;font-weight:bold;"></td> <td data-sheets-value='{"1":2,"2":"Double-walled"}' style="overflow:hidden;padding:0px 3px 0px 3px;vertical-align:bottom;font-weight:bold;">Double-walled</td> <td data-sheets-value='{"1":2,"2":"Opal (T/O)"}' style="border-right:1px solid #000000;overflow:hidden;padding:0px 3px 0px 3px;vertical-align:bottom;font-weight:bold;">Opal (T/O)</td> <td data-sheets-numberformat='{"1":2,"2":"0.00","3":1}' data-sheets-value='{"1":3,"3":2.9}' style="overflow:hidden;padding:0px 3px 0px 3px;vertical-align:bottom;text-align:center;">2.90</td> <td data-sheets-numberformat='{"1":2,"2":"0","3":1}' data-sheets-value='{"1":3,"3":41}' style="overflow:hidden;padding:0px 3px 0px 3px;vertical-align:bottom;text-align:center;">41</td> <td data-sheets-numberformat='{"1":2,"2":"0","3":1}' data-sheets-value='{"1":3,"3":45}' style="overflow:hidden;padding:0px 3px 0px 3px;vertical-align:bottom;text-align:center;">45</td> <td data-sheets-numberformat='{"1":2,"2":"0","3":1}' data-sheets-value='{"1":3,"3":20}' style="border-right:1px solid #000000;overflow:hidden;padding:0px 3px 0px 3px;vertical-align:bottom;text-align:center;">20</td> </tr> <tr style="height:20px;"> <td style="border-left:1px solid #000000;overflow:hidden;padding:0px 3px 0px 3px;vertical-align:bottom;font-weight:bold;"></td> <td data-sheets-value='{"1":2,"2":"Triple-walled"}' style="overflow:hidden; | skylux-160-ce-met-koepel-en-pvc-opstand-30-20-met-lm-motor-en-windvang-0750-x-1250-mm | 8586038903117 | 46872371495245
Smoke and heat exhaust (SHEV) | SHE system | Skylux | Skylux 160° CE with skylight and PVC curb 30/20 with LM-actuator and spoiler 0800 x 1100 mm |  | 50510 | 5412970505105 | 3771.6 | Yes | 30-45 | 66.36 | 800 x 1100 mm | 1100 | 800 |  | PVC 30/20 (30 cm high & roof opening = 20 cm larger than daylight size) | Rectangular | 5.17 W/m²K - 1.28 W/m²K | 87% - 32% | 90% - 32% | 20dB - 23dB | 160° CE (for industry) | skylight | with spoiler | E | Single actuator | Maximum four-walled skylight possible for this product | Ut-value LT-value g-value Rw-value EN 1873 : 2014 EN ISO 13468 EN 16153 EN 410 EN 410 EN ISO 140-3 Material Walls Shells (W/m²K) (%) (%) (dB) Acrylic Single-walled Clear (H) 5.17 90 87 - PMMA Single-walled Opal (O) 5.17 83 76 - Double-walled Clear (H/H) 2.90 81 75 20 Double-walled Opal (O/O) 2.90 69 58 20 Triple-walled Clear (H/H/H) 1.70 73 65 22 Triple-walled Opal (O/H/O) 1.70 62 51 22 Four-walled Clear (H/H/H/H) 1.28 64 54 23 Four-walled Opal (H/H/O/H) 1.28 59 48 23 Polycarbonate Single-walled Clear (A) 5.17 88 83 - PC Single-walled Opal (D) 5.17 58 60 - Double-walled Clear (A/H) 2.90 79 72 20 Double-walled Clear (A/A) 2.90 77 69 20 Double-walled Opal (A/O) 2.90 73 63 20 Double-walled Opal (A/D) 2.90 51 50 20 Triple-walled Clear (A/H/H) 1.70 71 63 22 Triple-walled Opal (A/O/O) 1.70 61 48 22 Four-walled Clear (A/H/H/H) 1.28 64 52 23 Four-walled Opal (A/H/O/H) 1.28 59 46 23 Polycarbonate Single-walled Heatstop Opal (T) 5.17 49 59 - Heatstop PC Double-walled Clear (T/H) 2.90 44 51 20 Double-walled Opal (T/O) 2.90 41 45 20 Triple-walled Clear (T/H/H) 1.70 40 <td data-sheets-numberformat='{"1":2,"2":"0","3":1}' data-sheets-value='{"1":3,"3":44}' style="overflow:hidden;paddin | https://skylux.eu/en/products/skylux-160-ce-met-koepel-en-pvc-opstand-30-20-met-lm-motor-en-windvang-0800-x-1100-mm | https://skylux.eu/cdn/shop/files/Skylux-160deg-CE-met-koepel-en-pvc-opstand-3020-met-LM-motor-en-windvang-0800-x-1100-mm-RWA-systeem.jpg?v=1702981380&width=1600 | https://skylux.eu/cdn/shop/files/e5a82811-1bb0-48e4-a776-cacb59c7c092_e29e9a15-9bb9-4929-8c83-74f4361c19d9.jpg?v=1688551364&width=1600 | //skylux.eu/cdn/shop/files/E_MH_Mounting_instructions_Skylux_160_CE_LM.pdf?v=12406716259046007223 | //skylux.eu/cdn/shop/files/E_TD_Technical_File_Skylux_Skylux_160_CE_Electric.pdf?v=3667116872303399239 | <style type="text/css" id="isPasted"> <!--td { border: 1px solid #cccccc; } br { mso-data-placement: same-cell; } --> </style> <table border="1" cellpadding="0" cellspacing="0" dir="ltr" style="table-layout:fixed;font-size:10pt;font-family:Arial;border-collapse:collapse;border:none;"><tbody> <tr style="height:20px;"> <td style="overflow:hidden;padding:0px 3px 0px 3px;vertical-align:bottom;"></td> <td style="overflow:hidden;padding:0px 3px 0px 3px;vertical-align:bottom;"></td> <td style="overflow:hidden;padding:0px 3px 0px 3px;vertical-align:bottom;"></td> <td data-sheets-value='{"1":2,"2":"Ut-value"}' style="overflow:hidden;padding:0px 3px 0px 3px;vertical-align:bottom;font-weight:bold;text-align:center;">Ut-value</td> <td data-sheets-value='{"1":2,"2":"LT-value"}' style="overflow:hidden;padding:0px 3px 0px 3px;vertical-align:bottom;font-weight:bold;text-align:center;">LT-value</td> <td data-sheets-value='{"1":2,"2":"g-value"}' style="overflow:hidden;padding:0px 3px 0px 3px;vertical-align:bottom;font-weight:bold;text-align:center;">g-value</td> <td data-sheets-value='{"1":2,"2":"Rw-value "}' style="overflow:hidden;padding:0px 3px 0px 3px;vertical-align:bottom;font-weight:bold;text-align:center;">Rw-value </td> </tr> <tr style="height:20px;"> <td style="overflow:hidden;padding:0px 3px 0px 3px;vertical-align:bottom;"></td> <td style="overflow:hidden;padding:0px 3px 0px 3px;vertical-align:bottom;"></td> <td style="overflow:hidden;padding:0px 3px 0px 3px;vertical-align:bottom;"></td> <td data-sheets-numberformat='{"1":2,"2":"0.00","3":1}' data-sheets-value='{"1":2,"2":"EN 1873 : 2014"}' style="overflow:hidden;padding:0px 3px 0px 3px;vertical-align:bottom;text-align:center;">EN 1873 : 2014</td> <td data-sheets-numberformat='{"1":2,"2":"0","3":1}' data-sheets-value='{"1":2,"2":"EN ISO 13468 EN 16153 EN 410"}' style="overflow:hidden;padding:0px 3px 0px 3px;vertical-align:bottom;text-align:center;">EN ISO 13468 EN 16153 EN 410</td> <td data-sheets-numberformat='{"1":2,"2":"0","3":1}' data-sheets-value='{"1":2,"2":"EN 410"}' style="overflow:hidden;padding:0px 3px 0px 3px;vertical-align:bottom;text-align:center;">EN 410</td> <td data-sheets-value='{"1":2,"2":"EN ISO 140-3\t\t"}' style="overflow:hidden;padding:0px 3px 0px 3px;vertical-align:bottom;text-align:center;">EN ISO 140-3 </td> </tr> <tr style="height:20px;"> <td data-sheets-value='{"1":2,"2":"Material"}' style="border-bottom:1px solid #000000;overflow:hidden;padding:0px 3px 0px 3px;vertical-align:bottom;background-color:#000000;font-weight:bold;color:#ffffff;">Material</td> <td data-sheets-value='{"1":2,"2":"Walls"}' style="border-bottom:1px solid #000000;overflow:hidden;padding:0px 3px 0px 3px;vertical-align:bottom;background-color:#000000;font-weight:bold;color:#ffffff;">Walls</td> <td data-sheets-value='{"1":2,"2":"Shells"}' style="border-bottom:1px solid #000000;overflow:hidden;padding:0px 3px 0px 3px;vertical-align:bottom;background-color:#000000;font-weight:bold;color:#ffffff;">Shells</td> <td data-sheets-numberformat='{"1":2,"2":"0.00","3":1}' data-sheets-value='{"1":2,"2":"(W/m²K)\t"}' style="border-bottom:1px solid #000000;overflow:hidden;padding:0px 3px 0px 3px;vertical-align:bottom;background-color:#000000;font-weight:bold;color:#ffffff;text-align:center;">(W/m²K) </td> <td data-sheets-numberformat='{"1":2,"2":"0","3":1}' data-sheets-value='{"1":2,"2":"(%)"}' style="border-bottom:1px solid #000000;overflow:hidden;padding:0px 3px 0px 3px;vertical-align:bottom;background-color:#000000;font-weight:bold;color:#ffffff;text-align:center;">(%)</td> <td data-sheets-numberformat='{"1":2,"2":"0","3":1}' data-sheets-value='{"1":2,"2":"(%)"}' style="border-bottom:1px solid #000000;overflow:hidden;padding:0px 3px 0px 3px;vertical-align:bottom;background-color:#000000;font-weight:bold;color:#ffffff;text-align:center;">(%)</td> <td data-sheets-value='{"1":2,"2":"(dB)"}' style="border-bottom:1px solid #000000;overflow:hidden;padding:0px 3px 0px 3px;vertical-align:bottom;background-color:#000000;font-weight:bold;color:#ffffff;text-align:center;">(dB)</td> </tr> <tr style="height:20px;"> <td data-sheets-value='{"1":2,"2":"Acrylic"}' style="border-left:1px solid #000000;overflow:hidden;padding:0px 3px 0px 3px;vertical-align:bottom;font-weight:bold;">Acrylic</td> <td data-sheets-value='{"1":2,"2":"Single-walled"}' style="overflow:hidden;padding:0px 3px 0px 3px;vertical-align:bottom;font-weight:bold;">Single-walled</td> <td data-sheets-value='{"1":2,"2":"Clear (H)"}' style="border-right:1px solid #000000;overflow:hidden;padding:0px 3px 0px 3px;vertical-align:bottom;font-weight:bold;">Clear (H)</td> <td data-sheets-numberformat='{"1":2,"2":"0.00","3":1}' data-sheets-value='{"1":3,"3":5.17}' style="overflow:hidden;padding:0px 3px 0px 3px;vertical-align:bottom;text-align:center;">5.17</td> <td data-sheets-numberformat='{"1":2,"2":"0","3":1}' data-sheets-value='{"1":3,"3":90}' style="overflow:hidden;padding:0px 3px 0px 3px;vertical-align:bottom;text-align:center;">90</td> <td data-sheets-numberformat='{"1":2,"2":"0","3":1}' data-sheets-value='{"1":3,"3":87}' style="overflow:hidden;padding:0px 3px 0px 3px;vertical-align:bottom;text-align:center;">87</td> <td data-sheets-numberformat='{"1":2,"2":"0","3":1}' data-sheets-value='{"1":2,"2":"-"}' style="border-right:1px solid #000000;overflow:hidden;padding:0px 3px 0px 3px;vertical-align:bottom;text-align:center;">-</td> </tr> <tr style="height:20px;"> <td data-sheets-value='{"1":2,"2":"PMMA"}' style="border-left:1px solid #000000;overflow:hidden;padding:0px 3px 0px 3px;vertical-align:bottom;font-weight:bold;">PMMA</td> <td data-sheets-value='{"1":2,"2":"Single-walled"}' style="overflow:hidden;padding:0px 3px 0px 3px;vertical-align:bottom;font-weight:bold;">Single-walled</td> <td data-sheets-value='{"1":2,"2":"Opal (O)"}' style="border-right:1px solid #000000;overflow:hidden;padding:0px 3px 0px 3px;vertical-align:bottom;font-weight:bold;">Opal (O)</td> <td data-sheets-numberformat='{"1":2,"2":"0.00","3":1}' data-sheets-value='{"1":3,"3":5.17}' style="overflow:hidden;padding:0px 3px 0px 3px;vertical-align:bottom;text-align:center;">5.17</td> <td data-sheets-numberformat='{"1":2,"2":"0","3":1}' data-sheets-value='{"1":3,"3":83}' style="overflow:hidden;padding:0px 3px 0px 3px;vertical-align:bottom;text-align:center;">83</td> <td data-sheets-numberformat='{"1":2,"2":"0","3":1}' data-sheets-value='{"1":3,"3":76}' style="overflow:hidden;padding:0px 3px 0px 3px;vertical-align:bottom;text-align:center;">76</td> <td data-sheets-numberformat='{"1":2,"2":"0","3":1}' data-sheets-value='{"1":2,"2":"-"}' style="border-right:1px solid #000000;overflow:hidden;padding:0px 3px 0px 3px;vertical-align:bottom;text-align:center;">-</td> </tr> <tr style="height:20px;"> <td style="border-left:1px solid #000000;overflow:hidden;padding:0px 3px 0px 3px;vertical-align:bottom;font-weight:bold;"></td> <td data-sheets-value='{"1":2,"2":"Double-walled"}' style="overflow:hidden;padding:0px 3px 0px 3px;vertical-align:bottom;font-weight:bold;">Double-walled</td> <td data-sheets-value='{"1":2,"2":"Clear (H/H)"}' style="border-right:1px solid #000000;overflow:hidden;padding:0px 3px 0px 3px;vertical-align:bottom;font-weight:bold;">Clear (H/H)</td> <td data-sheets-numberformat='{"1":2,"2":"0.00","3":1}' data-sheets-value='{"1":3,"3":2.9}' style="overflow:hidden;padding:0px 3px 0px 3px;vertical-align:bottom;text-align:center;">2.90</td> <td data-sheets-numberformat='{"1":2,"2":"0","3":1}' data-sheets-value='{"1":3,"3":81}' style="overflow:hidden;padding:0px 3px 0px 3px;vertical-align:bottom;text-align:center;">81</td> <td data-sheets-numberformat='{"1":2,"2":"0","3":1}' data-sheets-value='{"1":3,"3":75}' style="overflow:hidden;padding:0px 3px 0px 3px;vertical-align:bottom;text-align:center;">75</td> <td data-sheets-numberformat='{"1":2,"2":"0","3":1}' data-sheets-value='{"1":3,"3":20}' style="border-right:1px solid #000000;overflow:hidden;padding:0px 3px 0px 3px;vertical-align:bottom;text-align:center;">20</td> </tr> <tr style="height:20px;"> <td style="border-left:1px solid #000000;overflow:hidden;padding:0px 3px 0px 3px;vertical-align:bottom;font-weight:bold;"></td> <td data-sheets-value='{"1":2,"2":"Double-walled"}' style="overflow:hidden;padding:0px 3px 0px 3px;vertical-align:bottom;font-weight:bold;">Double-walled</td> <td data-sheets-value='{"1":2,"2":"Opal (O/O)"}' style="border-right:1px solid #000000;overflow:hidden;padding:0px 3px 0px 3px;vertical-align:bottom;font-weight:bold;">Opal (O/O)</td> <td data-sheets-numberformat='{"1":2,"2":"0.00","3":1}' data-sheets-value='{"1":3,"3":2.9}' style="overflow:hidden;padding:0px 3px 0px 3px;vertical-align:bottom;text-align:center;">2.90</td> <td data-sheets-numberformat='{"1":2,"2":"0","3":1}' data-sheets-value='{"1":3,"3":69}' style="overflow:hidden;padding:0px 3px 0px 3px;vertical-align:bottom;text-align:center;">69</td> <td data-sheets-numberformat='{"1":2,"2":"0","3":1}' data-sheets-value='{"1":3,"3":58}' style="overflow:hidden;padding:0px 3px 0px 3px;vertical-align:bottom;text-align:center;">58</td> <td data-sheets-numberformat='{"1":2,"2":"0","3":1}' data-sheets-value='{"1":3,"3":20}' style="border-right:1px solid #000000;overflow:hidden;padding:0px 3px 0px 3px;vertical-align:bottom;text-align:center;">20</td> </tr> <tr style="height:20px;"> <td style="border-left:1px solid #000000;overflow:hidden;padding:0px 3px 0px 3px;vertical-align:bottom;font-weight:bold;"></td> <td data-sheets-value='{"1":2,"2":"Triple-walled"}' style="overflow:hidden;padding:0px 3px 0px 3px;vertical-align:bottom;font-weight:bold;">Triple-walled</td> <td data-sheets-value='{"1":2,"2":"Clear (H/H/H)"}' style="border-right:1px solid #000000;overflow:hidden;padding:0px 3px 0px 3px;vertical-align:bottom;font-weight:bold;">Clear (H/H/H)</td> <td data-sheets-numberformat='{"1":2,"2":"0.00","3":1}' data-sheets-value='{"1":3,"3":1.7}' style="overflow:hidden;padding:0px 3px 0px 3px;vertical-align:bottom;text-align:center;">1.70</td> <td data-sheets-numberformat='{"1":2,"2":"0","3":1}' data-sheets-value='{"1":3,"3":73}' style="overflow:hidden;padding:0px 3px 0px 3px;vertical-align:bottom;text-align:center;">73</td> <td data-sheets-numberformat='{"1":2,"2":"0","3":1}' data-sheets-value='{"1":3,"3":65}' style="overflow:hidden;padding:0px 3px 0px 3px;vertical-align:bottom;text-align:center;">65</td> <td data-sheets-numberformat='{"1":2,"2":"0","3":1}' data-sheets-value='{"1":3,"3":22}' style="border-right:1px solid #000000;overflow:hidden;padding:0px 3px 0px 3px;vertical-align:bottom;text-align:center;">22</td> </tr> <tr style="height:20px;"> <td style="border-left:1px solid #000000;overflow:hidden;padding:0px 3px 0px 3px;vertical-align:bottom;font-weight:bold;"></td> <td data-sheets-value='{"1":2,"2":"Triple-walled"}' style="overflow:hidden;padding:0px 3px 0px 3px;vertical-align:bottom;font-weight:bold;">Triple-walled</td> <td data-sheets-value='{"1":2,"2":"Opal (O/H/O)"}' style="border-right:1px solid #000000;overflow:hidden;padding:0px 3px 0px 3px;vertical-align:bottom;font-weight:bold;">Opal (O/H/O)</td> <td data-sheets-numberformat='{"1":2,"2":"0.00","3":1}' data-sheets-value='{"1":3,"3":1.7}' style="overflow:hidden;padding:0px 3px 0px 3px;vertical-align:bottom;text-align:center;">1.70</td> <td data-sheets-numberformat='{"1":2,"2":"0","3":1}' data-sheets-value='{"1":3,"3":62}' style="overflow:hidden;padding:0px 3px 0px 3px;vertical-align:bottom;text-align:center;">62</td> <td data-sheets-numberformat='{"1":2,"2":"0","3":1}' data-sheets-value='{"1":3,"3":51}' style="overflow:hidden;padding:0px 3px 0px 3px;vertical-align:bottom;text-align:center;">51</td> <td data-sheets-numberformat='{"1":2,"2":"0","3":1}' data-sheets-value='{"1":3,"3":22}' style="border-right:1px solid #000000;overflow:hidden;padding:0px 3px 0px 3px;vertical-align:bottom;text-align:center;">22</td> </tr> <tr style="height:20px;"> <td style="border-left:1px solid #000000;overflow:hidden;padding:0px 3px 0px 3px;vertical-align:bottom;font-weight:bold;"></td> <td data-sheets-value='{"1":2,"2":"Four-walled"}' style="overflow:hidden;padding:0px 3px 0px 3px;vertical-align:bottom;font-weight:bold;">Four-walled</td> <td data-sheets-value='{"1":2,"2":"Clear (H/H/H/H)"}' style="border-right:1px solid #000000;overflow:hidden;padding:0px 3px 0px 3px;vertical-align:bottom;font-weight:bold;">Clear (H/H/H/H)</td> <td data-sheets-numberformat='{"1":2,"2":"0.00","3":1}' data-sheets-value='{"1":3,"3":1.28}' style="overflow:hidden;padding:0px 3px 0px 3px;vertical-align:bottom;text-align:center;">1.28</td> <td data-sheets-numberformat='{"1":2,"2":"0","3":1}' data-sheets-value='{"1":3,"3":64}' style="overflow:hidden;padding:0px 3px 0px 3px;vertical-align:bottom;text-align:center;">64</td> <td data-sheets-numberformat='{"1":2,"2":"0","3":1}' data-sheets-value='{"1":3,"3":54}' style="overflow:hidden;padding:0px 3px 0px 3px;vertical-align:bottom;text-align:center;">54</td> <td data-sheets-numberformat='{"1":2,"2":"0","3":1}' data-sheets-value='{"1":3,"3":23}' style="border-right:1px solid #000000;overflow:hidden;padding:0px 3px 0px 3px;vertical-align:bottom;text-align:center;">23</td> </tr> <tr style="height:20px;"> <td style="border-bottom:1px solid #000000;border-left:1px solid #000000;overflow:hidden;padding:0px 3px 0px 3px;vertical-align:bottom;"></td> <td data-sheets-value='{"1":2,"2":"Four-walled"}' style="border-bottom:1px solid #000000;overflow:hidden;padding:0px 3px 0px 3px;vertical-align:bottom;font-weight:bold;">Four-walled</td> <td data-sheets-value='{"1":2,"2":"Opal (H/H/O/H)"}' style="border-right:1px solid #000000;border-bottom:1px solid #000000;overflow:hidden;padding:0px 3px 0px 3px;vertical-align:bottom;font-weight:bold;">Opal (H/H/O/H)</td> <td data-sheets-numberformat='{"1":2,"2":"0.00","3":1}' data-sheets-value='{"1":3,"3":1.28}' style="border-bottom:1px solid #000000;overflow:hidden;padding:0px 3px 0px 3px;vertical-align:bottom;text-align:center;">1.28</td> <td data-sheets-numberformat='{"1":2,"2":"0","3":1}' data-sheets-value='{"1":3,"3":59}' style="border-bottom:1px solid #000000;overflow:hidden;padding:0px 3px 0px 3px;vertical-align:bottom;text-align:center;">59</td> <td data-sheets-numberformat='{"1":2,"2":"0","3":1}' data-sheets-value='{"1":3,"3":48}' style="border-bottom:1px solid #000000;overflow:hidden;padding:0px 3px 0px 3px;vertical-align:bottom;text-align:center;">48</td> <td data-sheets-numberformat='{"1":2,"2":"0","3":1}' data-sheets-value='{"1":3,"3":23}' style="border-right:1px solid #000000;border-bottom:1px solid #000000;overflow:hidden;padding:0px 3px 0px 3px;vertical-align:bottom;text-align:center;">23</td> </tr> <tr style="height:20px;"> <td data-sheets-value='{"1":2,"2":"Polycarbonate "}' style="border-left:1px solid #000000;overflow:hidden;padding:0px 3px 0px 3px;vertical-align:bottom;font-weight:bold;">Polycarbonate </td> <td data-sheets-value='{"1":2,"2":"Single-walled"}' style="overflow:hidden;padding:0px 3px 0px 3px;vertical-align:bottom;font-weight:bold;">Single-walled</td> <td data-sheets-value='{"1":2,"2":"Clear (A)"}' style="border-right:1px solid #000000;overflow:hidden;padding:0px 3px 0px 3px;vertical-align:bottom;font-weight:bold;">Clear (A)</td> <td data-sheets-numberformat='{"1":2,"2":"0.00","3":1}' data-sheets-value='{"1":3,"3":5.17}' style="overflow:hidden;padding:0px 3px 0px 3px;vertical-align:bottom;text-align:center;">5.17</td> <td data-sheets-numberformat='{"1":2,"2":"0","3":1}' data-sheets-value='{"1":3,"3":88}' style="overflow:hidden;padding:0px 3px 0px 3px;vertical-align:bottom;text-align:center;">88</td> <td data-sheets-numberformat='{"1":2,"2":"0","3":1}' data-sheets-value='{"1":3,"3":83}' style="overflow:hidden;padding:0px 3px 0px 3px;vertical-align:bottom;text-align:center;">83</td> <td data-sheets-numberformat='{"1":2,"2":"0","3":1}' data-sheets-value='{"1":2,"2":"-"}' style="border-right:1px solid #000000;overflow:hidden;padding:0px 3px 0px 3px;vertical-align:bottom;text-align:center;">-</td> </tr> <tr style="height:20px;"> <td data-sheets-value='{"1":2,"2":"PC"}' style="border-left:1px solid #000000;overflow:hidden;padding:0px 3px 0px 3px;vertical-align:bottom;font-weight:bold;">PC</td> <td data-sheets-value='{"1":2,"2":"Single-walled"}' style="overflow:hidden;padding:0px 3px 0px 3px;vertical-align:bottom;font-weight:bold;">Single-walled</td> <td data-sheets-value='{"1":2,"2":"Opal (D)"}' style="border-right:1px solid #000000;overflow:hidden;padding:0px 3px 0px 3px;vertical-align:bottom;font-weight:bold;">Opal (D)</td> <td data-sheets-numberformat='{"1":2,"2":"0.00","3":1}' data-sheets-value='{"1":3,"3":5.17}' style="overflow:hidden;padding:0px 3px 0px 3px;vertical-align:bottom;text-align:center;">5.17</td> <td data-sheets-numberformat='{"1":2,"2":"0","3":1}' data-sheets-value='{"1":3,"3":58}' style="overflow:hidden;padding:0px 3px 0px 3px;vertical-align:bottom;text-align:center;">58</td> <td data-sheets-numberformat='{"1":2,"2":"0","3":1}' data-sheets-value='{"1":3,"3":60}' style="overflow:hidden;padding:0px 3px 0px 3px;vertical-align:bottom;text-align:center;">60</td> <td data-sheets-numberformat='{"1":2,"2":"0","3":1}' data-sheets-value='{"1":2,"2":"-"}' style="border-right:1px solid #000000;overflow:hidden;padding:0px 3px 0px 3px;vertical-align:bottom;text-align:center;">-</td> </tr> <tr style="height:20px;"> <td style="border-left:1px solid #000000;overflow:hidden;padding:0px 3px 0px 3px;vertical-align:bottom;font-weight:bold;"></td> <td data-sheets-value='{"1":2,"2":"Double-walled"}' style="overflow:hidden;padding:0px 3px 0px 3px;vertical-align:bottom;font-weight:bold;">Double-walled</td> <td data-sheets-value='{"1":2,"2":"Clear (A/H)"}' style="border-right:1px solid #000000;overflow:hidden;padding:0px 3px 0px 3px;vertical-align:bottom;font-weight:bold;">Clear (A/H)</td> <td data-sheets-numberformat='{"1":2,"2":"0.00","3":1}' data-sheets-value='{"1":3,"3":2.9}' style="overflow:hidden;padding:0px 3px 0px 3px;vertical-align:bottom;text-align:center;">2.90</td> <td data-sheets-numberformat='{"1":2,"2":"0","3":1}' data-sheets-value='{"1":3,"3":79}' style="overflow:hidden;padding:0px 3px 0px 3px;vertical-align:bottom;text-align:center;">79</td> <td data-sheets-numberformat='{"1":2,"2":"0","3":1}' data-sheets-value='{"1":3,"3":72}' style="overflow:hidden;padding:0px 3px 0px 3px;vertical-align:bottom;text-align:center;">72</td> <td data-sheets-numberformat='{"1":2,"2":"0","3":1}' data-sheets-value='{"1":3,"3":20}' style="border-right:1px solid #000000;overflow:hidden;padding:0px 3px 0px 3px;vertical-align:bottom;text-align:center;">20</td> </tr> <tr style="height:20px;"> <td style="border-left:1px solid #000000;overflow:hidden;padding:0px 3px 0px 3px;vertical-align:bottom;font-weight:bold;"></td> <td data-sheets-value='{"1":2,"2":"Double-walled"}' style="overflow:hidden;padding:0px 3px 0px 3px;vertical-align:bottom;font-weight:bold;">Double-walled</td> <td data-sheets-value='{"1":2,"2":"Clear (A/A)"}' style="border-right:1px solid #000000;overflow:hidden;padding:0px 3px 0px 3px;vertical-align:bottom;font-weight:bold;">Clear (A/A)</td> <td data-sheets-numberformat='{"1":2,"2":"0.00","3":1}' data-sheets-value='{"1":3,"3":2.9}' style="overflow:hidden;padding:0px 3px 0px 3px;vertical-align:bottom;text-align:center;">2.90</td> <td data-sheets-numberformat='{"1":2,"2":"0","3":1}' data-sheets-value='{"1":3,"3":77}' style="overflow:hidden;padding:0px 3px 0px 3px;vertical-align:bottom;text-align:center;">77</td> <td data-sheets-numberformat='{"1":2,"2":"0","3":1}' data-sheets-value='{"1":3,"3":69}' style="overflow:hidden;padding:0px 3px 0px 3px;vertical-align:bottom;text-align:center;">69</td> <td data-sheets-numberformat='{"1":2,"2":"0","3":1}' data-sheets-value='{"1":3,"3":20}' style="border-right:1px solid #000000;overflow:hidden;padding:0px 3px 0px 3px;vertical-align:bottom;text-align:center;">20</td> </tr> <tr style="height:20px;"> <td style="border-left:1px solid #000000;overflow:hidden;padding:0px 3px 0px 3px;vertical-align:bottom;font-weight:bold;"></td> <td data-sheets-value='{"1":2,"2":"Double-walled"}' style="overflow:hidden;padding:0px 3px 0px 3px;vertical-align:bottom;font-weight:bold;">Double-walled</td> <td data-sheets-value='{"1":2,"2":"Opal (A/O)"}' style="border-right:1px solid #000000;overflow:hidden;padding:0px 3px 0px 3px;vertical-align:bottom;font-weight:bold;">Opal (A/O)</td> <td data-sheets-numberformat='{"1":2,"2":"0.00","3":1}' data-sheets-value='{"1":3,"3":2.9}' style="overflow:hidden;padding:0px 3px 0px 3px;vertical-align:bottom;text-align:center;">2.90</td> <td data-sheets-numberformat='{"1":2,"2":"0","3":1}' data-sheets-value='{"1":3,"3":73}' style="overflow:hidden;padding:0px 3px 0px 3px;vertical-align:bottom;text-align:center;">73</td> <td data-sheets-numberformat='{"1":2,"2":"0","3":1}' data-sheets-value='{"1":3,"3":63}' style="overflow:hidden;padding:0px 3px 0px 3px;vertical-align:bottom;text-align:center;">63</td> <td data-sheets-numberformat='{"1":2,"2":"0","3":1}' data-sheets-value='{"1":3,"3":20}' style="border-right:1px solid #000000;overflow:hidden;padding:0px 3px 0px 3px;vertical-align:bottom;text-align:center;">20</td> </tr> <tr style="height:20px;"> <td style="border-left:1px solid #000000;overflow:hidden;padding:0px 3px 0px 3px;vertical-align:bottom;font-weight:bold;"></td> <td data-sheets-value='{"1":2,"2":"Double-walled"}' style="overflow:hidden;padding:0px 3px 0px 3px;vertical-align:bottom;font-weight:bold;">Double-walled</td> <td data-sheets-value='{"1":2,"2":"Opal (A/D)"}' style="border-right:1px solid #000000;overflow:hidden;padding:0px 3px 0px 3px;vertical-align:bottom;font-weight:bold;">Opal (A/D)</td> <td data-sheets-numberformat='{"1":2,"2":"0.00","3":1}' data-sheets-value='{"1":3,"3":2.9}' style="overflow:hidden;padding:0px 3px 0px 3px;vertical-align:bottom;text-align:center;">2.90</td> <td data-sheets-numberformat='{"1":2,"2":"0","3":1}' data-sheets-value='{"1":3,"3":51}' style="overflow:hidden;padding:0px 3px 0px 3px;vertical-align:bottom;text-align:center;">51</td> <td data-sheets-numberformat='{"1":2,"2":"0","3":1}' data-sheets-value='{"1":3,"3":50}' style="overflow:hidden;padding:0px 3px 0px 3px;vertical-align:bottom;text-align:center;">50</td> <td data-sheets-numberformat='{"1":2,"2":"0","3":1}' data-sheets-value='{"1":3,"3":20}' style="border-right:1px solid #000000;overflow:hidden;padding:0px 3px 0px 3px;vertical-align:bottom;text-align:center;">20</td> </tr> <tr style="height:20px;"> <td style="border-left:1px solid #000000;overflow:hidden;padding:0px 3px 0px 3px;vertical-align:bottom;font-weight:bold;"></td> <td data-sheets-value='{"1":2,"2":"Triple-walled"}' style="overflow:hidden;padding:0px 3px 0px 3px;vertical-align:bottom;font-weight:bold;">Triple-walled</td> <td data-sheets-value='{"1":2,"2":"Clear (A/H/H)"}' style="border-right:1px solid #000000;overflow:hidden;padding:0px 3px 0px 3px;vertical-align:bottom;font-weight:bold;">Clear (A/H/H)</td> <td data-sheets-numberformat='{"1":2,"2":"0.00","3":1}' data-sheets-value='{"1":3,"3":1.7}' style="overflow:hidden;padding:0px 3px 0px 3px;vertical-align:bottom;text-align:center;">1.70</td> <td data-sheets-numberformat='{"1":2,"2":"0","3":1}' data-sheets-value='{"1":3,"3":71}' style="overflow:hidden;padding:0px 3px 0px 3px;vertical-align:bottom;text-align:center;">71</td> <td data-sheets-numberformat='{"1":2,"2":"0","3":1}' data-sheets-value='{"1":3,"3":63}' style="overflow:hidden;padding:0px 3px 0px 3px;vertical-align:bottom;text-align:center;">63</td> <td data-sheets-numberformat='{"1":2,"2":"0","3":1}' data-sheets-value='{"1":3,"3":22}' style="border-right:1px solid #000000;overflow:hidden;padding:0px 3px 0px 3px;vertical-align:bottom;text-align:center;">22</td> </tr> <tr style="height:20px;"> <td style="border-left:1px solid #000000;overflow:hidden;padding:0px 3px 0px 3px;vertical-align:bottom;font-weight:bold;"></td> <td data-sheets-value='{"1":2,"2":"Triple-walled"}' style="overflow:hidden;padding:0px 3px 0px 3px;vertical-align:bottom;font-weight:bold;">Triple-walled</td> <td data-sheets-value='{"1":2,"2":"Opal (A/O/O)"}' style="border-right:1px solid #000000;overflow:hidden;padding:0px 3px 0px 3px;vertical-align:bottom;font-weight:bold;">Opal (A/O/O)</td> <td data-sheets-numberformat='{"1":2,"2":"0.00","3":1}' data-sheets-value='{"1":3,"3":1.7}' style="overflow:hidden;padding:0px 3px 0px 3px;vertical-align:bottom;text-align:center;">1.70</td> <td data-sheets-numberformat='{"1":2,"2":"0","3":1}' data-sheets-value='{"1":3,"3":61}' style="overflow:hidden;padding:0px 3px 0px 3px;vertical-align:bottom;text-align:center;">61</td> <td data-sheets-numberformat='{"1":2,"2":"0","3":1}' data-sheets-value='{"1":3,"3":48}' style="overflow:hidden;padding:0px 3px 0px 3px;vertical-align:bottom;text-align:center;">48</td> <td data-sheets-numberformat='{"1":2,"2":"0","3":1}' data-sheets-value='{"1":3,"3":22}' style="border-right:1px solid #000000;overflow:hidden;padding:0px 3px 0px 3px;vertical-align:bottom;text-align:center;">22</td> </tr> <tr style="height:20px;"> <td style="border-left:1px solid #000000;overflow:hidden;padding:0px 3px 0px 3px;vertical-align:bottom;font-weight:bold;"></td> <td data-sheets-value='{"1":2,"2":"Four-walled"}' style="overflow:hidden;padding:0px 3px 0px 3px;vertical-align:bottom;font-weight:bold;">Four-walled</td> <td data-sheets-value='{"1":2,"2":"Clear (A/H/H/H)"}' style="border-right:1px solid #000000;overflow:hidden;padding:0px 3px 0px 3px;vertical-align:bottom;font-weight:bold;">Clear (A/H/H/H)</td> <td data-sheets-numberformat='{"1":2,"2":"0.00","3":1}' data-sheets-value='{"1":3,"3":1.28}' style="overflow:hidden;padding:0px 3px 0px 3px;vertical-align:bottom;text-align:center;">1.28</td> <td data-sheets-numberformat='{"1":2,"2":"0","3":1}' data-sheets-value='{"1":3,"3":64}' style="overflow:hidden;padding:0px 3px 0px 3px;vertical-align:bottom;text-align:center;">64</td> <td data-sheets-numberformat='{"1":2,"2":"0","3":1}' data-sheets-value='{"1":3,"3":52}' style="overflow:hidden;padding:0px 3px 0px 3px;vertical-align:bottom;text-align:center;">52</td> <td data-sheets-numberformat='{"1":2,"2":"0","3":1}' data-sheets-value='{"1":3,"3":23}' style="border-right:1px solid #000000;overflow:hidden;padding:0px 3px 0px 3px;vertical-align:bottom;text-align:center;">23</td> </tr> <tr style="height:20px;"> <td style="border-bottom:1px solid #000000;border-left:1px solid #000000;overflow:hidden;padding:0px 3px 0px 3px;vertical-align:bottom;"></td> <td data-sheets-value='{"1":2,"2":"Four-walled"}' style="border-bottom:1px solid #000000;overflow:hidden;padding:0px 3px 0px 3px;vertical-align:bottom;font-weight:bold;">Four-walled</td> <td data-sheets-value='{"1":2,"2":"Opal (A/H/O/H)"}' style="border-right:1px solid #000000;border-bottom:1px solid #000000;overflow:hidden;padding:0px 3px 0px 3px;vertical-align:bottom;font-weight:bold;">Opal (A/H/O/H)</td> <td data-sheets-numberformat='{"1":2,"2":"0.00","3":1}' data-sheets-value='{"1":3,"3":1.28}' style="border-bottom:1px solid #000000;overflow:hidden;padding:0px 3px 0px 3px;vertical-align:bottom;text-align:center;">1.28</td> <td data-sheets-numberformat='{"1":2,"2":"0","3":1}' data-sheets-value='{"1":3,"3":59}' style="border-bottom:1px solid #000000;overflow:hidden;padding:0px 3px 0px 3px;vertical-align:bottom;text-align:center;">59</td> <td data-sheets-numberformat='{"1":2,"2":"0","3":1}' data-sheets-value='{"1":3,"3":46}' style="border-bottom:1px solid #000000;overflow:hidden;padding:0px 3px 0px 3px;vertical-align:bottom;text-align:center;">46</td> <td data-sheets-numberformat='{"1":2,"2":"0","3":1}' data-sheets-value='{"1":3,"3":23}' style="border-right:1px solid #000000;border-bottom:1px solid #000000;overflow:hidden;padding:0px 3px 0px 3px;vertical-align:bottom;text-align:center;">23</td> </tr> <tr style="height:20px;"> <td data-sheets-value='{"1":2,"2":"Polycarbonate"}' style="border-left:1px solid #000000;overflow:hidden;padding:0px 3px 0px 3px;vertical-align:bottom;font-weight:bold;">Polycarbonate</td> <td data-sheets-value='{"1":2,"2":"Single-walled"}' style="overflow:hidden;padding:0px 3px 0px 3px;vertical-align:bottom;font-weight:bold;">Single-walled</td> <td data-sheets-value='{"1":2,"2":"Heatstop Opal (T)"}' style="border-right:1px solid #000000;overflow:hidden;padding:0px 3px 0px 3px;vertical-align:bottom;font-weight:bold;">Heatstop Opal (T)</td> <td data-sheets-numberformat='{"1":2,"2":"0.00","3":1}' data-sheets-value='{"1":3,"3":5.17}' style="overflow:hidden;padding:0px 3px 0px 3px;vertical-align:bottom;text-align:center;">5.17</td> <td data-sheets-numberformat='{"1":2,"2":"0","3":1}' data-sheets-value='{"1":3,"3":49}' style="overflow:hidden;padding:0px 3px 0px 3px;vertical-align:bottom;text-align:center;">49</td> <td data-sheets-numberformat='{"1":2,"2":"0","3":1}' data-sheets-value='{"1":3,"3":59}' style="overflow:hidden;padding:0px 3px 0px 3px;vertical-align:bottom;text-align:center;">59</td> <td data-sheets-numberformat='{"1":2,"2":"0","3":1}' data-sheets-value='{"1":2,"2":"-"}' style="border-right:1px solid #000000;overflow:hidden;padding:0px 3px 0px 3px;vertical-align:bottom;text-align:center;">-</td> </tr> <tr style="height:20px;"> <td data-sheets-value='{"1":2,"2":"Heatstop PC"}' style="border-left:1px solid #000000;overflow:hidden;padding:0px 3px 0px 3px;vertical-align:bottom;font-weight:bold;">Heatstop PC</td> <td data-sheets-value='{"1":2,"2":"Double-walled"}' style="overflow:hidden;padding:0px 3px 0px 3px;vertical-align:bottom;font-weight:bold;">Double-walled</td> <td data-sheets-value='{"1":2,"2":"Clear (T/H)"}' style="border-right:1px solid #000000;overflow:hidden;padding:0px 3px 0px 3px;vertical-align:bottom;font-weight:bold;">Clear (T/H)</td> <td data-sheets-numberformat='{"1":2,"2":"0.00","3":1}' data-sheets-value='{"1":3,"3":2.9}' style="overflow:hidden;padding:0px 3px 0px 3px;vertical-align:bottom;text-align:center;">2.90</td> <td data-sheets-numberformat='{"1":2,"2":"0","3":1}' data-sheets-value='{"1":3,"3":44}' style="overflow:hidden;padding:0px 3px 0px 3px;vertical-align:bottom;text-align:center;">44</td> <td data-sheets-numberformat='{"1":2,"2":"0","3":1}' data-sheets-value='{"1":3,"3":51}' style="overflow:hidden;padding:0px 3px 0px 3px;vertical-align:bottom;text-align:center;">51</td> <td data-sheets-numberformat='{"1":2,"2":"0","3":1}' data-sheets-value='{"1":3,"3":20}' style="border-right:1px solid #000000;overflow:hidden;padding:0px 3px 0px 3px;vertical-align:bottom;text-align:center;">20</td> </tr> <tr style="height:20px;"> <td style="border-left:1px solid #000000;overflow:hidden;padding:0px 3px 0px 3px;vertical-align:bottom;font-weight:bold;"></td> <td data-sheets-value='{"1":2,"2":"Double-walled"}' style="overflow:hidden;padding:0px 3px 0px 3px;vertical-align:bottom;font-weight:bold;">Double-walled</td> <td data-sheets-value='{"1":2,"2":"Opal (T/O)"}' style="border-right:1px solid #000000;overflow:hidden;padding:0px 3px 0px 3px;vertical-align:bottom;font-weight:bold;">Opal (T/O)</td> <td data-sheets-numberformat='{"1":2,"2":"0.00","3":1}' data-sheets-value='{"1":3,"3":2.9}' style="overflow:hidden;padding:0px 3px 0px 3px;vertical-align:bottom;text-align:center;">2.90</td> <td data-sheets-numberformat='{"1":2,"2":"0","3":1}' data-sheets-value='{"1":3,"3":41}' style="overflow:hidden;padding:0px 3px 0px 3px;vertical-align:bottom;text-align:center;">41</td> <td data-sheets-numberformat='{"1":2,"2":"0","3":1}' data-sheets-value='{"1":3,"3":45}' style="overflow:hidden;padding:0px 3px 0px 3px;vertical-align:bottom;text-align:center;">45</td> <td data-sheets-numberformat='{"1":2,"2":"0","3":1}' data-sheets-value='{"1":3,"3":20}' style="border-right:1px solid #000000;overflow:hidden;padding:0px 3px 0px 3px;vertical-align:bottom;text-align:center;">20</td> </tr> <tr style="height:20px;"> <td style="border-left:1px solid #000000;overflow:hidden;padding:0px 3px 0px 3px;vertical-align:bottom;font-weight:bold;"></td> <td data-sheets-value='{"1":2,"2":"Triple-walled"}' style="overflow:hidden; | skylux-160-ce-met-koepel-en-pvc-opstand-30-20-met-lm-motor-en-windvang-0800-x-1100-mm | 8586038935885 | 46872371560781
Smoke and heat exhaust (SHEV) | SHE system | Skylux | Skylux 160° CE with skylight and PVC curb 30/20 with LM-actuator and spoiler 0800 x 1300 mm |  | 33975 | 5412970339755 | 3884.1 | Yes | 30-45 | 69.97 | 800 x 1300 mm | 1300 | 800 |  | PVC 30/20 (30 cm high & roof opening = 20 cm larger than daylight size) | Rectangular | 5.17 W/m²K - 1.28 W/m²K | 87% - 32% | 90% - 32% | 20dB - 23dB | 160° CE (for industry) | skylight | with spoiler | E | Single actuator | Maximum four-walled skylight possible for this product | Ut-value LT-value g-value Rw-value EN 1873 : 2014 EN ISO 13468 EN 16153 EN 410 EN 410 EN ISO 140-3 Material Walls Shells (W/m²K) (%) (%) (dB) Acrylic Single-walled Clear (H) 5.17 90 87 - PMMA Single-walled Opal (O) 5.17 83 76 - Double-walled Clear (H/H) 2.90 81 75 20 Double-walled Opal (O/O) 2.90 69 58 20 Triple-walled Clear (H/H/H) 1.70 73 65 22 Triple-walled Opal (O/H/O) 1.70 62 51 22 Four-walled Clear (H/H/H/H) 1.28 64 54 23 Four-walled Opal (H/H/O/H) 1.28 59 48 23 Polycarbonate Single-walled Clear (A) 5.17 88 83 - PC Single-walled Opal (D) 5.17 58 60 - Double-walled Clear (A/H) 2.90 79 72 20 Double-walled Clear (A/A) 2.90 77 69 20 Double-walled Opal (A/O) 2.90 73 63 20 Double-walled Opal (A/D) 2.90 51 50 20 Triple-walled Clear (A/H/H) 1.70 71 63 22 Triple-walled Opal (A/O/O) 1.70 61 48 22 Four-walled Clear (A/H/H/H) 1.28 64 52 23 Four-walled Opal (A/H/O/H) 1.28 59 46 23 Polycarbonate Single-walled Heatstop Opal (T) 5.17 49 59 - Heatstop PC Double-walled Clear (T/H) 2.90 44 51 20 Double-walled Opal (T/O) 2.90 41 45 20 Triple-walled Clear (T/H/H) 1.70 40 <td data-sheets-numberformat='{"1":2,"2":"0","3":1}' data-sheets-value='{"1":3,"3":44}' style="overflow:hidden;paddin | https://skylux.eu/en/products/skylux-160-ce-met-koepel-en-pvc-opstand-30-20-met-lm-motor-en-windvang-0800-x-1300-mm | https://skylux.eu/cdn/shop/files/Skylux-160deg-CE-met-koepel-en-pvc-opstand-3020-met-LM-motor-en-windvang-0800-x-1300-mm-RWA-systeem.jpg?v=1702981386&width=1600 | https://skylux.eu/cdn/shop/files/e5a82811-1bb0-48e4-a776-cacb59c7c092_58446eb1-eb89-446b-a28a-f8e68bdd22c0.jpg?v=1688551366&width=1600 | //skylux.eu/cdn/shop/files/E_MH_Mounting_instructions_Skylux_160_CE_LM.pdf?v=12406716259046007223 | //skylux.eu/cdn/shop/files/E_TD_Technical_File_Skylux_Skylux_160_CE_Electric.pdf?v=3667116872303399239 | <style type="text/css" id="isPasted"> <!--td { border: 1px solid #cccccc; } br { mso-data-placement: same-cell; } --> </style> <table border="1" cellpadding="0" cellspacing="0" dir="ltr" style="table-layout:fixed;font-size:10pt;font-family:Arial;border-collapse:collapse;border:none;"><tbody> <tr style="height:20px;"> <td style="overflow:hidden;padding:0px 3px 0px 3px;vertical-align:bottom;"></td> <td style="overflow:hidden;padding:0px 3px 0px 3px;vertical-align:bottom;"></td> <td style="overflow:hidden;padding:0px 3px 0px 3px;vertical-align:bottom;"></td> <td data-sheets-value='{"1":2,"2":"Ut-value"}' style="overflow:hidden;padding:0px 3px 0px 3px;vertical-align:bottom;font-weight:bold;text-align:center;">Ut-value</td> <td data-sheets-value='{"1":2,"2":"LT-value"}' style="overflow:hidden;padding:0px 3px 0px 3px;vertical-align:bottom;font-weight:bold;text-align:center;">LT-value</td> <td data-sheets-value='{"1":2,"2":"g-value"}' style="overflow:hidden;padding:0px 3px 0px 3px;vertical-align:bottom;font-weight:bold;text-align:center;">g-value</td> <td data-sheets-value='{"1":2,"2":"Rw-value "}' style="overflow:hidden;padding:0px 3px 0px 3px;vertical-align:bottom;font-weight:bold;text-align:center;">Rw-value </td> </tr> <tr style="height:20px;"> <td style="overflow:hidden;padding:0px 3px 0px 3px;vertical-align:bottom;"></td> <td style="overflow:hidden;padding:0px 3px 0px 3px;vertical-align:bottom;"></td> <td style="overflow:hidden;padding:0px 3px 0px 3px;vertical-align:bottom;"></td> <td data-sheets-numberformat='{"1":2,"2":"0.00","3":1}' data-sheets-value='{"1":2,"2":"EN 1873 : 2014"}' style="overflow:hidden;padding:0px 3px 0px 3px;vertical-align:bottom;text-align:center;">EN 1873 : 2014</td> <td data-sheets-numberformat='{"1":2,"2":"0","3":1}' data-sheets-value='{"1":2,"2":"EN ISO 13468 EN 16153 EN 410"}' style="overflow:hidden;padding:0px 3px 0px 3px;vertical-align:bottom;text-align:center;">EN ISO 13468 EN 16153 EN 410</td> <td data-sheets-numberformat='{"1":2,"2":"0","3":1}' data-sheets-value='{"1":2,"2":"EN 410"}' style="overflow:hidden;padding:0px 3px 0px 3px;vertical-align:bottom;text-align:center;">EN 410</td> <td data-sheets-value='{"1":2,"2":"EN ISO 140-3\t\t"}' style="overflow:hidden;padding:0px 3px 0px 3px;vertical-align:bottom;text-align:center;">EN ISO 140-3 </td> </tr> <tr style="height:20px;"> <td data-sheets-value='{"1":2,"2":"Material"}' style="border-bottom:1px solid #000000;overflow:hidden;padding:0px 3px 0px 3px;vertical-align:bottom;background-color:#000000;font-weight:bold;color:#ffffff;">Material</td> <td data-sheets-value='{"1":2,"2":"Walls"}' style="border-bottom:1px solid #000000;overflow:hidden;padding:0px 3px 0px 3px;vertical-align:bottom;background-color:#000000;font-weight:bold;color:#ffffff;">Walls</td> <td data-sheets-value='{"1":2,"2":"Shells"}' style="border-bottom:1px solid #000000;overflow:hidden;padding:0px 3px 0px 3px;vertical-align:bottom;background-color:#000000;font-weight:bold;color:#ffffff;">Shells</td> <td data-sheets-numberformat='{"1":2,"2":"0.00","3":1}' data-sheets-value='{"1":2,"2":"(W/m²K)\t"}' style="border-bottom:1px solid #000000;overflow:hidden;padding:0px 3px 0px 3px;vertical-align:bottom;background-color:#000000;font-weight:bold;color:#ffffff;text-align:center;">(W/m²K) </td> <td data-sheets-numberformat='{"1":2,"2":"0","3":1}' data-sheets-value='{"1":2,"2":"(%)"}' style="border-bottom:1px solid #000000;overflow:hidden;padding:0px 3px 0px 3px;vertical-align:bottom;background-color:#000000;font-weight:bold;color:#ffffff;text-align:center;">(%)</td> <td data-sheets-numberformat='{"1":2,"2":"0","3":1}' data-sheets-value='{"1":2,"2":"(%)"}' style="border-bottom:1px solid #000000;overflow:hidden;padding:0px 3px 0px 3px;vertical-align:bottom;background-color:#000000;font-weight:bold;color:#ffffff;text-align:center;">(%)</td> <td data-sheets-value='{"1":2,"2":"(dB)"}' style="border-bottom:1px solid #000000;overflow:hidden;padding:0px 3px 0px 3px;vertical-align:bottom;background-color:#000000;font-weight:bold;color:#ffffff;text-align:center;">(dB)</td> </tr> <tr style="height:20px;"> <td data-sheets-value='{"1":2,"2":"Acrylic"}' style="border-left:1px solid #000000;overflow:hidden;padding:0px 3px 0px 3px;vertical-align:bottom;font-weight:bold;">Acrylic</td> <td data-sheets-value='{"1":2,"2":"Single-walled"}' style="overflow:hidden;padding:0px 3px 0px 3px;vertical-align:bottom;font-weight:bold;">Single-walled</td> <td data-sheets-value='{"1":2,"2":"Clear (H)"}' style="border-right:1px solid #000000;overflow:hidden;padding:0px 3px 0px 3px;vertical-align:bottom;font-weight:bold;">Clear (H)</td> <td data-sheets-numberformat='{"1":2,"2":"0.00","3":1}' data-sheets-value='{"1":3,"3":5.17}' style="overflow:hidden;padding:0px 3px 0px 3px;vertical-align:bottom;text-align:center;">5.17</td> <td data-sheets-numberformat='{"1":2,"2":"0","3":1}' data-sheets-value='{"1":3,"3":90}' style="overflow:hidden;padding:0px 3px 0px 3px;vertical-align:bottom;text-align:center;">90</td> <td data-sheets-numberformat='{"1":2,"2":"0","3":1}' data-sheets-value='{"1":3,"3":87}' style="overflow:hidden;padding:0px 3px 0px 3px;vertical-align:bottom;text-align:center;">87</td> <td data-sheets-numberformat='{"1":2,"2":"0","3":1}' data-sheets-value='{"1":2,"2":"-"}' style="border-right:1px solid #000000;overflow:hidden;padding:0px 3px 0px 3px;vertical-align:bottom;text-align:center;">-</td> </tr> <tr style="height:20px;"> <td data-sheets-value='{"1":2,"2":"PMMA"}' style="border-left:1px solid #000000;overflow:hidden;padding:0px 3px 0px 3px;vertical-align:bottom;font-weight:bold;">PMMA</td> <td data-sheets-value='{"1":2,"2":"Single-walled"}' style="overflow:hidden;padding:0px 3px 0px 3px;vertical-align:bottom;font-weight:bold;">Single-walled</td> <td data-sheets-value='{"1":2,"2":"Opal (O)"}' style="border-right:1px solid #000000;overflow:hidden;padding:0px 3px 0px 3px;vertical-align:bottom;font-weight:bold;">Opal (O)</td> <td data-sheets-numberformat='{"1":2,"2":"0.00","3":1}' data-sheets-value='{"1":3,"3":5.17}' style="overflow:hidden;padding:0px 3px 0px 3px;vertical-align:bottom;text-align:center;">5.17</td> <td data-sheets-numberformat='{"1":2,"2":"0","3":1}' data-sheets-value='{"1":3,"3":83}' style="overflow:hidden;padding:0px 3px 0px 3px;vertical-align:bottom;text-align:center;">83</td> <td data-sheets-numberformat='{"1":2,"2":"0","3":1}' data-sheets-value='{"1":3,"3":76}' style="overflow:hidden;padding:0px 3px 0px 3px;vertical-align:bottom;text-align:center;">76</td> <td data-sheets-numberformat='{"1":2,"2":"0","3":1}' data-sheets-value='{"1":2,"2":"-"}' style="border-right:1px solid #000000;overflow:hidden;padding:0px 3px 0px 3px;vertical-align:bottom;text-align:center;">-</td> </tr> <tr style="height:20px;"> <td style="border-left:1px solid #000000;overflow:hidden;padding:0px 3px 0px 3px;vertical-align:bottom;font-weight:bold;"></td> <td data-sheets-value='{"1":2,"2":"Double-walled"}' style="overflow:hidden;padding:0px 3px 0px 3px;vertical-align:bottom;font-weight:bold;">Double-walled</td> <td data-sheets-value='{"1":2,"2":"Clear (H/H)"}' style="border-right:1px solid #000000;overflow:hidden;padding:0px 3px 0px 3px;vertical-align:bottom;font-weight:bold;">Clear (H/H)</td> <td data-sheets-numberformat='{"1":2,"2":"0.00","3":1}' data-sheets-value='{"1":3,"3":2.9}' style="overflow:hidden;padding:0px 3px 0px 3px;vertical-align:bottom;text-align:center;">2.90</td> <td data-sheets-numberformat='{"1":2,"2":"0","3":1}' data-sheets-value='{"1":3,"3":81}' style="overflow:hidden;padding:0px 3px 0px 3px;vertical-align:bottom;text-align:center;">81</td> <td data-sheets-numberformat='{"1":2,"2":"0","3":1}' data-sheets-value='{"1":3,"3":75}' style="overflow:hidden;padding:0px 3px 0px 3px;vertical-align:bottom;text-align:center;">75</td> <td data-sheets-numberformat='{"1":2,"2":"0","3":1}' data-sheets-value='{"1":3,"3":20}' style="border-right:1px solid #000000;overflow:hidden;padding:0px 3px 0px 3px;vertical-align:bottom;text-align:center;">20</td> </tr> <tr style="height:20px;"> <td style="border-left:1px solid #000000;overflow:hidden;padding:0px 3px 0px 3px;vertical-align:bottom;font-weight:bold;"></td> <td data-sheets-value='{"1":2,"2":"Double-walled"}' style="overflow:hidden;padding:0px 3px 0px 3px;vertical-align:bottom;font-weight:bold;">Double-walled</td> <td data-sheets-value='{"1":2,"2":"Opal (O/O)"}' style="border-right:1px solid #000000;overflow:hidden;padding:0px 3px 0px 3px;vertical-align:bottom;font-weight:bold;">Opal (O/O)</td> <td data-sheets-numberformat='{"1":2,"2":"0.00","3":1}' data-sheets-value='{"1":3,"3":2.9}' style="overflow:hidden;padding:0px 3px 0px 3px;vertical-align:bottom;text-align:center;">2.90</td> <td data-sheets-numberformat='{"1":2,"2":"0","3":1}' data-sheets-value='{"1":3,"3":69}' style="overflow:hidden;padding:0px 3px 0px 3px;vertical-align:bottom;text-align:center;">69</td> <td data-sheets-numberformat='{"1":2,"2":"0","3":1}' data-sheets-value='{"1":3,"3":58}' style="overflow:hidden;padding:0px 3px 0px 3px;vertical-align:bottom;text-align:center;">58</td> <td data-sheets-numberformat='{"1":2,"2":"0","3":1}' data-sheets-value='{"1":3,"3":20}' style="border-right:1px solid #000000;overflow:hidden;padding:0px 3px 0px 3px;vertical-align:bottom;text-align:center;">20</td> </tr> <tr style="height:20px;"> <td style="border-left:1px solid #000000;overflow:hidden;padding:0px 3px 0px 3px;vertical-align:bottom;font-weight:bold;"></td> <td data-sheets-value='{"1":2,"2":"Triple-walled"}' style="overflow:hidden;padding:0px 3px 0px 3px;vertical-align:bottom;font-weight:bold;">Triple-walled</td> <td data-sheets-value='{"1":2,"2":"Clear (H/H/H)"}' style="border-right:1px solid #000000;overflow:hidden;padding:0px 3px 0px 3px;vertical-align:bottom;font-weight:bold;">Clear (H/H/H)</td> <td data-sheets-numberformat='{"1":2,"2":"0.00","3":1}' data-sheets-value='{"1":3,"3":1.7}' style="overflow:hidden;padding:0px 3px 0px 3px;vertical-align:bottom;text-align:center;">1.70</td> <td data-sheets-numberformat='{"1":2,"2":"0","3":1}' data-sheets-value='{"1":3,"3":73}' style="overflow:hidden;padding:0px 3px 0px 3px;vertical-align:bottom;text-align:center;">73</td> <td data-sheets-numberformat='{"1":2,"2":"0","3":1}' data-sheets-value='{"1":3,"3":65}' style="overflow:hidden;padding:0px 3px 0px 3px;vertical-align:bottom;text-align:center;">65</td> <td data-sheets-numberformat='{"1":2,"2":"0","3":1}' data-sheets-value='{"1":3,"3":22}' style="border-right:1px solid #000000;overflow:hidden;padding:0px 3px 0px 3px;vertical-align:bottom;text-align:center;">22</td> </tr> <tr style="height:20px;"> <td style="border-left:1px solid #000000;overflow:hidden;padding:0px 3px 0px 3px;vertical-align:bottom;font-weight:bold;"></td> <td data-sheets-value='{"1":2,"2":"Triple-walled"}' style="overflow:hidden;padding:0px 3px 0px 3px;vertical-align:bottom;font-weight:bold;">Triple-walled</td> <td data-sheets-value='{"1":2,"2":"Opal (O/H/O)"}' style="border-right:1px solid #000000;overflow:hidden;padding:0px 3px 0px 3px;vertical-align:bottom;font-weight:bold;">Opal (O/H/O)</td> <td data-sheets-numberformat='{"1":2,"2":"0.00","3":1}' data-sheets-value='{"1":3,"3":1.7}' style="overflow:hidden;padding:0px 3px 0px 3px;vertical-align:bottom;text-align:center;">1.70</td> <td data-sheets-numberformat='{"1":2,"2":"0","3":1}' data-sheets-value='{"1":3,"3":62}' style="overflow:hidden;padding:0px 3px 0px 3px;vertical-align:bottom;text-align:center;">62</td> <td data-sheets-numberformat='{"1":2,"2":"0","3":1}' data-sheets-value='{"1":3,"3":51}' style="overflow:hidden;padding:0px 3px 0px 3px;vertical-align:bottom;text-align:center;">51</td> <td data-sheets-numberformat='{"1":2,"2":"0","3":1}' data-sheets-value='{"1":3,"3":22}' style="border-right:1px solid #000000;overflow:hidden;padding:0px 3px 0px 3px;vertical-align:bottom;text-align:center;">22</td> </tr> <tr style="height:20px;"> <td style="border-left:1px solid #000000;overflow:hidden;padding:0px 3px 0px 3px;vertical-align:bottom;font-weight:bold;"></td> <td data-sheets-value='{"1":2,"2":"Four-walled"}' style="overflow:hidden;padding:0px 3px 0px 3px;vertical-align:bottom;font-weight:bold;">Four-walled</td> <td data-sheets-value='{"1":2,"2":"Clear (H/H/H/H)"}' style="border-right:1px solid #000000;overflow:hidden;padding:0px 3px 0px 3px;vertical-align:bottom;font-weight:bold;">Clear (H/H/H/H)</td> <td data-sheets-numberformat='{"1":2,"2":"0.00","3":1}' data-sheets-value='{"1":3,"3":1.28}' style="overflow:hidden;padding:0px 3px 0px 3px;vertical-align:bottom;text-align:center;">1.28</td> <td data-sheets-numberformat='{"1":2,"2":"0","3":1}' data-sheets-value='{"1":3,"3":64}' style="overflow:hidden;padding:0px 3px 0px 3px;vertical-align:bottom;text-align:center;">64</td> <td data-sheets-numberformat='{"1":2,"2":"0","3":1}' data-sheets-value='{"1":3,"3":54}' style="overflow:hidden;padding:0px 3px 0px 3px;vertical-align:bottom;text-align:center;">54</td> <td data-sheets-numberformat='{"1":2,"2":"0","3":1}' data-sheets-value='{"1":3,"3":23}' style="border-right:1px solid #000000;overflow:hidden;padding:0px 3px 0px 3px;vertical-align:bottom;text-align:center;">23</td> </tr> <tr style="height:20px;"> <td style="border-bottom:1px solid #000000;border-left:1px solid #000000;overflow:hidden;padding:0px 3px 0px 3px;vertical-align:bottom;"></td> <td data-sheets-value='{"1":2,"2":"Four-walled"}' style="border-bottom:1px solid #000000;overflow:hidden;padding:0px 3px 0px 3px;vertical-align:bottom;font-weight:bold;">Four-walled</td> <td data-sheets-value='{"1":2,"2":"Opal (H/H/O/H)"}' style="border-right:1px solid #000000;border-bottom:1px solid #000000;overflow:hidden;padding:0px 3px 0px 3px;vertical-align:bottom;font-weight:bold;">Opal (H/H/O/H)</td> <td data-sheets-numberformat='{"1":2,"2":"0.00","3":1}' data-sheets-value='{"1":3,"3":1.28}' style="border-bottom:1px solid #000000;overflow:hidden;padding:0px 3px 0px 3px;vertical-align:bottom;text-align:center;">1.28</td> <td data-sheets-numberformat='{"1":2,"2":"0","3":1}' data-sheets-value='{"1":3,"3":59}' style="border-bottom:1px solid #000000;overflow:hidden;padding:0px 3px 0px 3px;vertical-align:bottom;text-align:center;">59</td> <td data-sheets-numberformat='{"1":2,"2":"0","3":1}' data-sheets-value='{"1":3,"3":48}' style="border-bottom:1px solid #000000;overflow:hidden;padding:0px 3px 0px 3px;vertical-align:bottom;text-align:center;">48</td> <td data-sheets-numberformat='{"1":2,"2":"0","3":1}' data-sheets-value='{"1":3,"3":23}' style="border-right:1px solid #000000;border-bottom:1px solid #000000;overflow:hidden;padding:0px 3px 0px 3px;vertical-align:bottom;text-align:center;">23</td> </tr> <tr style="height:20px;"> <td data-sheets-value='{"1":2,"2":"Polycarbonate "}' style="border-left:1px solid #000000;overflow:hidden;padding:0px 3px 0px 3px;vertical-align:bottom;font-weight:bold;">Polycarbonate </td> <td data-sheets-value='{"1":2,"2":"Single-walled"}' style="overflow:hidden;padding:0px 3px 0px 3px;vertical-align:bottom;font-weight:bold;">Single-walled</td> <td data-sheets-value='{"1":2,"2":"Clear (A)"}' style="border-right:1px solid #000000;overflow:hidden;padding:0px 3px 0px 3px;vertical-align:bottom;font-weight:bold;">Clear (A)</td> <td data-sheets-numberformat='{"1":2,"2":"0.00","3":1}' data-sheets-value='{"1":3,"3":5.17}' style="overflow:hidden;padding:0px 3px 0px 3px;vertical-align:bottom;text-align:center;">5.17</td> <td data-sheets-numberformat='{"1":2,"2":"0","3":1}' data-sheets-value='{"1":3,"3":88}' style="overflow:hidden;padding:0px 3px 0px 3px;vertical-align:bottom;text-align:center;">88</td> <td data-sheets-numberformat='{"1":2,"2":"0","3":1}' data-sheets-value='{"1":3,"3":83}' style="overflow:hidden;padding:0px 3px 0px 3px;vertical-align:bottom;text-align:center;">83</td> <td data-sheets-numberformat='{"1":2,"2":"0","3":1}' data-sheets-value='{"1":2,"2":"-"}' style="border-right:1px solid #000000;overflow:hidden;padding:0px 3px 0px 3px;vertical-align:bottom;text-align:center;">-</td> </tr> <tr style="height:20px;"> <td data-sheets-value='{"1":2,"2":"PC"}' style="border-left:1px solid #000000;overflow:hidden;padding:0px 3px 0px 3px;vertical-align:bottom;font-weight:bold;">PC</td> <td data-sheets-value='{"1":2,"2":"Single-walled"}' style="overflow:hidden;padding:0px 3px 0px 3px;vertical-align:bottom;font-weight:bold;">Single-walled</td> <td data-sheets-value='{"1":2,"2":"Opal (D)"}' style="border-right:1px solid #000000;overflow:hidden;padding:0px 3px 0px 3px;vertical-align:bottom;font-weight:bold;">Opal (D)</td> <td data-sheets-numberformat='{"1":2,"2":"0.00","3":1}' data-sheets-value='{"1":3,"3":5.17}' style="overflow:hidden;padding:0px 3px 0px 3px;vertical-align:bottom;text-align:center;">5.17</td> <td data-sheets-numberformat='{"1":2,"2":"0","3":1}' data-sheets-value='{"1":3,"3":58}' style="overflow:hidden;padding:0px 3px 0px 3px;vertical-align:bottom;text-align:center;">58</td> <td data-sheets-numberformat='{"1":2,"2":"0","3":1}' data-sheets-value='{"1":3,"3":60}' style="overflow:hidden;padding:0px 3px 0px 3px;vertical-align:bottom;text-align:center;">60</td> <td data-sheets-numberformat='{"1":2,"2":"0","3":1}' data-sheets-value='{"1":2,"2":"-"}' style="border-right:1px solid #000000;overflow:hidden;padding:0px 3px 0px 3px;vertical-align:bottom;text-align:center;">-</td> </tr> <tr style="height:20px;"> <td style="border-left:1px solid #000000;overflow:hidden;padding:0px 3px 0px 3px;vertical-align:bottom;font-weight:bold;"></td> <td data-sheets-value='{"1":2,"2":"Double-walled"}' style="overflow:hidden;padding:0px 3px 0px 3px;vertical-align:bottom;font-weight:bold;">Double-walled</td> <td data-sheets-value='{"1":2,"2":"Clear (A/H)"}' style="border-right:1px solid #000000;overflow:hidden;padding:0px 3px 0px 3px;vertical-align:bottom;font-weight:bold;">Clear (A/H)</td> <td data-sheets-numberformat='{"1":2,"2":"0.00","3":1}' data-sheets-value='{"1":3,"3":2.9}' style="overflow:hidden;padding:0px 3px 0px 3px;vertical-align:bottom;text-align:center;">2.90</td> <td data-sheets-numberformat='{"1":2,"2":"0","3":1}' data-sheets-value='{"1":3,"3":79}' style="overflow:hidden;padding:0px 3px 0px 3px;vertical-align:bottom;text-align:center;">79</td> <td data-sheets-numberformat='{"1":2,"2":"0","3":1}' data-sheets-value='{"1":3,"3":72}' style="overflow:hidden;padding:0px 3px 0px 3px;vertical-align:bottom;text-align:center;">72</td> <td data-sheets-numberformat='{"1":2,"2":"0","3":1}' data-sheets-value='{"1":3,"3":20}' style="border-right:1px solid #000000;overflow:hidden;padding:0px 3px 0px 3px;vertical-align:bottom;text-align:center;">20</td> </tr> <tr style="height:20px;"> <td style="border-left:1px solid #000000;overflow:hidden;padding:0px 3px 0px 3px;vertical-align:bottom;font-weight:bold;"></td> <td data-sheets-value='{"1":2,"2":"Double-walled"}' style="overflow:hidden;padding:0px 3px 0px 3px;vertical-align:bottom;font-weight:bold;">Double-walled</td> <td data-sheets-value='{"1":2,"2":"Clear (A/A)"}' style="border-right:1px solid #000000;overflow:hidden;padding:0px 3px 0px 3px;vertical-align:bottom;font-weight:bold;">Clear (A/A)</td> <td data-sheets-numberformat='{"1":2,"2":"0.00","3":1}' data-sheets-value='{"1":3,"3":2.9}' style="overflow:hidden;padding:0px 3px 0px 3px;vertical-align:bottom;text-align:center;">2.90</td> <td data-sheets-numberformat='{"1":2,"2":"0","3":1}' data-sheets-value='{"1":3,"3":77}' style="overflow:hidden;padding:0px 3px 0px 3px;vertical-align:bottom;text-align:center;">77</td> <td data-sheets-numberformat='{"1":2,"2":"0","3":1}' data-sheets-value='{"1":3,"3":69}' style="overflow:hidden;padding:0px 3px 0px 3px;vertical-align:bottom;text-align:center;">69</td> <td data-sheets-numberformat='{"1":2,"2":"0","3":1}' data-sheets-value='{"1":3,"3":20}' style="border-right:1px solid #000000;overflow:hidden;padding:0px 3px 0px 3px;vertical-align:bottom;text-align:center;">20</td> </tr> <tr style="height:20px;"> <td style="border-left:1px solid #000000;overflow:hidden;padding:0px 3px 0px 3px;vertical-align:bottom;font-weight:bold;"></td> <td data-sheets-value='{"1":2,"2":"Double-walled"}' style="overflow:hidden;padding:0px 3px 0px 3px;vertical-align:bottom;font-weight:bold;">Double-walled</td> <td data-sheets-value='{"1":2,"2":"Opal (A/O)"}' style="border-right:1px solid #000000;overflow:hidden;padding:0px 3px 0px 3px;vertical-align:bottom;font-weight:bold;">Opal (A/O)</td> <td data-sheets-numberformat='{"1":2,"2":"0.00","3":1}' data-sheets-value='{"1":3,"3":2.9}' style="overflow:hidden;padding:0px 3px 0px 3px;vertical-align:bottom;text-align:center;">2.90</td> <td data-sheets-numberformat='{"1":2,"2":"0","3":1}' data-sheets-value='{"1":3,"3":73}' style="overflow:hidden;padding:0px 3px 0px 3px;vertical-align:bottom;text-align:center;">73</td> <td data-sheets-numberformat='{"1":2,"2":"0","3":1}' data-sheets-value='{"1":3,"3":63}' style="overflow:hidden;padding:0px 3px 0px 3px;vertical-align:bottom;text-align:center;">63</td> <td data-sheets-numberformat='{"1":2,"2":"0","3":1}' data-sheets-value='{"1":3,"3":20}' style="border-right:1px solid #000000;overflow:hidden;padding:0px 3px 0px 3px;vertical-align:bottom;text-align:center;">20</td> </tr> <tr style="height:20px;"> <td style="border-left:1px solid #000000;overflow:hidden;padding:0px 3px 0px 3px;vertical-align:bottom;font-weight:bold;"></td> <td data-sheets-value='{"1":2,"2":"Double-walled"}' style="overflow:hidden;padding:0px 3px 0px 3px;vertical-align:bottom;font-weight:bold;">Double-walled</td> <td data-sheets-value='{"1":2,"2":"Opal (A/D)"}' style="border-right:1px solid #000000;overflow:hidden;padding:0px 3px 0px 3px;vertical-align:bottom;font-weight:bold;">Opal (A/D)</td> <td data-sheets-numberformat='{"1":2,"2":"0.00","3":1}' data-sheets-value='{"1":3,"3":2.9}' style="overflow:hidden;padding:0px 3px 0px 3px;vertical-align:bottom;text-align:center;">2.90</td> <td data-sheets-numberformat='{"1":2,"2":"0","3":1}' data-sheets-value='{"1":3,"3":51}' style="overflow:hidden;padding:0px 3px 0px 3px;vertical-align:bottom;text-align:center;">51</td> <td data-sheets-numberformat='{"1":2,"2":"0","3":1}' data-sheets-value='{"1":3,"3":50}' style="overflow:hidden;padding:0px 3px 0px 3px;vertical-align:bottom;text-align:center;">50</td> <td data-sheets-numberformat='{"1":2,"2":"0","3":1}' data-sheets-value='{"1":3,"3":20}' style="border-right:1px solid #000000;overflow:hidden;padding:0px 3px 0px 3px;vertical-align:bottom;text-align:center;">20</td> </tr> <tr style="height:20px;"> <td style="border-left:1px solid #000000;overflow:hidden;padding:0px 3px 0px 3px;vertical-align:bottom;font-weight:bold;"></td> <td data-sheets-value='{"1":2,"2":"Triple-walled"}' style="overflow:hidden;padding:0px 3px 0px 3px;vertical-align:bottom;font-weight:bold;">Triple-walled</td> <td data-sheets-value='{"1":2,"2":"Clear (A/H/H)"}' style="border-right:1px solid #000000;overflow:hidden;padding:0px 3px 0px 3px;vertical-align:bottom;font-weight:bold;">Clear (A/H/H)</td> <td data-sheets-numberformat='{"1":2,"2":"0.00","3":1}' data-sheets-value='{"1":3,"3":1.7}' style="overflow:hidden;padding:0px 3px 0px 3px;vertical-align:bottom;text-align:center;">1.70</td> <td data-sheets-numberformat='{"1":2,"2":"0","3":1}' data-sheets-value='{"1":3,"3":71}' style="overflow:hidden;padding:0px 3px 0px 3px;vertical-align:bottom;text-align:center;">71</td> <td data-sheets-numberformat='{"1":2,"2":"0","3":1}' data-sheets-value='{"1":3,"3":63}' style="overflow:hidden;padding:0px 3px 0px 3px;vertical-align:bottom;text-align:center;">63</td> <td data-sheets-numberformat='{"1":2,"2":"0","3":1}' data-sheets-value='{"1":3,"3":22}' style="border-right:1px solid #000000;overflow:hidden;padding:0px 3px 0px 3px;vertical-align:bottom;text-align:center;">22</td> </tr> <tr style="height:20px;"> <td style="border-left:1px solid #000000;overflow:hidden;padding:0px 3px 0px 3px;vertical-align:bottom;font-weight:bold;"></td> <td data-sheets-value='{"1":2,"2":"Triple-walled"}' style="overflow:hidden;padding:0px 3px 0px 3px;vertical-align:bottom;font-weight:bold;">Triple-walled</td> <td data-sheets-value='{"1":2,"2":"Opal (A/O/O)"}' style="border-right:1px solid #000000;overflow:hidden;padding:0px 3px 0px 3px;vertical-align:bottom;font-weight:bold;">Opal (A/O/O)</td> <td data-sheets-numberformat='{"1":2,"2":"0.00","3":1}' data-sheets-value='{"1":3,"3":1.7}' style="overflow:hidden;padding:0px 3px 0px 3px;vertical-align:bottom;text-align:center;">1.70</td> <td data-sheets-numberformat='{"1":2,"2":"0","3":1}' data-sheets-value='{"1":3,"3":61}' style="overflow:hidden;padding:0px 3px 0px 3px;vertical-align:bottom;text-align:center;">61</td> <td data-sheets-numberformat='{"1":2,"2":"0","3":1}' data-sheets-value='{"1":3,"3":48}' style="overflow:hidden;padding:0px 3px 0px 3px;vertical-align:bottom;text-align:center;">48</td> <td data-sheets-numberformat='{"1":2,"2":"0","3":1}' data-sheets-value='{"1":3,"3":22}' style="border-right:1px solid #000000;overflow:hidden;padding:0px 3px 0px 3px;vertical-align:bottom;text-align:center;">22</td> </tr> <tr style="height:20px;"> <td style="border-left:1px solid #000000;overflow:hidden;padding:0px 3px 0px 3px;vertical-align:bottom;font-weight:bold;"></td> <td data-sheets-value='{"1":2,"2":"Four-walled"}' style="overflow:hidden;padding:0px 3px 0px 3px;vertical-align:bottom;font-weight:bold;">Four-walled</td> <td data-sheets-value='{"1":2,"2":"Clear (A/H/H/H)"}' style="border-right:1px solid #000000;overflow:hidden;padding:0px 3px 0px 3px;vertical-align:bottom;font-weight:bold;">Clear (A/H/H/H)</td> <td data-sheets-numberformat='{"1":2,"2":"0.00","3":1}' data-sheets-value='{"1":3,"3":1.28}' style="overflow:hidden;padding:0px 3px 0px 3px;vertical-align:bottom;text-align:center;">1.28</td> <td data-sheets-numberformat='{"1":2,"2":"0","3":1}' data-sheets-value='{"1":3,"3":64}' style="overflow:hidden;padding:0px 3px 0px 3px;vertical-align:bottom;text-align:center;">64</td> <td data-sheets-numberformat='{"1":2,"2":"0","3":1}' data-sheets-value='{"1":3,"3":52}' style="overflow:hidden;padding:0px 3px 0px 3px;vertical-align:bottom;text-align:center;">52</td> <td data-sheets-numberformat='{"1":2,"2":"0","3":1}' data-sheets-value='{"1":3,"3":23}' style="border-right:1px solid #000000;overflow:hidden;padding:0px 3px 0px 3px;vertical-align:bottom;text-align:center;">23</td> </tr> <tr style="height:20px;"> <td style="border-bottom:1px solid #000000;border-left:1px solid #000000;overflow:hidden;padding:0px 3px 0px 3px;vertical-align:bottom;"></td> <td data-sheets-value='{"1":2,"2":"Four-walled"}' style="border-bottom:1px solid #000000;overflow:hidden;padding:0px 3px 0px 3px;vertical-align:bottom;font-weight:bold;">Four-walled</td> <td data-sheets-value='{"1":2,"2":"Opal (A/H/O/H)"}' style="border-right:1px solid #000000;border-bottom:1px solid #000000;overflow:hidden;padding:0px 3px 0px 3px;vertical-align:bottom;font-weight:bold;">Opal (A/H/O/H)</td> <td data-sheets-numberformat='{"1":2,"2":"0.00","3":1}' data-sheets-value='{"1":3,"3":1.28}' style="border-bottom:1px solid #000000;overflow:hidden;padding:0px 3px 0px 3px;vertical-align:bottom;text-align:center;">1.28</td> <td data-sheets-numberformat='{"1":2,"2":"0","3":1}' data-sheets-value='{"1":3,"3":59}' style="border-bottom:1px solid #000000;overflow:hidden;padding:0px 3px 0px 3px;vertical-align:bottom;text-align:center;">59</td> <td data-sheets-numberformat='{"1":2,"2":"0","3":1}' data-sheets-value='{"1":3,"3":46}' style="border-bottom:1px solid #000000;overflow:hidden;padding:0px 3px 0px 3px;vertical-align:bottom;text-align:center;">46</td> <td data-sheets-numberformat='{"1":2,"2":"0","3":1}' data-sheets-value='{"1":3,"3":23}' style="border-right:1px solid #000000;border-bottom:1px solid #000000;overflow:hidden;padding:0px 3px 0px 3px;vertical-align:bottom;text-align:center;">23</td> </tr> <tr style="height:20px;"> <td data-sheets-value='{"1":2,"2":"Polycarbonate"}' style="border-left:1px solid #000000;overflow:hidden;padding:0px 3px 0px 3px;vertical-align:bottom;font-weight:bold;">Polycarbonate</td> <td data-sheets-value='{"1":2,"2":"Single-walled"}' style="overflow:hidden;padding:0px 3px 0px 3px;vertical-align:bottom;font-weight:bold;">Single-walled</td> <td data-sheets-value='{"1":2,"2":"Heatstop Opal (T)"}' style="border-right:1px solid #000000;overflow:hidden;padding:0px 3px 0px 3px;vertical-align:bottom;font-weight:bold;">Heatstop Opal (T)</td> <td data-sheets-numberformat='{"1":2,"2":"0.00","3":1}' data-sheets-value='{"1":3,"3":5.17}' style="overflow:hidden;padding:0px 3px 0px 3px;vertical-align:bottom;text-align:center;">5.17</td> <td data-sheets-numberformat='{"1":2,"2":"0","3":1}' data-sheets-value='{"1":3,"3":49}' style="overflow:hidden;padding:0px 3px 0px 3px;vertical-align:bottom;text-align:center;">49</td> <td data-sheets-numberformat='{"1":2,"2":"0","3":1}' data-sheets-value='{"1":3,"3":59}' style="overflow:hidden;padding:0px 3px 0px 3px;vertical-align:bottom;text-align:center;">59</td> <td data-sheets-numberformat='{"1":2,"2":"0","3":1}' data-sheets-value='{"1":2,"2":"-"}' style="border-right:1px solid #000000;overflow:hidden;padding:0px 3px 0px 3px;vertical-align:bottom;text-align:center;">-</td> </tr> <tr style="height:20px;"> <td data-sheets-value='{"1":2,"2":"Heatstop PC"}' style="border-left:1px solid #000000;overflow:hidden;padding:0px 3px 0px 3px;vertical-align:bottom;font-weight:bold;">Heatstop PC</td> <td data-sheets-value='{"1":2,"2":"Double-walled"}' style="overflow:hidden;padding:0px 3px 0px 3px;vertical-align:bottom;font-weight:bold;">Double-walled</td> <td data-sheets-value='{"1":2,"2":"Clear (T/H)"}' style="border-right:1px solid #000000;overflow:hidden;padding:0px 3px 0px 3px;vertical-align:bottom;font-weight:bold;">Clear (T/H)</td> <td data-sheets-numberformat='{"1":2,"2":"0.00","3":1}' data-sheets-value='{"1":3,"3":2.9}' style="overflow:hidden;padding:0px 3px 0px 3px;vertical-align:bottom;text-align:center;">2.90</td> <td data-sheets-numberformat='{"1":2,"2":"0","3":1}' data-sheets-value='{"1":3,"3":44}' style="overflow:hidden;padding:0px 3px 0px 3px;vertical-align:bottom;text-align:center;">44</td> <td data-sheets-numberformat='{"1":2,"2":"0","3":1}' data-sheets-value='{"1":3,"3":51}' style="overflow:hidden;padding:0px 3px 0px 3px;vertical-align:bottom;text-align:center;">51</td> <td data-sheets-numberformat='{"1":2,"2":"0","3":1}' data-sheets-value='{"1":3,"3":20}' style="border-right:1px solid #000000;overflow:hidden;padding:0px 3px 0px 3px;vertical-align:bottom;text-align:center;">20</td> </tr> <tr style="height:20px;"> <td style="border-left:1px solid #000000;overflow:hidden;padding:0px 3px 0px 3px;vertical-align:bottom;font-weight:bold;"></td> <td data-sheets-value='{"1":2,"2":"Double-walled"}' style="overflow:hidden;padding:0px 3px 0px 3px;vertical-align:bottom;font-weight:bold;">Double-walled</td> <td data-sheets-value='{"1":2,"2":"Opal (T/O)"}' style="border-right:1px solid #000000;overflow:hidden;padding:0px 3px 0px 3px;vertical-align:bottom;font-weight:bold;">Opal (T/O)</td> <td data-sheets-numberformat='{"1":2,"2":"0.00","3":1}' data-sheets-value='{"1":3,"3":2.9}' style="overflow:hidden;padding:0px 3px 0px 3px;vertical-align:bottom;text-align:center;">2.90</td> <td data-sheets-numberformat='{"1":2,"2":"0","3":1}' data-sheets-value='{"1":3,"3":41}' style="overflow:hidden;padding:0px 3px 0px 3px;vertical-align:bottom;text-align:center;">41</td> <td data-sheets-numberformat='{"1":2,"2":"0","3":1}' data-sheets-value='{"1":3,"3":45}' style="overflow:hidden;padding:0px 3px 0px 3px;vertical-align:bottom;text-align:center;">45</td> <td data-sheets-numberformat='{"1":2,"2":"0","3":1}' data-sheets-value='{"1":3,"3":20}' style="border-right:1px solid #000000;overflow:hidden;padding:0px 3px 0px 3px;vertical-align:bottom;text-align:center;">20</td> </tr> <tr style="height:20px;"> <td style="border-left:1px solid #000000;overflow:hidden;padding:0px 3px 0px 3px;vertical-align:bottom;font-weight:bold;"></td> <td data-sheets-value='{"1":2,"2":"Triple-walled"}' style="overflow:hidden; | skylux-160-ce-met-koepel-en-pvc-opstand-30-20-met-lm-motor-en-windvang-0800-x-1300-mm | 8586039034189 | 46872371659085
Smoke and heat exhaust (SHEV) | SHE system | Skylux | Skylux 160° CE with skylight and PVC curb 30/20 with LM-actuator and spoiler 0800 x 1400 mm |  | 50511 | 5412970505112 | 4049.9 | Yes | 30-45 | 68.62 | 800 x 1400 mm | 1400 | 800 |  | PVC 30/20 (30 cm high & roof opening = 20 cm larger than daylight size) | Rectangular | 5.17 W/m²K - 1.28 W/m²K | 87% - 32% | 90% - 32% | 20dB - 23dB | 160° CE (for industry) | skylight | with spoiler | E | Single actuator | Maximum four-walled skylight possible for this product | Ut-value LT-value g-value Rw-value EN 1873 : 2014 EN ISO 13468 EN 16153 EN 410 EN 410 EN ISO 140-3 Material Walls Shells (W/m²K) (%) (%) (dB) Acrylic Single-walled Clear (H) 5.17 90 87 - PMMA Single-walled Opal (O) 5.17 83 76 - Double-walled Clear (H/H) 2.90 81 75 20 Double-walled Opal (O/O) 2.90 69 58 20 Triple-walled Clear (H/H/H) 1.70 73 65 22 Triple-walled Opal (O/H/O) 1.70 62 51 22 Four-walled Clear (H/H/H/H) 1.28 64 54 23 Four-walled Opal (H/H/O/H) 1.28 59 48 23 Polycarbonate Single-walled Clear (A) 5.17 88 83 - PC Single-walled Opal (D) 5.17 58 60 - Double-walled Clear (A/H) 2.90 79 72 20 Double-walled Clear (A/A) 2.90 77 69 20 Double-walled Opal (A/O) 2.90 73 63 20 Double-walled Opal (A/D) 2.90 51 50 20 Triple-walled Clear (A/H/H) 1.70 71 63 22 Triple-walled Opal (A/O/O) 1.70 61 48 22 Four-walled Clear (A/H/H/H) 1.28 64 52 23 Four-walled Opal (A/H/O/H) 1.28 59 46 23 Polycarbonate Single-walled Heatstop Opal (T) 5.17 49 59 - Heatstop PC Double-walled Clear (T/H) 2.90 44 51 20 Double-walled Opal (T/O) 2.90 41 45 20 Triple-walled Clear (T/H/H) 1.70 40 <td data-sheets-numberformat='{"1":2,"2":"0","3":1}' data-sheets-value='{"1":3,"3":44}' style="overflow:hidden;paddin | https://skylux.eu/en/products/skylux-160-ce-met-koepel-en-pvc-opstand-30-20-met-lm-motor-en-windvang-0800-x-1400-mm | https://skylux.eu/cdn/shop/files/Skylux-160deg-CE-met-koepel-en-pvc-opstand-3020-met-LM-motor-en-windvang-0800-x-1400-mm-RWA-systeem.jpg?v=1702981393&width=1600 | https://skylux.eu/cdn/shop/files/e5a82811-1bb0-48e4-a776-cacb59c7c092_b5bb1446-2870-448e-8177-93b9b0e9d761.jpg?v=1688551367&width=1600 | //skylux.eu/cdn/shop/files/E_MH_Mounting_instructions_Skylux_160_CE_LM.pdf?v=12406716259046007223 | //skylux.eu/cdn/shop/files/E_TD_Technical_File_Skylux_Skylux_160_CE_Electric.pdf?v=3667116872303399239 | <style type="text/css" id="isPasted"> <!--td { border: 1px solid #cccccc; } br { mso-data-placement: same-cell; } --> </style> <table border="1" cellpadding="0" cellspacing="0" dir="ltr" style="table-layout:fixed;font-size:10pt;font-family:Arial;border-collapse:collapse;border:none;"><tbody> <tr style="height:20px;"> <td style="overflow:hidden;padding:0px 3px 0px 3px;vertical-align:bottom;"></td> <td style="overflow:hidden;padding:0px 3px 0px 3px;vertical-align:bottom;"></td> <td style="overflow:hidden;padding:0px 3px 0px 3px;vertical-align:bottom;"></td> <td data-sheets-value='{"1":2,"2":"Ut-value"}' style="overflow:hidden;padding:0px 3px 0px 3px;vertical-align:bottom;font-weight:bold;text-align:center;">Ut-value</td> <td data-sheets-value='{"1":2,"2":"LT-value"}' style="overflow:hidden;padding:0px 3px 0px 3px;vertical-align:bottom;font-weight:bold;text-align:center;">LT-value</td> <td data-sheets-value='{"1":2,"2":"g-value"}' style="overflow:hidden;padding:0px 3px 0px 3px;vertical-align:bottom;font-weight:bold;text-align:center;">g-value</td> <td data-sheets-value='{"1":2,"2":"Rw-value "}' style="overflow:hidden;padding:0px 3px 0px 3px;vertical-align:bottom;font-weight:bold;text-align:center;">Rw-value </td> </tr> <tr style="height:20px;"> <td style="overflow:hidden;padding:0px 3px 0px 3px;vertical-align:bottom;"></td> <td style="overflow:hidden;padding:0px 3px 0px 3px;vertical-align:bottom;"></td> <td style="overflow:hidden;padding:0px 3px 0px 3px;vertical-align:bottom;"></td> <td data-sheets-numberformat='{"1":2,"2":"0.00","3":1}' data-sheets-value='{"1":2,"2":"EN 1873 : 2014"}' style="overflow:hidden;padding:0px 3px 0px 3px;vertical-align:bottom;text-align:center;">EN 1873 : 2014</td> <td data-sheets-numberformat='{"1":2,"2":"0","3":1}' data-sheets-value='{"1":2,"2":"EN ISO 13468 EN 16153 EN 410"}' style="overflow:hidden;padding:0px 3px 0px 3px;vertical-align:bottom;text-align:center;">EN ISO 13468 EN 16153 EN 410</td> <td data-sheets-numberformat='{"1":2,"2":"0","3":1}' data-sheets-value='{"1":2,"2":"EN 410"}' style="overflow:hidden;padding:0px 3px 0px 3px;vertical-align:bottom;text-align:center;">EN 410</td> <td data-sheets-value='{"1":2,"2":"EN ISO 140-3\t\t"}' style="overflow:hidden;padding:0px 3px 0px 3px;vertical-align:bottom;text-align:center;">EN ISO 140-3 </td> </tr> <tr style="height:20px;"> <td data-sheets-value='{"1":2,"2":"Material"}' style="border-bottom:1px solid #000000;overflow:hidden;padding:0px 3px 0px 3px;vertical-align:bottom;background-color:#000000;font-weight:bold;color:#ffffff;">Material</td> <td data-sheets-value='{"1":2,"2":"Walls"}' style="border-bottom:1px solid #000000;overflow:hidden;padding:0px 3px 0px 3px;vertical-align:bottom;background-color:#000000;font-weight:bold;color:#ffffff;">Walls</td> <td data-sheets-value='{"1":2,"2":"Shells"}' style="border-bottom:1px solid #000000;overflow:hidden;padding:0px 3px 0px 3px;vertical-align:bottom;background-color:#000000;font-weight:bold;color:#ffffff;">Shells</td> <td data-sheets-numberformat='{"1":2,"2":"0.00","3":1}' data-sheets-value='{"1":2,"2":"(W/m²K)\t"}' style="border-bottom:1px solid #000000;overflow:hidden;padding:0px 3px 0px 3px;vertical-align:bottom;background-color:#000000;font-weight:bold;color:#ffffff;text-align:center;">(W/m²K) </td> <td data-sheets-numberformat='{"1":2,"2":"0","3":1}' data-sheets-value='{"1":2,"2":"(%)"}' style="border-bottom:1px solid #000000;overflow:hidden;padding:0px 3px 0px 3px;vertical-align:bottom;background-color:#000000;font-weight:bold;color:#ffffff;text-align:center;">(%)</td> <td data-sheets-numberformat='{"1":2,"2":"0","3":1}' data-sheets-value='{"1":2,"2":"(%)"}' style="border-bottom:1px solid #000000;overflow:hidden;padding:0px 3px 0px 3px;vertical-align:bottom;background-color:#000000;font-weight:bold;color:#ffffff;text-align:center;">(%)</td> <td data-sheets-value='{"1":2,"2":"(dB)"}' style="border-bottom:1px solid #000000;overflow:hidden;padding:0px 3px 0px 3px;vertical-align:bottom;background-color:#000000;font-weight:bold;color:#ffffff;text-align:center;">(dB)</td> </tr> <tr style="height:20px;"> <td data-sheets-value='{"1":2,"2":"Acrylic"}' style="border-left:1px solid #000000;overflow:hidden;padding:0px 3px 0px 3px;vertical-align:bottom;font-weight:bold;">Acrylic</td> <td data-sheets-value='{"1":2,"2":"Single-walled"}' style="overflow:hidden;padding:0px 3px 0px 3px;vertical-align:bottom;font-weight:bold;">Single-walled</td> <td data-sheets-value='{"1":2,"2":"Clear (H)"}' style="border-right:1px solid #000000;overflow:hidden;padding:0px 3px 0px 3px;vertical-align:bottom;font-weight:bold;">Clear (H)</td> <td data-sheets-numberformat='{"1":2,"2":"0.00","3":1}' data-sheets-value='{"1":3,"3":5.17}' style="overflow:hidden;padding:0px 3px 0px 3px;vertical-align:bottom;text-align:center;">5.17</td> <td data-sheets-numberformat='{"1":2,"2":"0","3":1}' data-sheets-value='{"1":3,"3":90}' style="overflow:hidden;padding:0px 3px 0px 3px;vertical-align:bottom;text-align:center;">90</td> <td data-sheets-numberformat='{"1":2,"2":"0","3":1}' data-sheets-value='{"1":3,"3":87}' style="overflow:hidden;padding:0px 3px 0px 3px;vertical-align:bottom;text-align:center;">87</td> <td data-sheets-numberformat='{"1":2,"2":"0","3":1}' data-sheets-value='{"1":2,"2":"-"}' style="border-right:1px solid #000000;overflow:hidden;padding:0px 3px 0px 3px;vertical-align:bottom;text-align:center;">-</td> </tr> <tr style="height:20px;"> <td data-sheets-value='{"1":2,"2":"PMMA"}' style="border-left:1px solid #000000;overflow:hidden;padding:0px 3px 0px 3px;vertical-align:bottom;font-weight:bold;">PMMA</td> <td data-sheets-value='{"1":2,"2":"Single-walled"}' style="overflow:hidden;padding:0px 3px 0px 3px;vertical-align:bottom;font-weight:bold;">Single-walled</td> <td data-sheets-value='{"1":2,"2":"Opal (O)"}' style="border-right:1px solid #000000;overflow:hidden;padding:0px 3px 0px 3px;vertical-align:bottom;font-weight:bold;">Opal (O)</td> <td data-sheets-numberformat='{"1":2,"2":"0.00","3":1}' data-sheets-value='{"1":3,"3":5.17}' style="overflow:hidden;padding:0px 3px 0px 3px;vertical-align:bottom;text-align:center;">5.17</td> <td data-sheets-numberformat='{"1":2,"2":"0","3":1}' data-sheets-value='{"1":3,"3":83}' style="overflow:hidden;padding:0px 3px 0px 3px;vertical-align:bottom;text-align:center;">83</td> <td data-sheets-numberformat='{"1":2,"2":"0","3":1}' data-sheets-value='{"1":3,"3":76}' style="overflow:hidden;padding:0px 3px 0px 3px;vertical-align:bottom;text-align:center;">76</td> <td data-sheets-numberformat='{"1":2,"2":"0","3":1}' data-sheets-value='{"1":2,"2":"-"}' style="border-right:1px solid #000000;overflow:hidden;padding:0px 3px 0px 3px;vertical-align:bottom;text-align:center;">-</td> </tr> <tr style="height:20px;"> <td style="border-left:1px solid #000000;overflow:hidden;padding:0px 3px 0px 3px;vertical-align:bottom;font-weight:bold;"></td> <td data-sheets-value='{"1":2,"2":"Double-walled"}' style="overflow:hidden;padding:0px 3px 0px 3px;vertical-align:bottom;font-weight:bold;">Double-walled</td> <td data-sheets-value='{"1":2,"2":"Clear (H/H)"}' style="border-right:1px solid #000000;overflow:hidden;padding:0px 3px 0px 3px;vertical-align:bottom;font-weight:bold;">Clear (H/H)</td> <td data-sheets-numberformat='{"1":2,"2":"0.00","3":1}' data-sheets-value='{"1":3,"3":2.9}' style="overflow:hidden;padding:0px 3px 0px 3px;vertical-align:bottom;text-align:center;">2.90</td> <td data-sheets-numberformat='{"1":2,"2":"0","3":1}' data-sheets-value='{"1":3,"3":81}' style="overflow:hidden;padding:0px 3px 0px 3px;vertical-align:bottom;text-align:center;">81</td> <td data-sheets-numberformat='{"1":2,"2":"0","3":1}' data-sheets-value='{"1":3,"3":75}' style="overflow:hidden;padding:0px 3px 0px 3px;vertical-align:bottom;text-align:center;">75</td> <td data-sheets-numberformat='{"1":2,"2":"0","3":1}' data-sheets-value='{"1":3,"3":20}' style="border-right:1px solid #000000;overflow:hidden;padding:0px 3px 0px 3px;vertical-align:bottom;text-align:center;">20</td> </tr> <tr style="height:20px;"> <td style="border-left:1px solid #000000;overflow:hidden;padding:0px 3px 0px 3px;vertical-align:bottom;font-weight:bold;"></td> <td data-sheets-value='{"1":2,"2":"Double-walled"}' style="overflow:hidden;padding:0px 3px 0px 3px;vertical-align:bottom;font-weight:bold;">Double-walled</td> <td data-sheets-value='{"1":2,"2":"Opal (O/O)"}' style="border-right:1px solid #000000;overflow:hidden;padding:0px 3px 0px 3px;vertical-align:bottom;font-weight:bold;">Opal (O/O)</td> <td data-sheets-numberformat='{"1":2,"2":"0.00","3":1}' data-sheets-value='{"1":3,"3":2.9}' style="overflow:hidden;padding:0px 3px 0px 3px;vertical-align:bottom;text-align:center;">2.90</td> <td data-sheets-numberformat='{"1":2,"2":"0","3":1}' data-sheets-value='{"1":3,"3":69}' style="overflow:hidden;padding:0px 3px 0px 3px;vertical-align:bottom;text-align:center;">69</td> <td data-sheets-numberformat='{"1":2,"2":"0","3":1}' data-sheets-value='{"1":3,"3":58}' style="overflow:hidden;padding:0px 3px 0px 3px;vertical-align:bottom;text-align:center;">58</td> <td data-sheets-numberformat='{"1":2,"2":"0","3":1}' data-sheets-value='{"1":3,"3":20}' style="border-right:1px solid #000000;overflow:hidden;padding:0px 3px 0px 3px;vertical-align:bottom;text-align:center;">20</td> </tr> <tr style="height:20px;"> <td style="border-left:1px solid #000000;overflow:hidden;padding:0px 3px 0px 3px;vertical-align:bottom;font-weight:bold;"></td> <td data-sheets-value='{"1":2,"2":"Triple-walled"}' style="overflow:hidden;padding:0px 3px 0px 3px;vertical-align:bottom;font-weight:bold;">Triple-walled</td> <td data-sheets-value='{"1":2,"2":"Clear (H/H/H)"}' style="border-right:1px solid #000000;overflow:hidden;padding:0px 3px 0px 3px;vertical-align:bottom;font-weight:bold;">Clear (H/H/H)</td> <td data-sheets-numberformat='{"1":2,"2":"0.00","3":1}' data-sheets-value='{"1":3,"3":1.7}' style="overflow:hidden;padding:0px 3px 0px 3px;vertical-align:bottom;text-align:center;">1.70</td> <td data-sheets-numberformat='{"1":2,"2":"0","3":1}' data-sheets-value='{"1":3,"3":73}' style="overflow:hidden;padding:0px 3px 0px 3px;vertical-align:bottom;text-align:center;">73</td> <td data-sheets-numberformat='{"1":2,"2":"0","3":1}' data-sheets-value='{"1":3,"3":65}' style="overflow:hidden;padding:0px 3px 0px 3px;vertical-align:bottom;text-align:center;">65</td> <td data-sheets-numberformat='{"1":2,"2":"0","3":1}' data-sheets-value='{"1":3,"3":22}' style="border-right:1px solid #000000;overflow:hidden;padding:0px 3px 0px 3px;vertical-align:bottom;text-align:center;">22</td> </tr> <tr style="height:20px;"> <td style="border-left:1px solid #000000;overflow:hidden;padding:0px 3px 0px 3px;vertical-align:bottom;font-weight:bold;"></td> <td data-sheets-value='{"1":2,"2":"Triple-walled"}' style="overflow:hidden;padding:0px 3px 0px 3px;vertical-align:bottom;font-weight:bold;">Triple-walled</td> <td data-sheets-value='{"1":2,"2":"Opal (O/H/O)"}' style="border-right:1px solid #000000;overflow:hidden;padding:0px 3px 0px 3px;vertical-align:bottom;font-weight:bold;">Opal (O/H/O)</td> <td data-sheets-numberformat='{"1":2,"2":"0.00","3":1}' data-sheets-value='{"1":3,"3":1.7}' style="overflow:hidden;padding:0px 3px 0px 3px;vertical-align:bottom;text-align:center;">1.70</td> <td data-sheets-numberformat='{"1":2,"2":"0","3":1}' data-sheets-value='{"1":3,"3":62}' style="overflow:hidden;padding:0px 3px 0px 3px;vertical-align:bottom;text-align:center;">62</td> <td data-sheets-numberformat='{"1":2,"2":"0","3":1}' data-sheets-value='{"1":3,"3":51}' style="overflow:hidden;padding:0px 3px 0px 3px;vertical-align:bottom;text-align:center;">51</td> <td data-sheets-numberformat='{"1":2,"2":"0","3":1}' data-sheets-value='{"1":3,"3":22}' style="border-right:1px solid #000000;overflow:hidden;padding:0px 3px 0px 3px;vertical-align:bottom;text-align:center;">22</td> </tr> <tr style="height:20px;"> <td style="border-left:1px solid #000000;overflow:hidden;padding:0px 3px 0px 3px;vertical-align:bottom;font-weight:bold;"></td> <td data-sheets-value='{"1":2,"2":"Four-walled"}' style="overflow:hidden;padding:0px 3px 0px 3px;vertical-align:bottom;font-weight:bold;">Four-walled</td> <td data-sheets-value='{"1":2,"2":"Clear (H/H/H/H)"}' style="border-right:1px solid #000000;overflow:hidden;padding:0px 3px 0px 3px;vertical-align:bottom;font-weight:bold;">Clear (H/H/H/H)</td> <td data-sheets-numberformat='{"1":2,"2":"0.00","3":1}' data-sheets-value='{"1":3,"3":1.28}' style="overflow:hidden;padding:0px 3px 0px 3px;vertical-align:bottom;text-align:center;">1.28</td> <td data-sheets-numberformat='{"1":2,"2":"0","3":1}' data-sheets-value='{"1":3,"3":64}' style="overflow:hidden;padding:0px 3px 0px 3px;vertical-align:bottom;text-align:center;">64</td> <td data-sheets-numberformat='{"1":2,"2":"0","3":1}' data-sheets-value='{"1":3,"3":54}' style="overflow:hidden;padding:0px 3px 0px 3px;vertical-align:bottom;text-align:center;">54</td> <td data-sheets-numberformat='{"1":2,"2":"0","3":1}' data-sheets-value='{"1":3,"3":23}' style="border-right:1px solid #000000;overflow:hidden;padding:0px 3px 0px 3px;vertical-align:bottom;text-align:center;">23</td> </tr> <tr style="height:20px;"> <td style="border-bottom:1px solid #000000;border-left:1px solid #000000;overflow:hidden;padding:0px 3px 0px 3px;vertical-align:bottom;"></td> <td data-sheets-value='{"1":2,"2":"Four-walled"}' style="border-bottom:1px solid #000000;overflow:hidden;padding:0px 3px 0px 3px;vertical-align:bottom;font-weight:bold;">Four-walled</td> <td data-sheets-value='{"1":2,"2":"Opal (H/H/O/H)"}' style="border-right:1px solid #000000;border-bottom:1px solid #000000;overflow:hidden;padding:0px 3px 0px 3px;vertical-align:bottom;font-weight:bold;">Opal (H/H/O/H)</td> <td data-sheets-numberformat='{"1":2,"2":"0.00","3":1}' data-sheets-value='{"1":3,"3":1.28}' style="border-bottom:1px solid #000000;overflow:hidden;padding:0px 3px 0px 3px;vertical-align:bottom;text-align:center;">1.28</td> <td data-sheets-numberformat='{"1":2,"2":"0","3":1}' data-sheets-value='{"1":3,"3":59}' style="border-bottom:1px solid #000000;overflow:hidden;padding:0px 3px 0px 3px;vertical-align:bottom;text-align:center;">59</td> <td data-sheets-numberformat='{"1":2,"2":"0","3":1}' data-sheets-value='{"1":3,"3":48}' style="border-bottom:1px solid #000000;overflow:hidden;padding:0px 3px 0px 3px;vertical-align:bottom;text-align:center;">48</td> <td data-sheets-numberformat='{"1":2,"2":"0","3":1}' data-sheets-value='{"1":3,"3":23}' style="border-right:1px solid #000000;border-bottom:1px solid #000000;overflow:hidden;padding:0px 3px 0px 3px;vertical-align:bottom;text-align:center;">23</td> </tr> <tr style="height:20px;"> <td data-sheets-value='{"1":2,"2":"Polycarbonate "}' style="border-left:1px solid #000000;overflow:hidden;padding:0px 3px 0px 3px;vertical-align:bottom;font-weight:bold;">Polycarbonate </td> <td data-sheets-value='{"1":2,"2":"Single-walled"}' style="overflow:hidden;padding:0px 3px 0px 3px;vertical-align:bottom;font-weight:bold;">Single-walled</td> <td data-sheets-value='{"1":2,"2":"Clear (A)"}' style="border-right:1px solid #000000;overflow:hidden;padding:0px 3px 0px 3px;vertical-align:bottom;font-weight:bold;">Clear (A)</td> <td data-sheets-numberformat='{"1":2,"2":"0.00","3":1}' data-sheets-value='{"1":3,"3":5.17}' style="overflow:hidden;padding:0px 3px 0px 3px;vertical-align:bottom;text-align:center;">5.17</td> <td data-sheets-numberformat='{"1":2,"2":"0","3":1}' data-sheets-value='{"1":3,"3":88}' style="overflow:hidden;padding:0px 3px 0px 3px;vertical-align:bottom;text-align:center;">88</td> <td data-sheets-numberformat='{"1":2,"2":"0","3":1}' data-sheets-value='{"1":3,"3":83}' style="overflow:hidden;padding:0px 3px 0px 3px;vertical-align:bottom;text-align:center;">83</td> <td data-sheets-numberformat='{"1":2,"2":"0","3":1}' data-sheets-value='{"1":2,"2":"-"}' style="border-right:1px solid #000000;overflow:hidden;padding:0px 3px 0px 3px;vertical-align:bottom;text-align:center;">-</td> </tr> <tr style="height:20px;"> <td data-sheets-value='{"1":2,"2":"PC"}' style="border-left:1px solid #000000;overflow:hidden;padding:0px 3px 0px 3px;vertical-align:bottom;font-weight:bold;">PC</td> <td data-sheets-value='{"1":2,"2":"Single-walled"}' style="overflow:hidden;padding:0px 3px 0px 3px;vertical-align:bottom;font-weight:bold;">Single-walled</td> <td data-sheets-value='{"1":2,"2":"Opal (D)"}' style="border-right:1px solid #000000;overflow:hidden;padding:0px 3px 0px 3px;vertical-align:bottom;font-weight:bold;">Opal (D)</td> <td data-sheets-numberformat='{"1":2,"2":"0.00","3":1}' data-sheets-value='{"1":3,"3":5.17}' style="overflow:hidden;padding:0px 3px 0px 3px;vertical-align:bottom;text-align:center;">5.17</td> <td data-sheets-numberformat='{"1":2,"2":"0","3":1}' data-sheets-value='{"1":3,"3":58}' style="overflow:hidden;padding:0px 3px 0px 3px;vertical-align:bottom;text-align:center;">58</td> <td data-sheets-numberformat='{"1":2,"2":"0","3":1}' data-sheets-value='{"1":3,"3":60}' style="overflow:hidden;padding:0px 3px 0px 3px;vertical-align:bottom;text-align:center;">60</td> <td data-sheets-numberformat='{"1":2,"2":"0","3":1}' data-sheets-value='{"1":2,"2":"-"}' style="border-right:1px solid #000000;overflow:hidden;padding:0px 3px 0px 3px;vertical-align:bottom;text-align:center;">-</td> </tr> <tr style="height:20px;"> <td style="border-left:1px solid #000000;overflow:hidden;padding:0px 3px 0px 3px;vertical-align:bottom;font-weight:bold;"></td> <td data-sheets-value='{"1":2,"2":"Double-walled"}' style="overflow:hidden;padding:0px 3px 0px 3px;vertical-align:bottom;font-weight:bold;">Double-walled</td> <td data-sheets-value='{"1":2,"2":"Clear (A/H)"}' style="border-right:1px solid #000000;overflow:hidden;padding:0px 3px 0px 3px;vertical-align:bottom;font-weight:bold;">Clear (A/H)</td> <td data-sheets-numberformat='{"1":2,"2":"0.00","3":1}' data-sheets-value='{"1":3,"3":2.9}' style="overflow:hidden;padding:0px 3px 0px 3px;vertical-align:bottom;text-align:center;">2.90</td> <td data-sheets-numberformat='{"1":2,"2":"0","3":1}' data-sheets-value='{"1":3,"3":79}' style="overflow:hidden;padding:0px 3px 0px 3px;vertical-align:bottom;text-align:center;">79</td> <td data-sheets-numberformat='{"1":2,"2":"0","3":1}' data-sheets-value='{"1":3,"3":72}' style="overflow:hidden;padding:0px 3px 0px 3px;vertical-align:bottom;text-align:center;">72</td> <td data-sheets-numberformat='{"1":2,"2":"0","3":1}' data-sheets-value='{"1":3,"3":20}' style="border-right:1px solid #000000;overflow:hidden;padding:0px 3px 0px 3px;vertical-align:bottom;text-align:center;">20</td> </tr> <tr style="height:20px;"> <td style="border-left:1px solid #000000;overflow:hidden;padding:0px 3px 0px 3px;vertical-align:bottom;font-weight:bold;"></td> <td data-sheets-value='{"1":2,"2":"Double-walled"}' style="overflow:hidden;padding:0px 3px 0px 3px;vertical-align:bottom;font-weight:bold;">Double-walled</td> <td data-sheets-value='{"1":2,"2":"Clear (A/A)"}' style="border-right:1px solid #000000;overflow:hidden;padding:0px 3px 0px 3px;vertical-align:bottom;font-weight:bold;">Clear (A/A)</td> <td data-sheets-numberformat='{"1":2,"2":"0.00","3":1}' data-sheets-value='{"1":3,"3":2.9}' style="overflow:hidden;padding:0px 3px 0px 3px;vertical-align:bottom;text-align:center;">2.90</td> <td data-sheets-numberformat='{"1":2,"2":"0","3":1}' data-sheets-value='{"1":3,"3":77}' style="overflow:hidden;padding:0px 3px 0px 3px;vertical-align:bottom;text-align:center;">77</td> <td data-sheets-numberformat='{"1":2,"2":"0","3":1}' data-sheets-value='{"1":3,"3":69}' style="overflow:hidden;padding:0px 3px 0px 3px;vertical-align:bottom;text-align:center;">69</td> <td data-sheets-numberformat='{"1":2,"2":"0","3":1}' data-sheets-value='{"1":3,"3":20}' style="border-right:1px solid #000000;overflow:hidden;padding:0px 3px 0px 3px;vertical-align:bottom;text-align:center;">20</td> </tr> <tr style="height:20px;"> <td style="border-left:1px solid #000000;overflow:hidden;padding:0px 3px 0px 3px;vertical-align:bottom;font-weight:bold;"></td> <td data-sheets-value='{"1":2,"2":"Double-walled"}' style="overflow:hidden;padding:0px 3px 0px 3px;vertical-align:bottom;font-weight:bold;">Double-walled</td> <td data-sheets-value='{"1":2,"2":"Opal (A/O)"}' style="border-right:1px solid #000000;overflow:hidden;padding:0px 3px 0px 3px;vertical-align:bottom;font-weight:bold;">Opal (A/O)</td> <td data-sheets-numberformat='{"1":2,"2":"0.00","3":1}' data-sheets-value='{"1":3,"3":2.9}' style="overflow:hidden;padding:0px 3px 0px 3px;vertical-align:bottom;text-align:center;">2.90</td> <td data-sheets-numberformat='{"1":2,"2":"0","3":1}' data-sheets-value='{"1":3,"3":73}' style="overflow:hidden;padding:0px 3px 0px 3px;vertical-align:bottom;text-align:center;">73</td> <td data-sheets-numberformat='{"1":2,"2":"0","3":1}' data-sheets-value='{"1":3,"3":63}' style="overflow:hidden;padding:0px 3px 0px 3px;vertical-align:bottom;text-align:center;">63</td> <td data-sheets-numberformat='{"1":2,"2":"0","3":1}' data-sheets-value='{"1":3,"3":20}' style="border-right:1px solid #000000;overflow:hidden;padding:0px 3px 0px 3px;vertical-align:bottom;text-align:center;">20</td> </tr> <tr style="height:20px;"> <td style="border-left:1px solid #000000;overflow:hidden;padding:0px 3px 0px 3px;vertical-align:bottom;font-weight:bold;"></td> <td data-sheets-value='{"1":2,"2":"Double-walled"}' style="overflow:hidden;padding:0px 3px 0px 3px;vertical-align:bottom;font-weight:bold;">Double-walled</td> <td data-sheets-value='{"1":2,"2":"Opal (A/D)"}' style="border-right:1px solid #000000;overflow:hidden;padding:0px 3px 0px 3px;vertical-align:bottom;font-weight:bold;">Opal (A/D)</td> <td data-sheets-numberformat='{"1":2,"2":"0.00","3":1}' data-sheets-value='{"1":3,"3":2.9}' style="overflow:hidden;padding:0px 3px 0px 3px;vertical-align:bottom;text-align:center;">2.90</td> <td data-sheets-numberformat='{"1":2,"2":"0","3":1}' data-sheets-value='{"1":3,"3":51}' style="overflow:hidden;padding:0px 3px 0px 3px;vertical-align:bottom;text-align:center;">51</td> <td data-sheets-numberformat='{"1":2,"2":"0","3":1}' data-sheets-value='{"1":3,"3":50}' style="overflow:hidden;padding:0px 3px 0px 3px;vertical-align:bottom;text-align:center;">50</td> <td data-sheets-numberformat='{"1":2,"2":"0","3":1}' data-sheets-value='{"1":3,"3":20}' style="border-right:1px solid #000000;overflow:hidden;padding:0px 3px 0px 3px;vertical-align:bottom;text-align:center;">20</td> </tr> <tr style="height:20px;"> <td style="border-left:1px solid #000000;overflow:hidden;padding:0px 3px 0px 3px;vertical-align:bottom;font-weight:bold;"></td> <td data-sheets-value='{"1":2,"2":"Triple-walled"}' style="overflow:hidden;padding:0px 3px 0px 3px;vertical-align:bottom;font-weight:bold;">Triple-walled</td> <td data-sheets-value='{"1":2,"2":"Clear (A/H/H)"}' style="border-right:1px solid #000000;overflow:hidden;padding:0px 3px 0px 3px;vertical-align:bottom;font-weight:bold;">Clear (A/H/H)</td> <td data-sheets-numberformat='{"1":2,"2":"0.00","3":1}' data-sheets-value='{"1":3,"3":1.7}' style="overflow:hidden;padding:0px 3px 0px 3px;vertical-align:bottom;text-align:center;">1.70</td> <td data-sheets-numberformat='{"1":2,"2":"0","3":1}' data-sheets-value='{"1":3,"3":71}' style="overflow:hidden;padding:0px 3px 0px 3px;vertical-align:bottom;text-align:center;">71</td> <td data-sheets-numberformat='{"1":2,"2":"0","3":1}' data-sheets-value='{"1":3,"3":63}' style="overflow:hidden;padding:0px 3px 0px 3px;vertical-align:bottom;text-align:center;">63</td> <td data-sheets-numberformat='{"1":2,"2":"0","3":1}' data-sheets-value='{"1":3,"3":22}' style="border-right:1px solid #000000;overflow:hidden;padding:0px 3px 0px 3px;vertical-align:bottom;text-align:center;">22</td> </tr> <tr style="height:20px;"> <td style="border-left:1px solid #000000;overflow:hidden;padding:0px 3px 0px 3px;vertical-align:bottom;font-weight:bold;"></td> <td data-sheets-value='{"1":2,"2":"Triple-walled"}' style="overflow:hidden;padding:0px 3px 0px 3px;vertical-align:bottom;font-weight:bold;">Triple-walled</td> <td data-sheets-value='{"1":2,"2":"Opal (A/O/O)"}' style="border-right:1px solid #000000;overflow:hidden;padding:0px 3px 0px 3px;vertical-align:bottom;font-weight:bold;">Opal (A/O/O)</td> <td data-sheets-numberformat='{"1":2,"2":"0.00","3":1}' data-sheets-value='{"1":3,"3":1.7}' style="overflow:hidden;padding:0px 3px 0px 3px;vertical-align:bottom;text-align:center;">1.70</td> <td data-sheets-numberformat='{"1":2,"2":"0","3":1}' data-sheets-value='{"1":3,"3":61}' style="overflow:hidden;padding:0px 3px 0px 3px;vertical-align:bottom;text-align:center;">61</td> <td data-sheets-numberformat='{"1":2,"2":"0","3":1}' data-sheets-value='{"1":3,"3":48}' style="overflow:hidden;padding:0px 3px 0px 3px;vertical-align:bottom;text-align:center;">48</td> <td data-sheets-numberformat='{"1":2,"2":"0","3":1}' data-sheets-value='{"1":3,"3":22}' style="border-right:1px solid #000000;overflow:hidden;padding:0px 3px 0px 3px;vertical-align:bottom;text-align:center;">22</td> </tr> <tr style="height:20px;"> <td style="border-left:1px solid #000000;overflow:hidden;padding:0px 3px 0px 3px;vertical-align:bottom;font-weight:bold;"></td> <td data-sheets-value='{"1":2,"2":"Four-walled"}' style="overflow:hidden;padding:0px 3px 0px 3px;vertical-align:bottom;font-weight:bold;">Four-walled</td> <td data-sheets-value='{"1":2,"2":"Clear (A/H/H/H)"}' style="border-right:1px solid #000000;overflow:hidden;padding:0px 3px 0px 3px;vertical-align:bottom;font-weight:bold;">Clear (A/H/H/H)</td> <td data-sheets-numberformat='{"1":2,"2":"0.00","3":1}' data-sheets-value='{"1":3,"3":1.28}' style="overflow:hidden;padding:0px 3px 0px 3px;vertical-align:bottom;text-align:center;">1.28</td> <td data-sheets-numberformat='{"1":2,"2":"0","3":1}' data-sheets-value='{"1":3,"3":64}' style="overflow:hidden;padding:0px 3px 0px 3px;vertical-align:bottom;text-align:center;">64</td> <td data-sheets-numberformat='{"1":2,"2":"0","3":1}' data-sheets-value='{"1":3,"3":52}' style="overflow:hidden;padding:0px 3px 0px 3px;vertical-align:bottom;text-align:center;">52</td> <td data-sheets-numberformat='{"1":2,"2":"0","3":1}' data-sheets-value='{"1":3,"3":23}' style="border-right:1px solid #000000;overflow:hidden;padding:0px 3px 0px 3px;vertical-align:bottom;text-align:center;">23</td> </tr> <tr style="height:20px;"> <td style="border-bottom:1px solid #000000;border-left:1px solid #000000;overflow:hidden;padding:0px 3px 0px 3px;vertical-align:bottom;"></td> <td data-sheets-value='{"1":2,"2":"Four-walled"}' style="border-bottom:1px solid #000000;overflow:hidden;padding:0px 3px 0px 3px;vertical-align:bottom;font-weight:bold;">Four-walled</td> <td data-sheets-value='{"1":2,"2":"Opal (A/H/O/H)"}' style="border-right:1px solid #000000;border-bottom:1px solid #000000;overflow:hidden;padding:0px 3px 0px 3px;vertical-align:bottom;font-weight:bold;">Opal (A/H/O/H)</td> <td data-sheets-numberformat='{"1":2,"2":"0.00","3":1}' data-sheets-value='{"1":3,"3":1.28}' style="border-bottom:1px solid #000000;overflow:hidden;padding:0px 3px 0px 3px;vertical-align:bottom;text-align:center;">1.28</td> <td data-sheets-numberformat='{"1":2,"2":"0","3":1}' data-sheets-value='{"1":3,"3":59}' style="border-bottom:1px solid #000000;overflow:hidden;padding:0px 3px 0px 3px;vertical-align:bottom;text-align:center;">59</td> <td data-sheets-numberformat='{"1":2,"2":"0","3":1}' data-sheets-value='{"1":3,"3":46}' style="border-bottom:1px solid #000000;overflow:hidden;padding:0px 3px 0px 3px;vertical-align:bottom;text-align:center;">46</td> <td data-sheets-numberformat='{"1":2,"2":"0","3":1}' data-sheets-value='{"1":3,"3":23}' style="border-right:1px solid #000000;border-bottom:1px solid #000000;overflow:hidden;padding:0px 3px 0px 3px;vertical-align:bottom;text-align:center;">23</td> </tr> <tr style="height:20px;"> <td data-sheets-value='{"1":2,"2":"Polycarbonate"}' style="border-left:1px solid #000000;overflow:hidden;padding:0px 3px 0px 3px;vertical-align:bottom;font-weight:bold;">Polycarbonate</td> <td data-sheets-value='{"1":2,"2":"Single-walled"}' style="overflow:hidden;padding:0px 3px 0px 3px;vertical-align:bottom;font-weight:bold;">Single-walled</td> <td data-sheets-value='{"1":2,"2":"Heatstop Opal (T)"}' style="border-right:1px solid #000000;overflow:hidden;padding:0px 3px 0px 3px;vertical-align:bottom;font-weight:bold;">Heatstop Opal (T)</td> <td data-sheets-numberformat='{"1":2,"2":"0.00","3":1}' data-sheets-value='{"1":3,"3":5.17}' style="overflow:hidden;padding:0px 3px 0px 3px;vertical-align:bottom;text-align:center;">5.17</td> <td data-sheets-numberformat='{"1":2,"2":"0","3":1}' data-sheets-value='{"1":3,"3":49}' style="overflow:hidden;padding:0px 3px 0px 3px;vertical-align:bottom;text-align:center;">49</td> <td data-sheets-numberformat='{"1":2,"2":"0","3":1}' data-sheets-value='{"1":3,"3":59}' style="overflow:hidden;padding:0px 3px 0px 3px;vertical-align:bottom;text-align:center;">59</td> <td data-sheets-numberformat='{"1":2,"2":"0","3":1}' data-sheets-value='{"1":2,"2":"-"}' style="border-right:1px solid #000000;overflow:hidden;padding:0px 3px 0px 3px;vertical-align:bottom;text-align:center;">-</td> </tr> <tr style="height:20px;"> <td data-sheets-value='{"1":2,"2":"Heatstop PC"}' style="border-left:1px solid #000000;overflow:hidden;padding:0px 3px 0px 3px;vertical-align:bottom;font-weight:bold;">Heatstop PC</td> <td data-sheets-value='{"1":2,"2":"Double-walled"}' style="overflow:hidden;padding:0px 3px 0px 3px;vertical-align:bottom;font-weight:bold;">Double-walled</td> <td data-sheets-value='{"1":2,"2":"Clear (T/H)"}' style="border-right:1px solid #000000;overflow:hidden;padding:0px 3px 0px 3px;vertical-align:bottom;font-weight:bold;">Clear (T/H)</td> <td data-sheets-numberformat='{"1":2,"2":"0.00","3":1}' data-sheets-value='{"1":3,"3":2.9}' style="overflow:hidden;padding:0px 3px 0px 3px;vertical-align:bottom;text-align:center;">2.90</td> <td data-sheets-numberformat='{"1":2,"2":"0","3":1}' data-sheets-value='{"1":3,"3":44}' style="overflow:hidden;padding:0px 3px 0px 3px;vertical-align:bottom;text-align:center;">44</td> <td data-sheets-numberformat='{"1":2,"2":"0","3":1}' data-sheets-value='{"1":3,"3":51}' style="overflow:hidden;padding:0px 3px 0px 3px;vertical-align:bottom;text-align:center;">51</td> <td data-sheets-numberformat='{"1":2,"2":"0","3":1}' data-sheets-value='{"1":3,"3":20}' style="border-right:1px solid #000000;overflow:hidden;padding:0px 3px 0px 3px;vertical-align:bottom;text-align:center;">20</td> </tr> <tr style="height:20px;"> <td style="border-left:1px solid #000000;overflow:hidden;padding:0px 3px 0px 3px;vertical-align:bottom;font-weight:bold;"></td> <td data-sheets-value='{"1":2,"2":"Double-walled"}' style="overflow:hidden;padding:0px 3px 0px 3px;vertical-align:bottom;font-weight:bold;">Double-walled</td> <td data-sheets-value='{"1":2,"2":"Opal (T/O)"}' style="border-right:1px solid #000000;overflow:hidden;padding:0px 3px 0px 3px;vertical-align:bottom;font-weight:bold;">Opal (T/O)</td> <td data-sheets-numberformat='{"1":2,"2":"0.00","3":1}' data-sheets-value='{"1":3,"3":2.9}' style="overflow:hidden;padding:0px 3px 0px 3px;vertical-align:bottom;text-align:center;">2.90</td> <td data-sheets-numberformat='{"1":2,"2":"0","3":1}' data-sheets-value='{"1":3,"3":41}' style="overflow:hidden;padding:0px 3px 0px 3px;vertical-align:bottom;text-align:center;">41</td> <td data-sheets-numberformat='{"1":2,"2":"0","3":1}' data-sheets-value='{"1":3,"3":45}' style="overflow:hidden;padding:0px 3px 0px 3px;vertical-align:bottom;text-align:center;">45</td> <td data-sheets-numberformat='{"1":2,"2":"0","3":1}' data-sheets-value='{"1":3,"3":20}' style="border-right:1px solid #000000;overflow:hidden;padding:0px 3px 0px 3px;vertical-align:bottom;text-align:center;">20</td> </tr> <tr style="height:20px;"> <td style="border-left:1px solid #000000;overflow:hidden;padding:0px 3px 0px 3px;vertical-align:bottom;font-weight:bold;"></td> <td data-sheets-value='{"1":2,"2":"Triple-walled"}' style="overflow:hidden; | skylux-160-ce-met-koepel-en-pvc-opstand-30-20-met-lm-motor-en-windvang-0800-x-1400-mm | 8586039132493 | 46872371790157
Smoke and heat exhaust (SHEV) | SHE system | Skylux | Skylux 160° CE with skylight and PVC curb 30/20 with LM-actuator and spoiler 0900 x 1200 mm |  | 50512 | 5412970505129 | 3901.05 | Yes | 30-45 | 70.11 | 900 x 1200 mm | 1200 | 900 |  | PVC 30/20 (30 cm high & roof opening = 20 cm larger than daylight size) | Rectangular | 5.17 W/m²K - 1.28 W/m²K | 87% - 32% | 90% - 32% | 20dB - 23dB | 160° CE (for industry) | skylight | with spoiler | E | Single actuator | Maximum four-walled skylight possible for this product | Ut-value LT-value g-value Rw-value EN 1873 : 2014 EN ISO 13468 EN 16153 EN 410 EN 410 EN ISO 140-3 Material Walls Shells (W/m²K) (%) (%) (dB) Acrylic Single-walled Clear (H) 5.17 90 87 - PMMA Single-walled Opal (O) 5.17 83 76 - Double-walled Clear (H/H) 2.90 81 75 20 Double-walled Opal (O/O) 2.90 69 58 20 Triple-walled Clear (H/H/H) 1.70 73 65 22 Triple-walled Opal (O/H/O) 1.70 62 51 22 Four-walled Clear (H/H/H/H) 1.28 64 54 23 Four-walled Opal (H/H/O/H) 1.28 59 48 23 Polycarbonate Single-walled Clear (A) 5.17 88 83 - PC Single-walled Opal (D) 5.17 58 60 - Double-walled Clear (A/H) 2.90 79 72 20 Double-walled Clear (A/A) 2.90 77 69 20 Double-walled Opal (A/O) 2.90 73 63 20 Double-walled Opal (A/D) 2.90 51 50 20 Triple-walled Clear (A/H/H) 1.70 71 63 22 Triple-walled Opal (A/O/O) 1.70 61 48 22 Four-walled Clear (A/H/H/H) 1.28 64 52 23 Four-walled Opal (A/H/O/H) 1.28 59 46 23 Polycarbonate Single-walled Heatstop Opal (T) 5.17 49 59 - Heatstop PC Double-walled Clear (T/H) 2.90 44 51 20 Double-walled Opal (T/O) 2.90 41 45 20 Triple-walled Clear (T/H/H) 1.70 40 <td data-sheets-numberformat='{"1":2,"2":"0","3":1}' data-sheets-value='{"1":3,"3":44}' style="overflow:hidden;paddin | https://skylux.eu/en/products/skylux-160-ce-met-koepel-en-pvc-opstand-30-20-met-lm-motor-en-windvang-0900-x-1200-mm | https://skylux.eu/cdn/shop/files/Skylux-160deg-CE-met-koepel-en-pvc-opstand-3020-met-LM-motor-en-windvang-0900-x-1200-mm-RWA-systeem.jpg?v=1702981398&width=1600 | https://skylux.eu/cdn/shop/files/e5a82811-1bb0-48e4-a776-cacb59c7c092_83ec83a2-24ec-450d-810e-4692f1f50b82.jpg?v=1688551368&width=1600 | //skylux.eu/cdn/shop/files/E_MH_Mounting_instructions_Skylux_160_CE_LM.pdf?v=12406716259046007223 | //skylux.eu/cdn/shop/files/E_TD_Technical_File_Skylux_Skylux_160_CE_Electric.pdf?v=3667116872303399239 | <style type="text/css" id="isPasted"> <!--td { border: 1px solid #cccccc; } br { mso-data-placement: same-cell; } --> </style> <table border="1" cellpadding="0" cellspacing="0" dir="ltr" style="table-layout:fixed;font-size:10pt;font-family:Arial;border-collapse:collapse;border:none;"><tbody> <tr style="height:20px;"> <td style="overflow:hidden;padding:0px 3px 0px 3px;vertical-align:bottom;"></td> <td style="overflow:hidden;padding:0px 3px 0px 3px;vertical-align:bottom;"></td> <td style="overflow:hidden;padding:0px 3px 0px 3px;vertical-align:bottom;"></td> <td data-sheets-value='{"1":2,"2":"Ut-value"}' style="overflow:hidden;padding:0px 3px 0px 3px;vertical-align:bottom;font-weight:bold;text-align:center;">Ut-value</td> <td data-sheets-value='{"1":2,"2":"LT-value"}' style="overflow:hidden;padding:0px 3px 0px 3px;vertical-align:bottom;font-weight:bold;text-align:center;">LT-value</td> <td data-sheets-value='{"1":2,"2":"g-value"}' style="overflow:hidden;padding:0px 3px 0px 3px;vertical-align:bottom;font-weight:bold;text-align:center;">g-value</td> <td data-sheets-value='{"1":2,"2":"Rw-value "}' style="overflow:hidden;padding:0px 3px 0px 3px;vertical-align:bottom;font-weight:bold;text-align:center;">Rw-value </td> </tr> <tr style="height:20px;"> <td style="overflow:hidden;padding:0px 3px 0px 3px;vertical-align:bottom;"></td> <td style="overflow:hidden;padding:0px 3px 0px 3px;vertical-align:bottom;"></td> <td style="overflow:hidden;padding:0px 3px 0px 3px;vertical-align:bottom;"></td> <td data-sheets-numberformat='{"1":2,"2":"0.00","3":1}' data-sheets-value='{"1":2,"2":"EN 1873 : 2014"}' style="overflow:hidden;padding:0px 3px 0px 3px;vertical-align:bottom;text-align:center;">EN 1873 : 2014</td> <td data-sheets-numberformat='{"1":2,"2":"0","3":1}' data-sheets-value='{"1":2,"2":"EN ISO 13468 EN 16153 EN 410"}' style="overflow:hidden;padding:0px 3px 0px 3px;vertical-align:bottom;text-align:center;">EN ISO 13468 EN 16153 EN 410</td> <td data-sheets-numberformat='{"1":2,"2":"0","3":1}' data-sheets-value='{"1":2,"2":"EN 410"}' style="overflow:hidden;padding:0px 3px 0px 3px;vertical-align:bottom;text-align:center;">EN 410</td> <td data-sheets-value='{"1":2,"2":"EN ISO 140-3\t\t"}' style="overflow:hidden;padding:0px 3px 0px 3px;vertical-align:bottom;text-align:center;">EN ISO 140-3 </td> </tr> <tr style="height:20px;"> <td data-sheets-value='{"1":2,"2":"Material"}' style="border-bottom:1px solid #000000;overflow:hidden;padding:0px 3px 0px 3px;vertical-align:bottom;background-color:#000000;font-weight:bold;color:#ffffff;">Material</td> <td data-sheets-value='{"1":2,"2":"Walls"}' style="border-bottom:1px solid #000000;overflow:hidden;padding:0px 3px 0px 3px;vertical-align:bottom;background-color:#000000;font-weight:bold;color:#ffffff;">Walls</td> <td data-sheets-value='{"1":2,"2":"Shells"}' style="border-bottom:1px solid #000000;overflow:hidden;padding:0px 3px 0px 3px;vertical-align:bottom;background-color:#000000;font-weight:bold;color:#ffffff;">Shells</td> <td data-sheets-numberformat='{"1":2,"2":"0.00","3":1}' data-sheets-value='{"1":2,"2":"(W/m²K)\t"}' style="border-bottom:1px solid #000000;overflow:hidden;padding:0px 3px 0px 3px;vertical-align:bottom;background-color:#000000;font-weight:bold;color:#ffffff;text-align:center;">(W/m²K) </td> <td data-sheets-numberformat='{"1":2,"2":"0","3":1}' data-sheets-value='{"1":2,"2":"(%)"}' style="border-bottom:1px solid #000000;overflow:hidden;padding:0px 3px 0px 3px;vertical-align:bottom;background-color:#000000;font-weight:bold;color:#ffffff;text-align:center;">(%)</td> <td data-sheets-numberformat='{"1":2,"2":"0","3":1}' data-sheets-value='{"1":2,"2":"(%)"}' style="border-bottom:1px solid #000000;overflow:hidden;padding:0px 3px 0px 3px;vertical-align:bottom;background-color:#000000;font-weight:bold;color:#ffffff;text-align:center;">(%)</td> <td data-sheets-value='{"1":2,"2":"(dB)"}' style="border-bottom:1px solid #000000;overflow:hidden;padding:0px 3px 0px 3px;vertical-align:bottom;background-color:#000000;font-weight:bold;color:#ffffff;text-align:center;">(dB)</td> </tr> <tr style="height:20px;"> <td data-sheets-value='{"1":2,"2":"Acrylic"}' style="border-left:1px solid #000000;overflow:hidden;padding:0px 3px 0px 3px;vertical-align:bottom;font-weight:bold;">Acrylic</td> <td data-sheets-value='{"1":2,"2":"Single-walled"}' style="overflow:hidden;padding:0px 3px 0px 3px;vertical-align:bottom;font-weight:bold;">Single-walled</td> <td data-sheets-value='{"1":2,"2":"Clear (H)"}' style="border-right:1px solid #000000;overflow:hidden;padding:0px 3px 0px 3px;vertical-align:bottom;font-weight:bold;">Clear (H)</td> <td data-sheets-numberformat='{"1":2,"2":"0.00","3":1}' data-sheets-value='{"1":3,"3":5.17}' style="overflow:hidden;padding:0px 3px 0px 3px;vertical-align:bottom;text-align:center;">5.17</td> <td data-sheets-numberformat='{"1":2,"2":"0","3":1}' data-sheets-value='{"1":3,"3":90}' style="overflow:hidden;padding:0px 3px 0px 3px;vertical-align:bottom;text-align:center;">90</td> <td data-sheets-numberformat='{"1":2,"2":"0","3":1}' data-sheets-value='{"1":3,"3":87}' style="overflow:hidden;padding:0px 3px 0px 3px;vertical-align:bottom;text-align:center;">87</td> <td data-sheets-numberformat='{"1":2,"2":"0","3":1}' data-sheets-value='{"1":2,"2":"-"}' style="border-right:1px solid #000000;overflow:hidden;padding:0px 3px 0px 3px;vertical-align:bottom;text-align:center;">-</td> </tr> <tr style="height:20px;"> <td data-sheets-value='{"1":2,"2":"PMMA"}' style="border-left:1px solid #000000;overflow:hidden;padding:0px 3px 0px 3px;vertical-align:bottom;font-weight:bold;">PMMA</td> <td data-sheets-value='{"1":2,"2":"Single-walled"}' style="overflow:hidden;padding:0px 3px 0px 3px;vertical-align:bottom;font-weight:bold;">Single-walled</td> <td data-sheets-value='{"1":2,"2":"Opal (O)"}' style="border-right:1px solid #000000;overflow:hidden;padding:0px 3px 0px 3px;vertical-align:bottom;font-weight:bold;">Opal (O)</td> <td data-sheets-numberformat='{"1":2,"2":"0.00","3":1}' data-sheets-value='{"1":3,"3":5.17}' style="overflow:hidden;padding:0px 3px 0px 3px;vertical-align:bottom;text-align:center;">5.17</td> <td data-sheets-numberformat='{"1":2,"2":"0","3":1}' data-sheets-value='{"1":3,"3":83}' style="overflow:hidden;padding:0px 3px 0px 3px;vertical-align:bottom;text-align:center;">83</td> <td data-sheets-numberformat='{"1":2,"2":"0","3":1}' data-sheets-value='{"1":3,"3":76}' style="overflow:hidden;padding:0px 3px 0px 3px;vertical-align:bottom;text-align:center;">76</td> <td data-sheets-numberformat='{"1":2,"2":"0","3":1}' data-sheets-value='{"1":2,"2":"-"}' style="border-right:1px solid #000000;overflow:hidden;padding:0px 3px 0px 3px;vertical-align:bottom;text-align:center;">-</td> </tr> <tr style="height:20px;"> <td style="border-left:1px solid #000000;overflow:hidden;padding:0px 3px 0px 3px;vertical-align:bottom;font-weight:bold;"></td> <td data-sheets-value='{"1":2,"2":"Double-walled"}' style="overflow:hidden;padding:0px 3px 0px 3px;vertical-align:bottom;font-weight:bold;">Double-walled</td> <td data-sheets-value='{"1":2,"2":"Clear (H/H)"}' style="border-right:1px solid #000000;overflow:hidden;padding:0px 3px 0px 3px;vertical-align:bottom;font-weight:bold;">Clear (H/H)</td> <td data-sheets-numberformat='{"1":2,"2":"0.00","3":1}' data-sheets-value='{"1":3,"3":2.9}' style="overflow:hidden;padding:0px 3px 0px 3px;vertical-align:bottom;text-align:center;">2.90</td> <td data-sheets-numberformat='{"1":2,"2":"0","3":1}' data-sheets-value='{"1":3,"3":81}' style="overflow:hidden;padding:0px 3px 0px 3px;vertical-align:bottom;text-align:center;">81</td> <td data-sheets-numberformat='{"1":2,"2":"0","3":1}' data-sheets-value='{"1":3,"3":75}' style="overflow:hidden;padding:0px 3px 0px 3px;vertical-align:bottom;text-align:center;">75</td> <td data-sheets-numberformat='{"1":2,"2":"0","3":1}' data-sheets-value='{"1":3,"3":20}' style="border-right:1px solid #000000;overflow:hidden;padding:0px 3px 0px 3px;vertical-align:bottom;text-align:center;">20</td> </tr> <tr style="height:20px;"> <td style="border-left:1px solid #000000;overflow:hidden;padding:0px 3px 0px 3px;vertical-align:bottom;font-weight:bold;"></td> <td data-sheets-value='{"1":2,"2":"Double-walled"}' style="overflow:hidden;padding:0px 3px 0px 3px;vertical-align:bottom;font-weight:bold;">Double-walled</td> <td data-sheets-value='{"1":2,"2":"Opal (O/O)"}' style="border-right:1px solid #000000;overflow:hidden;padding:0px 3px 0px 3px;vertical-align:bottom;font-weight:bold;">Opal (O/O)</td> <td data-sheets-numberformat='{"1":2,"2":"0.00","3":1}' data-sheets-value='{"1":3,"3":2.9}' style="overflow:hidden;padding:0px 3px 0px 3px;vertical-align:bottom;text-align:center;">2.90</td> <td data-sheets-numberformat='{"1":2,"2":"0","3":1}' data-sheets-value='{"1":3,"3":69}' style="overflow:hidden;padding:0px 3px 0px 3px;vertical-align:bottom;text-align:center;">69</td> <td data-sheets-numberformat='{"1":2,"2":"0","3":1}' data-sheets-value='{"1":3,"3":58}' style="overflow:hidden;padding:0px 3px 0px 3px;vertical-align:bottom;text-align:center;">58</td> <td data-sheets-numberformat='{"1":2,"2":"0","3":1}' data-sheets-value='{"1":3,"3":20}' style="border-right:1px solid #000000;overflow:hidden;padding:0px 3px 0px 3px;vertical-align:bottom;text-align:center;">20</td> </tr> <tr style="height:20px;"> <td style="border-left:1px solid #000000;overflow:hidden;padding:0px 3px 0px 3px;vertical-align:bottom;font-weight:bold;"></td> <td data-sheets-value='{"1":2,"2":"Triple-walled"}' style="overflow:hidden;padding:0px 3px 0px 3px;vertical-align:bottom;font-weight:bold;">Triple-walled</td> <td data-sheets-value='{"1":2,"2":"Clear (H/H/H)"}' style="border-right:1px solid #000000;overflow:hidden;padding:0px 3px 0px 3px;vertical-align:bottom;font-weight:bold;">Clear (H/H/H)</td> <td data-sheets-numberformat='{"1":2,"2":"0.00","3":1}' data-sheets-value='{"1":3,"3":1.7}' style="overflow:hidden;padding:0px 3px 0px 3px;vertical-align:bottom;text-align:center;">1.70</td> <td data-sheets-numberformat='{"1":2,"2":"0","3":1}' data-sheets-value='{"1":3,"3":73}' style="overflow:hidden;padding:0px 3px 0px 3px;vertical-align:bottom;text-align:center;">73</td> <td data-sheets-numberformat='{"1":2,"2":"0","3":1}' data-sheets-value='{"1":3,"3":65}' style="overflow:hidden;padding:0px 3px 0px 3px;vertical-align:bottom;text-align:center;">65</td> <td data-sheets-numberformat='{"1":2,"2":"0","3":1}' data-sheets-value='{"1":3,"3":22}' style="border-right:1px solid #000000;overflow:hidden;padding:0px 3px 0px 3px;vertical-align:bottom;text-align:center;">22</td> </tr> <tr style="height:20px;"> <td style="border-left:1px solid #000000;overflow:hidden;padding:0px 3px 0px 3px;vertical-align:bottom;font-weight:bold;"></td> <td data-sheets-value='{"1":2,"2":"Triple-walled"}' style="overflow:hidden;padding:0px 3px 0px 3px;vertical-align:bottom;font-weight:bold;">Triple-walled</td> <td data-sheets-value='{"1":2,"2":"Opal (O/H/O)"}' style="border-right:1px solid #000000;overflow:hidden;padding:0px 3px 0px 3px;vertical-align:bottom;font-weight:bold;">Opal (O/H/O)</td> <td data-sheets-numberformat='{"1":2,"2":"0.00","3":1}' data-sheets-value='{"1":3,"3":1.7}' style="overflow:hidden;padding:0px 3px 0px 3px;vertical-align:bottom;text-align:center;">1.70</td> <td data-sheets-numberformat='{"1":2,"2":"0","3":1}' data-sheets-value='{"1":3,"3":62}' style="overflow:hidden;padding:0px 3px 0px 3px;vertical-align:bottom;text-align:center;">62</td> <td data-sheets-numberformat='{"1":2,"2":"0","3":1}' data-sheets-value='{"1":3,"3":51}' style="overflow:hidden;padding:0px 3px 0px 3px;vertical-align:bottom;text-align:center;">51</td> <td data-sheets-numberformat='{"1":2,"2":"0","3":1}' data-sheets-value='{"1":3,"3":22}' style="border-right:1px solid #000000;overflow:hidden;padding:0px 3px 0px 3px;vertical-align:bottom;text-align:center;">22</td> </tr> <tr style="height:20px;"> <td style="border-left:1px solid #000000;overflow:hidden;padding:0px 3px 0px 3px;vertical-align:bottom;font-weight:bold;"></td> <td data-sheets-value='{"1":2,"2":"Four-walled"}' style="overflow:hidden;padding:0px 3px 0px 3px;vertical-align:bottom;font-weight:bold;">Four-walled</td> <td data-sheets-value='{"1":2,"2":"Clear (H/H/H/H)"}' style="border-right:1px solid #000000;overflow:hidden;padding:0px 3px 0px 3px;vertical-align:bottom;font-weight:bold;">Clear (H/H/H/H)</td> <td data-sheets-numberformat='{"1":2,"2":"0.00","3":1}' data-sheets-value='{"1":3,"3":1.28}' style="overflow:hidden;padding:0px 3px 0px 3px;vertical-align:bottom;text-align:center;">1.28</td> <td data-sheets-numberformat='{"1":2,"2":"0","3":1}' data-sheets-value='{"1":3,"3":64}' style="overflow:hidden;padding:0px 3px 0px 3px;vertical-align:bottom;text-align:center;">64</td> <td data-sheets-numberformat='{"1":2,"2":"0","3":1}' data-sheets-value='{"1":3,"3":54}' style="overflow:hidden;padding:0px 3px 0px 3px;vertical-align:bottom;text-align:center;">54</td> <td data-sheets-numberformat='{"1":2,"2":"0","3":1}' data-sheets-value='{"1":3,"3":23}' style="border-right:1px solid #000000;overflow:hidden;padding:0px 3px 0px 3px;vertical-align:bottom;text-align:center;">23</td> </tr> <tr style="height:20px;"> <td style="border-bottom:1px solid #000000;border-left:1px solid #000000;overflow:hidden;padding:0px 3px 0px 3px;vertical-align:bottom;"></td> <td data-sheets-value='{"1":2,"2":"Four-walled"}' style="border-bottom:1px solid #000000;overflow:hidden;padding:0px 3px 0px 3px;vertical-align:bottom;font-weight:bold;">Four-walled</td> <td data-sheets-value='{"1":2,"2":"Opal (H/H/O/H)"}' style="border-right:1px solid #000000;border-bottom:1px solid #000000;overflow:hidden;padding:0px 3px 0px 3px;vertical-align:bottom;font-weight:bold;">Opal (H/H/O/H)</td> <td data-sheets-numberformat='{"1":2,"2":"0.00","3":1}' data-sheets-value='{"1":3,"3":1.28}' style="border-bottom:1px solid #000000;overflow:hidden;padding:0px 3px 0px 3px;vertical-align:bottom;text-align:center;">1.28</td> <td data-sheets-numberformat='{"1":2,"2":"0","3":1}' data-sheets-value='{"1":3,"3":59}' style="border-bottom:1px solid #000000;overflow:hidden;padding:0px 3px 0px 3px;vertical-align:bottom;text-align:center;">59</td> <td data-sheets-numberformat='{"1":2,"2":"0","3":1}' data-sheets-value='{"1":3,"3":48}' style="border-bottom:1px solid #000000;overflow:hidden;padding:0px 3px 0px 3px;vertical-align:bottom;text-align:center;">48</td> <td data-sheets-numberformat='{"1":2,"2":"0","3":1}' data-sheets-value='{"1":3,"3":23}' style="border-right:1px solid #000000;border-bottom:1px solid #000000;overflow:hidden;padding:0px 3px 0px 3px;vertical-align:bottom;text-align:center;">23</td> </tr> <tr style="height:20px;"> <td data-sheets-value='{"1":2,"2":"Polycarbonate "}' style="border-left:1px solid #000000;overflow:hidden;padding:0px 3px 0px 3px;vertical-align:bottom;font-weight:bold;">Polycarbonate </td> <td data-sheets-value='{"1":2,"2":"Single-walled"}' style="overflow:hidden;padding:0px 3px 0px 3px;vertical-align:bottom;font-weight:bold;">Single-walled</td> <td data-sheets-value='{"1":2,"2":"Clear (A)"}' style="border-right:1px solid #000000;overflow:hidden;padding:0px 3px 0px 3px;vertical-align:bottom;font-weight:bold;">Clear (A)</td> <td data-sheets-numberformat='{"1":2,"2":"0.00","3":1}' data-sheets-value='{"1":3,"3":5.17}' style="overflow:hidden;padding:0px 3px 0px 3px;vertical-align:bottom;text-align:center;">5.17</td> <td data-sheets-numberformat='{"1":2,"2":"0","3":1}' data-sheets-value='{"1":3,"3":88}' style="overflow:hidden;padding:0px 3px 0px 3px;vertical-align:bottom;text-align:center;">88</td> <td data-sheets-numberformat='{"1":2,"2":"0","3":1}' data-sheets-value='{"1":3,"3":83}' style="overflow:hidden;padding:0px 3px 0px 3px;vertical-align:bottom;text-align:center;">83</td> <td data-sheets-numberformat='{"1":2,"2":"0","3":1}' data-sheets-value='{"1":2,"2":"-"}' style="border-right:1px solid #000000;overflow:hidden;padding:0px 3px 0px 3px;vertical-align:bottom;text-align:center;">-</td> </tr> <tr style="height:20px;"> <td data-sheets-value='{"1":2,"2":"PC"}' style="border-left:1px solid #000000;overflow:hidden;padding:0px 3px 0px 3px;vertical-align:bottom;font-weight:bold;">PC</td> <td data-sheets-value='{"1":2,"2":"Single-walled"}' style="overflow:hidden;padding:0px 3px 0px 3px;vertical-align:bottom;font-weight:bold;">Single-walled</td> <td data-sheets-value='{"1":2,"2":"Opal (D)"}' style="border-right:1px solid #000000;overflow:hidden;padding:0px 3px 0px 3px;vertical-align:bottom;font-weight:bold;">Opal (D)</td> <td data-sheets-numberformat='{"1":2,"2":"0.00","3":1}' data-sheets-value='{"1":3,"3":5.17}' style="overflow:hidden;padding:0px 3px 0px 3px;vertical-align:bottom;text-align:center;">5.17</td> <td data-sheets-numberformat='{"1":2,"2":"0","3":1}' data-sheets-value='{"1":3,"3":58}' style="overflow:hidden;padding:0px 3px 0px 3px;vertical-align:bottom;text-align:center;">58</td> <td data-sheets-numberformat='{"1":2,"2":"0","3":1}' data-sheets-value='{"1":3,"3":60}' style="overflow:hidden;padding:0px 3px 0px 3px;vertical-align:bottom;text-align:center;">60</td> <td data-sheets-numberformat='{"1":2,"2":"0","3":1}' data-sheets-value='{"1":2,"2":"-"}' style="border-right:1px solid #000000;overflow:hidden;padding:0px 3px 0px 3px;vertical-align:bottom;text-align:center;">-</td> </tr> <tr style="height:20px;"> <td style="border-left:1px solid #000000;overflow:hidden;padding:0px 3px 0px 3px;vertical-align:bottom;font-weight:bold;"></td> <td data-sheets-value='{"1":2,"2":"Double-walled"}' style="overflow:hidden;padding:0px 3px 0px 3px;vertical-align:bottom;font-weight:bold;">Double-walled</td> <td data-sheets-value='{"1":2,"2":"Clear (A/H)"}' style="border-right:1px solid #000000;overflow:hidden;padding:0px 3px 0px 3px;vertical-align:bottom;font-weight:bold;">Clear (A/H)</td> <td data-sheets-numberformat='{"1":2,"2":"0.00","3":1}' data-sheets-value='{"1":3,"3":2.9}' style="overflow:hidden;padding:0px 3px 0px 3px;vertical-align:bottom;text-align:center;">2.90</td> <td data-sheets-numberformat='{"1":2,"2":"0","3":1}' data-sheets-value='{"1":3,"3":79}' style="overflow:hidden;padding:0px 3px 0px 3px;vertical-align:bottom;text-align:center;">79</td> <td data-sheets-numberformat='{"1":2,"2":"0","3":1}' data-sheets-value='{"1":3,"3":72}' style="overflow:hidden;padding:0px 3px 0px 3px;vertical-align:bottom;text-align:center;">72</td> <td data-sheets-numberformat='{"1":2,"2":"0","3":1}' data-sheets-value='{"1":3,"3":20}' style="border-right:1px solid #000000;overflow:hidden;padding:0px 3px 0px 3px;vertical-align:bottom;text-align:center;">20</td> </tr> <tr style="height:20px;"> <td style="border-left:1px solid #000000;overflow:hidden;padding:0px 3px 0px 3px;vertical-align:bottom;font-weight:bold;"></td> <td data-sheets-value='{"1":2,"2":"Double-walled"}' style="overflow:hidden;padding:0px 3px 0px 3px;vertical-align:bottom;font-weight:bold;">Double-walled</td> <td data-sheets-value='{"1":2,"2":"Clear (A/A)"}' style="border-right:1px solid #000000;overflow:hidden;padding:0px 3px 0px 3px;vertical-align:bottom;font-weight:bold;">Clear (A/A)</td> <td data-sheets-numberformat='{"1":2,"2":"0.00","3":1}' data-sheets-value='{"1":3,"3":2.9}' style="overflow:hidden;padding:0px 3px 0px 3px;vertical-align:bottom;text-align:center;">2.90</td> <td data-sheets-numberformat='{"1":2,"2":"0","3":1}' data-sheets-value='{"1":3,"3":77}' style="overflow:hidden;padding:0px 3px 0px 3px;vertical-align:bottom;text-align:center;">77</td> <td data-sheets-numberformat='{"1":2,"2":"0","3":1}' data-sheets-value='{"1":3,"3":69}' style="overflow:hidden;padding:0px 3px 0px 3px;vertical-align:bottom;text-align:center;">69</td> <td data-sheets-numberformat='{"1":2,"2":"0","3":1}' data-sheets-value='{"1":3,"3":20}' style="border-right:1px solid #000000;overflow:hidden;padding:0px 3px 0px 3px;vertical-align:bottom;text-align:center;">20</td> </tr> <tr style="height:20px;"> <td style="border-left:1px solid #000000;overflow:hidden;padding:0px 3px 0px 3px;vertical-align:bottom;font-weight:bold;"></td> <td data-sheets-value='{"1":2,"2":"Double-walled"}' style="overflow:hidden;padding:0px 3px 0px 3px;vertical-align:bottom;font-weight:bold;">Double-walled</td> <td data-sheets-value='{"1":2,"2":"Opal (A/O)"}' style="border-right:1px solid #000000;overflow:hidden;padding:0px 3px 0px 3px;vertical-align:bottom;font-weight:bold;">Opal (A/O)</td> <td data-sheets-numberformat='{"1":2,"2":"0.00","3":1}' data-sheets-value='{"1":3,"3":2.9}' style="overflow:hidden;padding:0px 3px 0px 3px;vertical-align:bottom;text-align:center;">2.90</td> <td data-sheets-numberformat='{"1":2,"2":"0","3":1}' data-sheets-value='{"1":3,"3":73}' style="overflow:hidden;padding:0px 3px 0px 3px;vertical-align:bottom;text-align:center;">73</td> <td data-sheets-numberformat='{"1":2,"2":"0","3":1}' data-sheets-value='{"1":3,"3":63}' style="overflow:hidden;padding:0px 3px 0px 3px;vertical-align:bottom;text-align:center;">63</td> <td data-sheets-numberformat='{"1":2,"2":"0","3":1}' data-sheets-value='{"1":3,"3":20}' style="border-right:1px solid #000000;overflow:hidden;padding:0px 3px 0px 3px;vertical-align:bottom;text-align:center;">20</td> </tr> <tr style="height:20px;"> <td style="border-left:1px solid #000000;overflow:hidden;padding:0px 3px 0px 3px;vertical-align:bottom;font-weight:bold;"></td> <td data-sheets-value='{"1":2,"2":"Double-walled"}' style="overflow:hidden;padding:0px 3px 0px 3px;vertical-align:bottom;font-weight:bold;">Double-walled</td> <td data-sheets-value='{"1":2,"2":"Opal (A/D)"}' style="border-right:1px solid #000000;overflow:hidden;padding:0px 3px 0px 3px;vertical-align:bottom;font-weight:bold;">Opal (A/D)</td> <td data-sheets-numberformat='{"1":2,"2":"0.00","3":1}' data-sheets-value='{"1":3,"3":2.9}' style="overflow:hidden;padding:0px 3px 0px 3px;vertical-align:bottom;text-align:center;">2.90</td> <td data-sheets-numberformat='{"1":2,"2":"0","3":1}' data-sheets-value='{"1":3,"3":51}' style="overflow:hidden;padding:0px 3px 0px 3px;vertical-align:bottom;text-align:center;">51</td> <td data-sheets-numberformat='{"1":2,"2":"0","3":1}' data-sheets-value='{"1":3,"3":50}' style="overflow:hidden;padding:0px 3px 0px 3px;vertical-align:bottom;text-align:center;">50</td> <td data-sheets-numberformat='{"1":2,"2":"0","3":1}' data-sheets-value='{"1":3,"3":20}' style="border-right:1px solid #000000;overflow:hidden;padding:0px 3px 0px 3px;vertical-align:bottom;text-align:center;">20</td> </tr> <tr style="height:20px;"> <td style="border-left:1px solid #000000;overflow:hidden;padding:0px 3px 0px 3px;vertical-align:bottom;font-weight:bold;"></td> <td data-sheets-value='{"1":2,"2":"Triple-walled"}' style="overflow:hidden;padding:0px 3px 0px 3px;vertical-align:bottom;font-weight:bold;">Triple-walled</td> <td data-sheets-value='{"1":2,"2":"Clear (A/H/H)"}' style="border-right:1px solid #000000;overflow:hidden;padding:0px 3px 0px 3px;vertical-align:bottom;font-weight:bold;">Clear (A/H/H)</td> <td data-sheets-numberformat='{"1":2,"2":"0.00","3":1}' data-sheets-value='{"1":3,"3":1.7}' style="overflow:hidden;padding:0px 3px 0px 3px;vertical-align:bottom;text-align:center;">1.70</td> <td data-sheets-numberformat='{"1":2,"2":"0","3":1}' data-sheets-value='{"1":3,"3":71}' style="overflow:hidden;padding:0px 3px 0px 3px;vertical-align:bottom;text-align:center;">71</td> <td data-sheets-numberformat='{"1":2,"2":"0","3":1}' data-sheets-value='{"1":3,"3":63}' style="overflow:hidden;padding:0px 3px 0px 3px;vertical-align:bottom;text-align:center;">63</td> <td data-sheets-numberformat='{"1":2,"2":"0","3":1}' data-sheets-value='{"1":3,"3":22}' style="border-right:1px solid #000000;overflow:hidden;padding:0px 3px 0px 3px;vertical-align:bottom;text-align:center;">22</td> </tr> <tr style="height:20px;"> <td style="border-left:1px solid #000000;overflow:hidden;padding:0px 3px 0px 3px;vertical-align:bottom;font-weight:bold;"></td> <td data-sheets-value='{"1":2,"2":"Triple-walled"}' style="overflow:hidden;padding:0px 3px 0px 3px;vertical-align:bottom;font-weight:bold;">Triple-walled</td> <td data-sheets-value='{"1":2,"2":"Opal (A/O/O)"}' style="border-right:1px solid #000000;overflow:hidden;padding:0px 3px 0px 3px;vertical-align:bottom;font-weight:bold;">Opal (A/O/O)</td> <td data-sheets-numberformat='{"1":2,"2":"0.00","3":1}' data-sheets-value='{"1":3,"3":1.7}' style="overflow:hidden;padding:0px 3px 0px 3px;vertical-align:bottom;text-align:center;">1.70</td> <td data-sheets-numberformat='{"1":2,"2":"0","3":1}' data-sheets-value='{"1":3,"3":61}' style="overflow:hidden;padding:0px 3px 0px 3px;vertical-align:bottom;text-align:center;">61</td> <td data-sheets-numberformat='{"1":2,"2":"0","3":1}' data-sheets-value='{"1":3,"3":48}' style="overflow:hidden;padding:0px 3px 0px 3px;vertical-align:bottom;text-align:center;">48</td> <td data-sheets-numberformat='{"1":2,"2":"0","3":1}' data-sheets-value='{"1":3,"3":22}' style="border-right:1px solid #000000;overflow:hidden;padding:0px 3px 0px 3px;vertical-align:bottom;text-align:center;">22</td> </tr> <tr style="height:20px;"> <td style="border-left:1px solid #000000;overflow:hidden;padding:0px 3px 0px 3px;vertical-align:bottom;font-weight:bold;"></td> <td data-sheets-value='{"1":2,"2":"Four-walled"}' style="overflow:hidden;padding:0px 3px 0px 3px;vertical-align:bottom;font-weight:bold;">Four-walled</td> <td data-sheets-value='{"1":2,"2":"Clear (A/H/H/H)"}' style="border-right:1px solid #000000;overflow:hidden;padding:0px 3px 0px 3px;vertical-align:bottom;font-weight:bold;">Clear (A/H/H/H)</td> <td data-sheets-numberformat='{"1":2,"2":"0.00","3":1}' data-sheets-value='{"1":3,"3":1.28}' style="overflow:hidden;padding:0px 3px 0px 3px;vertical-align:bottom;text-align:center;">1.28</td> <td data-sheets-numberformat='{"1":2,"2":"0","3":1}' data-sheets-value='{"1":3,"3":64}' style="overflow:hidden;padding:0px 3px 0px 3px;vertical-align:bottom;text-align:center;">64</td> <td data-sheets-numberformat='{"1":2,"2":"0","3":1}' data-sheets-value='{"1":3,"3":52}' style="overflow:hidden;padding:0px 3px 0px 3px;vertical-align:bottom;text-align:center;">52</td> <td data-sheets-numberformat='{"1":2,"2":"0","3":1}' data-sheets-value='{"1":3,"3":23}' style="border-right:1px solid #000000;overflow:hidden;padding:0px 3px 0px 3px;vertical-align:bottom;text-align:center;">23</td> </tr> <tr style="height:20px;"> <td style="border-bottom:1px solid #000000;border-left:1px solid #000000;overflow:hidden;padding:0px 3px 0px 3px;vertical-align:bottom;"></td> <td data-sheets-value='{"1":2,"2":"Four-walled"}' style="border-bottom:1px solid #000000;overflow:hidden;padding:0px 3px 0px 3px;vertical-align:bottom;font-weight:bold;">Four-walled</td> <td data-sheets-value='{"1":2,"2":"Opal (A/H/O/H)"}' style="border-right:1px solid #000000;border-bottom:1px solid #000000;overflow:hidden;padding:0px 3px 0px 3px;vertical-align:bottom;font-weight:bold;">Opal (A/H/O/H)</td> <td data-sheets-numberformat='{"1":2,"2":"0.00","3":1}' data-sheets-value='{"1":3,"3":1.28}' style="border-bottom:1px solid #000000;overflow:hidden;padding:0px 3px 0px 3px;vertical-align:bottom;text-align:center;">1.28</td> <td data-sheets-numberformat='{"1":2,"2":"0","3":1}' data-sheets-value='{"1":3,"3":59}' style="border-bottom:1px solid #000000;overflow:hidden;padding:0px 3px 0px 3px;vertical-align:bottom;text-align:center;">59</td> <td data-sheets-numberformat='{"1":2,"2":"0","3":1}' data-sheets-value='{"1":3,"3":46}' style="border-bottom:1px solid #000000;overflow:hidden;padding:0px 3px 0px 3px;vertical-align:bottom;text-align:center;">46</td> <td data-sheets-numberformat='{"1":2,"2":"0","3":1}' data-sheets-value='{"1":3,"3":23}' style="border-right:1px solid #000000;border-bottom:1px solid #000000;overflow:hidden;padding:0px 3px 0px 3px;vertical-align:bottom;text-align:center;">23</td> </tr> <tr style="height:20px;"> <td data-sheets-value='{"1":2,"2":"Polycarbonate"}' style="border-left:1px solid #000000;overflow:hidden;padding:0px 3px 0px 3px;vertical-align:bottom;font-weight:bold;">Polycarbonate</td> <td data-sheets-value='{"1":2,"2":"Single-walled"}' style="overflow:hidden;padding:0px 3px 0px 3px;vertical-align:bottom;font-weight:bold;">Single-walled</td> <td data-sheets-value='{"1":2,"2":"Heatstop Opal (T)"}' style="border-right:1px solid #000000;overflow:hidden;padding:0px 3px 0px 3px;vertical-align:bottom;font-weight:bold;">Heatstop Opal (T)</td> <td data-sheets-numberformat='{"1":2,"2":"0.00","3":1}' data-sheets-value='{"1":3,"3":5.17}' style="overflow:hidden;padding:0px 3px 0px 3px;vertical-align:bottom;text-align:center;">5.17</td> <td data-sheets-numberformat='{"1":2,"2":"0","3":1}' data-sheets-value='{"1":3,"3":49}' style="overflow:hidden;padding:0px 3px 0px 3px;vertical-align:bottom;text-align:center;">49</td> <td data-sheets-numberformat='{"1":2,"2":"0","3":1}' data-sheets-value='{"1":3,"3":59}' style="overflow:hidden;padding:0px 3px 0px 3px;vertical-align:bottom;text-align:center;">59</td> <td data-sheets-numberformat='{"1":2,"2":"0","3":1}' data-sheets-value='{"1":2,"2":"-"}' style="border-right:1px solid #000000;overflow:hidden;padding:0px 3px 0px 3px;vertical-align:bottom;text-align:center;">-</td> </tr> <tr style="height:20px;"> <td data-sheets-value='{"1":2,"2":"Heatstop PC"}' style="border-left:1px solid #000000;overflow:hidden;padding:0px 3px 0px 3px;vertical-align:bottom;font-weight:bold;">Heatstop PC</td> <td data-sheets-value='{"1":2,"2":"Double-walled"}' style="overflow:hidden;padding:0px 3px 0px 3px;vertical-align:bottom;font-weight:bold;">Double-walled</td> <td data-sheets-value='{"1":2,"2":"Clear (T/H)"}' style="border-right:1px solid #000000;overflow:hidden;padding:0px 3px 0px 3px;vertical-align:bottom;font-weight:bold;">Clear (T/H)</td> <td data-sheets-numberformat='{"1":2,"2":"0.00","3":1}' data-sheets-value='{"1":3,"3":2.9}' style="overflow:hidden;padding:0px 3px 0px 3px;vertical-align:bottom;text-align:center;">2.90</td> <td data-sheets-numberformat='{"1":2,"2":"0","3":1}' data-sheets-value='{"1":3,"3":44}' style="overflow:hidden;padding:0px 3px 0px 3px;vertical-align:bottom;text-align:center;">44</td> <td data-sheets-numberformat='{"1":2,"2":"0","3":1}' data-sheets-value='{"1":3,"3":51}' style="overflow:hidden;padding:0px 3px 0px 3px;vertical-align:bottom;text-align:center;">51</td> <td data-sheets-numberformat='{"1":2,"2":"0","3":1}' data-sheets-value='{"1":3,"3":20}' style="border-right:1px solid #000000;overflow:hidden;padding:0px 3px 0px 3px;vertical-align:bottom;text-align:center;">20</td> </tr> <tr style="height:20px;"> <td style="border-left:1px solid #000000;overflow:hidden;padding:0px 3px 0px 3px;vertical-align:bottom;font-weight:bold;"></td> <td data-sheets-value='{"1":2,"2":"Double-walled"}' style="overflow:hidden;padding:0px 3px 0px 3px;vertical-align:bottom;font-weight:bold;">Double-walled</td> <td data-sheets-value='{"1":2,"2":"Opal (T/O)"}' style="border-right:1px solid #000000;overflow:hidden;padding:0px 3px 0px 3px;vertical-align:bottom;font-weight:bold;">Opal (T/O)</td> <td data-sheets-numberformat='{"1":2,"2":"0.00","3":1}' data-sheets-value='{"1":3,"3":2.9}' style="overflow:hidden;padding:0px 3px 0px 3px;vertical-align:bottom;text-align:center;">2.90</td> <td data-sheets-numberformat='{"1":2,"2":"0","3":1}' data-sheets-value='{"1":3,"3":41}' style="overflow:hidden;padding:0px 3px 0px 3px;vertical-align:bottom;text-align:center;">41</td> <td data-sheets-numberformat='{"1":2,"2":"0","3":1}' data-sheets-value='{"1":3,"3":45}' style="overflow:hidden;padding:0px 3px 0px 3px;vertical-align:bottom;text-align:center;">45</td> <td data-sheets-numberformat='{"1":2,"2":"0","3":1}' data-sheets-value='{"1":3,"3":20}' style="border-right:1px solid #000000;overflow:hidden;padding:0px 3px 0px 3px;vertical-align:bottom;text-align:center;">20</td> </tr> <tr style="height:20px;"> <td style="border-left:1px solid #000000;overflow:hidden;padding:0px 3px 0px 3px;vertical-align:bottom;font-weight:bold;"></td> <td data-sheets-value='{"1":2,"2":"Triple-walled"}' style="overflow:hidden; | skylux-160-ce-met-koepel-en-pvc-opstand-30-20-met-lm-motor-en-windvang-0900-x-1200-mm | 8586039165261 | 46872371855693
Smoke and heat exhaust (SHEV) | SHE system | Skylux | Skylux 160° CE with skylight and PVC curb 30/20 with LM-actuator and spoiler 0900 x 1500 mm |  | 50513 | 5412970505136 | 4114 | Yes | 30-45 | 74.77 | 900 x 1500 mm | 1500 | 900 |  | PVC 30/20 (30 cm high & roof opening = 20 cm larger than daylight size) | Rectangular | 5.17 W/m²K - 1.28 W/m²K | 87% - 32% | 90% - 32% | 20dB - 23dB | 160° CE (for industry) | skylight | with spoiler | E | Single actuator | Maximum four-walled skylight possible for this product | Ut-value LT-value g-value Rw-value EN 1873 : 2014 EN ISO 13468 EN 16153 EN 410 EN 410 EN ISO 140-3 Material Walls Shells (W/m²K) (%) (%) (dB) Acrylic Single-walled Clear (H) 5.17 90 87 - PMMA Single-walled Opal (O) 5.17 83 76 - Double-walled Clear (H/H) 2.90 81 75 20 Double-walled Opal (O/O) 2.90 69 58 20 Triple-walled Clear (H/H/H) 1.70 73 65 22 Triple-walled Opal (O/H/O) 1.70 62 51 22 Four-walled Clear (H/H/H/H) 1.28 64 54 23 Four-walled Opal (H/H/O/H) 1.28 59 48 23 Polycarbonate Single-walled Clear (A) 5.17 88 83 - PC Single-walled Opal (D) 5.17 58 60 - Double-walled Clear (A/H) 2.90 79 72 20 Double-walled Clear (A/A) 2.90 77 69 20 Double-walled Opal (A/O) 2.90 73 63 20 Double-walled Opal (A/D) 2.90 51 50 20 Triple-walled Clear (A/H/H) 1.70 71 63 22 Triple-walled Opal (A/O/O) 1.70 61 48 22 Four-walled Clear (A/H/H/H) 1.28 64 52 23 Four-walled Opal (A/H/O/H) 1.28 59 46 23 Polycarbonate Single-walled Heatstop Opal (T) 5.17 49 59 - Heatstop PC Double-walled Clear (T/H) 2.90 44 51 20 Double-walled Opal (T/O) 2.90 41 45 20 Triple-walled Clear (T/H/H) 1.70 40 <td data-sheets-numberformat='{"1":2,"2":"0","3":1}' data-sheets-value='{"1":3,"3":44}' style="overflow:hidden;paddin | https://skylux.eu/en/products/skylux-160-ce-met-koepel-en-pvc-opstand-30-20-met-lm-motor-en-windvang-0900-x-1500-mm | https://skylux.eu/cdn/shop/files/Skylux-160deg-CE-met-koepel-en-pvc-opstand-3020-met-LM-motor-en-windvang-0900-x-1500-mm-RWA-systeem.jpg?v=1702981403&width=1600 | https://skylux.eu/cdn/shop/files/e5a82811-1bb0-48e4-a776-cacb59c7c092_9ba6bad7-a15d-4454-b755-7f2e850a1a17.jpg?v=1688551369&width=1600 | //skylux.eu/cdn/shop/files/E_MH_Mounting_instructions_Skylux_160_CE_LM.pdf?v=12406716259046007223 | //skylux.eu/cdn/shop/files/E_TD_Technical_File_Skylux_Skylux_160_CE_Electric.pdf?v=3667116872303399239 | <style type="text/css" id="isPasted"> <!--td { border: 1px solid #cccccc; } br { mso-data-placement: same-cell; } --> </style> <table border="1" cellpadding="0" cellspacing="0" dir="ltr" style="table-layout:fixed;font-size:10pt;font-family:Arial;border-collapse:collapse;border:none;"><tbody> <tr style="height:20px;"> <td style="overflow:hidden;padding:0px 3px 0px 3px;vertical-align:bottom;"></td> <td style="overflow:hidden;padding:0px 3px 0px 3px;vertical-align:bottom;"></td> <td style="overflow:hidden;padding:0px 3px 0px 3px;vertical-align:bottom;"></td> <td data-sheets-value='{"1":2,"2":"Ut-value"}' style="overflow:hidden;padding:0px 3px 0px 3px;vertical-align:bottom;font-weight:bold;text-align:center;">Ut-value</td> <td data-sheets-value='{"1":2,"2":"LT-value"}' style="overflow:hidden;padding:0px 3px 0px 3px;vertical-align:bottom;font-weight:bold;text-align:center;">LT-value</td> <td data-sheets-value='{"1":2,"2":"g-value"}' style="overflow:hidden;padding:0px 3px 0px 3px;vertical-align:bottom;font-weight:bold;text-align:center;">g-value</td> <td data-sheets-value='{"1":2,"2":"Rw-value "}' style="overflow:hidden;padding:0px 3px 0px 3px;vertical-align:bottom;font-weight:bold;text-align:center;">Rw-value </td> </tr> <tr style="height:20px;"> <td style="overflow:hidden;padding:0px 3px 0px 3px;vertical-align:bottom;"></td> <td style="overflow:hidden;padding:0px 3px 0px 3px;vertical-align:bottom;"></td> <td style="overflow:hidden;padding:0px 3px 0px 3px;vertical-align:bottom;"></td> <td data-sheets-numberformat='{"1":2,"2":"0.00","3":1}' data-sheets-value='{"1":2,"2":"EN 1873 : 2014"}' style="overflow:hidden;padding:0px 3px 0px 3px;vertical-align:bottom;text-align:center;">EN 1873 : 2014</td> <td data-sheets-numberformat='{"1":2,"2":"0","3":1}' data-sheets-value='{"1":2,"2":"EN ISO 13468 EN 16153 EN 410"}' style="overflow:hidden;padding:0px 3px 0px 3px;vertical-align:bottom;text-align:center;">EN ISO 13468 EN 16153 EN 410</td> <td data-sheets-numberformat='{"1":2,"2":"0","3":1}' data-sheets-value='{"1":2,"2":"EN 410"}' style="overflow:hidden;padding:0px 3px 0px 3px;vertical-align:bottom;text-align:center;">EN 410</td> <td data-sheets-value='{"1":2,"2":"EN ISO 140-3\t\t"}' style="overflow:hidden;padding:0px 3px 0px 3px;vertical-align:bottom;text-align:center;">EN ISO 140-3 </td> </tr> <tr style="height:20px;"> <td data-sheets-value='{"1":2,"2":"Material"}' style="border-bottom:1px solid #000000;overflow:hidden;padding:0px 3px 0px 3px;vertical-align:bottom;background-color:#000000;font-weight:bold;color:#ffffff;">Material</td> <td data-sheets-value='{"1":2,"2":"Walls"}' style="border-bottom:1px solid #000000;overflow:hidden;padding:0px 3px 0px 3px;vertical-align:bottom;background-color:#000000;font-weight:bold;color:#ffffff;">Walls</td> <td data-sheets-value='{"1":2,"2":"Shells"}' style="border-bottom:1px solid #000000;overflow:hidden;padding:0px 3px 0px 3px;vertical-align:bottom;background-color:#000000;font-weight:bold;color:#ffffff;">Shells</td> <td data-sheets-numberformat='{"1":2,"2":"0.00","3":1}' data-sheets-value='{"1":2,"2":"(W/m²K)\t"}' style="border-bottom:1px solid #000000;overflow:hidden;padding:0px 3px 0px 3px;vertical-align:bottom;background-color:#000000;font-weight:bold;color:#ffffff;text-align:center;">(W/m²K) </td> <td data-sheets-numberformat='{"1":2,"2":"0","3":1}' data-sheets-value='{"1":2,"2":"(%)"}' style="border-bottom:1px solid #000000;overflow:hidden;padding:0px 3px 0px 3px;vertical-align:bottom;background-color:#000000;font-weight:bold;color:#ffffff;text-align:center;">(%)</td> <td data-sheets-numberformat='{"1":2,"2":"0","3":1}' data-sheets-value='{"1":2,"2":"(%)"}' style="border-bottom:1px solid #000000;overflow:hidden;padding:0px 3px 0px 3px;vertical-align:bottom;background-color:#000000;font-weight:bold;color:#ffffff;text-align:center;">(%)</td> <td data-sheets-value='{"1":2,"2":"(dB)"}' style="border-bottom:1px solid #000000;overflow:hidden;padding:0px 3px 0px 3px;vertical-align:bottom;background-color:#000000;font-weight:bold;color:#ffffff;text-align:center;">(dB)</td> </tr> <tr style="height:20px;"> <td data-sheets-value='{"1":2,"2":"Acrylic"}' style="border-left:1px solid #000000;overflow:hidden;padding:0px 3px 0px 3px;vertical-align:bottom;font-weight:bold;">Acrylic</td> <td data-sheets-value='{"1":2,"2":"Single-walled"}' style="overflow:hidden;padding:0px 3px 0px 3px;vertical-align:bottom;font-weight:bold;">Single-walled</td> <td data-sheets-value='{"1":2,"2":"Clear (H)"}' style="border-right:1px solid #000000;overflow:hidden;padding:0px 3px 0px 3px;vertical-align:bottom;font-weight:bold;">Clear (H)</td> <td data-sheets-numberformat='{"1":2,"2":"0.00","3":1}' data-sheets-value='{"1":3,"3":5.17}' style="overflow:hidden;padding:0px 3px 0px 3px;vertical-align:bottom;text-align:center;">5.17</td> <td data-sheets-numberformat='{"1":2,"2":"0","3":1}' data-sheets-value='{"1":3,"3":90}' style="overflow:hidden;padding:0px 3px 0px 3px;vertical-align:bottom;text-align:center;">90</td> <td data-sheets-numberformat='{"1":2,"2":"0","3":1}' data-sheets-value='{"1":3,"3":87}' style="overflow:hidden;padding:0px 3px 0px 3px;vertical-align:bottom;text-align:center;">87</td> <td data-sheets-numberformat='{"1":2,"2":"0","3":1}' data-sheets-value='{"1":2,"2":"-"}' style="border-right:1px solid #000000;overflow:hidden;padding:0px 3px 0px 3px;vertical-align:bottom;text-align:center;">-</td> </tr> <tr style="height:20px;"> <td data-sheets-value='{"1":2,"2":"PMMA"}' style="border-left:1px solid #000000;overflow:hidden;padding:0px 3px 0px 3px;vertical-align:bottom;font-weight:bold;">PMMA</td> <td data-sheets-value='{"1":2,"2":"Single-walled"}' style="overflow:hidden;padding:0px 3px 0px 3px;vertical-align:bottom;font-weight:bold;">Single-walled</td> <td data-sheets-value='{"1":2,"2":"Opal (O)"}' style="border-right:1px solid #000000;overflow:hidden;padding:0px 3px 0px 3px;vertical-align:bottom;font-weight:bold;">Opal (O)</td> <td data-sheets-numberformat='{"1":2,"2":"0.00","3":1}' data-sheets-value='{"1":3,"3":5.17}' style="overflow:hidden;padding:0px 3px 0px 3px;vertical-align:bottom;text-align:center;">5.17</td> <td data-sheets-numberformat='{"1":2,"2":"0","3":1}' data-sheets-value='{"1":3,"3":83}' style="overflow:hidden;padding:0px 3px 0px 3px;vertical-align:bottom;text-align:center;">83</td> <td data-sheets-numberformat='{"1":2,"2":"0","3":1}' data-sheets-value='{"1":3,"3":76}' style="overflow:hidden;padding:0px 3px 0px 3px;vertical-align:bottom;text-align:center;">76</td> <td data-sheets-numberformat='{"1":2,"2":"0","3":1}' data-sheets-value='{"1":2,"2":"-"}' style="border-right:1px solid #000000;overflow:hidden;padding:0px 3px 0px 3px;vertical-align:bottom;text-align:center;">-</td> </tr> <tr style="height:20px;"> <td style="border-left:1px solid #000000;overflow:hidden;padding:0px 3px 0px 3px;vertical-align:bottom;font-weight:bold;"></td> <td data-sheets-value='{"1":2,"2":"Double-walled"}' style="overflow:hidden;padding:0px 3px 0px 3px;vertical-align:bottom;font-weight:bold;">Double-walled</td> <td data-sheets-value='{"1":2,"2":"Clear (H/H)"}' style="border-right:1px solid #000000;overflow:hidden;padding:0px 3px 0px 3px;vertical-align:bottom;font-weight:bold;">Clear (H/H)</td> <td data-sheets-numberformat='{"1":2,"2":"0.00","3":1}' data-sheets-value='{"1":3,"3":2.9}' style="overflow:hidden;padding:0px 3px 0px 3px;vertical-align:bottom;text-align:center;">2.90</td> <td data-sheets-numberformat='{"1":2,"2":"0","3":1}' data-sheets-value='{"1":3,"3":81}' style="overflow:hidden;padding:0px 3px 0px 3px;vertical-align:bottom;text-align:center;">81</td> <td data-sheets-numberformat='{"1":2,"2":"0","3":1}' data-sheets-value='{"1":3,"3":75}' style="overflow:hidden;padding:0px 3px 0px 3px;vertical-align:bottom;text-align:center;">75</td> <td data-sheets-numberformat='{"1":2,"2":"0","3":1}' data-sheets-value='{"1":3,"3":20}' style="border-right:1px solid #000000;overflow:hidden;padding:0px 3px 0px 3px;vertical-align:bottom;text-align:center;">20</td> </tr> <tr style="height:20px;"> <td style="border-left:1px solid #000000;overflow:hidden;padding:0px 3px 0px 3px;vertical-align:bottom;font-weight:bold;"></td> <td data-sheets-value='{"1":2,"2":"Double-walled"}' style="overflow:hidden;padding:0px 3px 0px 3px;vertical-align:bottom;font-weight:bold;">Double-walled</td> <td data-sheets-value='{"1":2,"2":"Opal (O/O)"}' style="border-right:1px solid #000000;overflow:hidden;padding:0px 3px 0px 3px;vertical-align:bottom;font-weight:bold;">Opal (O/O)</td> <td data-sheets-numberformat='{"1":2,"2":"0.00","3":1}' data-sheets-value='{"1":3,"3":2.9}' style="overflow:hidden;padding:0px 3px 0px 3px;vertical-align:bottom;text-align:center;">2.90</td> <td data-sheets-numberformat='{"1":2,"2":"0","3":1}' data-sheets-value='{"1":3,"3":69}' style="overflow:hidden;padding:0px 3px 0px 3px;vertical-align:bottom;text-align:center;">69</td> <td data-sheets-numberformat='{"1":2,"2":"0","3":1}' data-sheets-value='{"1":3,"3":58}' style="overflow:hidden;padding:0px 3px 0px 3px;vertical-align:bottom;text-align:center;">58</td> <td data-sheets-numberformat='{"1":2,"2":"0","3":1}' data-sheets-value='{"1":3,"3":20}' style="border-right:1px solid #000000;overflow:hidden;padding:0px 3px 0px 3px;vertical-align:bottom;text-align:center;">20</td> </tr> <tr style="height:20px;"> <td style="border-left:1px solid #000000;overflow:hidden;padding:0px 3px 0px 3px;vertical-align:bottom;font-weight:bold;"></td> <td data-sheets-value='{"1":2,"2":"Triple-walled"}' style="overflow:hidden;padding:0px 3px 0px 3px;vertical-align:bottom;font-weight:bold;">Triple-walled</td> <td data-sheets-value='{"1":2,"2":"Clear (H/H/H)"}' style="border-right:1px solid #000000;overflow:hidden;padding:0px 3px 0px 3px;vertical-align:bottom;font-weight:bold;">Clear (H/H/H)</td> <td data-sheets-numberformat='{"1":2,"2":"0.00","3":1}' data-sheets-value='{"1":3,"3":1.7}' style="overflow:hidden;padding:0px 3px 0px 3px;vertical-align:bottom;text-align:center;">1.70</td> <td data-sheets-numberformat='{"1":2,"2":"0","3":1}' data-sheets-value='{"1":3,"3":73}' style="overflow:hidden;padding:0px 3px 0px 3px;vertical-align:bottom;text-align:center;">73</td> <td data-sheets-numberformat='{"1":2,"2":"0","3":1}' data-sheets-value='{"1":3,"3":65}' style="overflow:hidden;padding:0px 3px 0px 3px;vertical-align:bottom;text-align:center;">65</td> <td data-sheets-numberformat='{"1":2,"2":"0","3":1}' data-sheets-value='{"1":3,"3":22}' style="border-right:1px solid #000000;overflow:hidden;padding:0px 3px 0px 3px;vertical-align:bottom;text-align:center;">22</td> </tr> <tr style="height:20px;"> <td style="border-left:1px solid #000000;overflow:hidden;padding:0px 3px 0px 3px;vertical-align:bottom;font-weight:bold;"></td> <td data-sheets-value='{"1":2,"2":"Triple-walled"}' style="overflow:hidden;padding:0px 3px 0px 3px;vertical-align:bottom;font-weight:bold;">Triple-walled</td> <td data-sheets-value='{"1":2,"2":"Opal (O/H/O)"}' style="border-right:1px solid #000000;overflow:hidden;padding:0px 3px 0px 3px;vertical-align:bottom;font-weight:bold;">Opal (O/H/O)</td> <td data-sheets-numberformat='{"1":2,"2":"0.00","3":1}' data-sheets-value='{"1":3,"3":1.7}' style="overflow:hidden;padding:0px 3px 0px 3px;vertical-align:bottom;text-align:center;">1.70</td> <td data-sheets-numberformat='{"1":2,"2":"0","3":1}' data-sheets-value='{"1":3,"3":62}' style="overflow:hidden;padding:0px 3px 0px 3px;vertical-align:bottom;text-align:center;">62</td> <td data-sheets-numberformat='{"1":2,"2":"0","3":1}' data-sheets-value='{"1":3,"3":51}' style="overflow:hidden;padding:0px 3px 0px 3px;vertical-align:bottom;text-align:center;">51</td> <td data-sheets-numberformat='{"1":2,"2":"0","3":1}' data-sheets-value='{"1":3,"3":22}' style="border-right:1px solid #000000;overflow:hidden;padding:0px 3px 0px 3px;vertical-align:bottom;text-align:center;">22</td> </tr> <tr style="height:20px;"> <td style="border-left:1px solid #000000;overflow:hidden;padding:0px 3px 0px 3px;vertical-align:bottom;font-weight:bold;"></td> <td data-sheets-value='{"1":2,"2":"Four-walled"}' style="overflow:hidden;padding:0px 3px 0px 3px;vertical-align:bottom;font-weight:bold;">Four-walled</td> <td data-sheets-value='{"1":2,"2":"Clear (H/H/H/H)"}' style="border-right:1px solid #000000;overflow:hidden;padding:0px 3px 0px 3px;vertical-align:bottom;font-weight:bold;">Clear (H/H/H/H)</td> <td data-sheets-numberformat='{"1":2,"2":"0.00","3":1}' data-sheets-value='{"1":3,"3":1.28}' style="overflow:hidden;padding:0px 3px 0px 3px;vertical-align:bottom;text-align:center;">1.28</td> <td data-sheets-numberformat='{"1":2,"2":"0","3":1}' data-sheets-value='{"1":3,"3":64}' style="overflow:hidden;padding:0px 3px 0px 3px;vertical-align:bottom;text-align:center;">64</td> <td data-sheets-numberformat='{"1":2,"2":"0","3":1}' data-sheets-value='{"1":3,"3":54}' style="overflow:hidden;padding:0px 3px 0px 3px;vertical-align:bottom;text-align:center;">54</td> <td data-sheets-numberformat='{"1":2,"2":"0","3":1}' data-sheets-value='{"1":3,"3":23}' style="border-right:1px solid #000000;overflow:hidden;padding:0px 3px 0px 3px;vertical-align:bottom;text-align:center;">23</td> </tr> <tr style="height:20px;"> <td style="border-bottom:1px solid #000000;border-left:1px solid #000000;overflow:hidden;padding:0px 3px 0px 3px;vertical-align:bottom;"></td> <td data-sheets-value='{"1":2,"2":"Four-walled"}' style="border-bottom:1px solid #000000;overflow:hidden;padding:0px 3px 0px 3px;vertical-align:bottom;font-weight:bold;">Four-walled</td> <td data-sheets-value='{"1":2,"2":"Opal (H/H/O/H)"}' style="border-right:1px solid #000000;border-bottom:1px solid #000000;overflow:hidden;padding:0px 3px 0px 3px;vertical-align:bottom;font-weight:bold;">Opal (H/H/O/H)</td> <td data-sheets-numberformat='{"1":2,"2":"0.00","3":1}' data-sheets-value='{"1":3,"3":1.28}' style="border-bottom:1px solid #000000;overflow:hidden;padding:0px 3px 0px 3px;vertical-align:bottom;text-align:center;">1.28</td> <td data-sheets-numberformat='{"1":2,"2":"0","3":1}' data-sheets-value='{"1":3,"3":59}' style="border-bottom:1px solid #000000;overflow:hidden;padding:0px 3px 0px 3px;vertical-align:bottom;text-align:center;">59</td> <td data-sheets-numberformat='{"1":2,"2":"0","3":1}' data-sheets-value='{"1":3,"3":48}' style="border-bottom:1px solid #000000;overflow:hidden;padding:0px 3px 0px 3px;vertical-align:bottom;text-align:center;">48</td> <td data-sheets-numberformat='{"1":2,"2":"0","3":1}' data-sheets-value='{"1":3,"3":23}' style="border-right:1px solid #000000;border-bottom:1px solid #000000;overflow:hidden;padding:0px 3px 0px 3px;vertical-align:bottom;text-align:center;">23</td> </tr> <tr style="height:20px;"> <td data-sheets-value='{"1":2,"2":"Polycarbonate "}' style="border-left:1px solid #000000;overflow:hidden;padding:0px 3px 0px 3px;vertical-align:bottom;font-weight:bold;">Polycarbonate </td> <td data-sheets-value='{"1":2,"2":"Single-walled"}' style="overflow:hidden;padding:0px 3px 0px 3px;vertical-align:bottom;font-weight:bold;">Single-walled</td> <td data-sheets-value='{"1":2,"2":"Clear (A)"}' style="border-right:1px solid #000000;overflow:hidden;padding:0px 3px 0px 3px;vertical-align:bottom;font-weight:bold;">Clear (A)</td> <td data-sheets-numberformat='{"1":2,"2":"0.00","3":1}' data-sheets-value='{"1":3,"3":5.17}' style="overflow:hidden;padding:0px 3px 0px 3px;vertical-align:bottom;text-align:center;">5.17</td> <td data-sheets-numberformat='{"1":2,"2":"0","3":1}' data-sheets-value='{"1":3,"3":88}' style="overflow:hidden;padding:0px 3px 0px 3px;vertical-align:bottom;text-align:center;">88</td> <td data-sheets-numberformat='{"1":2,"2":"0","3":1}' data-sheets-value='{"1":3,"3":83}' style="overflow:hidden;padding:0px 3px 0px 3px;vertical-align:bottom;text-align:center;">83</td> <td data-sheets-numberformat='{"1":2,"2":"0","3":1}' data-sheets-value='{"1":2,"2":"-"}' style="border-right:1px solid #000000;overflow:hidden;padding:0px 3px 0px 3px;vertical-align:bottom;text-align:center;">-</td> </tr> <tr style="height:20px;"> <td data-sheets-value='{"1":2,"2":"PC"}' style="border-left:1px solid #000000;overflow:hidden;padding:0px 3px 0px 3px;vertical-align:bottom;font-weight:bold;">PC</td> <td data-sheets-value='{"1":2,"2":"Single-walled"}' style="overflow:hidden;padding:0px 3px 0px 3px;vertical-align:bottom;font-weight:bold;">Single-walled</td> <td data-sheets-value='{"1":2,"2":"Opal (D)"}' style="border-right:1px solid #000000;overflow:hidden;padding:0px 3px 0px 3px;vertical-align:bottom;font-weight:bold;">Opal (D)</td> <td data-sheets-numberformat='{"1":2,"2":"0.00","3":1}' data-sheets-value='{"1":3,"3":5.17}' style="overflow:hidden;padding:0px 3px 0px 3px;vertical-align:bottom;text-align:center;">5.17</td> <td data-sheets-numberformat='{"1":2,"2":"0","3":1}' data-sheets-value='{"1":3,"3":58}' style="overflow:hidden;padding:0px 3px 0px 3px;vertical-align:bottom;text-align:center;">58</td> <td data-sheets-numberformat='{"1":2,"2":"0","3":1}' data-sheets-value='{"1":3,"3":60}' style="overflow:hidden;padding:0px 3px 0px 3px;vertical-align:bottom;text-align:center;">60</td> <td data-sheets-numberformat='{"1":2,"2":"0","3":1}' data-sheets-value='{"1":2,"2":"-"}' style="border-right:1px solid #000000;overflow:hidden;padding:0px 3px 0px 3px;vertical-align:bottom;text-align:center;">-</td> </tr> <tr style="height:20px;"> <td style="border-left:1px solid #000000;overflow:hidden;padding:0px 3px 0px 3px;vertical-align:bottom;font-weight:bold;"></td> <td data-sheets-value='{"1":2,"2":"Double-walled"}' style="overflow:hidden;padding:0px 3px 0px 3px;vertical-align:bottom;font-weight:bold;">Double-walled</td> <td data-sheets-value='{"1":2,"2":"Clear (A/H)"}' style="border-right:1px solid #000000;overflow:hidden;padding:0px 3px 0px 3px;vertical-align:bottom;font-weight:bold;">Clear (A/H)</td> <td data-sheets-numberformat='{"1":2,"2":"0.00","3":1}' data-sheets-value='{"1":3,"3":2.9}' style="overflow:hidden;padding:0px 3px 0px 3px;vertical-align:bottom;text-align:center;">2.90</td> <td data-sheets-numberformat='{"1":2,"2":"0","3":1}' data-sheets-value='{"1":3,"3":79}' style="overflow:hidden;padding:0px 3px 0px 3px;vertical-align:bottom;text-align:center;">79</td> <td data-sheets-numberformat='{"1":2,"2":"0","3":1}' data-sheets-value='{"1":3,"3":72}' style="overflow:hidden;padding:0px 3px 0px 3px;vertical-align:bottom;text-align:center;">72</td> <td data-sheets-numberformat='{"1":2,"2":"0","3":1}' data-sheets-value='{"1":3,"3":20}' style="border-right:1px solid #000000;overflow:hidden;padding:0px 3px 0px 3px;vertical-align:bottom;text-align:center;">20</td> </tr> <tr style="height:20px;"> <td style="border-left:1px solid #000000;overflow:hidden;padding:0px 3px 0px 3px;vertical-align:bottom;font-weight:bold;"></td> <td data-sheets-value='{"1":2,"2":"Double-walled"}' style="overflow:hidden;padding:0px 3px 0px 3px;vertical-align:bottom;font-weight:bold;">Double-walled</td> <td data-sheets-value='{"1":2,"2":"Clear (A/A)"}' style="border-right:1px solid #000000;overflow:hidden;padding:0px 3px 0px 3px;vertical-align:bottom;font-weight:bold;">Clear (A/A)</td> <td data-sheets-numberformat='{"1":2,"2":"0.00","3":1}' data-sheets-value='{"1":3,"3":2.9}' style="overflow:hidden;padding:0px 3px 0px 3px;vertical-align:bottom;text-align:center;">2.90</td> <td data-sheets-numberformat='{"1":2,"2":"0","3":1}' data-sheets-value='{"1":3,"3":77}' style="overflow:hidden;padding:0px 3px 0px 3px;vertical-align:bottom;text-align:center;">77</td> <td data-sheets-numberformat='{"1":2,"2":"0","3":1}' data-sheets-value='{"1":3,"3":69}' style="overflow:hidden;padding:0px 3px 0px 3px;vertical-align:bottom;text-align:center;">69</td> <td data-sheets-numberformat='{"1":2,"2":"0","3":1}' data-sheets-value='{"1":3,"3":20}' style="border-right:1px solid #000000;overflow:hidden;padding:0px 3px 0px 3px;vertical-align:bottom;text-align:center;">20</td> </tr> <tr style="height:20px;"> <td style="border-left:1px solid #000000;overflow:hidden;padding:0px 3px 0px 3px;vertical-align:bottom;font-weight:bold;"></td> <td data-sheets-value='{"1":2,"2":"Double-walled"}' style="overflow:hidden;padding:0px 3px 0px 3px;vertical-align:bottom;font-weight:bold;">Double-walled</td> <td data-sheets-value='{"1":2,"2":"Opal (A/O)"}' style="border-right:1px solid #000000;overflow:hidden;padding:0px 3px 0px 3px;vertical-align:bottom;font-weight:bold;">Opal (A/O)</td> <td data-sheets-numberformat='{"1":2,"2":"0.00","3":1}' data-sheets-value='{"1":3,"3":2.9}' style="overflow:hidden;padding:0px 3px 0px 3px;vertical-align:bottom;text-align:center;">2.90</td> <td data-sheets-numberformat='{"1":2,"2":"0","3":1}' data-sheets-value='{"1":3,"3":73}' style="overflow:hidden;padding:0px 3px 0px 3px;vertical-align:bottom;text-align:center;">73</td> <td data-sheets-numberformat='{"1":2,"2":"0","3":1}' data-sheets-value='{"1":3,"3":63}' style="overflow:hidden;padding:0px 3px 0px 3px;vertical-align:bottom;text-align:center;">63</td> <td data-sheets-numberformat='{"1":2,"2":"0","3":1}' data-sheets-value='{"1":3,"3":20}' style="border-right:1px solid #000000;overflow:hidden;padding:0px 3px 0px 3px;vertical-align:bottom;text-align:center;">20</td> </tr> <tr style="height:20px;"> <td style="border-left:1px solid #000000;overflow:hidden;padding:0px 3px 0px 3px;vertical-align:bottom;font-weight:bold;"></td> <td data-sheets-value='{"1":2,"2":"Double-walled"}' style="overflow:hidden;padding:0px 3px 0px 3px;vertical-align:bottom;font-weight:bold;">Double-walled</td> <td data-sheets-value='{"1":2,"2":"Opal (A/D)"}' style="border-right:1px solid #000000;overflow:hidden;padding:0px 3px 0px 3px;vertical-align:bottom;font-weight:bold;">Opal (A/D)</td> <td data-sheets-numberformat='{"1":2,"2":"0.00","3":1}' data-sheets-value='{"1":3,"3":2.9}' style="overflow:hidden;padding:0px 3px 0px 3px;vertical-align:bottom;text-align:center;">2.90</td> <td data-sheets-numberformat='{"1":2,"2":"0","3":1}' data-sheets-value='{"1":3,"3":51}' style="overflow:hidden;padding:0px 3px 0px 3px;vertical-align:bottom;text-align:center;">51</td> <td data-sheets-numberformat='{"1":2,"2":"0","3":1}' data-sheets-value='{"1":3,"3":50}' style="overflow:hidden;padding:0px 3px 0px 3px;vertical-align:bottom;text-align:center;">50</td> <td data-sheets-numberformat='{"1":2,"2":"0","3":1}' data-sheets-value='{"1":3,"3":20}' style="border-right:1px solid #000000;overflow:hidden;padding:0px 3px 0px 3px;vertical-align:bottom;text-align:center;">20</td> </tr> <tr style="height:20px;"> <td style="border-left:1px solid #000000;overflow:hidden;padding:0px 3px 0px 3px;vertical-align:bottom;font-weight:bold;"></td> <td data-sheets-value='{"1":2,"2":"Triple-walled"}' style="overflow:hidden;padding:0px 3px 0px 3px;vertical-align:bottom;font-weight:bold;">Triple-walled</td> <td data-sheets-value='{"1":2,"2":"Clear (A/H/H)"}' style="border-right:1px solid #000000;overflow:hidden;padding:0px 3px 0px 3px;vertical-align:bottom;font-weight:bold;">Clear (A/H/H)</td> <td data-sheets-numberformat='{"1":2,"2":"0.00","3":1}' data-sheets-value='{"1":3,"3":1.7}' style="overflow:hidden;padding:0px 3px 0px 3px;vertical-align:bottom;text-align:center;">1.70</td> <td data-sheets-numberformat='{"1":2,"2":"0","3":1}' data-sheets-value='{"1":3,"3":71}' style="overflow:hidden;padding:0px 3px 0px 3px;vertical-align:bottom;text-align:center;">71</td> <td data-sheets-numberformat='{"1":2,"2":"0","3":1}' data-sheets-value='{"1":3,"3":63}' style="overflow:hidden;padding:0px 3px 0px 3px;vertical-align:bottom;text-align:center;">63</td> <td data-sheets-numberformat='{"1":2,"2":"0","3":1}' data-sheets-value='{"1":3,"3":22}' style="border-right:1px solid #000000;overflow:hidden;padding:0px 3px 0px 3px;vertical-align:bottom;text-align:center;">22</td> </tr> <tr style="height:20px;"> <td style="border-left:1px solid #000000;overflow:hidden;padding:0px 3px 0px 3px;vertical-align:bottom;font-weight:bold;"></td> <td data-sheets-value='{"1":2,"2":"Triple-walled"}' style="overflow:hidden;padding:0px 3px 0px 3px;vertical-align:bottom;font-weight:bold;">Triple-walled</td> <td data-sheets-value='{"1":2,"2":"Opal (A/O/O)"}' style="border-right:1px solid #000000;overflow:hidden;padding:0px 3px 0px 3px;vertical-align:bottom;font-weight:bold;">Opal (A/O/O)</td> <td data-sheets-numberformat='{"1":2,"2":"0.00","3":1}' data-sheets-value='{"1":3,"3":1.7}' style="overflow:hidden;padding:0px 3px 0px 3px;vertical-align:bottom;text-align:center;">1.70</td> <td data-sheets-numberformat='{"1":2,"2":"0","3":1}' data-sheets-value='{"1":3,"3":61}' style="overflow:hidden;padding:0px 3px 0px 3px;vertical-align:bottom;text-align:center;">61</td> <td data-sheets-numberformat='{"1":2,"2":"0","3":1}' data-sheets-value='{"1":3,"3":48}' style="overflow:hidden;padding:0px 3px 0px 3px;vertical-align:bottom;text-align:center;">48</td> <td data-sheets-numberformat='{"1":2,"2":"0","3":1}' data-sheets-value='{"1":3,"3":22}' style="border-right:1px solid #000000;overflow:hidden;padding:0px 3px 0px 3px;vertical-align:bottom;text-align:center;">22</td> </tr> <tr style="height:20px;"> <td style="border-left:1px solid #000000;overflow:hidden;padding:0px 3px 0px 3px;vertical-align:bottom;font-weight:bold;"></td> <td data-sheets-value='{"1":2,"2":"Four-walled"}' style="overflow:hidden;padding:0px 3px 0px 3px;vertical-align:bottom;font-weight:bold;">Four-walled</td> <td data-sheets-value='{"1":2,"2":"Clear (A/H/H/H)"}' style="border-right:1px solid #000000;overflow:hidden;padding:0px 3px 0px 3px;vertical-align:bottom;font-weight:bold;">Clear (A/H/H/H)</td> <td data-sheets-numberformat='{"1":2,"2":"0.00","3":1}' data-sheets-value='{"1":3,"3":1.28}' style="overflow:hidden;padding:0px 3px 0px 3px;vertical-align:bottom;text-align:center;">1.28</td> <td data-sheets-numberformat='{"1":2,"2":"0","3":1}' data-sheets-value='{"1":3,"3":64}' style="overflow:hidden;padding:0px 3px 0px 3px;vertical-align:bottom;text-align:center;">64</td> <td data-sheets-numberformat='{"1":2,"2":"0","3":1}' data-sheets-value='{"1":3,"3":52}' style="overflow:hidden;padding:0px 3px 0px 3px;vertical-align:bottom;text-align:center;">52</td> <td data-sheets-numberformat='{"1":2,"2":"0","3":1}' data-sheets-value='{"1":3,"3":23}' style="border-right:1px solid #000000;overflow:hidden;padding:0px 3px 0px 3px;vertical-align:bottom;text-align:center;">23</td> </tr> <tr style="height:20px;"> <td style="border-bottom:1px solid #000000;border-left:1px solid #000000;overflow:hidden;padding:0px 3px 0px 3px;vertical-align:bottom;"></td> <td data-sheets-value='{"1":2,"2":"Four-walled"}' style="border-bottom:1px solid #000000;overflow:hidden;padding:0px 3px 0px 3px;vertical-align:bottom;font-weight:bold;">Four-walled</td> <td data-sheets-value='{"1":2,"2":"Opal (A/H/O/H)"}' style="border-right:1px solid #000000;border-bottom:1px solid #000000;overflow:hidden;padding:0px 3px 0px 3px;vertical-align:bottom;font-weight:bold;">Opal (A/H/O/H)</td> <td data-sheets-numberformat='{"1":2,"2":"0.00","3":1}' data-sheets-value='{"1":3,"3":1.28}' style="border-bottom:1px solid #000000;overflow:hidden;padding:0px 3px 0px 3px;vertical-align:bottom;text-align:center;">1.28</td> <td data-sheets-numberformat='{"1":2,"2":"0","3":1}' data-sheets-value='{"1":3,"3":59}' style="border-bottom:1px solid #000000;overflow:hidden;padding:0px 3px 0px 3px;vertical-align:bottom;text-align:center;">59</td> <td data-sheets-numberformat='{"1":2,"2":"0","3":1}' data-sheets-value='{"1":3,"3":46}' style="border-bottom:1px solid #000000;overflow:hidden;padding:0px 3px 0px 3px;vertical-align:bottom;text-align:center;">46</td> <td data-sheets-numberformat='{"1":2,"2":"0","3":1}' data-sheets-value='{"1":3,"3":23}' style="border-right:1px solid #000000;border-bottom:1px solid #000000;overflow:hidden;padding:0px 3px 0px 3px;vertical-align:bottom;text-align:center;">23</td> </tr> <tr style="height:20px;"> <td data-sheets-value='{"1":2,"2":"Polycarbonate"}' style="border-left:1px solid #000000;overflow:hidden;padding:0px 3px 0px 3px;vertical-align:bottom;font-weight:bold;">Polycarbonate</td> <td data-sheets-value='{"1":2,"2":"Single-walled"}' style="overflow:hidden;padding:0px 3px 0px 3px;vertical-align:bottom;font-weight:bold;">Single-walled</td> <td data-sheets-value='{"1":2,"2":"Heatstop Opal (T)"}' style="border-right:1px solid #000000;overflow:hidden;padding:0px 3px 0px 3px;vertical-align:bottom;font-weight:bold;">Heatstop Opal (T)</td> <td data-sheets-numberformat='{"1":2,"2":"0.00","3":1}' data-sheets-value='{"1":3,"3":5.17}' style="overflow:hidden;padding:0px 3px 0px 3px;vertical-align:bottom;text-align:center;">5.17</td> <td data-sheets-numberformat='{"1":2,"2":"0","3":1}' data-sheets-value='{"1":3,"3":49}' style="overflow:hidden;padding:0px 3px 0px 3px;vertical-align:bottom;text-align:center;">49</td> <td data-sheets-numberformat='{"1":2,"2":"0","3":1}' data-sheets-value='{"1":3,"3":59}' style="overflow:hidden;padding:0px 3px 0px 3px;vertical-align:bottom;text-align:center;">59</td> <td data-sheets-numberformat='{"1":2,"2":"0","3":1}' data-sheets-value='{"1":2,"2":"-"}' style="border-right:1px solid #000000;overflow:hidden;padding:0px 3px 0px 3px;vertical-align:bottom;text-align:center;">-</td> </tr> <tr style="height:20px;"> <td data-sheets-value='{"1":2,"2":"Heatstop PC"}' style="border-left:1px solid #000000;overflow:hidden;padding:0px 3px 0px 3px;vertical-align:bottom;font-weight:bold;">Heatstop PC</td> <td data-sheets-value='{"1":2,"2":"Double-walled"}' style="overflow:hidden;padding:0px 3px 0px 3px;vertical-align:bottom;font-weight:bold;">Double-walled</td> <td data-sheets-value='{"1":2,"2":"Clear (T/H)"}' style="border-right:1px solid #000000;overflow:hidden;padding:0px 3px 0px 3px;vertical-align:bottom;font-weight:bold;">Clear (T/H)</td> <td data-sheets-numberformat='{"1":2,"2":"0.00","3":1}' data-sheets-value='{"1":3,"3":2.9}' style="overflow:hidden;padding:0px 3px 0px 3px;vertical-align:bottom;text-align:center;">2.90</td> <td data-sheets-numberformat='{"1":2,"2":"0","3":1}' data-sheets-value='{"1":3,"3":44}' style="overflow:hidden;padding:0px 3px 0px 3px;vertical-align:bottom;text-align:center;">44</td> <td data-sheets-numberformat='{"1":2,"2":"0","3":1}' data-sheets-value='{"1":3,"3":51}' style="overflow:hidden;padding:0px 3px 0px 3px;vertical-align:bottom;text-align:center;">51</td> <td data-sheets-numberformat='{"1":2,"2":"0","3":1}' data-sheets-value='{"1":3,"3":20}' style="border-right:1px solid #000000;overflow:hidden;padding:0px 3px 0px 3px;vertical-align:bottom;text-align:center;">20</td> </tr> <tr style="height:20px;"> <td style="border-left:1px solid #000000;overflow:hidden;padding:0px 3px 0px 3px;vertical-align:bottom;font-weight:bold;"></td> <td data-sheets-value='{"1":2,"2":"Double-walled"}' style="overflow:hidden;padding:0px 3px 0px 3px;vertical-align:bottom;font-weight:bold;">Double-walled</td> <td data-sheets-value='{"1":2,"2":"Opal (T/O)"}' style="border-right:1px solid #000000;overflow:hidden;padding:0px 3px 0px 3px;vertical-align:bottom;font-weight:bold;">Opal (T/O)</td> <td data-sheets-numberformat='{"1":2,"2":"0.00","3":1}' data-sheets-value='{"1":3,"3":2.9}' style="overflow:hidden;padding:0px 3px 0px 3px;vertical-align:bottom;text-align:center;">2.90</td> <td data-sheets-numberformat='{"1":2,"2":"0","3":1}' data-sheets-value='{"1":3,"3":41}' style="overflow:hidden;padding:0px 3px 0px 3px;vertical-align:bottom;text-align:center;">41</td> <td data-sheets-numberformat='{"1":2,"2":"0","3":1}' data-sheets-value='{"1":3,"3":45}' style="overflow:hidden;padding:0px 3px 0px 3px;vertical-align:bottom;text-align:center;">45</td> <td data-sheets-numberformat='{"1":2,"2":"0","3":1}' data-sheets-value='{"1":3,"3":20}' style="border-right:1px solid #000000;overflow:hidden;padding:0px 3px 0px 3px;vertical-align:bottom;text-align:center;">20</td> </tr> <tr style="height:20px;"> <td style="border-left:1px solid #000000;overflow:hidden;padding:0px 3px 0px 3px;vertical-align:bottom;font-weight:bold;"></td> <td data-sheets-value='{"1":2,"2":"Triple-walled"}' style="overflow:hidden; | skylux-160-ce-met-koepel-en-pvc-opstand-30-20-met-lm-motor-en-windvang-0900-x-1500-mm | 8586039198029 | 46872371921229
Smoke and heat exhaust (SHEV) | SHE system | Skylux | Skylux 160° CE with skylight and PVC curb 30/20 with LM-actuator and spoiler 1000 x 1000 mm |  | 26587 | 5412970265870 | 3766.75 | Yes | 30-45 | 68.06 | 1000 x 1000 mm | 1000 | 1000 |  | PVC 30/20 (30 cm high & roof opening = 20 cm larger than daylight size) | Square | 5.17 W/m²K - 1.28 W/m²K | 87% - 32% | 90% - 32% | 20dB - 23dB | 160° CE (for industry) | skylight | with spoiler | E | Single actuator | Maximum four-walled skylight possible for this product | Ut-value LT-value g-value Rw-value EN 1873 : 2014 EN ISO 13468 EN 16153 EN 410 EN 410 EN ISO 140-3 Material Walls Shells (W/m²K) (%) (%) (dB) Acrylic Single-walled Clear (H) 5.17 90 87 - PMMA Single-walled Opal (O) 5.17 83 76 - Double-walled Clear (H/H) 2.90 81 75 20 Double-walled Opal (O/O) 2.90 69 58 20 Triple-walled Clear (H/H/H) 1.70 73 65 22 Triple-walled Opal (O/H/O) 1.70 62 51 22 Four-walled Clear (H/H/H/H) 1.28 64 54 23 Four-walled Opal (H/H/O/H) 1.28 59 48 23 Polycarbonate Single-walled Clear (A) 5.17 88 83 - PC Single-walled Opal (D) 5.17 58 60 - Double-walled Clear (A/H) 2.90 79 72 20 Double-walled Clear (A/A) 2.90 77 69 20 Double-walled Opal (A/O) 2.90 73 63 20 Double-walled Opal (A/D) 2.90 51 50 20 Triple-walled Clear (A/H/H) 1.70 71 63 22 Triple-walled Opal (A/O/O) 1.70 61 48 22 Four-walled Clear (A/H/H/H) 1.28 64 52 23 Four-walled Opal (A/H/O/H) 1.28 59 46 23 Polycarbonate Single-walled Heatstop Opal (T) 5.17 49 59 - Heatstop PC Double-walled Clear (T/H) 2.90 44 51 20 Double-walled Opal (T/O) 2.90 41 45 20 Triple-walled Clear (T/H/H) 1.70 40 <td data-sheets-numberformat='{"1":2,"2":"0","3":1}' data-sheets-value='{"1":3,"3":44}' style="overflow:hidden;paddin | https://skylux.eu/en/products/skylux-160-ce-met-koepel-en-pvc-opstand-30-20-met-lm-motor-en-windvang-1000-x-1000-mm | https://skylux.eu/cdn/shop/files/Skylux-160deg-CE-met-koepel-en-pvc-opstand-3020-met-LM-motor-en-windvang-1000-x-1000-mm-RWA-systeem.jpg?v=1702981409&width=1600 | https://skylux.eu/cdn/shop/files/e5a82811-1bb0-48e4-a776-cacb59c7c092_ced9f67b-f115-41f4-962b-b0f6b466f28e.jpg?v=1688551370&width=1600 | //skylux.eu/cdn/shop/files/E_MH_Mounting_instructions_Skylux_160_CE_LM.pdf?v=12406716259046007223 | //skylux.eu/cdn/shop/files/E_TD_Technical_File_Skylux_Skylux_160_CE_Electric.pdf?v=3667116872303399239 | <style type="text/css" id="isPasted"> <!--td { border: 1px solid #cccccc; } br { mso-data-placement: same-cell; } --> </style> <table border="1" cellpadding="0" cellspacing="0" dir="ltr" style="table-layout:fixed;font-size:10pt;font-family:Arial;border-collapse:collapse;border:none;"><tbody> <tr style="height:20px;"> <td style="overflow:hidden;padding:0px 3px 0px 3px;vertical-align:bottom;"></td> <td style="overflow:hidden;padding:0px 3px 0px 3px;vertical-align:bottom;"></td> <td style="overflow:hidden;padding:0px 3px 0px 3px;vertical-align:bottom;"></td> <td data-sheets-value='{"1":2,"2":"Ut-value"}' style="overflow:hidden;padding:0px 3px 0px 3px;vertical-align:bottom;font-weight:bold;text-align:center;">Ut-value</td> <td data-sheets-value='{"1":2,"2":"LT-value"}' style="overflow:hidden;padding:0px 3px 0px 3px;vertical-align:bottom;font-weight:bold;text-align:center;">LT-value</td> <td data-sheets-value='{"1":2,"2":"g-value"}' style="overflow:hidden;padding:0px 3px 0px 3px;vertical-align:bottom;font-weight:bold;text-align:center;">g-value</td> <td data-sheets-value='{"1":2,"2":"Rw-value "}' style="overflow:hidden;padding:0px 3px 0px 3px;vertical-align:bottom;font-weight:bold;text-align:center;">Rw-value </td> </tr> <tr style="height:20px;"> <td style="overflow:hidden;padding:0px 3px 0px 3px;vertical-align:bottom;"></td> <td style="overflow:hidden;padding:0px 3px 0px 3px;vertical-align:bottom;"></td> <td style="overflow:hidden;padding:0px 3px 0px 3px;vertical-align:bottom;"></td> <td data-sheets-numberformat='{"1":2,"2":"0.00","3":1}' data-sheets-value='{"1":2,"2":"EN 1873 : 2014"}' style="overflow:hidden;padding:0px 3px 0px 3px;vertical-align:bottom;text-align:center;">EN 1873 : 2014</td> <td data-sheets-numberformat='{"1":2,"2":"0","3":1}' data-sheets-value='{"1":2,"2":"EN ISO 13468 EN 16153 EN 410"}' style="overflow:hidden;padding:0px 3px 0px 3px;vertical-align:bottom;text-align:center;">EN ISO 13468 EN 16153 EN 410</td> <td data-sheets-numberformat='{"1":2,"2":"0","3":1}' data-sheets-value='{"1":2,"2":"EN 410"}' style="overflow:hidden;padding:0px 3px 0px 3px;vertical-align:bottom;text-align:center;">EN 410</td> <td data-sheets-value='{"1":2,"2":"EN ISO 140-3\t\t"}' style="overflow:hidden;padding:0px 3px 0px 3px;vertical-align:bottom;text-align:center;">EN ISO 140-3 </td> </tr> <tr style="height:20px;"> <td data-sheets-value='{"1":2,"2":"Material"}' style="border-bottom:1px solid #000000;overflow:hidden;padding:0px 3px 0px 3px;vertical-align:bottom;background-color:#000000;font-weight:bold;color:#ffffff;">Material</td> <td data-sheets-value='{"1":2,"2":"Walls"}' style="border-bottom:1px solid #000000;overflow:hidden;padding:0px 3px 0px 3px;vertical-align:bottom;background-color:#000000;font-weight:bold;color:#ffffff;">Walls</td> <td data-sheets-value='{"1":2,"2":"Shells"}' style="border-bottom:1px solid #000000;overflow:hidden;padding:0px 3px 0px 3px;vertical-align:bottom;background-color:#000000;font-weight:bold;color:#ffffff;">Shells</td> <td data-sheets-numberformat='{"1":2,"2":"0.00","3":1}' data-sheets-value='{"1":2,"2":"(W/m²K)\t"}' style="border-bottom:1px solid #000000;overflow:hidden;padding:0px 3px 0px 3px;vertical-align:bottom;background-color:#000000;font-weight:bold;color:#ffffff;text-align:center;">(W/m²K) </td> <td data-sheets-numberformat='{"1":2,"2":"0","3":1}' data-sheets-value='{"1":2,"2":"(%)"}' style="border-bottom:1px solid #000000;overflow:hidden;padding:0px 3px 0px 3px;vertical-align:bottom;background-color:#000000;font-weight:bold;color:#ffffff;text-align:center;">(%)</td> <td data-sheets-numberformat='{"1":2,"2":"0","3":1}' data-sheets-value='{"1":2,"2":"(%)"}' style="border-bottom:1px solid #000000;overflow:hidden;padding:0px 3px 0px 3px;vertical-align:bottom;background-color:#000000;font-weight:bold;color:#ffffff;text-align:center;">(%)</td> <td data-sheets-value='{"1":2,"2":"(dB)"}' style="border-bottom:1px solid #000000;overflow:hidden;padding:0px 3px 0px 3px;vertical-align:bottom;background-color:#000000;font-weight:bold;color:#ffffff;text-align:center;">(dB)</td> </tr> <tr style="height:20px;"> <td data-sheets-value='{"1":2,"2":"Acrylic"}' style="border-left:1px solid #000000;overflow:hidden;padding:0px 3px 0px 3px;vertical-align:bottom;font-weight:bold;">Acrylic</td> <td data-sheets-value='{"1":2,"2":"Single-walled"}' style="overflow:hidden;padding:0px 3px 0px 3px;vertical-align:bottom;font-weight:bold;">Single-walled</td> <td data-sheets-value='{"1":2,"2":"Clear (H)"}' style="border-right:1px solid #000000;overflow:hidden;padding:0px 3px 0px 3px;vertical-align:bottom;font-weight:bold;">Clear (H)</td> <td data-sheets-numberformat='{"1":2,"2":"0.00","3":1}' data-sheets-value='{"1":3,"3":5.17}' style="overflow:hidden;padding:0px 3px 0px 3px;vertical-align:bottom;text-align:center;">5.17</td> <td data-sheets-numberformat='{"1":2,"2":"0","3":1}' data-sheets-value='{"1":3,"3":90}' style="overflow:hidden;padding:0px 3px 0px 3px;vertical-align:bottom;text-align:center;">90</td> <td data-sheets-numberformat='{"1":2,"2":"0","3":1}' data-sheets-value='{"1":3,"3":87}' style="overflow:hidden;padding:0px 3px 0px 3px;vertical-align:bottom;text-align:center;">87</td> <td data-sheets-numberformat='{"1":2,"2":"0","3":1}' data-sheets-value='{"1":2,"2":"-"}' style="border-right:1px solid #000000;overflow:hidden;padding:0px 3px 0px 3px;vertical-align:bottom;text-align:center;">-</td> </tr> <tr style="height:20px;"> <td data-sheets-value='{"1":2,"2":"PMMA"}' style="border-left:1px solid #000000;overflow:hidden;padding:0px 3px 0px 3px;vertical-align:bottom;font-weight:bold;">PMMA</td> <td data-sheets-value='{"1":2,"2":"Single-walled"}' style="overflow:hidden;padding:0px 3px 0px 3px;vertical-align:bottom;font-weight:bold;">Single-walled</td> <td data-sheets-value='{"1":2,"2":"Opal (O)"}' style="border-right:1px solid #000000;overflow:hidden;padding:0px 3px 0px 3px;vertical-align:bottom;font-weight:bold;">Opal (O)</td> <td data-sheets-numberformat='{"1":2,"2":"0.00","3":1}' data-sheets-value='{"1":3,"3":5.17}' style="overflow:hidden;padding:0px 3px 0px 3px;vertical-align:bottom;text-align:center;">5.17</td> <td data-sheets-numberformat='{"1":2,"2":"0","3":1}' data-sheets-value='{"1":3,"3":83}' style="overflow:hidden;padding:0px 3px 0px 3px;vertical-align:bottom;text-align:center;">83</td> <td data-sheets-numberformat='{"1":2,"2":"0","3":1}' data-sheets-value='{"1":3,"3":76}' style="overflow:hidden;padding:0px 3px 0px 3px;vertical-align:bottom;text-align:center;">76</td> <td data-sheets-numberformat='{"1":2,"2":"0","3":1}' data-sheets-value='{"1":2,"2":"-"}' style="border-right:1px solid #000000;overflow:hidden;padding:0px 3px 0px 3px;vertical-align:bottom;text-align:center;">-</td> </tr> <tr style="height:20px;"> <td style="border-left:1px solid #000000;overflow:hidden;padding:0px 3px 0px 3px;vertical-align:bottom;font-weight:bold;"></td> <td data-sheets-value='{"1":2,"2":"Double-walled"}' style="overflow:hidden;padding:0px 3px 0px 3px;vertical-align:bottom;font-weight:bold;">Double-walled</td> <td data-sheets-value='{"1":2,"2":"Clear (H/H)"}' style="border-right:1px solid #000000;overflow:hidden;padding:0px 3px 0px 3px;vertical-align:bottom;font-weight:bold;">Clear (H/H)</td> <td data-sheets-numberformat='{"1":2,"2":"0.00","3":1}' data-sheets-value='{"1":3,"3":2.9}' style="overflow:hidden;padding:0px 3px 0px 3px;vertical-align:bottom;text-align:center;">2.90</td> <td data-sheets-numberformat='{"1":2,"2":"0","3":1}' data-sheets-value='{"1":3,"3":81}' style="overflow:hidden;padding:0px 3px 0px 3px;vertical-align:bottom;text-align:center;">81</td> <td data-sheets-numberformat='{"1":2,"2":"0","3":1}' data-sheets-value='{"1":3,"3":75}' style="overflow:hidden;padding:0px 3px 0px 3px;vertical-align:bottom;text-align:center;">75</td> <td data-sheets-numberformat='{"1":2,"2":"0","3":1}' data-sheets-value='{"1":3,"3":20}' style="border-right:1px solid #000000;overflow:hidden;padding:0px 3px 0px 3px;vertical-align:bottom;text-align:center;">20</td> </tr> <tr style="height:20px;"> <td style="border-left:1px solid #000000;overflow:hidden;padding:0px 3px 0px 3px;vertical-align:bottom;font-weight:bold;"></td> <td data-sheets-value='{"1":2,"2":"Double-walled"}' style="overflow:hidden;padding:0px 3px 0px 3px;vertical-align:bottom;font-weight:bold;">Double-walled</td> <td data-sheets-value='{"1":2,"2":"Opal (O/O)"}' style="border-right:1px solid #000000;overflow:hidden;padding:0px 3px 0px 3px;vertical-align:bottom;font-weight:bold;">Opal (O/O)</td> <td data-sheets-numberformat='{"1":2,"2":"0.00","3":1}' data-sheets-value='{"1":3,"3":2.9}' style="overflow:hidden;padding:0px 3px 0px 3px;vertical-align:bottom;text-align:center;">2.90</td> <td data-sheets-numberformat='{"1":2,"2":"0","3":1}' data-sheets-value='{"1":3,"3":69}' style="overflow:hidden;padding:0px 3px 0px 3px;vertical-align:bottom;text-align:center;">69</td> <td data-sheets-numberformat='{"1":2,"2":"0","3":1}' data-sheets-value='{"1":3,"3":58}' style="overflow:hidden;padding:0px 3px 0px 3px;vertical-align:bottom;text-align:center;">58</td> <td data-sheets-numberformat='{"1":2,"2":"0","3":1}' data-sheets-value='{"1":3,"3":20}' style="border-right:1px solid #000000;overflow:hidden;padding:0px 3px 0px 3px;vertical-align:bottom;text-align:center;">20</td> </tr> <tr style="height:20px;"> <td style="border-left:1px solid #000000;overflow:hidden;padding:0px 3px 0px 3px;vertical-align:bottom;font-weight:bold;"></td> <td data-sheets-value='{"1":2,"2":"Triple-walled"}' style="overflow:hidden;padding:0px 3px 0px 3px;vertical-align:bottom;font-weight:bold;">Triple-walled</td> <td data-sheets-value='{"1":2,"2":"Clear (H/H/H)"}' style="border-right:1px solid #000000;overflow:hidden;padding:0px 3px 0px 3px;vertical-align:bottom;font-weight:bold;">Clear (H/H/H)</td> <td data-sheets-numberformat='{"1":2,"2":"0.00","3":1}' data-sheets-value='{"1":3,"3":1.7}' style="overflow:hidden;padding:0px 3px 0px 3px;vertical-align:bottom;text-align:center;">1.70</td> <td data-sheets-numberformat='{"1":2,"2":"0","3":1}' data-sheets-value='{"1":3,"3":73}' style="overflow:hidden;padding:0px 3px 0px 3px;vertical-align:bottom;text-align:center;">73</td> <td data-sheets-numberformat='{"1":2,"2":"0","3":1}' data-sheets-value='{"1":3,"3":65}' style="overflow:hidden;padding:0px 3px 0px 3px;vertical-align:bottom;text-align:center;">65</td> <td data-sheets-numberformat='{"1":2,"2":"0","3":1}' data-sheets-value='{"1":3,"3":22}' style="border-right:1px solid #000000;overflow:hidden;padding:0px 3px 0px 3px;vertical-align:bottom;text-align:center;">22</td> </tr> <tr style="height:20px;"> <td style="border-left:1px solid #000000;overflow:hidden;padding:0px 3px 0px 3px;vertical-align:bottom;font-weight:bold;"></td> <td data-sheets-value='{"1":2,"2":"Triple-walled"}' style="overflow:hidden;padding:0px 3px 0px 3px;vertical-align:bottom;font-weight:bold;">Triple-walled</td> <td data-sheets-value='{"1":2,"2":"Opal (O/H/O)"}' style="border-right:1px solid #000000;overflow:hidden;padding:0px 3px 0px 3px;vertical-align:bottom;font-weight:bold;">Opal (O/H/O)</td> <td data-sheets-numberformat='{"1":2,"2":"0.00","3":1}' data-sheets-value='{"1":3,"3":1.7}' style="overflow:hidden;padding:0px 3px 0px 3px;vertical-align:bottom;text-align:center;">1.70</td> <td data-sheets-numberformat='{"1":2,"2":"0","3":1}' data-sheets-value='{"1":3,"3":62}' style="overflow:hidden;padding:0px 3px 0px 3px;vertical-align:bottom;text-align:center;">62</td> <td data-sheets-numberformat='{"1":2,"2":"0","3":1}' data-sheets-value='{"1":3,"3":51}' style="overflow:hidden;padding:0px 3px 0px 3px;vertical-align:bottom;text-align:center;">51</td> <td data-sheets-numberformat='{"1":2,"2":"0","3":1}' data-sheets-value='{"1":3,"3":22}' style="border-right:1px solid #000000;overflow:hidden;padding:0px 3px 0px 3px;vertical-align:bottom;text-align:center;">22</td> </tr> <tr style="height:20px;"> <td style="border-left:1px solid #000000;overflow:hidden;padding:0px 3px 0px 3px;vertical-align:bottom;font-weight:bold;"></td> <td data-sheets-value='{"1":2,"2":"Four-walled"}' style="overflow:hidden;padding:0px 3px 0px 3px;vertical-align:bottom;font-weight:bold;">Four-walled</td> <td data-sheets-value='{"1":2,"2":"Clear (H/H/H/H)"}' style="border-right:1px solid #000000;overflow:hidden;padding:0px 3px 0px 3px;vertical-align:bottom;font-weight:bold;">Clear (H/H/H/H)</td> <td data-sheets-numberformat='{"1":2,"2":"0.00","3":1}' data-sheets-value='{"1":3,"3":1.28}' style="overflow:hidden;padding:0px 3px 0px 3px;vertical-align:bottom;text-align:center;">1.28</td> <td data-sheets-numberformat='{"1":2,"2":"0","3":1}' data-sheets-value='{"1":3,"3":64}' style="overflow:hidden;padding:0px 3px 0px 3px;vertical-align:bottom;text-align:center;">64</td> <td data-sheets-numberformat='{"1":2,"2":"0","3":1}' data-sheets-value='{"1":3,"3":54}' style="overflow:hidden;padding:0px 3px 0px 3px;vertical-align:bottom;text-align:center;">54</td> <td data-sheets-numberformat='{"1":2,"2":"0","3":1}' data-sheets-value='{"1":3,"3":23}' style="border-right:1px solid #000000;overflow:hidden;padding:0px 3px 0px 3px;vertical-align:bottom;text-align:center;">23</td> </tr> <tr style="height:20px;"> <td style="border-bottom:1px solid #000000;border-left:1px solid #000000;overflow:hidden;padding:0px 3px 0px 3px;vertical-align:bottom;"></td> <td data-sheets-value='{"1":2,"2":"Four-walled"}' style="border-bottom:1px solid #000000;overflow:hidden;padding:0px 3px 0px 3px;vertical-align:bottom;font-weight:bold;">Four-walled</td> <td data-sheets-value='{"1":2,"2":"Opal (H/H/O/H)"}' style="border-right:1px solid #000000;border-bottom:1px solid #000000;overflow:hidden;padding:0px 3px 0px 3px;vertical-align:bottom;font-weight:bold;">Opal (H/H/O/H)</td> <td data-sheets-numberformat='{"1":2,"2":"0.00","3":1}' data-sheets-value='{"1":3,"3":1.28}' style="border-bottom:1px solid #000000;overflow:hidden;padding:0px 3px 0px 3px;vertical-align:bottom;text-align:center;">1.28</td> <td data-sheets-numberformat='{"1":2,"2":"0","3":1}' data-sheets-value='{"1":3,"3":59}' style="border-bottom:1px solid #000000;overflow:hidden;padding:0px 3px 0px 3px;vertical-align:bottom;text-align:center;">59</td> <td data-sheets-numberformat='{"1":2,"2":"0","3":1}' data-sheets-value='{"1":3,"3":48}' style="border-bottom:1px solid #000000;overflow:hidden;padding:0px 3px 0px 3px;vertical-align:bottom;text-align:center;">48</td> <td data-sheets-numberformat='{"1":2,"2":"0","3":1}' data-sheets-value='{"1":3,"3":23}' style="border-right:1px solid #000000;border-bottom:1px solid #000000;overflow:hidden;padding:0px 3px 0px 3px;vertical-align:bottom;text-align:center;">23</td> </tr> <tr style="height:20px;"> <td data-sheets-value='{"1":2,"2":"Polycarbonate "}' style="border-left:1px solid #000000;overflow:hidden;padding:0px 3px 0px 3px;vertical-align:bottom;font-weight:bold;">Polycarbonate </td> <td data-sheets-value='{"1":2,"2":"Single-walled"}' style="overflow:hidden;padding:0px 3px 0px 3px;vertical-align:bottom;font-weight:bold;">Single-walled</td> <td data-sheets-value='{"1":2,"2":"Clear (A)"}' style="border-right:1px solid #000000;overflow:hidden;padding:0px 3px 0px 3px;vertical-align:bottom;font-weight:bold;">Clear (A)</td> <td data-sheets-numberformat='{"1":2,"2":"0.00","3":1}' data-sheets-value='{"1":3,"3":5.17}' style="overflow:hidden;padding:0px 3px 0px 3px;vertical-align:bottom;text-align:center;">5.17</td> <td data-sheets-numberformat='{"1":2,"2":"0","3":1}' data-sheets-value='{"1":3,"3":88}' style="overflow:hidden;padding:0px 3px 0px 3px;vertical-align:bottom;text-align:center;">88</td> <td data-sheets-numberformat='{"1":2,"2":"0","3":1}' data-sheets-value='{"1":3,"3":83}' style="overflow:hidden;padding:0px 3px 0px 3px;vertical-align:bottom;text-align:center;">83</td> <td data-sheets-numberformat='{"1":2,"2":"0","3":1}' data-sheets-value='{"1":2,"2":"-"}' style="border-right:1px solid #000000;overflow:hidden;padding:0px 3px 0px 3px;vertical-align:bottom;text-align:center;">-</td> </tr> <tr style="height:20px;"> <td data-sheets-value='{"1":2,"2":"PC"}' style="border-left:1px solid #000000;overflow:hidden;padding:0px 3px 0px 3px;vertical-align:bottom;font-weight:bold;">PC</td> <td data-sheets-value='{"1":2,"2":"Single-walled"}' style="overflow:hidden;padding:0px 3px 0px 3px;vertical-align:bottom;font-weight:bold;">Single-walled</td> <td data-sheets-value='{"1":2,"2":"Opal (D)"}' style="border-right:1px solid #000000;overflow:hidden;padding:0px 3px 0px 3px;vertical-align:bottom;font-weight:bold;">Opal (D)</td> <td data-sheets-numberformat='{"1":2,"2":"0.00","3":1}' data-sheets-value='{"1":3,"3":5.17}' style="overflow:hidden;padding:0px 3px 0px 3px;vertical-align:bottom;text-align:center;">5.17</td> <td data-sheets-numberformat='{"1":2,"2":"0","3":1}' data-sheets-value='{"1":3,"3":58}' style="overflow:hidden;padding:0px 3px 0px 3px;vertical-align:bottom;text-align:center;">58</td> <td data-sheets-numberformat='{"1":2,"2":"0","3":1}' data-sheets-value='{"1":3,"3":60}' style="overflow:hidden;padding:0px 3px 0px 3px;vertical-align:bottom;text-align:center;">60</td> <td data-sheets-numberformat='{"1":2,"2":"0","3":1}' data-sheets-value='{"1":2,"2":"-"}' style="border-right:1px solid #000000;overflow:hidden;padding:0px 3px 0px 3px;vertical-align:bottom;text-align:center;">-</td> </tr> <tr style="height:20px;"> <td style="border-left:1px solid #000000;overflow:hidden;padding:0px 3px 0px 3px;vertical-align:bottom;font-weight:bold;"></td> <td data-sheets-value='{"1":2,"2":"Double-walled"}' style="overflow:hidden;padding:0px 3px 0px 3px;vertical-align:bottom;font-weight:bold;">Double-walled</td> <td data-sheets-value='{"1":2,"2":"Clear (A/H)"}' style="border-right:1px solid #000000;overflow:hidden;padding:0px 3px 0px 3px;vertical-align:bottom;font-weight:bold;">Clear (A/H)</td> <td data-sheets-numberformat='{"1":2,"2":"0.00","3":1}' data-sheets-value='{"1":3,"3":2.9}' style="overflow:hidden;padding:0px 3px 0px 3px;vertical-align:bottom;text-align:center;">2.90</td> <td data-sheets-numberformat='{"1":2,"2":"0","3":1}' data-sheets-value='{"1":3,"3":79}' style="overflow:hidden;padding:0px 3px 0px 3px;vertical-align:bottom;text-align:center;">79</td> <td data-sheets-numberformat='{"1":2,"2":"0","3":1}' data-sheets-value='{"1":3,"3":72}' style="overflow:hidden;padding:0px 3px 0px 3px;vertical-align:bottom;text-align:center;">72</td> <td data-sheets-numberformat='{"1":2,"2":"0","3":1}' data-sheets-value='{"1":3,"3":20}' style="border-right:1px solid #000000;overflow:hidden;padding:0px 3px 0px 3px;vertical-align:bottom;text-align:center;">20</td> </tr> <tr style="height:20px;"> <td style="border-left:1px solid #000000;overflow:hidden;padding:0px 3px 0px 3px;vertical-align:bottom;font-weight:bold;"></td> <td data-sheets-value='{"1":2,"2":"Double-walled"}' style="overflow:hidden;padding:0px 3px 0px 3px;vertical-align:bottom;font-weight:bold;">Double-walled</td> <td data-sheets-value='{"1":2,"2":"Clear (A/A)"}' style="border-right:1px solid #000000;overflow:hidden;padding:0px 3px 0px 3px;vertical-align:bottom;font-weight:bold;">Clear (A/A)</td> <td data-sheets-numberformat='{"1":2,"2":"0.00","3":1}' data-sheets-value='{"1":3,"3":2.9}' style="overflow:hidden;padding:0px 3px 0px 3px;vertical-align:bottom;text-align:center;">2.90</td> <td data-sheets-numberformat='{"1":2,"2":"0","3":1}' data-sheets-value='{"1":3,"3":77}' style="overflow:hidden;padding:0px 3px 0px 3px;vertical-align:bottom;text-align:center;">77</td> <td data-sheets-numberformat='{"1":2,"2":"0","3":1}' data-sheets-value='{"1":3,"3":69}' style="overflow:hidden;padding:0px 3px 0px 3px;vertical-align:bottom;text-align:center;">69</td> <td data-sheets-numberformat='{"1":2,"2":"0","3":1}' data-sheets-value='{"1":3,"3":20}' style="border-right:1px solid #000000;overflow:hidden;padding:0px 3px 0px 3px;vertical-align:bottom;text-align:center;">20</td> </tr> <tr style="height:20px;"> <td style="border-left:1px solid #000000;overflow:hidden;padding:0px 3px 0px 3px;vertical-align:bottom;font-weight:bold;"></td> <td data-sheets-value='{"1":2,"2":"Double-walled"}' style="overflow:hidden;padding:0px 3px 0px 3px;vertical-align:bottom;font-weight:bold;">Double-walled</td> <td data-sheets-value='{"1":2,"2":"Opal (A/O)"}' style="border-right:1px solid #000000;overflow:hidden;padding:0px 3px 0px 3px;vertical-align:bottom;font-weight:bold;">Opal (A/O)</td> <td data-sheets-numberformat='{"1":2,"2":"0.00","3":1}' data-sheets-value='{"1":3,"3":2.9}' style="overflow:hidden;padding:0px 3px 0px 3px;vertical-align:bottom;text-align:center;">2.90</td> <td data-sheets-numberformat='{"1":2,"2":"0","3":1}' data-sheets-value='{"1":3,"3":73}' style="overflow:hidden;padding:0px 3px 0px 3px;vertical-align:bottom;text-align:center;">73</td> <td data-sheets-numberformat='{"1":2,"2":"0","3":1}' data-sheets-value='{"1":3,"3":63}' style="overflow:hidden;padding:0px 3px 0px 3px;vertical-align:bottom;text-align:center;">63</td> <td data-sheets-numberformat='{"1":2,"2":"0","3":1}' data-sheets-value='{"1":3,"3":20}' style="border-right:1px solid #000000;overflow:hidden;padding:0px 3px 0px 3px;vertical-align:bottom;text-align:center;">20</td> </tr> <tr style="height:20px;"> <td style="border-left:1px solid #000000;overflow:hidden;padding:0px 3px 0px 3px;vertical-align:bottom;font-weight:bold;"></td> <td data-sheets-value='{"1":2,"2":"Double-walled"}' style="overflow:hidden;padding:0px 3px 0px 3px;vertical-align:bottom;font-weight:bold;">Double-walled</td> <td data-sheets-value='{"1":2,"2":"Opal (A/D)"}' style="border-right:1px solid #000000;overflow:hidden;padding:0px 3px 0px 3px;vertical-align:bottom;font-weight:bold;">Opal (A/D)</td> <td data-sheets-numberformat='{"1":2,"2":"0.00","3":1}' data-sheets-value='{"1":3,"3":2.9}' style="overflow:hidden;padding:0px 3px 0px 3px;vertical-align:bottom;text-align:center;">2.90</td> <td data-sheets-numberformat='{"1":2,"2":"0","3":1}' data-sheets-value='{"1":3,"3":51}' style="overflow:hidden;padding:0px 3px 0px 3px;vertical-align:bottom;text-align:center;">51</td> <td data-sheets-numberformat='{"1":2,"2":"0","3":1}' data-sheets-value='{"1":3,"3":50}' style="overflow:hidden;padding:0px 3px 0px 3px;vertical-align:bottom;text-align:center;">50</td> <td data-sheets-numberformat='{"1":2,"2":"0","3":1}' data-sheets-value='{"1":3,"3":20}' style="border-right:1px solid #000000;overflow:hidden;padding:0px 3px 0px 3px;vertical-align:bottom;text-align:center;">20</td> </tr> <tr style="height:20px;"> <td style="border-left:1px solid #000000;overflow:hidden;padding:0px 3px 0px 3px;vertical-align:bottom;font-weight:bold;"></td> <td data-sheets-value='{"1":2,"2":"Triple-walled"}' style="overflow:hidden;padding:0px 3px 0px 3px;vertical-align:bottom;font-weight:bold;">Triple-walled</td> <td data-sheets-value='{"1":2,"2":"Clear (A/H/H)"}' style="border-right:1px solid #000000;overflow:hidden;padding:0px 3px 0px 3px;vertical-align:bottom;font-weight:bold;">Clear (A/H/H)</td> <td data-sheets-numberformat='{"1":2,"2":"0.00","3":1}' data-sheets-value='{"1":3,"3":1.7}' style="overflow:hidden;padding:0px 3px 0px 3px;vertical-align:bottom;text-align:center;">1.70</td> <td data-sheets-numberformat='{"1":2,"2":"0","3":1}' data-sheets-value='{"1":3,"3":71}' style="overflow:hidden;padding:0px 3px 0px 3px;vertical-align:bottom;text-align:center;">71</td> <td data-sheets-numberformat='{"1":2,"2":"0","3":1}' data-sheets-value='{"1":3,"3":63}' style="overflow:hidden;padding:0px 3px 0px 3px;vertical-align:bottom;text-align:center;">63</td> <td data-sheets-numberformat='{"1":2,"2":"0","3":1}' data-sheets-value='{"1":3,"3":22}' style="border-right:1px solid #000000;overflow:hidden;padding:0px 3px 0px 3px;vertical-align:bottom;text-align:center;">22</td> </tr> <tr style="height:20px;"> <td style="border-left:1px solid #000000;overflow:hidden;padding:0px 3px 0px 3px;vertical-align:bottom;font-weight:bold;"></td> <td data-sheets-value='{"1":2,"2":"Triple-walled"}' style="overflow:hidden;padding:0px 3px 0px 3px;vertical-align:bottom;font-weight:bold;">Triple-walled</td> <td data-sheets-value='{"1":2,"2":"Opal (A/O/O)"}' style="border-right:1px solid #000000;overflow:hidden;padding:0px 3px 0px 3px;vertical-align:bottom;font-weight:bold;">Opal (A/O/O)</td> <td data-sheets-numberformat='{"1":2,"2":"0.00","3":1}' data-sheets-value='{"1":3,"3":1.7}' style="overflow:hidden;padding:0px 3px 0px 3px;vertical-align:bottom;text-align:center;">1.70</td> <td data-sheets-numberformat='{"1":2,"2":"0","3":1}' data-sheets-value='{"1":3,"3":61}' style="overflow:hidden;padding:0px 3px 0px 3px;vertical-align:bottom;text-align:center;">61</td> <td data-sheets-numberformat='{"1":2,"2":"0","3":1}' data-sheets-value='{"1":3,"3":48}' style="overflow:hidden;padding:0px 3px 0px 3px;vertical-align:bottom;text-align:center;">48</td> <td data-sheets-numberformat='{"1":2,"2":"0","3":1}' data-sheets-value='{"1":3,"3":22}' style="border-right:1px solid #000000;overflow:hidden;padding:0px 3px 0px 3px;vertical-align:bottom;text-align:center;">22</td> </tr> <tr style="height:20px;"> <td style="border-left:1px solid #000000;overflow:hidden;padding:0px 3px 0px 3px;vertical-align:bottom;font-weight:bold;"></td> <td data-sheets-value='{"1":2,"2":"Four-walled"}' style="overflow:hidden;padding:0px 3px 0px 3px;vertical-align:bottom;font-weight:bold;">Four-walled</td> <td data-sheets-value='{"1":2,"2":"Clear (A/H/H/H)"}' style="border-right:1px solid #000000;overflow:hidden;padding:0px 3px 0px 3px;vertical-align:bottom;font-weight:bold;">Clear (A/H/H/H)</td> <td data-sheets-numberformat='{"1":2,"2":"0.00","3":1}' data-sheets-value='{"1":3,"3":1.28}' style="overflow:hidden;padding:0px 3px 0px 3px;vertical-align:bottom;text-align:center;">1.28</td> <td data-sheets-numberformat='{"1":2,"2":"0","3":1}' data-sheets-value='{"1":3,"3":64}' style="overflow:hidden;padding:0px 3px 0px 3px;vertical-align:bottom;text-align:center;">64</td> <td data-sheets-numberformat='{"1":2,"2":"0","3":1}' data-sheets-value='{"1":3,"3":52}' style="overflow:hidden;padding:0px 3px 0px 3px;vertical-align:bottom;text-align:center;">52</td> <td data-sheets-numberformat='{"1":2,"2":"0","3":1}' data-sheets-value='{"1":3,"3":23}' style="border-right:1px solid #000000;overflow:hidden;padding:0px 3px 0px 3px;vertical-align:bottom;text-align:center;">23</td> </tr> <tr style="height:20px;"> <td style="border-bottom:1px solid #000000;border-left:1px solid #000000;overflow:hidden;padding:0px 3px 0px 3px;vertical-align:bottom;"></td> <td data-sheets-value='{"1":2,"2":"Four-walled"}' style="border-bottom:1px solid #000000;overflow:hidden;padding:0px 3px 0px 3px;vertical-align:bottom;font-weight:bold;">Four-walled</td> <td data-sheets-value='{"1":2,"2":"Opal (A/H/O/H)"}' style="border-right:1px solid #000000;border-bottom:1px solid #000000;overflow:hidden;padding:0px 3px 0px 3px;vertical-align:bottom;font-weight:bold;">Opal (A/H/O/H)</td> <td data-sheets-numberformat='{"1":2,"2":"0.00","3":1}' data-sheets-value='{"1":3,"3":1.28}' style="border-bottom:1px solid #000000;overflow:hidden;padding:0px 3px 0px 3px;vertical-align:bottom;text-align:center;">1.28</td> <td data-sheets-numberformat='{"1":2,"2":"0","3":1}' data-sheets-value='{"1":3,"3":59}' style="border-bottom:1px solid #000000;overflow:hidden;padding:0px 3px 0px 3px;vertical-align:bottom;text-align:center;">59</td> <td data-sheets-numberformat='{"1":2,"2":"0","3":1}' data-sheets-value='{"1":3,"3":46}' style="border-bottom:1px solid #000000;overflow:hidden;padding:0px 3px 0px 3px;vertical-align:bottom;text-align:center;">46</td> <td data-sheets-numberformat='{"1":2,"2":"0","3":1}' data-sheets-value='{"1":3,"3":23}' style="border-right:1px solid #000000;border-bottom:1px solid #000000;overflow:hidden;padding:0px 3px 0px 3px;vertical-align:bottom;text-align:center;">23</td> </tr> <tr style="height:20px;"> <td data-sheets-value='{"1":2,"2":"Polycarbonate"}' style="border-left:1px solid #000000;overflow:hidden;padding:0px 3px 0px 3px;vertical-align:bottom;font-weight:bold;">Polycarbonate</td> <td data-sheets-value='{"1":2,"2":"Single-walled"}' style="overflow:hidden;padding:0px 3px 0px 3px;vertical-align:bottom;font-weight:bold;">Single-walled</td> <td data-sheets-value='{"1":2,"2":"Heatstop Opal (T)"}' style="border-right:1px solid #000000;overflow:hidden;padding:0px 3px 0px 3px;vertical-align:bottom;font-weight:bold;">Heatstop Opal (T)</td> <td data-sheets-numberformat='{"1":2,"2":"0.00","3":1}' data-sheets-value='{"1":3,"3":5.17}' style="overflow:hidden;padding:0px 3px 0px 3px;vertical-align:bottom;text-align:center;">5.17</td> <td data-sheets-numberformat='{"1":2,"2":"0","3":1}' data-sheets-value='{"1":3,"3":49}' style="overflow:hidden;padding:0px 3px 0px 3px;vertical-align:bottom;text-align:center;">49</td> <td data-sheets-numberformat='{"1":2,"2":"0","3":1}' data-sheets-value='{"1":3,"3":59}' style="overflow:hidden;padding:0px 3px 0px 3px;vertical-align:bottom;text-align:center;">59</td> <td data-sheets-numberformat='{"1":2,"2":"0","3":1}' data-sheets-value='{"1":2,"2":"-"}' style="border-right:1px solid #000000;overflow:hidden;padding:0px 3px 0px 3px;vertical-align:bottom;text-align:center;">-</td> </tr> <tr style="height:20px;"> <td data-sheets-value='{"1":2,"2":"Heatstop PC"}' style="border-left:1px solid #000000;overflow:hidden;padding:0px 3px 0px 3px;vertical-align:bottom;font-weight:bold;">Heatstop PC</td> <td data-sheets-value='{"1":2,"2":"Double-walled"}' style="overflow:hidden;padding:0px 3px 0px 3px;vertical-align:bottom;font-weight:bold;">Double-walled</td> <td data-sheets-value='{"1":2,"2":"Clear (T/H)"}' style="border-right:1px solid #000000;overflow:hidden;padding:0px 3px 0px 3px;vertical-align:bottom;font-weight:bold;">Clear (T/H)</td> <td data-sheets-numberformat='{"1":2,"2":"0.00","3":1}' data-sheets-value='{"1":3,"3":2.9}' style="overflow:hidden;padding:0px 3px 0px 3px;vertical-align:bottom;text-align:center;">2.90</td> <td data-sheets-numberformat='{"1":2,"2":"0","3":1}' data-sheets-value='{"1":3,"3":44}' style="overflow:hidden;padding:0px 3px 0px 3px;vertical-align:bottom;text-align:center;">44</td> <td data-sheets-numberformat='{"1":2,"2":"0","3":1}' data-sheets-value='{"1":3,"3":51}' style="overflow:hidden;padding:0px 3px 0px 3px;vertical-align:bottom;text-align:center;">51</td> <td data-sheets-numberformat='{"1":2,"2":"0","3":1}' data-sheets-value='{"1":3,"3":20}' style="border-right:1px solid #000000;overflow:hidden;padding:0px 3px 0px 3px;vertical-align:bottom;text-align:center;">20</td> </tr> <tr style="height:20px;"> <td style="border-left:1px solid #000000;overflow:hidden;padding:0px 3px 0px 3px;vertical-align:bottom;font-weight:bold;"></td> <td data-sheets-value='{"1":2,"2":"Double-walled"}' style="overflow:hidden;padding:0px 3px 0px 3px;vertical-align:bottom;font-weight:bold;">Double-walled</td> <td data-sheets-value='{"1":2,"2":"Opal (T/O)"}' style="border-right:1px solid #000000;overflow:hidden;padding:0px 3px 0px 3px;vertical-align:bottom;font-weight:bold;">Opal (T/O)</td> <td data-sheets-numberformat='{"1":2,"2":"0.00","3":1}' data-sheets-value='{"1":3,"3":2.9}' style="overflow:hidden;padding:0px 3px 0px 3px;vertical-align:bottom;text-align:center;">2.90</td> <td data-sheets-numberformat='{"1":2,"2":"0","3":1}' data-sheets-value='{"1":3,"3":41}' style="overflow:hidden;padding:0px 3px 0px 3px;vertical-align:bottom;text-align:center;">41</td> <td data-sheets-numberformat='{"1":2,"2":"0","3":1}' data-sheets-value='{"1":3,"3":45}' style="overflow:hidden;padding:0px 3px 0px 3px;vertical-align:bottom;text-align:center;">45</td> <td data-sheets-numberformat='{"1":2,"2":"0","3":1}' data-sheets-value='{"1":3,"3":20}' style="border-right:1px solid #000000;overflow:hidden;padding:0px 3px 0px 3px;vertical-align:bottom;text-align:center;">20</td> </tr> <tr style="height:20px;"> <td style="border-left:1px solid #000000;overflow:hidden;padding:0px 3px 0px 3px;vertical-align:bottom;font-weight:bold;"></td> <td data-sheets-value='{"1":2,"2":"Triple-walled"}' style="overflow:hidden; | skylux-160-ce-met-koepel-en-pvc-opstand-30-20-met-lm-motor-en-windvang-1000-x-1000-mm | 8586039263565 | 46872372019533
Smoke and heat exhaust (SHEV) | SHE system | Skylux | Skylux 160° CE with skylight and PVC curb 30/20 with LM-actuator and spoiler 1000 x 1300 mm |  | 26588 | 5412970265887 | 4022.05 | Yes | 30-45 | 73.82 | 1000 x 1300 mm | 1300 | 1000 |  | PVC 30/20 (30 cm high & roof opening = 20 cm larger than daylight size) | Rectangular | 5.17 W/m²K - 1.28 W/m²K | 87% - 32% | 90% - 32% | 20dB - 23dB | 160° CE (for industry) | skylight | with spoiler | E | Single actuator | Maximum four-walled skylight possible for this product | Ut-value LT-value g-value Rw-value EN 1873 : 2014 EN ISO 13468 EN 16153 EN 410 EN 410 EN ISO 140-3 Material Walls Shells (W/m²K) (%) (%) (dB) Acrylic Single-walled Clear (H) 5.17 90 87 - PMMA Single-walled Opal (O) 5.17 83 76 - Double-walled Clear (H/H) 2.90 81 75 20 Double-walled Opal (O/O) 2.90 69 58 20 Triple-walled Clear (H/H/H) 1.70 73 65 22 Triple-walled Opal (O/H/O) 1.70 62 51 22 Four-walled Clear (H/H/H/H) 1.28 64 54 23 Four-walled Opal (H/H/O/H) 1.28 59 48 23 Polycarbonate Single-walled Clear (A) 5.17 88 83 - PC Single-walled Opal (D) 5.17 58 60 - Double-walled Clear (A/H) 2.90 79 72 20 Double-walled Clear (A/A) 2.90 77 69 20 Double-walled Opal (A/O) 2.90 73 63 20 Double-walled Opal (A/D) 2.90 51 50 20 Triple-walled Clear (A/H/H) 1.70 71 63 22 Triple-walled Opal (A/O/O) 1.70 61 48 22 Four-walled Clear (A/H/H/H) 1.28 64 52 23 Four-walled Opal (A/H/O/H) 1.28 59 46 23 Polycarbonate Single-walled Heatstop Opal (T) 5.17 49 59 - Heatstop PC Double-walled Clear (T/H) 2.90 44 51 20 Double-walled Opal (T/O) 2.90 41 45 20 Triple-walled Clear (T/H/H) 1.70 40 <td data-sheets-numberformat='{"1":2,"2":"0","3":1}' data-sheets-value='{"1":3,"3":44}' style="overflow:hidden;paddin | https://skylux.eu/en/products/skylux-160-ce-met-koepel-en-pvc-opstand-30-20-met-lm-motor-en-windvang-1000-x-1300-mm | https://skylux.eu/cdn/shop/files/Skylux-160deg-CE-met-koepel-en-pvc-opstand-3020-met-LM-motor-en-windvang-1000-x-1300-mm-RWA-systeem.jpg?v=1702981414&width=1600 | https://skylux.eu/cdn/shop/files/e5a82811-1bb0-48e4-a776-cacb59c7c092_a8048367-98fc-4524-b255-33fe498dbe18.jpg?v=1688551371&width=1600 | //skylux.eu/cdn/shop/files/E_MH_Mounting_instructions_Skylux_160_CE_LM.pdf?v=12406716259046007223 | //skylux.eu/cdn/shop/files/E_TD_Technical_File_Skylux_Skylux_160_CE_Electric.pdf?v=3667116872303399239 | <style type="text/css" id="isPasted"> <!--td { border: 1px solid #cccccc; } br { mso-data-placement: same-cell; } --> </style> <table border="1" cellpadding="0" cellspacing="0" dir="ltr" style="table-layout:fixed;font-size:10pt;font-family:Arial;border-collapse:collapse;border:none;"><tbody> <tr style="height:20px;"> <td style="overflow:hidden;padding:0px 3px 0px 3px;vertical-align:bottom;"></td> <td style="overflow:hidden;padding:0px 3px 0px 3px;vertical-align:bottom;"></td> <td style="overflow:hidden;padding:0px 3px 0px 3px;vertical-align:bottom;"></td> <td data-sheets-value='{"1":2,"2":"Ut-value"}' style="overflow:hidden;padding:0px 3px 0px 3px;vertical-align:bottom;font-weight:bold;text-align:center;">Ut-value</td> <td data-sheets-value='{"1":2,"2":"LT-value"}' style="overflow:hidden;padding:0px 3px 0px 3px;vertical-align:bottom;font-weight:bold;text-align:center;">LT-value</td> <td data-sheets-value='{"1":2,"2":"g-value"}' style="overflow:hidden;padding:0px 3px 0px 3px;vertical-align:bottom;font-weight:bold;text-align:center;">g-value</td> <td data-sheets-value='{"1":2,"2":"Rw-value "}' style="overflow:hidden;padding:0px 3px 0px 3px;vertical-align:bottom;font-weight:bold;text-align:center;">Rw-value </td> </tr> <tr style="height:20px;"> <td style="overflow:hidden;padding:0px 3px 0px 3px;vertical-align:bottom;"></td> <td style="overflow:hidden;padding:0px 3px 0px 3px;vertical-align:bottom;"></td> <td style="overflow:hidden;padding:0px 3px 0px 3px;vertical-align:bottom;"></td> <td data-sheets-numberformat='{"1":2,"2":"0.00","3":1}' data-sheets-value='{"1":2,"2":"EN 1873 : 2014"}' style="overflow:hidden;padding:0px 3px 0px 3px;vertical-align:bottom;text-align:center;">EN 1873 : 2014</td> <td data-sheets-numberformat='{"1":2,"2":"0","3":1}' data-sheets-value='{"1":2,"2":"EN ISO 13468 EN 16153 EN 410"}' style="overflow:hidden;padding:0px 3px 0px 3px;vertical-align:bottom;text-align:center;">EN ISO 13468 EN 16153 EN 410</td> <td data-sheets-numberformat='{"1":2,"2":"0","3":1}' data-sheets-value='{"1":2,"2":"EN 410"}' style="overflow:hidden;padding:0px 3px 0px 3px;vertical-align:bottom;text-align:center;">EN 410</td> <td data-sheets-value='{"1":2,"2":"EN ISO 140-3\t\t"}' style="overflow:hidden;padding:0px 3px 0px 3px;vertical-align:bottom;text-align:center;">EN ISO 140-3 </td> </tr> <tr style="height:20px;"> <td data-sheets-value='{"1":2,"2":"Material"}' style="border-bottom:1px solid #000000;overflow:hidden;padding:0px 3px 0px 3px;vertical-align:bottom;background-color:#000000;font-weight:bold;color:#ffffff;">Material</td> <td data-sheets-value='{"1":2,"2":"Walls"}' style="border-bottom:1px solid #000000;overflow:hidden;padding:0px 3px 0px 3px;vertical-align:bottom;background-color:#000000;font-weight:bold;color:#ffffff;">Walls</td> <td data-sheets-value='{"1":2,"2":"Shells"}' style="border-bottom:1px solid #000000;overflow:hidden;padding:0px 3px 0px 3px;vertical-align:bottom;background-color:#000000;font-weight:bold;color:#ffffff;">Shells</td> <td data-sheets-numberformat='{"1":2,"2":"0.00","3":1}' data-sheets-value='{"1":2,"2":"(W/m²K)\t"}' style="border-bottom:1px solid #000000;overflow:hidden;padding:0px 3px 0px 3px;vertical-align:bottom;background-color:#000000;font-weight:bold;color:#ffffff;text-align:center;">(W/m²K) </td> <td data-sheets-numberformat='{"1":2,"2":"0","3":1}' data-sheets-value='{"1":2,"2":"(%)"}' style="border-bottom:1px solid #000000;overflow:hidden;padding:0px 3px 0px 3px;vertical-align:bottom;background-color:#000000;font-weight:bold;color:#ffffff;text-align:center;">(%)</td> <td data-sheets-numberformat='{"1":2,"2":"0","3":1}' data-sheets-value='{"1":2,"2":"(%)"}' style="border-bottom:1px solid #000000;overflow:hidden;padding:0px 3px 0px 3px;vertical-align:bottom;background-color:#000000;font-weight:bold;color:#ffffff;text-align:center;">(%)</td> <td data-sheets-value='{"1":2,"2":"(dB)"}' style="border-bottom:1px solid #000000;overflow:hidden;padding:0px 3px 0px 3px;vertical-align:bottom;background-color:#000000;font-weight:bold;color:#ffffff;text-align:center;">(dB)</td> </tr> <tr style="height:20px;"> <td data-sheets-value='{"1":2,"2":"Acrylic"}' style="border-left:1px solid #000000;overflow:hidden;padding:0px 3px 0px 3px;vertical-align:bottom;font-weight:bold;">Acrylic</td> <td data-sheets-value='{"1":2,"2":"Single-walled"}' style="overflow:hidden;padding:0px 3px 0px 3px;vertical-align:bottom;font-weight:bold;">Single-walled</td> <td data-sheets-value='{"1":2,"2":"Clear (H)"}' style="border-right:1px solid #000000;overflow:hidden;padding:0px 3px 0px 3px;vertical-align:bottom;font-weight:bold;">Clear (H)</td> <td data-sheets-numberformat='{"1":2,"2":"0.00","3":1}' data-sheets-value='{"1":3,"3":5.17}' style="overflow:hidden;padding:0px 3px 0px 3px;vertical-align:bottom;text-align:center;">5.17</td> <td data-sheets-numberformat='{"1":2,"2":"0","3":1}' data-sheets-value='{"1":3,"3":90}' style="overflow:hidden;padding:0px 3px 0px 3px;vertical-align:bottom;text-align:center;">90</td> <td data-sheets-numberformat='{"1":2,"2":"0","3":1}' data-sheets-value='{"1":3,"3":87}' style="overflow:hidden;padding:0px 3px 0px 3px;vertical-align:bottom;text-align:center;">87</td> <td data-sheets-numberformat='{"1":2,"2":"0","3":1}' data-sheets-value='{"1":2,"2":"-"}' style="border-right:1px solid #000000;overflow:hidden;padding:0px 3px 0px 3px;vertical-align:bottom;text-align:center;">-</td> </tr> <tr style="height:20px;"> <td data-sheets-value='{"1":2,"2":"PMMA"}' style="border-left:1px solid #000000;overflow:hidden;padding:0px 3px 0px 3px;vertical-align:bottom;font-weight:bold;">PMMA</td> <td data-sheets-value='{"1":2,"2":"Single-walled"}' style="overflow:hidden;padding:0px 3px 0px 3px;vertical-align:bottom;font-weight:bold;">Single-walled</td> <td data-sheets-value='{"1":2,"2":"Opal (O)"}' style="border-right:1px solid #000000;overflow:hidden;padding:0px 3px 0px 3px;vertical-align:bottom;font-weight:bold;">Opal (O)</td> <td data-sheets-numberformat='{"1":2,"2":"0.00","3":1}' data-sheets-value='{"1":3,"3":5.17}' style="overflow:hidden;padding:0px 3px 0px 3px;vertical-align:bottom;text-align:center;">5.17</td> <td data-sheets-numberformat='{"1":2,"2":"0","3":1}' data-sheets-value='{"1":3,"3":83}' style="overflow:hidden;padding:0px 3px 0px 3px;vertical-align:bottom;text-align:center;">83</td> <td data-sheets-numberformat='{"1":2,"2":"0","3":1}' data-sheets-value='{"1":3,"3":76}' style="overflow:hidden;padding:0px 3px 0px 3px;vertical-align:bottom;text-align:center;">76</td> <td data-sheets-numberformat='{"1":2,"2":"0","3":1}' data-sheets-value='{"1":2,"2":"-"}' style="border-right:1px solid #000000;overflow:hidden;padding:0px 3px 0px 3px;vertical-align:bottom;text-align:center;">-</td> </tr> <tr style="height:20px;"> <td style="border-left:1px solid #000000;overflow:hidden;padding:0px 3px 0px 3px;vertical-align:bottom;font-weight:bold;"></td> <td data-sheets-value='{"1":2,"2":"Double-walled"}' style="overflow:hidden;padding:0px 3px 0px 3px;vertical-align:bottom;font-weight:bold;">Double-walled</td> <td data-sheets-value='{"1":2,"2":"Clear (H/H)"}' style="border-right:1px solid #000000;overflow:hidden;padding:0px 3px 0px 3px;vertical-align:bottom;font-weight:bold;">Clear (H/H)</td> <td data-sheets-numberformat='{"1":2,"2":"0.00","3":1}' data-sheets-value='{"1":3,"3":2.9}' style="overflow:hidden;padding:0px 3px 0px 3px;vertical-align:bottom;text-align:center;">2.90</td> <td data-sheets-numberformat='{"1":2,"2":"0","3":1}' data-sheets-value='{"1":3,"3":81}' style="overflow:hidden;padding:0px 3px 0px 3px;vertical-align:bottom;text-align:center;">81</td> <td data-sheets-numberformat='{"1":2,"2":"0","3":1}' data-sheets-value='{"1":3,"3":75}' style="overflow:hidden;padding:0px 3px 0px 3px;vertical-align:bottom;text-align:center;">75</td> <td data-sheets-numberformat='{"1":2,"2":"0","3":1}' data-sheets-value='{"1":3,"3":20}' style="border-right:1px solid #000000;overflow:hidden;padding:0px 3px 0px 3px;vertical-align:bottom;text-align:center;">20</td> </tr> <tr style="height:20px;"> <td style="border-left:1px solid #000000;overflow:hidden;padding:0px 3px 0px 3px;vertical-align:bottom;font-weight:bold;"></td> <td data-sheets-value='{"1":2,"2":"Double-walled"}' style="overflow:hidden;padding:0px 3px 0px 3px;vertical-align:bottom;font-weight:bold;">Double-walled</td> <td data-sheets-value='{"1":2,"2":"Opal (O/O)"}' style="border-right:1px solid #000000;overflow:hidden;padding:0px 3px 0px 3px;vertical-align:bottom;font-weight:bold;">Opal (O/O)</td> <td data-sheets-numberformat='{"1":2,"2":"0.00","3":1}' data-sheets-value='{"1":3,"3":2.9}' style="overflow:hidden;padding:0px 3px 0px 3px;vertical-align:bottom;text-align:center;">2.90</td> <td data-sheets-numberformat='{"1":2,"2":"0","3":1}' data-sheets-value='{"1":3,"3":69}' style="overflow:hidden;padding:0px 3px 0px 3px;vertical-align:bottom;text-align:center;">69</td> <td data-sheets-numberformat='{"1":2,"2":"0","3":1}' data-sheets-value='{"1":3,"3":58}' style="overflow:hidden;padding:0px 3px 0px 3px;vertical-align:bottom;text-align:center;">58</td> <td data-sheets-numberformat='{"1":2,"2":"0","3":1}' data-sheets-value='{"1":3,"3":20}' style="border-right:1px solid #000000;overflow:hidden;padding:0px 3px 0px 3px;vertical-align:bottom;text-align:center;">20</td> </tr> <tr style="height:20px;"> <td style="border-left:1px solid #000000;overflow:hidden;padding:0px 3px 0px 3px;vertical-align:bottom;font-weight:bold;"></td> <td data-sheets-value='{"1":2,"2":"Triple-walled"}' style="overflow:hidden;padding:0px 3px 0px 3px;vertical-align:bottom;font-weight:bold;">Triple-walled</td> <td data-sheets-value='{"1":2,"2":"Clear (H/H/H)"}' style="border-right:1px solid #000000;overflow:hidden;padding:0px 3px 0px 3px;vertical-align:bottom;font-weight:bold;">Clear (H/H/H)</td> <td data-sheets-numberformat='{"1":2,"2":"0.00","3":1}' data-sheets-value='{"1":3,"3":1.7}' style="overflow:hidden;padding:0px 3px 0px 3px;vertical-align:bottom;text-align:center;">1.70</td> <td data-sheets-numberformat='{"1":2,"2":"0","3":1}' data-sheets-value='{"1":3,"3":73}' style="overflow:hidden;padding:0px 3px 0px 3px;vertical-align:bottom;text-align:center;">73</td> <td data-sheets-numberformat='{"1":2,"2":"0","3":1}' data-sheets-value='{"1":3,"3":65}' style="overflow:hidden;padding:0px 3px 0px 3px;vertical-align:bottom;text-align:center;">65</td> <td data-sheets-numberformat='{"1":2,"2":"0","3":1}' data-sheets-value='{"1":3,"3":22}' style="border-right:1px solid #000000;overflow:hidden;padding:0px 3px 0px 3px;vertical-align:bottom;text-align:center;">22</td> </tr> <tr style="height:20px;"> <td style="border-left:1px solid #000000;overflow:hidden;padding:0px 3px 0px 3px;vertical-align:bottom;font-weight:bold;"></td> <td data-sheets-value='{"1":2,"2":"Triple-walled"}' style="overflow:hidden;padding:0px 3px 0px 3px;vertical-align:bottom;font-weight:bold;">Triple-walled</td> <td data-sheets-value='{"1":2,"2":"Opal (O/H/O)"}' style="border-right:1px solid #000000;overflow:hidden;padding:0px 3px 0px 3px;vertical-align:bottom;font-weight:bold;">Opal (O/H/O)</td> <td data-sheets-numberformat='{"1":2,"2":"0.00","3":1}' data-sheets-value='{"1":3,"3":1.7}' style="overflow:hidden;padding:0px 3px 0px 3px;vertical-align:bottom;text-align:center;">1.70</td> <td data-sheets-numberformat='{"1":2,"2":"0","3":1}' data-sheets-value='{"1":3,"3":62}' style="overflow:hidden;padding:0px 3px 0px 3px;vertical-align:bottom;text-align:center;">62</td> <td data-sheets-numberformat='{"1":2,"2":"0","3":1}' data-sheets-value='{"1":3,"3":51}' style="overflow:hidden;padding:0px 3px 0px 3px;vertical-align:bottom;text-align:center;">51</td> <td data-sheets-numberformat='{"1":2,"2":"0","3":1}' data-sheets-value='{"1":3,"3":22}' style="border-right:1px solid #000000;overflow:hidden;padding:0px 3px 0px 3px;vertical-align:bottom;text-align:center;">22</td> </tr> <tr style="height:20px;"> <td style="border-left:1px solid #000000;overflow:hidden;padding:0px 3px 0px 3px;vertical-align:bottom;font-weight:bold;"></td> <td data-sheets-value='{"1":2,"2":"Four-walled"}' style="overflow:hidden;padding:0px 3px 0px 3px;vertical-align:bottom;font-weight:bold;">Four-walled</td> <td data-sheets-value='{"1":2,"2":"Clear (H/H/H/H)"}' style="border-right:1px solid #000000;overflow:hidden;padding:0px 3px 0px 3px;vertical-align:bottom;font-weight:bold;">Clear (H/H/H/H)</td> <td data-sheets-numberformat='{"1":2,"2":"0.00","3":1}' data-sheets-value='{"1":3,"3":1.28}' style="overflow:hidden;padding:0px 3px 0px 3px;vertical-align:bottom;text-align:center;">1.28</td> <td data-sheets-numberformat='{"1":2,"2":"0","3":1}' data-sheets-value='{"1":3,"3":64}' style="overflow:hidden;padding:0px 3px 0px 3px;vertical-align:bottom;text-align:center;">64</td> <td data-sheets-numberformat='{"1":2,"2":"0","3":1}' data-sheets-value='{"1":3,"3":54}' style="overflow:hidden;padding:0px 3px 0px 3px;vertical-align:bottom;text-align:center;">54</td> <td data-sheets-numberformat='{"1":2,"2":"0","3":1}' data-sheets-value='{"1":3,"3":23}' style="border-right:1px solid #000000;overflow:hidden;padding:0px 3px 0px 3px;vertical-align:bottom;text-align:center;">23</td> </tr> <tr style="height:20px;"> <td style="border-bottom:1px solid #000000;border-left:1px solid #000000;overflow:hidden;padding:0px 3px 0px 3px;vertical-align:bottom;"></td> <td data-sheets-value='{"1":2,"2":"Four-walled"}' style="border-bottom:1px solid #000000;overflow:hidden;padding:0px 3px 0px 3px;vertical-align:bottom;font-weight:bold;">Four-walled</td> <td data-sheets-value='{"1":2,"2":"Opal (H/H/O/H)"}' style="border-right:1px solid #000000;border-bottom:1px solid #000000;overflow:hidden;padding:0px 3px 0px 3px;vertical-align:bottom;font-weight:bold;">Opal (H/H/O/H)</td> <td data-sheets-numberformat='{"1":2,"2":"0.00","3":1}' data-sheets-value='{"1":3,"3":1.28}' style="border-bottom:1px solid #000000;overflow:hidden;padding:0px 3px 0px 3px;vertical-align:bottom;text-align:center;">1.28</td> <td data-sheets-numberformat='{"1":2,"2":"0","3":1}' data-sheets-value='{"1":3,"3":59}' style="border-bottom:1px solid #000000;overflow:hidden;padding:0px 3px 0px 3px;vertical-align:bottom;text-align:center;">59</td> <td data-sheets-numberformat='{"1":2,"2":"0","3":1}' data-sheets-value='{"1":3,"3":48}' style="border-bottom:1px solid #000000;overflow:hidden;padding:0px 3px 0px 3px;vertical-align:bottom;text-align:center;">48</td> <td data-sheets-numberformat='{"1":2,"2":"0","3":1}' data-sheets-value='{"1":3,"3":23}' style="border-right:1px solid #000000;border-bottom:1px solid #000000;overflow:hidden;padding:0px 3px 0px 3px;vertical-align:bottom;text-align:center;">23</td> </tr> <tr style="height:20px;"> <td data-sheets-value='{"1":2,"2":"Polycarbonate "}' style="border-left:1px solid #000000;overflow:hidden;padding:0px 3px 0px 3px;vertical-align:bottom;font-weight:bold;">Polycarbonate </td> <td data-sheets-value='{"1":2,"2":"Single-walled"}' style="overflow:hidden;padding:0px 3px 0px 3px;vertical-align:bottom;font-weight:bold;">Single-walled</td> <td data-sheets-value='{"1":2,"2":"Clear (A)"}' style="border-right:1px solid #000000;overflow:hidden;padding:0px 3px 0px 3px;vertical-align:bottom;font-weight:bold;">Clear (A)</td> <td data-sheets-numberformat='{"1":2,"2":"0.00","3":1}' data-sheets-value='{"1":3,"3":5.17}' style="overflow:hidden;padding:0px 3px 0px 3px;vertical-align:bottom;text-align:center;">5.17</td> <td data-sheets-numberformat='{"1":2,"2":"0","3":1}' data-sheets-value='{"1":3,"3":88}' style="overflow:hidden;padding:0px 3px 0px 3px;vertical-align:bottom;text-align:center;">88</td> <td data-sheets-numberformat='{"1":2,"2":"0","3":1}' data-sheets-value='{"1":3,"3":83}' style="overflow:hidden;padding:0px 3px 0px 3px;vertical-align:bottom;text-align:center;">83</td> <td data-sheets-numberformat='{"1":2,"2":"0","3":1}' data-sheets-value='{"1":2,"2":"-"}' style="border-right:1px solid #000000;overflow:hidden;padding:0px 3px 0px 3px;vertical-align:bottom;text-align:center;">-</td> </tr> <tr style="height:20px;"> <td data-sheets-value='{"1":2,"2":"PC"}' style="border-left:1px solid #000000;overflow:hidden;padding:0px 3px 0px 3px;vertical-align:bottom;font-weight:bold;">PC</td> <td data-sheets-value='{"1":2,"2":"Single-walled"}' style="overflow:hidden;padding:0px 3px 0px 3px;vertical-align:bottom;font-weight:bold;">Single-walled</td> <td data-sheets-value='{"1":2,"2":"Opal (D)"}' style="border-right:1px solid #000000;overflow:hidden;padding:0px 3px 0px 3px;vertical-align:bottom;font-weight:bold;">Opal (D)</td> <td data-sheets-numberformat='{"1":2,"2":"0.00","3":1}' data-sheets-value='{"1":3,"3":5.17}' style="overflow:hidden;padding:0px 3px 0px 3px;vertical-align:bottom;text-align:center;">5.17</td> <td data-sheets-numberformat='{"1":2,"2":"0","3":1}' data-sheets-value='{"1":3,"3":58}' style="overflow:hidden;padding:0px 3px 0px 3px;vertical-align:bottom;text-align:center;">58</td> <td data-sheets-numberformat='{"1":2,"2":"0","3":1}' data-sheets-value='{"1":3,"3":60}' style="overflow:hidden;padding:0px 3px 0px 3px;vertical-align:bottom;text-align:center;">60</td> <td data-sheets-numberformat='{"1":2,"2":"0","3":1}' data-sheets-value='{"1":2,"2":"-"}' style="border-right:1px solid #000000;overflow:hidden;padding:0px 3px 0px 3px;vertical-align:bottom;text-align:center;">-</td> </tr> <tr style="height:20px;"> <td style="border-left:1px solid #000000;overflow:hidden;padding:0px 3px 0px 3px;vertical-align:bottom;font-weight:bold;"></td> <td data-sheets-value='{"1":2,"2":"Double-walled"}' style="overflow:hidden;padding:0px 3px 0px 3px;vertical-align:bottom;font-weight:bold;">Double-walled</td> <td data-sheets-value='{"1":2,"2":"Clear (A/H)"}' style="border-right:1px solid #000000;overflow:hidden;padding:0px 3px 0px 3px;vertical-align:bottom;font-weight:bold;">Clear (A/H)</td> <td data-sheets-numberformat='{"1":2,"2":"0.00","3":1}' data-sheets-value='{"1":3,"3":2.9}' style="overflow:hidden;padding:0px 3px 0px 3px;vertical-align:bottom;text-align:center;">2.90</td> <td data-sheets-numberformat='{"1":2,"2":"0","3":1}' data-sheets-value='{"1":3,"3":79}' style="overflow:hidden;padding:0px 3px 0px 3px;vertical-align:bottom;text-align:center;">79</td> <td data-sheets-numberformat='{"1":2,"2":"0","3":1}' data-sheets-value='{"1":3,"3":72}' style="overflow:hidden;padding:0px 3px 0px 3px;vertical-align:bottom;text-align:center;">72</td> <td data-sheets-numberformat='{"1":2,"2":"0","3":1}' data-sheets-value='{"1":3,"3":20}' style="border-right:1px solid #000000;overflow:hidden;padding:0px 3px 0px 3px;vertical-align:bottom;text-align:center;">20</td> </tr> <tr style="height:20px;"> <td style="border-left:1px solid #000000;overflow:hidden;padding:0px 3px 0px 3px;vertical-align:bottom;font-weight:bold;"></td> <td data-sheets-value='{"1":2,"2":"Double-walled"}' style="overflow:hidden;padding:0px 3px 0px 3px;vertical-align:bottom;font-weight:bold;">Double-walled</td> <td data-sheets-value='{"1":2,"2":"Clear (A/A)"}' style="border-right:1px solid #000000;overflow:hidden;padding:0px 3px 0px 3px;vertical-align:bottom;font-weight:bold;">Clear (A/A)</td> <td data-sheets-numberformat='{"1":2,"2":"0.00","3":1}' data-sheets-value='{"1":3,"3":2.9}' style="overflow:hidden;padding:0px 3px 0px 3px;vertical-align:bottom;text-align:center;">2.90</td> <td data-sheets-numberformat='{"1":2,"2":"0","3":1}' data-sheets-value='{"1":3,"3":77}' style="overflow:hidden;padding:0px 3px 0px 3px;vertical-align:bottom;text-align:center;">77</td> <td data-sheets-numberformat='{"1":2,"2":"0","3":1}' data-sheets-value='{"1":3,"3":69}' style="overflow:hidden;padding:0px 3px 0px 3px;vertical-align:bottom;text-align:center;">69</td> <td data-sheets-numberformat='{"1":2,"2":"0","3":1}' data-sheets-value='{"1":3,"3":20}' style="border-right:1px solid #000000;overflow:hidden;padding:0px 3px 0px 3px;vertical-align:bottom;text-align:center;">20</td> </tr> <tr style="height:20px;"> <td style="border-left:1px solid #000000;overflow:hidden;padding:0px 3px 0px 3px;vertical-align:bottom;font-weight:bold;"></td> <td data-sheets-value='{"1":2,"2":"Double-walled"}' style="overflow:hidden;padding:0px 3px 0px 3px;vertical-align:bottom;font-weight:bold;">Double-walled</td> <td data-sheets-value='{"1":2,"2":"Opal (A/O)"}' style="border-right:1px solid #000000;overflow:hidden;padding:0px 3px 0px 3px;vertical-align:bottom;font-weight:bold;">Opal (A/O)</td> <td data-sheets-numberformat='{"1":2,"2":"0.00","3":1}' data-sheets-value='{"1":3,"3":2.9}' style="overflow:hidden;padding:0px 3px 0px 3px;vertical-align:bottom;text-align:center;">2.90</td> <td data-sheets-numberformat='{"1":2,"2":"0","3":1}' data-sheets-value='{"1":3,"3":73}' style="overflow:hidden;padding:0px 3px 0px 3px;vertical-align:bottom;text-align:center;">73</td> <td data-sheets-numberformat='{"1":2,"2":"0","3":1}' data-sheets-value='{"1":3,"3":63}' style="overflow:hidden;padding:0px 3px 0px 3px;vertical-align:bottom;text-align:center;">63</td> <td data-sheets-numberformat='{"1":2,"2":"0","3":1}' data-sheets-value='{"1":3,"3":20}' style="border-right:1px solid #000000;overflow:hidden;padding:0px 3px 0px 3px;vertical-align:bottom;text-align:center;">20</td> </tr> <tr style="height:20px;"> <td style="border-left:1px solid #000000;overflow:hidden;padding:0px 3px 0px 3px;vertical-align:bottom;font-weight:bold;"></td> <td data-sheets-value='{"1":2,"2":"Double-walled"}' style="overflow:hidden;padding:0px 3px 0px 3px;vertical-align:bottom;font-weight:bold;">Double-walled</td> <td data-sheets-value='{"1":2,"2":"Opal (A/D)"}' style="border-right:1px solid #000000;overflow:hidden;padding:0px 3px 0px 3px;vertical-align:bottom;font-weight:bold;">Opal (A/D)</td> <td data-sheets-numberformat='{"1":2,"2":"0.00","3":1}' data-sheets-value='{"1":3,"3":2.9}' style="overflow:hidden;padding:0px 3px 0px 3px;vertical-align:bottom;text-align:center;">2.90</td> <td data-sheets-numberformat='{"1":2,"2":"0","3":1}' data-sheets-value='{"1":3,"3":51}' style="overflow:hidden;padding:0px 3px 0px 3px;vertical-align:bottom;text-align:center;">51</td> <td data-sheets-numberformat='{"1":2,"2":"0","3":1}' data-sheets-value='{"1":3,"3":50}' style="overflow:hidden;padding:0px 3px 0px 3px;vertical-align:bottom;text-align:center;">50</td> <td data-sheets-numberformat='{"1":2,"2":"0","3":1}' data-sheets-value='{"1":3,"3":20}' style="border-right:1px solid #000000;overflow:hidden;padding:0px 3px 0px 3px;vertical-align:bottom;text-align:center;">20</td> </tr> <tr style="height:20px;"> <td style="border-left:1px solid #000000;overflow:hidden;padding:0px 3px 0px 3px;vertical-align:bottom;font-weight:bold;"></td> <td data-sheets-value='{"1":2,"2":"Triple-walled"}' style="overflow:hidden;padding:0px 3px 0px 3px;vertical-align:bottom;font-weight:bold;">Triple-walled</td> <td data-sheets-value='{"1":2,"2":"Clear (A/H/H)"}' style="border-right:1px solid #000000;overflow:hidden;padding:0px 3px 0px 3px;vertical-align:bottom;font-weight:bold;">Clear (A/H/H)</td> <td data-sheets-numberformat='{"1":2,"2":"0.00","3":1}' data-sheets-value='{"1":3,"3":1.7}' style="overflow:hidden;padding:0px 3px 0px 3px;vertical-align:bottom;text-align:center;">1.70</td> <td data-sheets-numberformat='{"1":2,"2":"0","3":1}' data-sheets-value='{"1":3,"3":71}' style="overflow:hidden;padding:0px 3px 0px 3px;vertical-align:bottom;text-align:center;">71</td> <td data-sheets-numberformat='{"1":2,"2":"0","3":1}' data-sheets-value='{"1":3,"3":63}' style="overflow:hidden;padding:0px 3px 0px 3px;vertical-align:bottom;text-align:center;">63</td> <td data-sheets-numberformat='{"1":2,"2":"0","3":1}' data-sheets-value='{"1":3,"3":22}' style="border-right:1px solid #000000;overflow:hidden;padding:0px 3px 0px 3px;vertical-align:bottom;text-align:center;">22</td> </tr> <tr style="height:20px;"> <td style="border-left:1px solid #000000;overflow:hidden;padding:0px 3px 0px 3px;vertical-align:bottom;font-weight:bold;"></td> <td data-sheets-value='{"1":2,"2":"Triple-walled"}' style="overflow:hidden;padding:0px 3px 0px 3px;vertical-align:bottom;font-weight:bold;">Triple-walled</td> <td data-sheets-value='{"1":2,"2":"Opal (A/O/O)"}' style="border-right:1px solid #000000;overflow:hidden;padding:0px 3px 0px 3px;vertical-align:bottom;font-weight:bold;">Opal (A/O/O)</td> <td data-sheets-numberformat='{"1":2,"2":"0.00","3":1}' data-sheets-value='{"1":3,"3":1.7}' style="overflow:hidden;padding:0px 3px 0px 3px;vertical-align:bottom;text-align:center;">1.70</td> <td data-sheets-numberformat='{"1":2,"2":"0","3":1}' data-sheets-value='{"1":3,"3":61}' style="overflow:hidden;padding:0px 3px 0px 3px;vertical-align:bottom;text-align:center;">61</td> <td data-sheets-numberformat='{"1":2,"2":"0","3":1}' data-sheets-value='{"1":3,"3":48}' style="overflow:hidden;padding:0px 3px 0px 3px;vertical-align:bottom;text-align:center;">48</td> <td data-sheets-numberformat='{"1":2,"2":"0","3":1}' data-sheets-value='{"1":3,"3":22}' style="border-right:1px solid #000000;overflow:hidden;padding:0px 3px 0px 3px;vertical-align:bottom;text-align:center;">22</td> </tr> <tr style="height:20px;"> <td style="border-left:1px solid #000000;overflow:hidden;padding:0px 3px 0px 3px;vertical-align:bottom;font-weight:bold;"></td> <td data-sheets-value='{"1":2,"2":"Four-walled"}' style="overflow:hidden;padding:0px 3px 0px 3px;vertical-align:bottom;font-weight:bold;">Four-walled</td> <td data-sheets-value='{"1":2,"2":"Clear (A/H/H/H)"}' style="border-right:1px solid #000000;overflow:hidden;padding:0px 3px 0px 3px;vertical-align:bottom;font-weight:bold;">Clear (A/H/H/H)</td> <td data-sheets-numberformat='{"1":2,"2":"0.00","3":1}' data-sheets-value='{"1":3,"3":1.28}' style="overflow:hidden;padding:0px 3px 0px 3px;vertical-align:bottom;text-align:center;">1.28</td> <td data-sheets-numberformat='{"1":2,"2":"0","3":1}' data-sheets-value='{"1":3,"3":64}' style="overflow:hidden;padding:0px 3px 0px 3px;vertical-align:bottom;text-align:center;">64</td> <td data-sheets-numberformat='{"1":2,"2":"0","3":1}' data-sheets-value='{"1":3,"3":52}' style="overflow:hidden;padding:0px 3px 0px 3px;vertical-align:bottom;text-align:center;">52</td> <td data-sheets-numberformat='{"1":2,"2":"0","3":1}' data-sheets-value='{"1":3,"3":23}' style="border-right:1px solid #000000;overflow:hidden;padding:0px 3px 0px 3px;vertical-align:bottom;text-align:center;">23</td> </tr> <tr style="height:20px;"> <td style="border-bottom:1px solid #000000;border-left:1px solid #000000;overflow:hidden;padding:0px 3px 0px 3px;vertical-align:bottom;"></td> <td data-sheets-value='{"1":2,"2":"Four-walled"}' style="border-bottom:1px solid #000000;overflow:hidden;padding:0px 3px 0px 3px;vertical-align:bottom;font-weight:bold;">Four-walled</td> <td data-sheets-value='{"1":2,"2":"Opal (A/H/O/H)"}' style="border-right:1px solid #000000;border-bottom:1px solid #000000;overflow:hidden;padding:0px 3px 0px 3px;vertical-align:bottom;font-weight:bold;">Opal (A/H/O/H)</td> <td data-sheets-numberformat='{"1":2,"2":"0.00","3":1}' data-sheets-value='{"1":3,"3":1.28}' style="border-bottom:1px solid #000000;overflow:hidden;padding:0px 3px 0px 3px;vertical-align:bottom;text-align:center;">1.28</td> <td data-sheets-numberformat='{"1":2,"2":"0","3":1}' data-sheets-value='{"1":3,"3":59}' style="border-bottom:1px solid #000000;overflow:hidden;padding:0px 3px 0px 3px;vertical-align:bottom;text-align:center;">59</td> <td data-sheets-numberformat='{"1":2,"2":"0","3":1}' data-sheets-value='{"1":3,"3":46}' style="border-bottom:1px solid #000000;overflow:hidden;padding:0px 3px 0px 3px;vertical-align:bottom;text-align:center;">46</td> <td data-sheets-numberformat='{"1":2,"2":"0","3":1}' data-sheets-value='{"1":3,"3":23}' style="border-right:1px solid #000000;border-bottom:1px solid #000000;overflow:hidden;padding:0px 3px 0px 3px;vertical-align:bottom;text-align:center;">23</td> </tr> <tr style="height:20px;"> <td data-sheets-value='{"1":2,"2":"Polycarbonate"}' style="border-left:1px solid #000000;overflow:hidden;padding:0px 3px 0px 3px;vertical-align:bottom;font-weight:bold;">Polycarbonate</td> <td data-sheets-value='{"1":2,"2":"Single-walled"}' style="overflow:hidden;padding:0px 3px 0px 3px;vertical-align:bottom;font-weight:bold;">Single-walled</td> <td data-sheets-value='{"1":2,"2":"Heatstop Opal (T)"}' style="border-right:1px solid #000000;overflow:hidden;padding:0px 3px 0px 3px;vertical-align:bottom;font-weight:bold;">Heatstop Opal (T)</td> <td data-sheets-numberformat='{"1":2,"2":"0.00","3":1}' data-sheets-value='{"1":3,"3":5.17}' style="overflow:hidden;padding:0px 3px 0px 3px;vertical-align:bottom;text-align:center;">5.17</td> <td data-sheets-numberformat='{"1":2,"2":"0","3":1}' data-sheets-value='{"1":3,"3":49}' style="overflow:hidden;padding:0px 3px 0px 3px;vertical-align:bottom;text-align:center;">49</td> <td data-sheets-numberformat='{"1":2,"2":"0","3":1}' data-sheets-value='{"1":3,"3":59}' style="overflow:hidden;padding:0px 3px 0px 3px;vertical-align:bottom;text-align:center;">59</td> <td data-sheets-numberformat='{"1":2,"2":"0","3":1}' data-sheets-value='{"1":2,"2":"-"}' style="border-right:1px solid #000000;overflow:hidden;padding:0px 3px 0px 3px;vertical-align:bottom;text-align:center;">-</td> </tr> <tr style="height:20px;"> <td data-sheets-value='{"1":2,"2":"Heatstop PC"}' style="border-left:1px solid #000000;overflow:hidden;padding:0px 3px 0px 3px;vertical-align:bottom;font-weight:bold;">Heatstop PC</td> <td data-sheets-value='{"1":2,"2":"Double-walled"}' style="overflow:hidden;padding:0px 3px 0px 3px;vertical-align:bottom;font-weight:bold;">Double-walled</td> <td data-sheets-value='{"1":2,"2":"Clear (T/H)"}' style="border-right:1px solid #000000;overflow:hidden;padding:0px 3px 0px 3px;vertical-align:bottom;font-weight:bold;">Clear (T/H)</td> <td data-sheets-numberformat='{"1":2,"2":"0.00","3":1}' data-sheets-value='{"1":3,"3":2.9}' style="overflow:hidden;padding:0px 3px 0px 3px;vertical-align:bottom;text-align:center;">2.90</td> <td data-sheets-numberformat='{"1":2,"2":"0","3":1}' data-sheets-value='{"1":3,"3":44}' style="overflow:hidden;padding:0px 3px 0px 3px;vertical-align:bottom;text-align:center;">44</td> <td data-sheets-numberformat='{"1":2,"2":"0","3":1}' data-sheets-value='{"1":3,"3":51}' style="overflow:hidden;padding:0px 3px 0px 3px;vertical-align:bottom;text-align:center;">51</td> <td data-sheets-numberformat='{"1":2,"2":"0","3":1}' data-sheets-value='{"1":3,"3":20}' style="border-right:1px solid #000000;overflow:hidden;padding:0px 3px 0px 3px;vertical-align:bottom;text-align:center;">20</td> </tr> <tr style="height:20px;"> <td style="border-left:1px solid #000000;overflow:hidden;padding:0px 3px 0px 3px;vertical-align:bottom;font-weight:bold;"></td> <td data-sheets-value='{"1":2,"2":"Double-walled"}' style="overflow:hidden;padding:0px 3px 0px 3px;vertical-align:bottom;font-weight:bold;">Double-walled</td> <td data-sheets-value='{"1":2,"2":"Opal (T/O)"}' style="border-right:1px solid #000000;overflow:hidden;padding:0px 3px 0px 3px;vertical-align:bottom;font-weight:bold;">Opal (T/O)</td> <td data-sheets-numberformat='{"1":2,"2":"0.00","3":1}' data-sheets-value='{"1":3,"3":2.9}' style="overflow:hidden;padding:0px 3px 0px 3px;vertical-align:bottom;text-align:center;">2.90</td> <td data-sheets-numberformat='{"1":2,"2":"0","3":1}' data-sheets-value='{"1":3,"3":41}' style="overflow:hidden;padding:0px 3px 0px 3px;vertical-align:bottom;text-align:center;">41</td> <td data-sheets-numberformat='{"1":2,"2":"0","3":1}' data-sheets-value='{"1":3,"3":45}' style="overflow:hidden;padding:0px 3px 0px 3px;vertical-align:bottom;text-align:center;">45</td> <td data-sheets-numberformat='{"1":2,"2":"0","3":1}' data-sheets-value='{"1":3,"3":20}' style="border-right:1px solid #000000;overflow:hidden;padding:0px 3px 0px 3px;vertical-align:bottom;text-align:center;">20</td> </tr> <tr style="height:20px;"> <td style="border-left:1px solid #000000;overflow:hidden;padding:0px 3px 0px 3px;vertical-align:bottom;font-weight:bold;"></td> <td data-sheets-value='{"1":2,"2":"Triple-walled"}' style="overflow:hidden; | skylux-160-ce-met-koepel-en-pvc-opstand-30-20-met-lm-motor-en-windvang-1000-x-1300-mm | 8586039296333 | 46872372052301
Smoke and heat exhaust (SHEV) | SHE system | Skylux | Skylux 160° CE with skylight and PVC curb 30/20 with LM-actuator and spoiler 1000 x 1500 mm |  | 50514 | 5412970505143 | 4179.35 | Yes | 30-45 | 76.55 | 1000 x 1500 mm | 1500 | 1000 |  | PVC 30/20 (30 cm high & roof opening = 20 cm larger than daylight size) | Rectangular | 5.17 W/m²K - 1.28 W/m²K | 87% - 32% | 90% - 32% | 20dB - 23dB | 160° CE (for industry) | skylight | with spoiler | E | Single actuator | Maximum four-walled skylight possible for this product | Ut-value LT-value g-value Rw-value EN 1873 : 2014 EN ISO 13468 EN 16153 EN 410 EN 410 EN ISO 140-3 Material Walls Shells (W/m²K) (%) (%) (dB) Acrylic Single-walled Clear (H) 5.17 90 87 - PMMA Single-walled Opal (O) 5.17 83 76 - Double-walled Clear (H/H) 2.90 81 75 20 Double-walled Opal (O/O) 2.90 69 58 20 Triple-walled Clear (H/H/H) 1.70 73 65 22 Triple-walled Opal (O/H/O) 1.70 62 51 22 Four-walled Clear (H/H/H/H) 1.28 64 54 23 Four-walled Opal (H/H/O/H) 1.28 59 48 23 Polycarbonate Single-walled Clear (A) 5.17 88 83 - PC Single-walled Opal (D) 5.17 58 60 - Double-walled Clear (A/H) 2.90 79 72 20 Double-walled Clear (A/A) 2.90 77 69 20 Double-walled Opal (A/O) 2.90 73 63 20 Double-walled Opal (A/D) 2.90 51 50 20 Triple-walled Clear (A/H/H) 1.70 71 63 22 Triple-walled Opal (A/O/O) 1.70 61 48 22 Four-walled Clear (A/H/H/H) 1.28 64 52 23 Four-walled Opal (A/H/O/H) 1.28 59 46 23 Polycarbonate Single-walled Heatstop Opal (T) 5.17 49 59 - Heatstop PC Double-walled Clear (T/H) 2.90 44 51 20 Double-walled Opal (T/O) 2.90 41 45 20 Triple-walled Clear (T/H/H) 1.70 40 <td data-sheets-numberformat='{"1":2,"2":"0","3":1}' data-sheets-value='{"1":3,"3":44}' style="overflow:hidden;paddin | https://skylux.eu/en/products/skylux-160-ce-met-koepel-en-pvc-opstand-30-20-met-lm-motor-en-windvang-1000-x-1500-mm | https://skylux.eu/cdn/shop/files/Skylux-160deg-CE-met-koepel-en-pvc-opstand-3020-met-LM-motor-en-windvang-1000-x-1500-mm-RWA-systeem.jpg?v=1702981420&width=1600 | https://skylux.eu/cdn/shop/files/e5a82811-1bb0-48e4-a776-cacb59c7c092_ec36a122-b3d5-41c6-9d0e-6b77a66185f4.jpg?v=1688551372&width=1600 | //skylux.eu/cdn/shop/files/E_MH_Mounting_instructions_Skylux_160_CE_LM.pdf?v=12406716259046007223 | //skylux.eu/cdn/shop/files/E_TD_Technical_File_Skylux_Skylux_160_CE_Electric.pdf?v=3667116872303399239 | <style type="text/css" id="isPasted"> <!--td { border: 1px solid #cccccc; } br { mso-data-placement: same-cell; } --> </style> <table border="1" cellpadding="0" cellspacing="0" dir="ltr" style="table-layout:fixed;font-size:10pt;font-family:Arial;border-collapse:collapse;border:none;"><tbody> <tr style="height:20px;"> <td style="overflow:hidden;padding:0px 3px 0px 3px;vertical-align:bottom;"></td> <td style="overflow:hidden;padding:0px 3px 0px 3px;vertical-align:bottom;"></td> <td style="overflow:hidden;padding:0px 3px 0px 3px;vertical-align:bottom;"></td> <td data-sheets-value='{"1":2,"2":"Ut-value"}' style="overflow:hidden;padding:0px 3px 0px 3px;vertical-align:bottom;font-weight:bold;text-align:center;">Ut-value</td> <td data-sheets-value='{"1":2,"2":"LT-value"}' style="overflow:hidden;padding:0px 3px 0px 3px;vertical-align:bottom;font-weight:bold;text-align:center;">LT-value</td> <td data-sheets-value='{"1":2,"2":"g-value"}' style="overflow:hidden;padding:0px 3px 0px 3px;vertical-align:bottom;font-weight:bold;text-align:center;">g-value</td> <td data-sheets-value='{"1":2,"2":"Rw-value "}' style="overflow:hidden;padding:0px 3px 0px 3px;vertical-align:bottom;font-weight:bold;text-align:center;">Rw-value </td> </tr> <tr style="height:20px;"> <td style="overflow:hidden;padding:0px 3px 0px 3px;vertical-align:bottom;"></td> <td style="overflow:hidden;padding:0px 3px 0px 3px;vertical-align:bottom;"></td> <td style="overflow:hidden;padding:0px 3px 0px 3px;vertical-align:bottom;"></td> <td data-sheets-numberformat='{"1":2,"2":"0.00","3":1}' data-sheets-value='{"1":2,"2":"EN 1873 : 2014"}' style="overflow:hidden;padding:0px 3px 0px 3px;vertical-align:bottom;text-align:center;">EN 1873 : 2014</td> <td data-sheets-numberformat='{"1":2,"2":"0","3":1}' data-sheets-value='{"1":2,"2":"EN ISO 13468 EN 16153 EN 410"}' style="overflow:hidden;padding:0px 3px 0px 3px;vertical-align:bottom;text-align:center;">EN ISO 13468 EN 16153 EN 410</td> <td data-sheets-numberformat='{"1":2,"2":"0","3":1}' data-sheets-value='{"1":2,"2":"EN 410"}' style="overflow:hidden;padding:0px 3px 0px 3px;vertical-align:bottom;text-align:center;">EN 410</td> <td data-sheets-value='{"1":2,"2":"EN ISO 140-3\t\t"}' style="overflow:hidden;padding:0px 3px 0px 3px;vertical-align:bottom;text-align:center;">EN ISO 140-3 </td> </tr> <tr style="height:20px;"> <td data-sheets-value='{"1":2,"2":"Material"}' style="border-bottom:1px solid #000000;overflow:hidden;padding:0px 3px 0px 3px;vertical-align:bottom;background-color:#000000;font-weight:bold;color:#ffffff;">Material</td> <td data-sheets-value='{"1":2,"2":"Walls"}' style="border-bottom:1px solid #000000;overflow:hidden;padding:0px 3px 0px 3px;vertical-align:bottom;background-color:#000000;font-weight:bold;color:#ffffff;">Walls</td> <td data-sheets-value='{"1":2,"2":"Shells"}' style="border-bottom:1px solid #000000;overflow:hidden;padding:0px 3px 0px 3px;vertical-align:bottom;background-color:#000000;font-weight:bold;color:#ffffff;">Shells</td> <td data-sheets-numberformat='{"1":2,"2":"0.00","3":1}' data-sheets-value='{"1":2,"2":"(W/m²K)\t"}' style="border-bottom:1px solid #000000;overflow:hidden;padding:0px 3px 0px 3px;vertical-align:bottom;background-color:#000000;font-weight:bold;color:#ffffff;text-align:center;">(W/m²K) </td> <td data-sheets-numberformat='{"1":2,"2":"0","3":1}' data-sheets-value='{"1":2,"2":"(%)"}' style="border-bottom:1px solid #000000;overflow:hidden;padding:0px 3px 0px 3px;vertical-align:bottom;background-color:#000000;font-weight:bold;color:#ffffff;text-align:center;">(%)</td> <td data-sheets-numberformat='{"1":2,"2":"0","3":1}' data-sheets-value='{"1":2,"2":"(%)"}' style="border-bottom:1px solid #000000;overflow:hidden;padding:0px 3px 0px 3px;vertical-align:bottom;background-color:#000000;font-weight:bold;color:#ffffff;text-align:center;">(%)</td> <td data-sheets-value='{"1":2,"2":"(dB)"}' style="border-bottom:1px solid #000000;overflow:hidden;padding:0px 3px 0px 3px;vertical-align:bottom;background-color:#000000;font-weight:bold;color:#ffffff;text-align:center;">(dB)</td> </tr> <tr style="height:20px;"> <td data-sheets-value='{"1":2,"2":"Acrylic"}' style="border-left:1px solid #000000;overflow:hidden;padding:0px 3px 0px 3px;vertical-align:bottom;font-weight:bold;">Acrylic</td> <td data-sheets-value='{"1":2,"2":"Single-walled"}' style="overflow:hidden;padding:0px 3px 0px 3px;vertical-align:bottom;font-weight:bold;">Single-walled</td> <td data-sheets-value='{"1":2,"2":"Clear (H)"}' style="border-right:1px solid #000000;overflow:hidden;padding:0px 3px 0px 3px;vertical-align:bottom;font-weight:bold;">Clear (H)</td> <td data-sheets-numberformat='{"1":2,"2":"0.00","3":1}' data-sheets-value='{"1":3,"3":5.17}' style="overflow:hidden;padding:0px 3px 0px 3px;vertical-align:bottom;text-align:center;">5.17</td> <td data-sheets-numberformat='{"1":2,"2":"0","3":1}' data-sheets-value='{"1":3,"3":90}' style="overflow:hidden;padding:0px 3px 0px 3px;vertical-align:bottom;text-align:center;">90</td> <td data-sheets-numberformat='{"1":2,"2":"0","3":1}' data-sheets-value='{"1":3,"3":87}' style="overflow:hidden;padding:0px 3px 0px 3px;vertical-align:bottom;text-align:center;">87</td> <td data-sheets-numberformat='{"1":2,"2":"0","3":1}' data-sheets-value='{"1":2,"2":"-"}' style="border-right:1px solid #000000;overflow:hidden;padding:0px 3px 0px 3px;vertical-align:bottom;text-align:center;">-</td> </tr> <tr style="height:20px;"> <td data-sheets-value='{"1":2,"2":"PMMA"}' style="border-left:1px solid #000000;overflow:hidden;padding:0px 3px 0px 3px;vertical-align:bottom;font-weight:bold;">PMMA</td> <td data-sheets-value='{"1":2,"2":"Single-walled"}' style="overflow:hidden;padding:0px 3px 0px 3px;vertical-align:bottom;font-weight:bold;">Single-walled</td> <td data-sheets-value='{"1":2,"2":"Opal (O)"}' style="border-right:1px solid #000000;overflow:hidden;padding:0px 3px 0px 3px;vertical-align:bottom;font-weight:bold;">Opal (O)</td> <td data-sheets-numberformat='{"1":2,"2":"0.00","3":1}' data-sheets-value='{"1":3,"3":5.17}' style="overflow:hidden;padding:0px 3px 0px 3px;vertical-align:bottom;text-align:center;">5.17</td> <td data-sheets-numberformat='{"1":2,"2":"0","3":1}' data-sheets-value='{"1":3,"3":83}' style="overflow:hidden;padding:0px 3px 0px 3px;vertical-align:bottom;text-align:center;">83</td> <td data-sheets-numberformat='{"1":2,"2":"0","3":1}' data-sheets-value='{"1":3,"3":76}' style="overflow:hidden;padding:0px 3px 0px 3px;vertical-align:bottom;text-align:center;">76</td> <td data-sheets-numberformat='{"1":2,"2":"0","3":1}' data-sheets-value='{"1":2,"2":"-"}' style="border-right:1px solid #000000;overflow:hidden;padding:0px 3px 0px 3px;vertical-align:bottom;text-align:center;">-</td> </tr> <tr style="height:20px;"> <td style="border-left:1px solid #000000;overflow:hidden;padding:0px 3px 0px 3px;vertical-align:bottom;font-weight:bold;"></td> <td data-sheets-value='{"1":2,"2":"Double-walled"}' style="overflow:hidden;padding:0px 3px 0px 3px;vertical-align:bottom;font-weight:bold;">Double-walled</td> <td data-sheets-value='{"1":2,"2":"Clear (H/H)"}' style="border-right:1px solid #000000;overflow:hidden;padding:0px 3px 0px 3px;vertical-align:bottom;font-weight:bold;">Clear (H/H)</td> <td data-sheets-numberformat='{"1":2,"2":"0.00","3":1}' data-sheets-value='{"1":3,"3":2.9}' style="overflow:hidden;padding:0px 3px 0px 3px;vertical-align:bottom;text-align:center;">2.90</td> <td data-sheets-numberformat='{"1":2,"2":"0","3":1}' data-sheets-value='{"1":3,"3":81}' style="overflow:hidden;padding:0px 3px 0px 3px;vertical-align:bottom;text-align:center;">81</td> <td data-sheets-numberformat='{"1":2,"2":"0","3":1}' data-sheets-value='{"1":3,"3":75}' style="overflow:hidden;padding:0px 3px 0px 3px;vertical-align:bottom;text-align:center;">75</td> <td data-sheets-numberformat='{"1":2,"2":"0","3":1}' data-sheets-value='{"1":3,"3":20}' style="border-right:1px solid #000000;overflow:hidden;padding:0px 3px 0px 3px;vertical-align:bottom;text-align:center;">20</td> </tr> <tr style="height:20px;"> <td style="border-left:1px solid #000000;overflow:hidden;padding:0px 3px 0px 3px;vertical-align:bottom;font-weight:bold;"></td> <td data-sheets-value='{"1":2,"2":"Double-walled"}' style="overflow:hidden;padding:0px 3px 0px 3px;vertical-align:bottom;font-weight:bold;">Double-walled</td> <td data-sheets-value='{"1":2,"2":"Opal (O/O)"}' style="border-right:1px solid #000000;overflow:hidden;padding:0px 3px 0px 3px;vertical-align:bottom;font-weight:bold;">Opal (O/O)</td> <td data-sheets-numberformat='{"1":2,"2":"0.00","3":1}' data-sheets-value='{"1":3,"3":2.9}' style="overflow:hidden;padding:0px 3px 0px 3px;vertical-align:bottom;text-align:center;">2.90</td> <td data-sheets-numberformat='{"1":2,"2":"0","3":1}' data-sheets-value='{"1":3,"3":69}' style="overflow:hidden;padding:0px 3px 0px 3px;vertical-align:bottom;text-align:center;">69</td> <td data-sheets-numberformat='{"1":2,"2":"0","3":1}' data-sheets-value='{"1":3,"3":58}' style="overflow:hidden;padding:0px 3px 0px 3px;vertical-align:bottom;text-align:center;">58</td> <td data-sheets-numberformat='{"1":2,"2":"0","3":1}' data-sheets-value='{"1":3,"3":20}' style="border-right:1px solid #000000;overflow:hidden;padding:0px 3px 0px 3px;vertical-align:bottom;text-align:center;">20</td> </tr> <tr style="height:20px;"> <td style="border-left:1px solid #000000;overflow:hidden;padding:0px 3px 0px 3px;vertical-align:bottom;font-weight:bold;"></td> <td data-sheets-value='{"1":2,"2":"Triple-walled"}' style="overflow:hidden;padding:0px 3px 0px 3px;vertical-align:bottom;font-weight:bold;">Triple-walled</td> <td data-sheets-value='{"1":2,"2":"Clear (H/H/H)"}' style="border-right:1px solid #000000;overflow:hidden;padding:0px 3px 0px 3px;vertical-align:bottom;font-weight:bold;">Clear (H/H/H)</td> <td data-sheets-numberformat='{"1":2,"2":"0.00","3":1}' data-sheets-value='{"1":3,"3":1.7}' style="overflow:hidden;padding:0px 3px 0px 3px;vertical-align:bottom;text-align:center;">1.70</td> <td data-sheets-numberformat='{"1":2,"2":"0","3":1}' data-sheets-value='{"1":3,"3":73}' style="overflow:hidden;padding:0px 3px 0px 3px;vertical-align:bottom;text-align:center;">73</td> <td data-sheets-numberformat='{"1":2,"2":"0","3":1}' data-sheets-value='{"1":3,"3":65}' style="overflow:hidden;padding:0px 3px 0px 3px;vertical-align:bottom;text-align:center;">65</td> <td data-sheets-numberformat='{"1":2,"2":"0","3":1}' data-sheets-value='{"1":3,"3":22}' style="border-right:1px solid #000000;overflow:hidden;padding:0px 3px 0px 3px;vertical-align:bottom;text-align:center;">22</td> </tr> <tr style="height:20px;"> <td style="border-left:1px solid #000000;overflow:hidden;padding:0px 3px 0px 3px;vertical-align:bottom;font-weight:bold;"></td> <td data-sheets-value='{"1":2,"2":"Triple-walled"}' style="overflow:hidden;padding:0px 3px 0px 3px;vertical-align:bottom;font-weight:bold;">Triple-walled</td> <td data-sheets-value='{"1":2,"2":"Opal (O/H/O)"}' style="border-right:1px solid #000000;overflow:hidden;padding:0px 3px 0px 3px;vertical-align:bottom;font-weight:bold;">Opal (O/H/O)</td> <td data-sheets-numberformat='{"1":2,"2":"0.00","3":1}' data-sheets-value='{"1":3,"3":1.7}' style="overflow:hidden;padding:0px 3px 0px 3px;vertical-align:bottom;text-align:center;">1.70</td> <td data-sheets-numberformat='{"1":2,"2":"0","3":1}' data-sheets-value='{"1":3,"3":62}' style="overflow:hidden;padding:0px 3px 0px 3px;vertical-align:bottom;text-align:center;">62</td> <td data-sheets-numberformat='{"1":2,"2":"0","3":1}' data-sheets-value='{"1":3,"3":51}' style="overflow:hidden;padding:0px 3px 0px 3px;vertical-align:bottom;text-align:center;">51</td> <td data-sheets-numberformat='{"1":2,"2":"0","3":1}' data-sheets-value='{"1":3,"3":22}' style="border-right:1px solid #000000;overflow:hidden;padding:0px 3px 0px 3px;vertical-align:bottom;text-align:center;">22</td> </tr> <tr style="height:20px;"> <td style="border-left:1px solid #000000;overflow:hidden;padding:0px 3px 0px 3px;vertical-align:bottom;font-weight:bold;"></td> <td data-sheets-value='{"1":2,"2":"Four-walled"}' style="overflow:hidden;padding:0px 3px 0px 3px;vertical-align:bottom;font-weight:bold;">Four-walled</td> <td data-sheets-value='{"1":2,"2":"Clear (H/H/H/H)"}' style="border-right:1px solid #000000;overflow:hidden;padding:0px 3px 0px 3px;vertical-align:bottom;font-weight:bold;">Clear (H/H/H/H)</td> <td data-sheets-numberformat='{"1":2,"2":"0.00","3":1}' data-sheets-value='{"1":3,"3":1.28}' style="overflow:hidden;padding:0px 3px 0px 3px;vertical-align:bottom;text-align:center;">1.28</td> <td data-sheets-numberformat='{"1":2,"2":"0","3":1}' data-sheets-value='{"1":3,"3":64}' style="overflow:hidden;padding:0px 3px 0px 3px;vertical-align:bottom;text-align:center;">64</td> <td data-sheets-numberformat='{"1":2,"2":"0","3":1}' data-sheets-value='{"1":3,"3":54}' style="overflow:hidden;padding:0px 3px 0px 3px;vertical-align:bottom;text-align:center;">54</td> <td data-sheets-numberformat='{"1":2,"2":"0","3":1}' data-sheets-value='{"1":3,"3":23}' style="border-right:1px solid #000000;overflow:hidden;padding:0px 3px 0px 3px;vertical-align:bottom;text-align:center;">23</td> </tr> <tr style="height:20px;"> <td style="border-bottom:1px solid #000000;border-left:1px solid #000000;overflow:hidden;padding:0px 3px 0px 3px;vertical-align:bottom;"></td> <td data-sheets-value='{"1":2,"2":"Four-walled"}' style="border-bottom:1px solid #000000;overflow:hidden;padding:0px 3px 0px 3px;vertical-align:bottom;font-weight:bold;">Four-walled</td> <td data-sheets-value='{"1":2,"2":"Opal (H/H/O/H)"}' style="border-right:1px solid #000000;border-bottom:1px solid #000000;overflow:hidden;padding:0px 3px 0px 3px;vertical-align:bottom;font-weight:bold;">Opal (H/H/O/H)</td> <td data-sheets-numberformat='{"1":2,"2":"0.00","3":1}' data-sheets-value='{"1":3,"3":1.28}' style="border-bottom:1px solid #000000;overflow:hidden;padding:0px 3px 0px 3px;vertical-align:bottom;text-align:center;">1.28</td> <td data-sheets-numberformat='{"1":2,"2":"0","3":1}' data-sheets-value='{"1":3,"3":59}' style="border-bottom:1px solid #000000;overflow:hidden;padding:0px 3px 0px 3px;vertical-align:bottom;text-align:center;">59</td> <td data-sheets-numberformat='{"1":2,"2":"0","3":1}' data-sheets-value='{"1":3,"3":48}' style="border-bottom:1px solid #000000;overflow:hidden;padding:0px 3px 0px 3px;vertical-align:bottom;text-align:center;">48</td> <td data-sheets-numberformat='{"1":2,"2":"0","3":1}' data-sheets-value='{"1":3,"3":23}' style="border-right:1px solid #000000;border-bottom:1px solid #000000;overflow:hidden;padding:0px 3px 0px 3px;vertical-align:bottom;text-align:center;">23</td> </tr> <tr style="height:20px;"> <td data-sheets-value='{"1":2,"2":"Polycarbonate "}' style="border-left:1px solid #000000;overflow:hidden;padding:0px 3px 0px 3px;vertical-align:bottom;font-weight:bold;">Polycarbonate </td> <td data-sheets-value='{"1":2,"2":"Single-walled"}' style="overflow:hidden;padding:0px 3px 0px 3px;vertical-align:bottom;font-weight:bold;">Single-walled</td> <td data-sheets-value='{"1":2,"2":"Clear (A)"}' style="border-right:1px solid #000000;overflow:hidden;padding:0px 3px 0px 3px;vertical-align:bottom;font-weight:bold;">Clear (A)</td> <td data-sheets-numberformat='{"1":2,"2":"0.00","3":1}' data-sheets-value='{"1":3,"3":5.17}' style="overflow:hidden;padding:0px 3px 0px 3px;vertical-align:bottom;text-align:center;">5.17</td> <td data-sheets-numberformat='{"1":2,"2":"0","3":1}' data-sheets-value='{"1":3,"3":88}' style="overflow:hidden;padding:0px 3px 0px 3px;vertical-align:bottom;text-align:center;">88</td> <td data-sheets-numberformat='{"1":2,"2":"0","3":1}' data-sheets-value='{"1":3,"3":83}' style="overflow:hidden;padding:0px 3px 0px 3px;vertical-align:bottom;text-align:center;">83</td> <td data-sheets-numberformat='{"1":2,"2":"0","3":1}' data-sheets-value='{"1":2,"2":"-"}' style="border-right:1px solid #000000;overflow:hidden;padding:0px 3px 0px 3px;vertical-align:bottom;text-align:center;">-</td> </tr> <tr style="height:20px;"> <td data-sheets-value='{"1":2,"2":"PC"}' style="border-left:1px solid #000000;overflow:hidden;padding:0px 3px 0px 3px;vertical-align:bottom;font-weight:bold;">PC</td> <td data-sheets-value='{"1":2,"2":"Single-walled"}' style="overflow:hidden;padding:0px 3px 0px 3px;vertical-align:bottom;font-weight:bold;">Single-walled</td> <td data-sheets-value='{"1":2,"2":"Opal (D)"}' style="border-right:1px solid #000000;overflow:hidden;padding:0px 3px 0px 3px;vertical-align:bottom;font-weight:bold;">Opal (D)</td> <td data-sheets-numberformat='{"1":2,"2":"0.00","3":1}' data-sheets-value='{"1":3,"3":5.17}' style="overflow:hidden;padding:0px 3px 0px 3px;vertical-align:bottom;text-align:center;">5.17</td> <td data-sheets-numberformat='{"1":2,"2":"0","3":1}' data-sheets-value='{"1":3,"3":58}' style="overflow:hidden;padding:0px 3px 0px 3px;vertical-align:bottom;text-align:center;">58</td> <td data-sheets-numberformat='{"1":2,"2":"0","3":1}' data-sheets-value='{"1":3,"3":60}' style="overflow:hidden;padding:0px 3px 0px 3px;vertical-align:bottom;text-align:center;">60</td> <td data-sheets-numberformat='{"1":2,"2":"0","3":1}' data-sheets-value='{"1":2,"2":"-"}' style="border-right:1px solid #000000;overflow:hidden;padding:0px 3px 0px 3px;vertical-align:bottom;text-align:center;">-</td> </tr> <tr style="height:20px;"> <td style="border-left:1px solid #000000;overflow:hidden;padding:0px 3px 0px 3px;vertical-align:bottom;font-weight:bold;"></td> <td data-sheets-value='{"1":2,"2":"Double-walled"}' style="overflow:hidden;padding:0px 3px 0px 3px;vertical-align:bottom;font-weight:bold;">Double-walled</td> <td data-sheets-value='{"1":2,"2":"Clear (A/H)"}' style="border-right:1px solid #000000;overflow:hidden;padding:0px 3px 0px 3px;vertical-align:bottom;font-weight:bold;">Clear (A/H)</td> <td data-sheets-numberformat='{"1":2,"2":"0.00","3":1}' data-sheets-value='{"1":3,"3":2.9}' style="overflow:hidden;padding:0px 3px 0px 3px;vertical-align:bottom;text-align:center;">2.90</td> <td data-sheets-numberformat='{"1":2,"2":"0","3":1}' data-sheets-value='{"1":3,"3":79}' style="overflow:hidden;padding:0px 3px 0px 3px;vertical-align:bottom;text-align:center;">79</td> <td data-sheets-numberformat='{"1":2,"2":"0","3":1}' data-sheets-value='{"1":3,"3":72}' style="overflow:hidden;padding:0px 3px 0px 3px;vertical-align:bottom;text-align:center;">72</td> <td data-sheets-numberformat='{"1":2,"2":"0","3":1}' data-sheets-value='{"1":3,"3":20}' style="border-right:1px solid #000000;overflow:hidden;padding:0px 3px 0px 3px;vertical-align:bottom;text-align:center;">20</td> </tr> <tr style="height:20px;"> <td style="border-left:1px solid #000000;overflow:hidden;padding:0px 3px 0px 3px;vertical-align:bottom;font-weight:bold;"></td> <td data-sheets-value='{"1":2,"2":"Double-walled"}' style="overflow:hidden;padding:0px 3px 0px 3px;vertical-align:bottom;font-weight:bold;">Double-walled</td> <td data-sheets-value='{"1":2,"2":"Clear (A/A)"}' style="border-right:1px solid #000000;overflow:hidden;padding:0px 3px 0px 3px;vertical-align:bottom;font-weight:bold;">Clear (A/A)</td> <td data-sheets-numberformat='{"1":2,"2":"0.00","3":1}' data-sheets-value='{"1":3,"3":2.9}' style="overflow:hidden;padding:0px 3px 0px 3px;vertical-align:bottom;text-align:center;">2.90</td> <td data-sheets-numberformat='{"1":2,"2":"0","3":1}' data-sheets-value='{"1":3,"3":77}' style="overflow:hidden;padding:0px 3px 0px 3px;vertical-align:bottom;text-align:center;">77</td> <td data-sheets-numberformat='{"1":2,"2":"0","3":1}' data-sheets-value='{"1":3,"3":69}' style="overflow:hidden;padding:0px 3px 0px 3px;vertical-align:bottom;text-align:center;">69</td> <td data-sheets-numberformat='{"1":2,"2":"0","3":1}' data-sheets-value='{"1":3,"3":20}' style="border-right:1px solid #000000;overflow:hidden;padding:0px 3px 0px 3px;vertical-align:bottom;text-align:center;">20</td> </tr> <tr style="height:20px;"> <td style="border-left:1px solid #000000;overflow:hidden;padding:0px 3px 0px 3px;vertical-align:bottom;font-weight:bold;"></td> <td data-sheets-value='{"1":2,"2":"Double-walled"}' style="overflow:hidden;padding:0px 3px 0px 3px;vertical-align:bottom;font-weight:bold;">Double-walled</td> <td data-sheets-value='{"1":2,"2":"Opal (A/O)"}' style="border-right:1px solid #000000;overflow:hidden;padding:0px 3px 0px 3px;vertical-align:bottom;font-weight:bold;">Opal (A/O)</td> <td data-sheets-numberformat='{"1":2,"2":"0.00","3":1}' data-sheets-value='{"1":3,"3":2.9}' style="overflow:hidden;padding:0px 3px 0px 3px;vertical-align:bottom;text-align:center;">2.90</td> <td data-sheets-numberformat='{"1":2,"2":"0","3":1}' data-sheets-value='{"1":3,"3":73}' style="overflow:hidden;padding:0px 3px 0px 3px;vertical-align:bottom;text-align:center;">73</td> <td data-sheets-numberformat='{"1":2,"2":"0","3":1}' data-sheets-value='{"1":3,"3":63}' style="overflow:hidden;padding:0px 3px 0px 3px;vertical-align:bottom;text-align:center;">63</td> <td data-sheets-numberformat='{"1":2,"2":"0","3":1}' data-sheets-value='{"1":3,"3":20}' style="border-right:1px solid #000000;overflow:hidden;padding:0px 3px 0px 3px;vertical-align:bottom;text-align:center;">20</td> </tr> <tr style="height:20px;"> <td style="border-left:1px solid #000000;overflow:hidden;padding:0px 3px 0px 3px;vertical-align:bottom;font-weight:bold;"></td> <td data-sheets-value='{"1":2,"2":"Double-walled"}' style="overflow:hidden;padding:0px 3px 0px 3px;vertical-align:bottom;font-weight:bold;">Double-walled</td> <td data-sheets-value='{"1":2,"2":"Opal (A/D)"}' style="border-right:1px solid #000000;overflow:hidden;padding:0px 3px 0px 3px;vertical-align:bottom;font-weight:bold;">Opal (A/D)</td> <td data-sheets-numberformat='{"1":2,"2":"0.00","3":1}' data-sheets-value='{"1":3,"3":2.9}' style="overflow:hidden;padding:0px 3px 0px 3px;vertical-align:bottom;text-align:center;">2.90</td> <td data-sheets-numberformat='{"1":2,"2":"0","3":1}' data-sheets-value='{"1":3,"3":51}' style="overflow:hidden;padding:0px 3px 0px 3px;vertical-align:bottom;text-align:center;">51</td> <td data-sheets-numberformat='{"1":2,"2":"0","3":1}' data-sheets-value='{"1":3,"3":50}' style="overflow:hidden;padding:0px 3px 0px 3px;vertical-align:bottom;text-align:center;">50</td> <td data-sheets-numberformat='{"1":2,"2":"0","3":1}' data-sheets-value='{"1":3,"3":20}' style="border-right:1px solid #000000;overflow:hidden;padding:0px 3px 0px 3px;vertical-align:bottom;text-align:center;">20</td> </tr> <tr style="height:20px;"> <td style="border-left:1px solid #000000;overflow:hidden;padding:0px 3px 0px 3px;vertical-align:bottom;font-weight:bold;"></td> <td data-sheets-value='{"1":2,"2":"Triple-walled"}' style="overflow:hidden;padding:0px 3px 0px 3px;vertical-align:bottom;font-weight:bold;">Triple-walled</td> <td data-sheets-value='{"1":2,"2":"Clear (A/H/H)"}' style="border-right:1px solid #000000;overflow:hidden;padding:0px 3px 0px 3px;vertical-align:bottom;font-weight:bold;">Clear (A/H/H)</td> <td data-sheets-numberformat='{"1":2,"2":"0.00","3":1}' data-sheets-value='{"1":3,"3":1.7}' style="overflow:hidden;padding:0px 3px 0px 3px;vertical-align:bottom;text-align:center;">1.70</td> <td data-sheets-numberformat='{"1":2,"2":"0","3":1}' data-sheets-value='{"1":3,"3":71}' style="overflow:hidden;padding:0px 3px 0px 3px;vertical-align:bottom;text-align:center;">71</td> <td data-sheets-numberformat='{"1":2,"2":"0","3":1}' data-sheets-value='{"1":3,"3":63}' style="overflow:hidden;padding:0px 3px 0px 3px;vertical-align:bottom;text-align:center;">63</td> <td data-sheets-numberformat='{"1":2,"2":"0","3":1}' data-sheets-value='{"1":3,"3":22}' style="border-right:1px solid #000000;overflow:hidden;padding:0px 3px 0px 3px;vertical-align:bottom;text-align:center;">22</td> </tr> <tr style="height:20px;"> <td style="border-left:1px solid #000000;overflow:hidden;padding:0px 3px 0px 3px;vertical-align:bottom;font-weight:bold;"></td> <td data-sheets-value='{"1":2,"2":"Triple-walled"}' style="overflow:hidden;padding:0px 3px 0px 3px;vertical-align:bottom;font-weight:bold;">Triple-walled</td> <td data-sheets-value='{"1":2,"2":"Opal (A/O/O)"}' style="border-right:1px solid #000000;overflow:hidden;padding:0px 3px 0px 3px;vertical-align:bottom;font-weight:bold;">Opal (A/O/O)</td> <td data-sheets-numberformat='{"1":2,"2":"0.00","3":1}' data-sheets-value='{"1":3,"3":1.7}' style="overflow:hidden;padding:0px 3px 0px 3px;vertical-align:bottom;text-align:center;">1.70</td> <td data-sheets-numberformat='{"1":2,"2":"0","3":1}' data-sheets-value='{"1":3,"3":61}' style="overflow:hidden;padding:0px 3px 0px 3px;vertical-align:bottom;text-align:center;">61</td> <td data-sheets-numberformat='{"1":2,"2":"0","3":1}' data-sheets-value='{"1":3,"3":48}' style="overflow:hidden;padding:0px 3px 0px 3px;vertical-align:bottom;text-align:center;">48</td> <td data-sheets-numberformat='{"1":2,"2":"0","3":1}' data-sheets-value='{"1":3,"3":22}' style="border-right:1px solid #000000;overflow:hidden;padding:0px 3px 0px 3px;vertical-align:bottom;text-align:center;">22</td> </tr> <tr style="height:20px;"> <td style="border-left:1px solid #000000;overflow:hidden;padding:0px 3px 0px 3px;vertical-align:bottom;font-weight:bold;"></td> <td data-sheets-value='{"1":2,"2":"Four-walled"}' style="overflow:hidden;padding:0px 3px 0px 3px;vertical-align:bottom;font-weight:bold;">Four-walled</td> <td data-sheets-value='{"1":2,"2":"Clear (A/H/H/H)"}' style="border-right:1px solid #000000;overflow:hidden;padding:0px 3px 0px 3px;vertical-align:bottom;font-weight:bold;">Clear (A/H/H/H)</td> <td data-sheets-numberformat='{"1":2,"2":"0.00","3":1}' data-sheets-value='{"1":3,"3":1.28}' style="overflow:hidden;padding:0px 3px 0px 3px;vertical-align:bottom;text-align:center;">1.28</td> <td data-sheets-numberformat='{"1":2,"2":"0","3":1}' data-sheets-value='{"1":3,"3":64}' style="overflow:hidden;padding:0px 3px 0px 3px;vertical-align:bottom;text-align:center;">64</td> <td data-sheets-numberformat='{"1":2,"2":"0","3":1}' data-sheets-value='{"1":3,"3":52}' style="overflow:hidden;padding:0px 3px 0px 3px;vertical-align:bottom;text-align:center;">52</td> <td data-sheets-numberformat='{"1":2,"2":"0","3":1}' data-sheets-value='{"1":3,"3":23}' style="border-right:1px solid #000000;overflow:hidden;padding:0px 3px 0px 3px;vertical-align:bottom;text-align:center;">23</td> </tr> <tr style="height:20px;"> <td style="border-bottom:1px solid #000000;border-left:1px solid #000000;overflow:hidden;padding:0px 3px 0px 3px;vertical-align:bottom;"></td> <td data-sheets-value='{"1":2,"2":"Four-walled"}' style="border-bottom:1px solid #000000;overflow:hidden;padding:0px 3px 0px 3px;vertical-align:bottom;font-weight:bold;">Four-walled</td> <td data-sheets-value='{"1":2,"2":"Opal (A/H/O/H)"}' style="border-right:1px solid #000000;border-bottom:1px solid #000000;overflow:hidden;padding:0px 3px 0px 3px;vertical-align:bottom;font-weight:bold;">Opal (A/H/O/H)</td> <td data-sheets-numberformat='{"1":2,"2":"0.00","3":1}' data-sheets-value='{"1":3,"3":1.28}' style="border-bottom:1px solid #000000;overflow:hidden;padding:0px 3px 0px 3px;vertical-align:bottom;text-align:center;">1.28</td> <td data-sheets-numberformat='{"1":2,"2":"0","3":1}' data-sheets-value='{"1":3,"3":59}' style="border-bottom:1px solid #000000;overflow:hidden;padding:0px 3px 0px 3px;vertical-align:bottom;text-align:center;">59</td> <td data-sheets-numberformat='{"1":2,"2":"0","3":1}' data-sheets-value='{"1":3,"3":46}' style="border-bottom:1px solid #000000;overflow:hidden;padding:0px 3px 0px 3px;vertical-align:bottom;text-align:center;">46</td> <td data-sheets-numberformat='{"1":2,"2":"0","3":1}' data-sheets-value='{"1":3,"3":23}' style="border-right:1px solid #000000;border-bottom:1px solid #000000;overflow:hidden;padding:0px 3px 0px 3px;vertical-align:bottom;text-align:center;">23</td> </tr> <tr style="height:20px;"> <td data-sheets-value='{"1":2,"2":"Polycarbonate"}' style="border-left:1px solid #000000;overflow:hidden;padding:0px 3px 0px 3px;vertical-align:bottom;font-weight:bold;">Polycarbonate</td> <td data-sheets-value='{"1":2,"2":"Single-walled"}' style="overflow:hidden;padding:0px 3px 0px 3px;vertical-align:bottom;font-weight:bold;">Single-walled</td> <td data-sheets-value='{"1":2,"2":"Heatstop Opal (T)"}' style="border-right:1px solid #000000;overflow:hidden;padding:0px 3px 0px 3px;vertical-align:bottom;font-weight:bold;">Heatstop Opal (T)</td> <td data-sheets-numberformat='{"1":2,"2":"0.00","3":1}' data-sheets-value='{"1":3,"3":5.17}' style="overflow:hidden;padding:0px 3px 0px 3px;vertical-align:bottom;text-align:center;">5.17</td> <td data-sheets-numberformat='{"1":2,"2":"0","3":1}' data-sheets-value='{"1":3,"3":49}' style="overflow:hidden;padding:0px 3px 0px 3px;vertical-align:bottom;text-align:center;">49</td> <td data-sheets-numberformat='{"1":2,"2":"0","3":1}' data-sheets-value='{"1":3,"3":59}' style="overflow:hidden;padding:0px 3px 0px 3px;vertical-align:bottom;text-align:center;">59</td> <td data-sheets-numberformat='{"1":2,"2":"0","3":1}' data-sheets-value='{"1":2,"2":"-"}' style="border-right:1px solid #000000;overflow:hidden;padding:0px 3px 0px 3px;vertical-align:bottom;text-align:center;">-</td> </tr> <tr style="height:20px;"> <td data-sheets-value='{"1":2,"2":"Heatstop PC"}' style="border-left:1px solid #000000;overflow:hidden;padding:0px 3px 0px 3px;vertical-align:bottom;font-weight:bold;">Heatstop PC</td> <td data-sheets-value='{"1":2,"2":"Double-walled"}' style="overflow:hidden;padding:0px 3px 0px 3px;vertical-align:bottom;font-weight:bold;">Double-walled</td> <td data-sheets-value='{"1":2,"2":"Clear (T/H)"}' style="border-right:1px solid #000000;overflow:hidden;padding:0px 3px 0px 3px;vertical-align:bottom;font-weight:bold;">Clear (T/H)</td> <td data-sheets-numberformat='{"1":2,"2":"0.00","3":1}' data-sheets-value='{"1":3,"3":2.9}' style="overflow:hidden;padding:0px 3px 0px 3px;vertical-align:bottom;text-align:center;">2.90</td> <td data-sheets-numberformat='{"1":2,"2":"0","3":1}' data-sheets-value='{"1":3,"3":44}' style="overflow:hidden;padding:0px 3px 0px 3px;vertical-align:bottom;text-align:center;">44</td> <td data-sheets-numberformat='{"1":2,"2":"0","3":1}' data-sheets-value='{"1":3,"3":51}' style="overflow:hidden;padding:0px 3px 0px 3px;vertical-align:bottom;text-align:center;">51</td> <td data-sheets-numberformat='{"1":2,"2":"0","3":1}' data-sheets-value='{"1":3,"3":20}' style="border-right:1px solid #000000;overflow:hidden;padding:0px 3px 0px 3px;vertical-align:bottom;text-align:center;">20</td> </tr> <tr style="height:20px;"> <td style="border-left:1px solid #000000;overflow:hidden;padding:0px 3px 0px 3px;vertical-align:bottom;font-weight:bold;"></td> <td data-sheets-value='{"1":2,"2":"Double-walled"}' style="overflow:hidden;padding:0px 3px 0px 3px;vertical-align:bottom;font-weight:bold;">Double-walled</td> <td data-sheets-value='{"1":2,"2":"Opal (T/O)"}' style="border-right:1px solid #000000;overflow:hidden;padding:0px 3px 0px 3px;vertical-align:bottom;font-weight:bold;">Opal (T/O)</td> <td data-sheets-numberformat='{"1":2,"2":"0.00","3":1}' data-sheets-value='{"1":3,"3":2.9}' style="overflow:hidden;padding:0px 3px 0px 3px;vertical-align:bottom;text-align:center;">2.90</td> <td data-sheets-numberformat='{"1":2,"2":"0","3":1}' data-sheets-value='{"1":3,"3":41}' style="overflow:hidden;padding:0px 3px 0px 3px;vertical-align:bottom;text-align:center;">41</td> <td data-sheets-numberformat='{"1":2,"2":"0","3":1}' data-sheets-value='{"1":3,"3":45}' style="overflow:hidden;padding:0px 3px 0px 3px;vertical-align:bottom;text-align:center;">45</td> <td data-sheets-numberformat='{"1":2,"2":"0","3":1}' data-sheets-value='{"1":3,"3":20}' style="border-right:1px solid #000000;overflow:hidden;padding:0px 3px 0px 3px;vertical-align:bottom;text-align:center;">20</td> </tr> <tr style="height:20px;"> <td style="border-left:1px solid #000000;overflow:hidden;padding:0px 3px 0px 3px;vertical-align:bottom;font-weight:bold;"></td> <td data-sheets-value='{"1":2,"2":"Triple-walled"}' style="overflow:hidden; | skylux-160-ce-met-koepel-en-pvc-opstand-30-20-met-lm-motor-en-windvang-1000-x-1500-mm | 8586039361869 | 46872372150605
Smoke and heat exhaust (SHEV) | SHE system | Skylux | Skylux 160° CE with skylight and PVC curb 30/20 with LM-actuator and spoiler 1000 x 1600 mm |  | 26590 | 5412970265900 | 4480.65 | Yes | 30-45 | 77.2 | 1000 x 1600 mm | 1600 | 1000 |  | PVC 30/20 (30 cm high & roof opening = 20 cm larger than daylight size) | Rectangular | 5.17 W/m²K - 1.28 W/m²K | 87% - 32% | 90% - 32% | 20dB - 23dB | 160° CE (for industry) | skylight | with spoiler | E | Single actuator | Maximum four-walled skylight possible for this product | Ut-value LT-value g-value Rw-value EN 1873 : 2014 EN ISO 13468 EN 16153 EN 410 EN 410 EN ISO 140-3 Material Walls Shells (W/m²K) (%) (%) (dB) Acrylic Single-walled Clear (H) 5.17 90 87 - PMMA Single-walled Opal (O) 5.17 83 76 - Double-walled Clear (H/H) 2.90 81 75 20 Double-walled Opal (O/O) 2.90 69 58 20 Triple-walled Clear (H/H/H) 1.70 73 65 22 Triple-walled Opal (O/H/O) 1.70 62 51 22 Four-walled Clear (H/H/H/H) 1.28 64 54 23 Four-walled Opal (H/H/O/H) 1.28 59 48 23 Polycarbonate Single-walled Clear (A) 5.17 88 83 - PC Single-walled Opal (D) 5.17 58 60 - Double-walled Clear (A/H) 2.90 79 72 20 Double-walled Clear (A/A) 2.90 77 69 20 Double-walled Opal (A/O) 2.90 73 63 20 Double-walled Opal (A/D) 2.90 51 50 20 Triple-walled Clear (A/H/H) 1.70 71 63 22 Triple-walled Opal (A/O/O) 1.70 61 48 22 Four-walled Clear (A/H/H/H) 1.28 64 52 23 Four-walled Opal (A/H/O/H) 1.28 59 46 23 Polycarbonate Single-walled Heatstop Opal (T) 5.17 49 59 - Heatstop PC Double-walled Clear (T/H) 2.90 44 51 20 Double-walled Opal (T/O) 2.90 41 45 20 Triple-walled Clear (T/H/H) 1.70 40 <td data-sheets-numberformat='{"1":2,"2":"0","3":1}' data-sheets-value='{"1":3,"3":44}' style="overflow:hidden;paddin | https://skylux.eu/en/products/skylux-160-ce-met-koepel-en-pvc-opstand-30-20-met-lm-motor-en-windvang-1000-x-1600-mm | https://skylux.eu/cdn/shop/files/Skylux-160deg-CE-met-koepel-en-pvc-opstand-3020-met-LM-motor-en-windvang-1000-x-1600-mm-RWA-systeem.jpg?v=1702981426&width=1600 | https://skylux.eu/cdn/shop/files/e5a82811-1bb0-48e4-a776-cacb59c7c092_ddbc966c-8fe0-4423-89e7-5d0b9443ba75.jpg?v=1688551373&width=1600 | //skylux.eu/cdn/shop/files/E_MH_Mounting_instructions_Skylux_160_CE_LM.pdf?v=12406716259046007223 | //skylux.eu/cdn/shop/files/E_TD_Technical_File_Skylux_Skylux_160_CE_Electric.pdf?v=3667116872303399239 | <style type="text/css" id="isPasted"> <!--td { border: 1px solid #cccccc; } br { mso-data-placement: same-cell; } --> </style> <table border="1" cellpadding="0" cellspacing="0" dir="ltr" style="table-layout:fixed;font-size:10pt;font-family:Arial;border-collapse:collapse;border:none;"><tbody> <tr style="height:20px;"> <td style="overflow:hidden;padding:0px 3px 0px 3px;vertical-align:bottom;"></td> <td style="overflow:hidden;padding:0px 3px 0px 3px;vertical-align:bottom;"></td> <td style="overflow:hidden;padding:0px 3px 0px 3px;vertical-align:bottom;"></td> <td data-sheets-value='{"1":2,"2":"Ut-value"}' style="overflow:hidden;padding:0px 3px 0px 3px;vertical-align:bottom;font-weight:bold;text-align:center;">Ut-value</td> <td data-sheets-value='{"1":2,"2":"LT-value"}' style="overflow:hidden;padding:0px 3px 0px 3px;vertical-align:bottom;font-weight:bold;text-align:center;">LT-value</td> <td data-sheets-value='{"1":2,"2":"g-value"}' style="overflow:hidden;padding:0px 3px 0px 3px;vertical-align:bottom;font-weight:bold;text-align:center;">g-value</td> <td data-sheets-value='{"1":2,"2":"Rw-value "}' style="overflow:hidden;padding:0px 3px 0px 3px;vertical-align:bottom;font-weight:bold;text-align:center;">Rw-value </td> </tr> <tr style="height:20px;"> <td style="overflow:hidden;padding:0px 3px 0px 3px;vertical-align:bottom;"></td> <td style="overflow:hidden;padding:0px 3px 0px 3px;vertical-align:bottom;"></td> <td style="overflow:hidden;padding:0px 3px 0px 3px;vertical-align:bottom;"></td> <td data-sheets-numberformat='{"1":2,"2":"0.00","3":1}' data-sheets-value='{"1":2,"2":"EN 1873 : 2014"}' style="overflow:hidden;padding:0px 3px 0px 3px;vertical-align:bottom;text-align:center;">EN 1873 : 2014</td> <td data-sheets-numberformat='{"1":2,"2":"0","3":1}' data-sheets-value='{"1":2,"2":"EN ISO 13468 EN 16153 EN 410"}' style="overflow:hidden;padding:0px 3px 0px 3px;vertical-align:bottom;text-align:center;">EN ISO 13468 EN 16153 EN 410</td> <td data-sheets-numberformat='{"1":2,"2":"0","3":1}' data-sheets-value='{"1":2,"2":"EN 410"}' style="overflow:hidden;padding:0px 3px 0px 3px;vertical-align:bottom;text-align:center;">EN 410</td> <td data-sheets-value='{"1":2,"2":"EN ISO 140-3\t\t"}' style="overflow:hidden;padding:0px 3px 0px 3px;vertical-align:bottom;text-align:center;">EN ISO 140-3 </td> </tr> <tr style="height:20px;"> <td data-sheets-value='{"1":2,"2":"Material"}' style="border-bottom:1px solid #000000;overflow:hidden;padding:0px 3px 0px 3px;vertical-align:bottom;background-color:#000000;font-weight:bold;color:#ffffff;">Material</td> <td data-sheets-value='{"1":2,"2":"Walls"}' style="border-bottom:1px solid #000000;overflow:hidden;padding:0px 3px 0px 3px;vertical-align:bottom;background-color:#000000;font-weight:bold;color:#ffffff;">Walls</td> <td data-sheets-value='{"1":2,"2":"Shells"}' style="border-bottom:1px solid #000000;overflow:hidden;padding:0px 3px 0px 3px;vertical-align:bottom;background-color:#000000;font-weight:bold;color:#ffffff;">Shells</td> <td data-sheets-numberformat='{"1":2,"2":"0.00","3":1}' data-sheets-value='{"1":2,"2":"(W/m²K)\t"}' style="border-bottom:1px solid #000000;overflow:hidden;padding:0px 3px 0px 3px;vertical-align:bottom;background-color:#000000;font-weight:bold;color:#ffffff;text-align:center;">(W/m²K) </td> <td data-sheets-numberformat='{"1":2,"2":"0","3":1}' data-sheets-value='{"1":2,"2":"(%)"}' style="border-bottom:1px solid #000000;overflow:hidden;padding:0px 3px 0px 3px;vertical-align:bottom;background-color:#000000;font-weight:bold;color:#ffffff;text-align:center;">(%)</td> <td data-sheets-numberformat='{"1":2,"2":"0","3":1}' data-sheets-value='{"1":2,"2":"(%)"}' style="border-bottom:1px solid #000000;overflow:hidden;padding:0px 3px 0px 3px;vertical-align:bottom;background-color:#000000;font-weight:bold;color:#ffffff;text-align:center;">(%)</td> <td data-sheets-value='{"1":2,"2":"(dB)"}' style="border-bottom:1px solid #000000;overflow:hidden;padding:0px 3px 0px 3px;vertical-align:bottom;background-color:#000000;font-weight:bold;color:#ffffff;text-align:center;">(dB)</td> </tr> <tr style="height:20px;"> <td data-sheets-value='{"1":2,"2":"Acrylic"}' style="border-left:1px solid #000000;overflow:hidden;padding:0px 3px 0px 3px;vertical-align:bottom;font-weight:bold;">Acrylic</td> <td data-sheets-value='{"1":2,"2":"Single-walled"}' style="overflow:hidden;padding:0px 3px 0px 3px;vertical-align:bottom;font-weight:bold;">Single-walled</td> <td data-sheets-value='{"1":2,"2":"Clear (H)"}' style="border-right:1px solid #000000;overflow:hidden;padding:0px 3px 0px 3px;vertical-align:bottom;font-weight:bold;">Clear (H)</td> <td data-sheets-numberformat='{"1":2,"2":"0.00","3":1}' data-sheets-value='{"1":3,"3":5.17}' style="overflow:hidden;padding:0px 3px 0px 3px;vertical-align:bottom;text-align:center;">5.17</td> <td data-sheets-numberformat='{"1":2,"2":"0","3":1}' data-sheets-value='{"1":3,"3":90}' style="overflow:hidden;padding:0px 3px 0px 3px;vertical-align:bottom;text-align:center;">90</td> <td data-sheets-numberformat='{"1":2,"2":"0","3":1}' data-sheets-value='{"1":3,"3":87}' style="overflow:hidden;padding:0px 3px 0px 3px;vertical-align:bottom;text-align:center;">87</td> <td data-sheets-numberformat='{"1":2,"2":"0","3":1}' data-sheets-value='{"1":2,"2":"-"}' style="border-right:1px solid #000000;overflow:hidden;padding:0px 3px 0px 3px;vertical-align:bottom;text-align:center;">-</td> </tr> <tr style="height:20px;"> <td data-sheets-value='{"1":2,"2":"PMMA"}' style="border-left:1px solid #000000;overflow:hidden;padding:0px 3px 0px 3px;vertical-align:bottom;font-weight:bold;">PMMA</td> <td data-sheets-value='{"1":2,"2":"Single-walled"}' style="overflow:hidden;padding:0px 3px 0px 3px;vertical-align:bottom;font-weight:bold;">Single-walled</td> <td data-sheets-value='{"1":2,"2":"Opal (O)"}' style="border-right:1px solid #000000;overflow:hidden;padding:0px 3px 0px 3px;vertical-align:bottom;font-weight:bold;">Opal (O)</td> <td data-sheets-numberformat='{"1":2,"2":"0.00","3":1}' data-sheets-value='{"1":3,"3":5.17}' style="overflow:hidden;padding:0px 3px 0px 3px;vertical-align:bottom;text-align:center;">5.17</td> <td data-sheets-numberformat='{"1":2,"2":"0","3":1}' data-sheets-value='{"1":3,"3":83}' style="overflow:hidden;padding:0px 3px 0px 3px;vertical-align:bottom;text-align:center;">83</td> <td data-sheets-numberformat='{"1":2,"2":"0","3":1}' data-sheets-value='{"1":3,"3":76}' style="overflow:hidden;padding:0px 3px 0px 3px;vertical-align:bottom;text-align:center;">76</td> <td data-sheets-numberformat='{"1":2,"2":"0","3":1}' data-sheets-value='{"1":2,"2":"-"}' style="border-right:1px solid #000000;overflow:hidden;padding:0px 3px 0px 3px;vertical-align:bottom;text-align:center;">-</td> </tr> <tr style="height:20px;"> <td style="border-left:1px solid #000000;overflow:hidden;padding:0px 3px 0px 3px;vertical-align:bottom;font-weight:bold;"></td> <td data-sheets-value='{"1":2,"2":"Double-walled"}' style="overflow:hidden;padding:0px 3px 0px 3px;vertical-align:bottom;font-weight:bold;">Double-walled</td> <td data-sheets-value='{"1":2,"2":"Clear (H/H)"}' style="border-right:1px solid #000000;overflow:hidden;padding:0px 3px 0px 3px;vertical-align:bottom;font-weight:bold;">Clear (H/H)</td> <td data-sheets-numberformat='{"1":2,"2":"0.00","3":1}' data-sheets-value='{"1":3,"3":2.9}' style="overflow:hidden;padding:0px 3px 0px 3px;vertical-align:bottom;text-align:center;">2.90</td> <td data-sheets-numberformat='{"1":2,"2":"0","3":1}' data-sheets-value='{"1":3,"3":81}' style="overflow:hidden;padding:0px 3px 0px 3px;vertical-align:bottom;text-align:center;">81</td> <td data-sheets-numberformat='{"1":2,"2":"0","3":1}' data-sheets-value='{"1":3,"3":75}' style="overflow:hidden;padding:0px 3px 0px 3px;vertical-align:bottom;text-align:center;">75</td> <td data-sheets-numberformat='{"1":2,"2":"0","3":1}' data-sheets-value='{"1":3,"3":20}' style="border-right:1px solid #000000;overflow:hidden;padding:0px 3px 0px 3px;vertical-align:bottom;text-align:center;">20</td> </tr> <tr style="height:20px;"> <td style="border-left:1px solid #000000;overflow:hidden;padding:0px 3px 0px 3px;vertical-align:bottom;font-weight:bold;"></td> <td data-sheets-value='{"1":2,"2":"Double-walled"}' style="overflow:hidden;padding:0px 3px 0px 3px;vertical-align:bottom;font-weight:bold;">Double-walled</td> <td data-sheets-value='{"1":2,"2":"Opal (O/O)"}' style="border-right:1px solid #000000;overflow:hidden;padding:0px 3px 0px 3px;vertical-align:bottom;font-weight:bold;">Opal (O/O)</td> <td data-sheets-numberformat='{"1":2,"2":"0.00","3":1}' data-sheets-value='{"1":3,"3":2.9}' style="overflow:hidden;padding:0px 3px 0px 3px;vertical-align:bottom;text-align:center;">2.90</td> <td data-sheets-numberformat='{"1":2,"2":"0","3":1}' data-sheets-value='{"1":3,"3":69}' style="overflow:hidden;padding:0px 3px 0px 3px;vertical-align:bottom;text-align:center;">69</td> <td data-sheets-numberformat='{"1":2,"2":"0","3":1}' data-sheets-value='{"1":3,"3":58}' style="overflow:hidden;padding:0px 3px 0px 3px;vertical-align:bottom;text-align:center;">58</td> <td data-sheets-numberformat='{"1":2,"2":"0","3":1}' data-sheets-value='{"1":3,"3":20}' style="border-right:1px solid #000000;overflow:hidden;padding:0px 3px 0px 3px;vertical-align:bottom;text-align:center;">20</td> </tr> <tr style="height:20px;"> <td style="border-left:1px solid #000000;overflow:hidden;padding:0px 3px 0px 3px;vertical-align:bottom;font-weight:bold;"></td> <td data-sheets-value='{"1":2,"2":"Triple-walled"}' style="overflow:hidden;padding:0px 3px 0px 3px;vertical-align:bottom;font-weight:bold;">Triple-walled</td> <td data-sheets-value='{"1":2,"2":"Clear (H/H/H)"}' style="border-right:1px solid #000000;overflow:hidden;padding:0px 3px 0px 3px;vertical-align:bottom;font-weight:bold;">Clear (H/H/H)</td> <td data-sheets-numberformat='{"1":2,"2":"0.00","3":1}' data-sheets-value='{"1":3,"3":1.7}' style="overflow:hidden;padding:0px 3px 0px 3px;vertical-align:bottom;text-align:center;">1.70</td> <td data-sheets-numberformat='{"1":2,"2":"0","3":1}' data-sheets-value='{"1":3,"3":73}' style="overflow:hidden;padding:0px 3px 0px 3px;vertical-align:bottom;text-align:center;">73</td> <td data-sheets-numberformat='{"1":2,"2":"0","3":1}' data-sheets-value='{"1":3,"3":65}' style="overflow:hidden;padding:0px 3px 0px 3px;vertical-align:bottom;text-align:center;">65</td> <td data-sheets-numberformat='{"1":2,"2":"0","3":1}' data-sheets-value='{"1":3,"3":22}' style="border-right:1px solid #000000;overflow:hidden;padding:0px 3px 0px 3px;vertical-align:bottom;text-align:center;">22</td> </tr> <tr style="height:20px;"> <td style="border-left:1px solid #000000;overflow:hidden;padding:0px 3px 0px 3px;vertical-align:bottom;font-weight:bold;"></td> <td data-sheets-value='{"1":2,"2":"Triple-walled"}' style="overflow:hidden;padding:0px 3px 0px 3px;vertical-align:bottom;font-weight:bold;">Triple-walled</td> <td data-sheets-value='{"1":2,"2":"Opal (O/H/O)"}' style="border-right:1px solid #000000;overflow:hidden;padding:0px 3px 0px 3px;vertical-align:bottom;font-weight:bold;">Opal (O/H/O)</td> <td data-sheets-numberformat='{"1":2,"2":"0.00","3":1}' data-sheets-value='{"1":3,"3":1.7}' style="overflow:hidden;padding:0px 3px 0px 3px;vertical-align:bottom;text-align:center;">1.70</td> <td data-sheets-numberformat='{"1":2,"2":"0","3":1}' data-sheets-value='{"1":3,"3":62}' style="overflow:hidden;padding:0px 3px 0px 3px;vertical-align:bottom;text-align:center;">62</td> <td data-sheets-numberformat='{"1":2,"2":"0","3":1}' data-sheets-value='{"1":3,"3":51}' style="overflow:hidden;padding:0px 3px 0px 3px;vertical-align:bottom;text-align:center;">51</td> <td data-sheets-numberformat='{"1":2,"2":"0","3":1}' data-sheets-value='{"1":3,"3":22}' style="border-right:1px solid #000000;overflow:hidden;padding:0px 3px 0px 3px;vertical-align:bottom;text-align:center;">22</td> </tr> <tr style="height:20px;"> <td style="border-left:1px solid #000000;overflow:hidden;padding:0px 3px 0px 3px;vertical-align:bottom;font-weight:bold;"></td> <td data-sheets-value='{"1":2,"2":"Four-walled"}' style="overflow:hidden;padding:0px 3px 0px 3px;vertical-align:bottom;font-weight:bold;">Four-walled</td> <td data-sheets-value='{"1":2,"2":"Clear (H/H/H/H)"}' style="border-right:1px solid #000000;overflow:hidden;padding:0px 3px 0px 3px;vertical-align:bottom;font-weight:bold;">Clear (H/H/H/H)</td> <td data-sheets-numberformat='{"1":2,"2":"0.00","3":1}' data-sheets-value='{"1":3,"3":1.28}' style="overflow:hidden;padding:0px 3px 0px 3px;vertical-align:bottom;text-align:center;">1.28</td> <td data-sheets-numberformat='{"1":2,"2":"0","3":1}' data-sheets-value='{"1":3,"3":64}' style="overflow:hidden;padding:0px 3px 0px 3px;vertical-align:bottom;text-align:center;">64</td> <td data-sheets-numberformat='{"1":2,"2":"0","3":1}' data-sheets-value='{"1":3,"3":54}' style="overflow:hidden;padding:0px 3px 0px 3px;vertical-align:bottom;text-align:center;">54</td> <td data-sheets-numberformat='{"1":2,"2":"0","3":1}' data-sheets-value='{"1":3,"3":23}' style="border-right:1px solid #000000;overflow:hidden;padding:0px 3px 0px 3px;vertical-align:bottom;text-align:center;">23</td> </tr> <tr style="height:20px;"> <td style="border-bottom:1px solid #000000;border-left:1px solid #000000;overflow:hidden;padding:0px 3px 0px 3px;vertical-align:bottom;"></td> <td data-sheets-value='{"1":2,"2":"Four-walled"}' style="border-bottom:1px solid #000000;overflow:hidden;padding:0px 3px 0px 3px;vertical-align:bottom;font-weight:bold;">Four-walled</td> <td data-sheets-value='{"1":2,"2":"Opal (H/H/O/H)"}' style="border-right:1px solid #000000;border-bottom:1px solid #000000;overflow:hidden;padding:0px 3px 0px 3px;vertical-align:bottom;font-weight:bold;">Opal (H/H/O/H)</td> <td data-sheets-numberformat='{"1":2,"2":"0.00","3":1}' data-sheets-value='{"1":3,"3":1.28}' style="border-bottom:1px solid #000000;overflow:hidden;padding:0px 3px 0px 3px;vertical-align:bottom;text-align:center;">1.28</td> <td data-sheets-numberformat='{"1":2,"2":"0","3":1}' data-sheets-value='{"1":3,"3":59}' style="border-bottom:1px solid #000000;overflow:hidden;padding:0px 3px 0px 3px;vertical-align:bottom;text-align:center;">59</td> <td data-sheets-numberformat='{"1":2,"2":"0","3":1}' data-sheets-value='{"1":3,"3":48}' style="border-bottom:1px solid #000000;overflow:hidden;padding:0px 3px 0px 3px;vertical-align:bottom;text-align:center;">48</td> <td data-sheets-numberformat='{"1":2,"2":"0","3":1}' data-sheets-value='{"1":3,"3":23}' style="border-right:1px solid #000000;border-bottom:1px solid #000000;overflow:hidden;padding:0px 3px 0px 3px;vertical-align:bottom;text-align:center;">23</td> </tr> <tr style="height:20px;"> <td data-sheets-value='{"1":2,"2":"Polycarbonate "}' style="border-left:1px solid #000000;overflow:hidden;padding:0px 3px 0px 3px;vertical-align:bottom;font-weight:bold;">Polycarbonate </td> <td data-sheets-value='{"1":2,"2":"Single-walled"}' style="overflow:hidden;padding:0px 3px 0px 3px;vertical-align:bottom;font-weight:bold;">Single-walled</td> <td data-sheets-value='{"1":2,"2":"Clear (A)"}' style="border-right:1px solid #000000;overflow:hidden;padding:0px 3px 0px 3px;vertical-align:bottom;font-weight:bold;">Clear (A)</td> <td data-sheets-numberformat='{"1":2,"2":"0.00","3":1}' data-sheets-value='{"1":3,"3":5.17}' style="overflow:hidden;padding:0px 3px 0px 3px;vertical-align:bottom;text-align:center;">5.17</td> <td data-sheets-numberformat='{"1":2,"2":"0","3":1}' data-sheets-value='{"1":3,"3":88}' style="overflow:hidden;padding:0px 3px 0px 3px;vertical-align:bottom;text-align:center;">88</td> <td data-sheets-numberformat='{"1":2,"2":"0","3":1}' data-sheets-value='{"1":3,"3":83}' style="overflow:hidden;padding:0px 3px 0px 3px;vertical-align:bottom;text-align:center;">83</td> <td data-sheets-numberformat='{"1":2,"2":"0","3":1}' data-sheets-value='{"1":2,"2":"-"}' style="border-right:1px solid #000000;overflow:hidden;padding:0px 3px 0px 3px;vertical-align:bottom;text-align:center;">-</td> </tr> <tr style="height:20px;"> <td data-sheets-value='{"1":2,"2":"PC"}' style="border-left:1px solid #000000;overflow:hidden;padding:0px 3px 0px 3px;vertical-align:bottom;font-weight:bold;">PC</td> <td data-sheets-value='{"1":2,"2":"Single-walled"}' style="overflow:hidden;padding:0px 3px 0px 3px;vertical-align:bottom;font-weight:bold;">Single-walled</td> <td data-sheets-value='{"1":2,"2":"Opal (D)"}' style="border-right:1px solid #000000;overflow:hidden;padding:0px 3px 0px 3px;vertical-align:bottom;font-weight:bold;">Opal (D)</td> <td data-sheets-numberformat='{"1":2,"2":"0.00","3":1}' data-sheets-value='{"1":3,"3":5.17}' style="overflow:hidden;padding:0px 3px 0px 3px;vertical-align:bottom;text-align:center;">5.17</td> <td data-sheets-numberformat='{"1":2,"2":"0","3":1}' data-sheets-value='{"1":3,"3":58}' style="overflow:hidden;padding:0px 3px 0px 3px;vertical-align:bottom;text-align:center;">58</td> <td data-sheets-numberformat='{"1":2,"2":"0","3":1}' data-sheets-value='{"1":3,"3":60}' style="overflow:hidden;padding:0px 3px 0px 3px;vertical-align:bottom;text-align:center;">60</td> <td data-sheets-numberformat='{"1":2,"2":"0","3":1}' data-sheets-value='{"1":2,"2":"-"}' style="border-right:1px solid #000000;overflow:hidden;padding:0px 3px 0px 3px;vertical-align:bottom;text-align:center;">-</td> </tr> <tr style="height:20px;"> <td style="border-left:1px solid #000000;overflow:hidden;padding:0px 3px 0px 3px;vertical-align:bottom;font-weight:bold;"></td> <td data-sheets-value='{"1":2,"2":"Double-walled"}' style="overflow:hidden;padding:0px 3px 0px 3px;vertical-align:bottom;font-weight:bold;">Double-walled</td> <td data-sheets-value='{"1":2,"2":"Clear (A/H)"}' style="border-right:1px solid #000000;overflow:hidden;padding:0px 3px 0px 3px;vertical-align:bottom;font-weight:bold;">Clear (A/H)</td> <td data-sheets-numberformat='{"1":2,"2":"0.00","3":1}' data-sheets-value='{"1":3,"3":2.9}' style="overflow:hidden;padding:0px 3px 0px 3px;vertical-align:bottom;text-align:center;">2.90</td> <td data-sheets-numberformat='{"1":2,"2":"0","3":1}' data-sheets-value='{"1":3,"3":79}' style="overflow:hidden;padding:0px 3px 0px 3px;vertical-align:bottom;text-align:center;">79</td> <td data-sheets-numberformat='{"1":2,"2":"0","3":1}' data-sheets-value='{"1":3,"3":72}' style="overflow:hidden;padding:0px 3px 0px 3px;vertical-align:bottom;text-align:center;">72</td> <td data-sheets-numberformat='{"1":2,"2":"0","3":1}' data-sheets-value='{"1":3,"3":20}' style="border-right:1px solid #000000;overflow:hidden;padding:0px 3px 0px 3px;vertical-align:bottom;text-align:center;">20</td> </tr> <tr style="height:20px;"> <td style="border-left:1px solid #000000;overflow:hidden;padding:0px 3px 0px 3px;vertical-align:bottom;font-weight:bold;"></td> <td data-sheets-value='{"1":2,"2":"Double-walled"}' style="overflow:hidden;padding:0px 3px 0px 3px;vertical-align:bottom;font-weight:bold;">Double-walled</td> <td data-sheets-value='{"1":2,"2":"Clear (A/A)"}' style="border-right:1px solid #000000;overflow:hidden;padding:0px 3px 0px 3px;vertical-align:bottom;font-weight:bold;">Clear (A/A)</td> <td data-sheets-numberformat='{"1":2,"2":"0.00","3":1}' data-sheets-value='{"1":3,"3":2.9}' style="overflow:hidden;padding:0px 3px 0px 3px;vertical-align:bottom;text-align:center;">2.90</td> <td data-sheets-numberformat='{"1":2,"2":"0","3":1}' data-sheets-value='{"1":3,"3":77}' style="overflow:hidden;padding:0px 3px 0px 3px;vertical-align:bottom;text-align:center;">77</td> <td data-sheets-numberformat='{"1":2,"2":"0","3":1}' data-sheets-value='{"1":3,"3":69}' style="overflow:hidden;padding:0px 3px 0px 3px;vertical-align:bottom;text-align:center;">69</td> <td data-sheets-numberformat='{"1":2,"2":"0","3":1}' data-sheets-value='{"1":3,"3":20}' style="border-right:1px solid #000000;overflow:hidden;padding:0px 3px 0px 3px;vertical-align:bottom;text-align:center;">20</td> </tr> <tr style="height:20px;"> <td style="border-left:1px solid #000000;overflow:hidden;padding:0px 3px 0px 3px;vertical-align:bottom;font-weight:bold;"></td> <td data-sheets-value='{"1":2,"2":"Double-walled"}' style="overflow:hidden;padding:0px 3px 0px 3px;vertical-align:bottom;font-weight:bold;">Double-walled</td> <td data-sheets-value='{"1":2,"2":"Opal (A/O)"}' style="border-right:1px solid #000000;overflow:hidden;padding:0px 3px 0px 3px;vertical-align:bottom;font-weight:bold;">Opal (A/O)</td> <td data-sheets-numberformat='{"1":2,"2":"0.00","3":1}' data-sheets-value='{"1":3,"3":2.9}' style="overflow:hidden;padding:0px 3px 0px 3px;vertical-align:bottom;text-align:center;">2.90</td> <td data-sheets-numberformat='{"1":2,"2":"0","3":1}' data-sheets-value='{"1":3,"3":73}' style="overflow:hidden;padding:0px 3px 0px 3px;vertical-align:bottom;text-align:center;">73</td> <td data-sheets-numberformat='{"1":2,"2":"0","3":1}' data-sheets-value='{"1":3,"3":63}' style="overflow:hidden;padding:0px 3px 0px 3px;vertical-align:bottom;text-align:center;">63</td> <td data-sheets-numberformat='{"1":2,"2":"0","3":1}' data-sheets-value='{"1":3,"3":20}' style="border-right:1px solid #000000;overflow:hidden;padding:0px 3px 0px 3px;vertical-align:bottom;text-align:center;">20</td> </tr> <tr style="height:20px;"> <td style="border-left:1px solid #000000;overflow:hidden;padding:0px 3px 0px 3px;vertical-align:bottom;font-weight:bold;"></td> <td data-sheets-value='{"1":2,"2":"Double-walled"}' style="overflow:hidden;padding:0px 3px 0px 3px;vertical-align:bottom;font-weight:bold;">Double-walled</td> <td data-sheets-value='{"1":2,"2":"Opal (A/D)"}' style="border-right:1px solid #000000;overflow:hidden;padding:0px 3px 0px 3px;vertical-align:bottom;font-weight:bold;">Opal (A/D)</td> <td data-sheets-numberformat='{"1":2,"2":"0.00","3":1}' data-sheets-value='{"1":3,"3":2.9}' style="overflow:hidden;padding:0px 3px 0px 3px;vertical-align:bottom;text-align:center;">2.90</td> <td data-sheets-numberformat='{"1":2,"2":"0","3":1}' data-sheets-value='{"1":3,"3":51}' style="overflow:hidden;padding:0px 3px 0px 3px;vertical-align:bottom;text-align:center;">51</td> <td data-sheets-numberformat='{"1":2,"2":"0","3":1}' data-sheets-value='{"1":3,"3":50}' style="overflow:hidden;padding:0px 3px 0px 3px;vertical-align:bottom;text-align:center;">50</td> <td data-sheets-numberformat='{"1":2,"2":"0","3":1}' data-sheets-value='{"1":3,"3":20}' style="border-right:1px solid #000000;overflow:hidden;padding:0px 3px 0px 3px;vertical-align:bottom;text-align:center;">20</td> </tr> <tr style="height:20px;"> <td style="border-left:1px solid #000000;overflow:hidden;padding:0px 3px 0px 3px;vertical-align:bottom;font-weight:bold;"></td> <td data-sheets-value='{"1":2,"2":"Triple-walled"}' style="overflow:hidden;padding:0px 3px 0px 3px;vertical-align:bottom;font-weight:bold;">Triple-walled</td> <td data-sheets-value='{"1":2,"2":"Clear (A/H/H)"}' style="border-right:1px solid #000000;overflow:hidden;padding:0px 3px 0px 3px;vertical-align:bottom;font-weight:bold;">Clear (A/H/H)</td> <td data-sheets-numberformat='{"1":2,"2":"0.00","3":1}' data-sheets-value='{"1":3,"3":1.7}' style="overflow:hidden;padding:0px 3px 0px 3px;vertical-align:bottom;text-align:center;">1.70</td> <td data-sheets-numberformat='{"1":2,"2":"0","3":1}' data-sheets-value='{"1":3,"3":71}' style="overflow:hidden;padding:0px 3px 0px 3px;vertical-align:bottom;text-align:center;">71</td> <td data-sheets-numberformat='{"1":2,"2":"0","3":1}' data-sheets-value='{"1":3,"3":63}' style="overflow:hidden;padding:0px 3px 0px 3px;vertical-align:bottom;text-align:center;">63</td> <td data-sheets-numberformat='{"1":2,"2":"0","3":1}' data-sheets-value='{"1":3,"3":22}' style="border-right:1px solid #000000;overflow:hidden;padding:0px 3px 0px 3px;vertical-align:bottom;text-align:center;">22</td> </tr> <tr style="height:20px;"> <td style="border-left:1px solid #000000;overflow:hidden;padding:0px 3px 0px 3px;vertical-align:bottom;font-weight:bold;"></td> <td data-sheets-value='{"1":2,"2":"Triple-walled"}' style="overflow:hidden;padding:0px 3px 0px 3px;vertical-align:bottom;font-weight:bold;">Triple-walled</td> <td data-sheets-value='{"1":2,"2":"Opal (A/O/O)"}' style="border-right:1px solid #000000;overflow:hidden;padding:0px 3px 0px 3px;vertical-align:bottom;font-weight:bold;">Opal (A/O/O)</td> <td data-sheets-numberformat='{"1":2,"2":"0.00","3":1}' data-sheets-value='{"1":3,"3":1.7}' style="overflow:hidden;padding:0px 3px 0px 3px;vertical-align:bottom;text-align:center;">1.70</td> <td data-sheets-numberformat='{"1":2,"2":"0","3":1}' data-sheets-value='{"1":3,"3":61}' style="overflow:hidden;padding:0px 3px 0px 3px;vertical-align:bottom;text-align:center;">61</td> <td data-sheets-numberformat='{"1":2,"2":"0","3":1}' data-sheets-value='{"1":3,"3":48}' style="overflow:hidden;padding:0px 3px 0px 3px;vertical-align:bottom;text-align:center;">48</td> <td data-sheets-numberformat='{"1":2,"2":"0","3":1}' data-sheets-value='{"1":3,"3":22}' style="border-right:1px solid #000000;overflow:hidden;padding:0px 3px 0px 3px;vertical-align:bottom;text-align:center;">22</td> </tr> <tr style="height:20px;"> <td style="border-left:1px solid #000000;overflow:hidden;padding:0px 3px 0px 3px;vertical-align:bottom;font-weight:bold;"></td> <td data-sheets-value='{"1":2,"2":"Four-walled"}' style="overflow:hidden;padding:0px 3px 0px 3px;vertical-align:bottom;font-weight:bold;">Four-walled</td> <td data-sheets-value='{"1":2,"2":"Clear (A/H/H/H)"}' style="border-right:1px solid #000000;overflow:hidden;padding:0px 3px 0px 3px;vertical-align:bottom;font-weight:bold;">Clear (A/H/H/H)</td> <td data-sheets-numberformat='{"1":2,"2":"0.00","3":1}' data-sheets-value='{"1":3,"3":1.28}' style="overflow:hidden;padding:0px 3px 0px 3px;vertical-align:bottom;text-align:center;">1.28</td> <td data-sheets-numberformat='{"1":2,"2":"0","3":1}' data-sheets-value='{"1":3,"3":64}' style="overflow:hidden;padding:0px 3px 0px 3px;vertical-align:bottom;text-align:center;">64</td> <td data-sheets-numberformat='{"1":2,"2":"0","3":1}' data-sheets-value='{"1":3,"3":52}' style="overflow:hidden;padding:0px 3px 0px 3px;vertical-align:bottom;text-align:center;">52</td> <td data-sheets-numberformat='{"1":2,"2":"0","3":1}' data-sheets-value='{"1":3,"3":23}' style="border-right:1px solid #000000;overflow:hidden;padding:0px 3px 0px 3px;vertical-align:bottom;text-align:center;">23</td> </tr> <tr style="height:20px;"> <td style="border-bottom:1px solid #000000;border-left:1px solid #000000;overflow:hidden;padding:0px 3px 0px 3px;vertical-align:bottom;"></td> <td data-sheets-value='{"1":2,"2":"Four-walled"}' style="border-bottom:1px solid #000000;overflow:hidden;padding:0px 3px 0px 3px;vertical-align:bottom;font-weight:bold;">Four-walled</td> <td data-sheets-value='{"1":2,"2":"Opal (A/H/O/H)"}' style="border-right:1px solid #000000;border-bottom:1px solid #000000;overflow:hidden;padding:0px 3px 0px 3px;vertical-align:bottom;font-weight:bold;">Opal (A/H/O/H)</td> <td data-sheets-numberformat='{"1":2,"2":"0.00","3":1}' data-sheets-value='{"1":3,"3":1.28}' style="border-bottom:1px solid #000000;overflow:hidden;padding:0px 3px 0px 3px;vertical-align:bottom;text-align:center;">1.28</td> <td data-sheets-numberformat='{"1":2,"2":"0","3":1}' data-sheets-value='{"1":3,"3":59}' style="border-bottom:1px solid #000000;overflow:hidden;padding:0px 3px 0px 3px;vertical-align:bottom;text-align:center;">59</td> <td data-sheets-numberformat='{"1":2,"2":"0","3":1}' data-sheets-value='{"1":3,"3":46}' style="border-bottom:1px solid #000000;overflow:hidden;padding:0px 3px 0px 3px;vertical-align:bottom;text-align:center;">46</td> <td data-sheets-numberformat='{"1":2,"2":"0","3":1}' data-sheets-value='{"1":3,"3":23}' style="border-right:1px solid #000000;border-bottom:1px solid #000000;overflow:hidden;padding:0px 3px 0px 3px;vertical-align:bottom;text-align:center;">23</td> </tr> <tr style="height:20px;"> <td data-sheets-value='{"1":2,"2":"Polycarbonate"}' style="border-left:1px solid #000000;overflow:hidden;padding:0px 3px 0px 3px;vertical-align:bottom;font-weight:bold;">Polycarbonate</td> <td data-sheets-value='{"1":2,"2":"Single-walled"}' style="overflow:hidden;padding:0px 3px 0px 3px;vertical-align:bottom;font-weight:bold;">Single-walled</td> <td data-sheets-value='{"1":2,"2":"Heatstop Opal (T)"}' style="border-right:1px solid #000000;overflow:hidden;padding:0px 3px 0px 3px;vertical-align:bottom;font-weight:bold;">Heatstop Opal (T)</td> <td data-sheets-numberformat='{"1":2,"2":"0.00","3":1}' data-sheets-value='{"1":3,"3":5.17}' style="overflow:hidden;padding:0px 3px 0px 3px;vertical-align:bottom;text-align:center;">5.17</td> <td data-sheets-numberformat='{"1":2,"2":"0","3":1}' data-sheets-value='{"1":3,"3":49}' style="overflow:hidden;padding:0px 3px 0px 3px;vertical-align:bottom;text-align:center;">49</td> <td data-sheets-numberformat='{"1":2,"2":"0","3":1}' data-sheets-value='{"1":3,"3":59}' style="overflow:hidden;padding:0px 3px 0px 3px;vertical-align:bottom;text-align:center;">59</td> <td data-sheets-numberformat='{"1":2,"2":"0","3":1}' data-sheets-value='{"1":2,"2":"-"}' style="border-right:1px solid #000000;overflow:hidden;padding:0px 3px 0px 3px;vertical-align:bottom;text-align:center;">-</td> </tr> <tr style="height:20px;"> <td data-sheets-value='{"1":2,"2":"Heatstop PC"}' style="border-left:1px solid #000000;overflow:hidden;padding:0px 3px 0px 3px;vertical-align:bottom;font-weight:bold;">Heatstop PC</td> <td data-sheets-value='{"1":2,"2":"Double-walled"}' style="overflow:hidden;padding:0px 3px 0px 3px;vertical-align:bottom;font-weight:bold;">Double-walled</td> <td data-sheets-value='{"1":2,"2":"Clear (T/H)"}' style="border-right:1px solid #000000;overflow:hidden;padding:0px 3px 0px 3px;vertical-align:bottom;font-weight:bold;">Clear (T/H)</td> <td data-sheets-numberformat='{"1":2,"2":"0.00","3":1}' data-sheets-value='{"1":3,"3":2.9}' style="overflow:hidden;padding:0px 3px 0px 3px;vertical-align:bottom;text-align:center;">2.90</td> <td data-sheets-numberformat='{"1":2,"2":"0","3":1}' data-sheets-value='{"1":3,"3":44}' style="overflow:hidden;padding:0px 3px 0px 3px;vertical-align:bottom;text-align:center;">44</td> <td data-sheets-numberformat='{"1":2,"2":"0","3":1}' data-sheets-value='{"1":3,"3":51}' style="overflow:hidden;padding:0px 3px 0px 3px;vertical-align:bottom;text-align:center;">51</td> <td data-sheets-numberformat='{"1":2,"2":"0","3":1}' data-sheets-value='{"1":3,"3":20}' style="border-right:1px solid #000000;overflow:hidden;padding:0px 3px 0px 3px;vertical-align:bottom;text-align:center;">20</td> </tr> <tr style="height:20px;"> <td style="border-left:1px solid #000000;overflow:hidden;padding:0px 3px 0px 3px;vertical-align:bottom;font-weight:bold;"></td> <td data-sheets-value='{"1":2,"2":"Double-walled"}' style="overflow:hidden;padding:0px 3px 0px 3px;vertical-align:bottom;font-weight:bold;">Double-walled</td> <td data-sheets-value='{"1":2,"2":"Opal (T/O)"}' style="border-right:1px solid #000000;overflow:hidden;padding:0px 3px 0px 3px;vertical-align:bottom;font-weight:bold;">Opal (T/O)</td> <td data-sheets-numberformat='{"1":2,"2":"0.00","3":1}' data-sheets-value='{"1":3,"3":2.9}' style="overflow:hidden;padding:0px 3px 0px 3px;vertical-align:bottom;text-align:center;">2.90</td> <td data-sheets-numberformat='{"1":2,"2":"0","3":1}' data-sheets-value='{"1":3,"3":41}' style="overflow:hidden;padding:0px 3px 0px 3px;vertical-align:bottom;text-align:center;">41</td> <td data-sheets-numberformat='{"1":2,"2":"0","3":1}' data-sheets-value='{"1":3,"3":45}' style="overflow:hidden;padding:0px 3px 0px 3px;vertical-align:bottom;text-align:center;">45</td> <td data-sheets-numberformat='{"1":2,"2":"0","3":1}' data-sheets-value='{"1":3,"3":20}' style="border-right:1px solid #000000;overflow:hidden;padding:0px 3px 0px 3px;vertical-align:bottom;text-align:center;">20</td> </tr> <tr style="height:20px;"> <td style="border-left:1px solid #000000;overflow:hidden;padding:0px 3px 0px 3px;vertical-align:bottom;font-weight:bold;"></td> <td data-sheets-value='{"1":2,"2":"Triple-walled"}' style="overflow:hidden; | skylux-160-ce-met-koepel-en-pvc-opstand-30-20-met-lm-motor-en-windvang-1000-x-1600-mm | 8586039394637 | 46872372216141
Smoke and heat exhaust (SHEV) | SHE system | Skylux | Skylux 160° CE with skylight and PVC curb 30/20 with LM-actuator and spoiler 1000 x 1900 mm |  | 26591 | 5412970265917 | 4864.2 | Yes | 30-45 | 90.58 | 1000 x 1900 mm | 1900 | 1000 |  | PVC 30/20 (30 cm high & roof opening = 20 cm larger than daylight size) | Rectangular | 5.17 W/m²K - 1.28 W/m²K | 87% - 32% | 90% - 32% | 20dB - 23dB | 160° CE (for industry) | skylight | with spoiler | E | Single actuator | Maximum four-walled skylight possible for this product | Ut-value LT-value g-value Rw-value EN 1873 : 2014 EN ISO 13468 EN 16153 EN 410 EN 410 EN ISO 140-3 Material Walls Shells (W/m²K) (%) (%) (dB) Acrylic Single-walled Clear (H) 5.17 90 87 - PMMA Single-walled Opal (O) 5.17 83 76 - Double-walled Clear (H/H) 2.90 81 75 20 Double-walled Opal (O/O) 2.90 69 58 20 Triple-walled Clear (H/H/H) 1.70 73 65 22 Triple-walled Opal (O/H/O) 1.70 62 51 22 Four-walled Clear (H/H/H/H) 1.28 64 54 23 Four-walled Opal (H/H/O/H) 1.28 59 48 23 Polycarbonate Single-walled Clear (A) 5.17 88 83 - PC Single-walled Opal (D) 5.17 58 60 - Double-walled Clear (A/H) 2.90 79 72 20 Double-walled Clear (A/A) 2.90 77 69 20 Double-walled Opal (A/O) 2.90 73 63 20 Double-walled Opal (A/D) 2.90 51 50 20 Triple-walled Clear (A/H/H) 1.70 71 63 22 Triple-walled Opal (A/O/O) 1.70 61 48 22 Four-walled Clear (A/H/H/H) 1.28 64 52 23 Four-walled Opal (A/H/O/H) 1.28 59 46 23 Polycarbonate Single-walled Heatstop Opal (T) 5.17 49 59 - Heatstop PC Double-walled Clear (T/H) 2.90 44 51 20 Double-walled Opal (T/O) 2.90 41 45 20 Triple-walled Clear (T/H/H) 1.70 40 <td data-sheets-numberformat='{"1":2,"2":"0","3":1}' data-sheets-value='{"1":3,"3":44}' style="overflow:hidden;paddin | https://skylux.eu/en/products/skylux-160-ce-met-koepel-en-pvc-opstand-30-20-met-lm-motor-en-windvang-1000-x-1900-mm | https://skylux.eu/cdn/shop/files/Skylux-160deg-CE-met-koepel-en-pvc-opstand-3020-met-LM-motor-en-windvang-1000-x-1900-mm-RWA-systeem.jpg?v=1702981431&width=1600 | https://skylux.eu/cdn/shop/files/e5a82811-1bb0-48e4-a776-cacb59c7c092_1a6b3f15-c7c7-4664-a776-4485144cfa6c.jpg?v=1688551374&width=1600 | //skylux.eu/cdn/shop/files/E_MH_Mounting_instructions_Skylux_160_CE_LM.pdf?v=12406716259046007223 | //skylux.eu/cdn/shop/files/E_TD_Technical_File_Skylux_Skylux_160_CE_Electric.pdf?v=3667116872303399239 | <style type="text/css" id="isPasted"> <!--td { border: 1px solid #cccccc; } br { mso-data-placement: same-cell; } --> </style> <table border="1" cellpadding="0" cellspacing="0" dir="ltr" style="table-layout:fixed;font-size:10pt;font-family:Arial;border-collapse:collapse;border:none;"><tbody> <tr style="height:20px;"> <td style="overflow:hidden;padding:0px 3px 0px 3px;vertical-align:bottom;"></td> <td style="overflow:hidden;padding:0px 3px 0px 3px;vertical-align:bottom;"></td> <td style="overflow:hidden;padding:0px 3px 0px 3px;vertical-align:bottom;"></td> <td data-sheets-value='{"1":2,"2":"Ut-value"}' style="overflow:hidden;padding:0px 3px 0px 3px;vertical-align:bottom;font-weight:bold;text-align:center;">Ut-value</td> <td data-sheets-value='{"1":2,"2":"LT-value"}' style="overflow:hidden;padding:0px 3px 0px 3px;vertical-align:bottom;font-weight:bold;text-align:center;">LT-value</td> <td data-sheets-value='{"1":2,"2":"g-value"}' style="overflow:hidden;padding:0px 3px 0px 3px;vertical-align:bottom;font-weight:bold;text-align:center;">g-value</td> <td data-sheets-value='{"1":2,"2":"Rw-value "}' style="overflow:hidden;padding:0px 3px 0px 3px;vertical-align:bottom;font-weight:bold;text-align:center;">Rw-value </td> </tr> <tr style="height:20px;"> <td style="overflow:hidden;padding:0px 3px 0px 3px;vertical-align:bottom;"></td> <td style="overflow:hidden;padding:0px 3px 0px 3px;vertical-align:bottom;"></td> <td style="overflow:hidden;padding:0px 3px 0px 3px;vertical-align:bottom;"></td> <td data-sheets-numberformat='{"1":2,"2":"0.00","3":1}' data-sheets-value='{"1":2,"2":"EN 1873 : 2014"}' style="overflow:hidden;padding:0px 3px 0px 3px;vertical-align:bottom;text-align:center;">EN 1873 : 2014</td> <td data-sheets-numberformat='{"1":2,"2":"0","3":1}' data-sheets-value='{"1":2,"2":"EN ISO 13468 EN 16153 EN 410"}' style="overflow:hidden;padding:0px 3px 0px 3px;vertical-align:bottom;text-align:center;">EN ISO 13468 EN 16153 EN 410</td> <td data-sheets-numberformat='{"1":2,"2":"0","3":1}' data-sheets-value='{"1":2,"2":"EN 410"}' style="overflow:hidden;padding:0px 3px 0px 3px;vertical-align:bottom;text-align:center;">EN 410</td> <td data-sheets-value='{"1":2,"2":"EN ISO 140-3\t\t"}' style="overflow:hidden;padding:0px 3px 0px 3px;vertical-align:bottom;text-align:center;">EN ISO 140-3 </td> </tr> <tr style="height:20px;"> <td data-sheets-value='{"1":2,"2":"Material"}' style="border-bottom:1px solid #000000;overflow:hidden;padding:0px 3px 0px 3px;vertical-align:bottom;background-color:#000000;font-weight:bold;color:#ffffff;">Material</td> <td data-sheets-value='{"1":2,"2":"Walls"}' style="border-bottom:1px solid #000000;overflow:hidden;padding:0px 3px 0px 3px;vertical-align:bottom;background-color:#000000;font-weight:bold;color:#ffffff;">Walls</td> <td data-sheets-value='{"1":2,"2":"Shells"}' style="border-bottom:1px solid #000000;overflow:hidden;padding:0px 3px 0px 3px;vertical-align:bottom;background-color:#000000;font-weight:bold;color:#ffffff;">Shells</td> <td data-sheets-numberformat='{"1":2,"2":"0.00","3":1}' data-sheets-value='{"1":2,"2":"(W/m²K)\t"}' style="border-bottom:1px solid #000000;overflow:hidden;padding:0px 3px 0px 3px;vertical-align:bottom;background-color:#000000;font-weight:bold;color:#ffffff;text-align:center;">(W/m²K) </td> <td data-sheets-numberformat='{"1":2,"2":"0","3":1}' data-sheets-value='{"1":2,"2":"(%)"}' style="border-bottom:1px solid #000000;overflow:hidden;padding:0px 3px 0px 3px;vertical-align:bottom;background-color:#000000;font-weight:bold;color:#ffffff;text-align:center;">(%)</td> <td data-sheets-numberformat='{"1":2,"2":"0","3":1}' data-sheets-value='{"1":2,"2":"(%)"}' style="border-bottom:1px solid #000000;overflow:hidden;padding:0px 3px 0px 3px;vertical-align:bottom;background-color:#000000;font-weight:bold;color:#ffffff;text-align:center;">(%)</td> <td data-sheets-value='{"1":2,"2":"(dB)"}' style="border-bottom:1px solid #000000;overflow:hidden;padding:0px 3px 0px 3px;vertical-align:bottom;background-color:#000000;font-weight:bold;color:#ffffff;text-align:center;">(dB)</td> </tr> <tr style="height:20px;"> <td data-sheets-value='{"1":2,"2":"Acrylic"}' style="border-left:1px solid #000000;overflow:hidden;padding:0px 3px 0px 3px;vertical-align:bottom;font-weight:bold;">Acrylic</td> <td data-sheets-value='{"1":2,"2":"Single-walled"}' style="overflow:hidden;padding:0px 3px 0px 3px;vertical-align:bottom;font-weight:bold;">Single-walled</td> <td data-sheets-value='{"1":2,"2":"Clear (H)"}' style="border-right:1px solid #000000;overflow:hidden;padding:0px 3px 0px 3px;vertical-align:bottom;font-weight:bold;">Clear (H)</td> <td data-sheets-numberformat='{"1":2,"2":"0.00","3":1}' data-sheets-value='{"1":3,"3":5.17}' style="overflow:hidden;padding:0px 3px 0px 3px;vertical-align:bottom;text-align:center;">5.17</td> <td data-sheets-numberformat='{"1":2,"2":"0","3":1}' data-sheets-value='{"1":3,"3":90}' style="overflow:hidden;padding:0px 3px 0px 3px;vertical-align:bottom;text-align:center;">90</td> <td data-sheets-numberformat='{"1":2,"2":"0","3":1}' data-sheets-value='{"1":3,"3":87}' style="overflow:hidden;padding:0px 3px 0px 3px;vertical-align:bottom;text-align:center;">87</td> <td data-sheets-numberformat='{"1":2,"2":"0","3":1}' data-sheets-value='{"1":2,"2":"-"}' style="border-right:1px solid #000000;overflow:hidden;padding:0px 3px 0px 3px;vertical-align:bottom;text-align:center;">-</td> </tr> <tr style="height:20px;"> <td data-sheets-value='{"1":2,"2":"PMMA"}' style="border-left:1px solid #000000;overflow:hidden;padding:0px 3px 0px 3px;vertical-align:bottom;font-weight:bold;">PMMA</td> <td data-sheets-value='{"1":2,"2":"Single-walled"}' style="overflow:hidden;padding:0px 3px 0px 3px;vertical-align:bottom;font-weight:bold;">Single-walled</td> <td data-sheets-value='{"1":2,"2":"Opal (O)"}' style="border-right:1px solid #000000;overflow:hidden;padding:0px 3px 0px 3px;vertical-align:bottom;font-weight:bold;">Opal (O)</td> <td data-sheets-numberformat='{"1":2,"2":"0.00","3":1}' data-sheets-value='{"1":3,"3":5.17}' style="overflow:hidden;padding:0px 3px 0px 3px;vertical-align:bottom;text-align:center;">5.17</td> <td data-sheets-numberformat='{"1":2,"2":"0","3":1}' data-sheets-value='{"1":3,"3":83}' style="overflow:hidden;padding:0px 3px 0px 3px;vertical-align:bottom;text-align:center;">83</td> <td data-sheets-numberformat='{"1":2,"2":"0","3":1}' data-sheets-value='{"1":3,"3":76}' style="overflow:hidden;padding:0px 3px 0px 3px;vertical-align:bottom;text-align:center;">76</td> <td data-sheets-numberformat='{"1":2,"2":"0","3":1}' data-sheets-value='{"1":2,"2":"-"}' style="border-right:1px solid #000000;overflow:hidden;padding:0px 3px 0px 3px;vertical-align:bottom;text-align:center;">-</td> </tr> <tr style="height:20px;"> <td style="border-left:1px solid #000000;overflow:hidden;padding:0px 3px 0px 3px;vertical-align:bottom;font-weight:bold;"></td> <td data-sheets-value='{"1":2,"2":"Double-walled"}' style="overflow:hidden;padding:0px 3px 0px 3px;vertical-align:bottom;font-weight:bold;">Double-walled</td> <td data-sheets-value='{"1":2,"2":"Clear (H/H)"}' style="border-right:1px solid #000000;overflow:hidden;padding:0px 3px 0px 3px;vertical-align:bottom;font-weight:bold;">Clear (H/H)</td> <td data-sheets-numberformat='{"1":2,"2":"0.00","3":1}' data-sheets-value='{"1":3,"3":2.9}' style="overflow:hidden;padding:0px 3px 0px 3px;vertical-align:bottom;text-align:center;">2.90</td> <td data-sheets-numberformat='{"1":2,"2":"0","3":1}' data-sheets-value='{"1":3,"3":81}' style="overflow:hidden;padding:0px 3px 0px 3px;vertical-align:bottom;text-align:center;">81</td> <td data-sheets-numberformat='{"1":2,"2":"0","3":1}' data-sheets-value='{"1":3,"3":75}' style="overflow:hidden;padding:0px 3px 0px 3px;vertical-align:bottom;text-align:center;">75</td> <td data-sheets-numberformat='{"1":2,"2":"0","3":1}' data-sheets-value='{"1":3,"3":20}' style="border-right:1px solid #000000;overflow:hidden;padding:0px 3px 0px 3px;vertical-align:bottom;text-align:center;">20</td> </tr> <tr style="height:20px;"> <td style="border-left:1px solid #000000;overflow:hidden;padding:0px 3px 0px 3px;vertical-align:bottom;font-weight:bold;"></td> <td data-sheets-value='{"1":2,"2":"Double-walled"}' style="overflow:hidden;padding:0px 3px 0px 3px;vertical-align:bottom;font-weight:bold;">Double-walled</td> <td data-sheets-value='{"1":2,"2":"Opal (O/O)"}' style="border-right:1px solid #000000;overflow:hidden;padding:0px 3px 0px 3px;vertical-align:bottom;font-weight:bold;">Opal (O/O)</td> <td data-sheets-numberformat='{"1":2,"2":"0.00","3":1}' data-sheets-value='{"1":3,"3":2.9}' style="overflow:hidden;padding:0px 3px 0px 3px;vertical-align:bottom;text-align:center;">2.90</td> <td data-sheets-numberformat='{"1":2,"2":"0","3":1}' data-sheets-value='{"1":3,"3":69}' style="overflow:hidden;padding:0px 3px 0px 3px;vertical-align:bottom;text-align:center;">69</td> <td data-sheets-numberformat='{"1":2,"2":"0","3":1}' data-sheets-value='{"1":3,"3":58}' style="overflow:hidden;padding:0px 3px 0px 3px;vertical-align:bottom;text-align:center;">58</td> <td data-sheets-numberformat='{"1":2,"2":"0","3":1}' data-sheets-value='{"1":3,"3":20}' style="border-right:1px solid #000000;overflow:hidden;padding:0px 3px 0px 3px;vertical-align:bottom;text-align:center;">20</td> </tr> <tr style="height:20px;"> <td style="border-left:1px solid #000000;overflow:hidden;padding:0px 3px 0px 3px;vertical-align:bottom;font-weight:bold;"></td> <td data-sheets-value='{"1":2,"2":"Triple-walled"}' style="overflow:hidden;padding:0px 3px 0px 3px;vertical-align:bottom;font-weight:bold;">Triple-walled</td> <td data-sheets-value='{"1":2,"2":"Clear (H/H/H)"}' style="border-right:1px solid #000000;overflow:hidden;padding:0px 3px 0px 3px;vertical-align:bottom;font-weight:bold;">Clear (H/H/H)</td> <td data-sheets-numberformat='{"1":2,"2":"0.00","3":1}' data-sheets-value='{"1":3,"3":1.7}' style="overflow:hidden;padding:0px 3px 0px 3px;vertical-align:bottom;text-align:center;">1.70</td> <td data-sheets-numberformat='{"1":2,"2":"0","3":1}' data-sheets-value='{"1":3,"3":73}' style="overflow:hidden;padding:0px 3px 0px 3px;vertical-align:bottom;text-align:center;">73</td> <td data-sheets-numberformat='{"1":2,"2":"0","3":1}' data-sheets-value='{"1":3,"3":65}' style="overflow:hidden;padding:0px 3px 0px 3px;vertical-align:bottom;text-align:center;">65</td> <td data-sheets-numberformat='{"1":2,"2":"0","3":1}' data-sheets-value='{"1":3,"3":22}' style="border-right:1px solid #000000;overflow:hidden;padding:0px 3px 0px 3px;vertical-align:bottom;text-align:center;">22</td> </tr> <tr style="height:20px;"> <td style="border-left:1px solid #000000;overflow:hidden;padding:0px 3px 0px 3px;vertical-align:bottom;font-weight:bold;"></td> <td data-sheets-value='{"1":2,"2":"Triple-walled"}' style="overflow:hidden;padding:0px 3px 0px 3px;vertical-align:bottom;font-weight:bold;">Triple-walled</td> <td data-sheets-value='{"1":2,"2":"Opal (O/H/O)"}' style="border-right:1px solid #000000;overflow:hidden;padding:0px 3px 0px 3px;vertical-align:bottom;font-weight:bold;">Opal (O/H/O)</td> <td data-sheets-numberformat='{"1":2,"2":"0.00","3":1}' data-sheets-value='{"1":3,"3":1.7}' style="overflow:hidden;padding:0px 3px 0px 3px;vertical-align:bottom;text-align:center;">1.70</td> <td data-sheets-numberformat='{"1":2,"2":"0","3":1}' data-sheets-value='{"1":3,"3":62}' style="overflow:hidden;padding:0px 3px 0px 3px;vertical-align:bottom;text-align:center;">62</td> <td data-sheets-numberformat='{"1":2,"2":"0","3":1}' data-sheets-value='{"1":3,"3":51}' style="overflow:hidden;padding:0px 3px 0px 3px;vertical-align:bottom;text-align:center;">51</td> <td data-sheets-numberformat='{"1":2,"2":"0","3":1}' data-sheets-value='{"1":3,"3":22}' style="border-right:1px solid #000000;overflow:hidden;padding:0px 3px 0px 3px;vertical-align:bottom;text-align:center;">22</td> </tr> <tr style="height:20px;"> <td style="border-left:1px solid #000000;overflow:hidden;padding:0px 3px 0px 3px;vertical-align:bottom;font-weight:bold;"></td> <td data-sheets-value='{"1":2,"2":"Four-walled"}' style="overflow:hidden;padding:0px 3px 0px 3px;vertical-align:bottom;font-weight:bold;">Four-walled</td> <td data-sheets-value='{"1":2,"2":"Clear (H/H/H/H)"}' style="border-right:1px solid #000000;overflow:hidden;padding:0px 3px 0px 3px;vertical-align:bottom;font-weight:bold;">Clear (H/H/H/H)</td> <td data-sheets-numberformat='{"1":2,"2":"0.00","3":1}' data-sheets-value='{"1":3,"3":1.28}' style="overflow:hidden;padding:0px 3px 0px 3px;vertical-align:bottom;text-align:center;">1.28</td> <td data-sheets-numberformat='{"1":2,"2":"0","3":1}' data-sheets-value='{"1":3,"3":64}' style="overflow:hidden;padding:0px 3px 0px 3px;vertical-align:bottom;text-align:center;">64</td> <td data-sheets-numberformat='{"1":2,"2":"0","3":1}' data-sheets-value='{"1":3,"3":54}' style="overflow:hidden;padding:0px 3px 0px 3px;vertical-align:bottom;text-align:center;">54</td> <td data-sheets-numberformat='{"1":2,"2":"0","3":1}' data-sheets-value='{"1":3,"3":23}' style="border-right:1px solid #000000;overflow:hidden;padding:0px 3px 0px 3px;vertical-align:bottom;text-align:center;">23</td> </tr> <tr style="height:20px;"> <td style="border-bottom:1px solid #000000;border-left:1px solid #000000;overflow:hidden;padding:0px 3px 0px 3px;vertical-align:bottom;"></td> <td data-sheets-value='{"1":2,"2":"Four-walled"}' style="border-bottom:1px solid #000000;overflow:hidden;padding:0px 3px 0px 3px;vertical-align:bottom;font-weight:bold;">Four-walled</td> <td data-sheets-value='{"1":2,"2":"Opal (H/H/O/H)"}' style="border-right:1px solid #000000;border-bottom:1px solid #000000;overflow:hidden;padding:0px 3px 0px 3px;vertical-align:bottom;font-weight:bold;">Opal (H/H/O/H)</td> <td data-sheets-numberformat='{"1":2,"2":"0.00","3":1}' data-sheets-value='{"1":3,"3":1.28}' style="border-bottom:1px solid #000000;overflow:hidden;padding:0px 3px 0px 3px;vertical-align:bottom;text-align:center;">1.28</td> <td data-sheets-numberformat='{"1":2,"2":"0","3":1}' data-sheets-value='{"1":3,"3":59}' style="border-bottom:1px solid #000000;overflow:hidden;padding:0px 3px 0px 3px;vertical-align:bottom;text-align:center;">59</td> <td data-sheets-numberformat='{"1":2,"2":"0","3":1}' data-sheets-value='{"1":3,"3":48}' style="border-bottom:1px solid #000000;overflow:hidden;padding:0px 3px 0px 3px;vertical-align:bottom;text-align:center;">48</td> <td data-sheets-numberformat='{"1":2,"2":"0","3":1}' data-sheets-value='{"1":3,"3":23}' style="border-right:1px solid #000000;border-bottom:1px solid #000000;overflow:hidden;padding:0px 3px 0px 3px;vertical-align:bottom;text-align:center;">23</td> </tr> <tr style="height:20px;"> <td data-sheets-value='{"1":2,"2":"Polycarbonate "}' style="border-left:1px solid #000000;overflow:hidden;padding:0px 3px 0px 3px;vertical-align:bottom;font-weight:bold;">Polycarbonate </td> <td data-sheets-value='{"1":2,"2":"Single-walled"}' style="overflow:hidden;padding:0px 3px 0px 3px;vertical-align:bottom;font-weight:bold;">Single-walled</td> <td data-sheets-value='{"1":2,"2":"Clear (A)"}' style="border-right:1px solid #000000;overflow:hidden;padding:0px 3px 0px 3px;vertical-align:bottom;font-weight:bold;">Clear (A)</td> <td data-sheets-numberformat='{"1":2,"2":"0.00","3":1}' data-sheets-value='{"1":3,"3":5.17}' style="overflow:hidden;padding:0px 3px 0px 3px;vertical-align:bottom;text-align:center;">5.17</td> <td data-sheets-numberformat='{"1":2,"2":"0","3":1}' data-sheets-value='{"1":3,"3":88}' style="overflow:hidden;padding:0px 3px 0px 3px;vertical-align:bottom;text-align:center;">88</td> <td data-sheets-numberformat='{"1":2,"2":"0","3":1}' data-sheets-value='{"1":3,"3":83}' style="overflow:hidden;padding:0px 3px 0px 3px;vertical-align:bottom;text-align:center;">83</td> <td data-sheets-numberformat='{"1":2,"2":"0","3":1}' data-sheets-value='{"1":2,"2":"-"}' style="border-right:1px solid #000000;overflow:hidden;padding:0px 3px 0px 3px;vertical-align:bottom;text-align:center;">-</td> </tr> <tr style="height:20px;"> <td data-sheets-value='{"1":2,"2":"PC"}' style="border-left:1px solid #000000;overflow:hidden;padding:0px 3px 0px 3px;vertical-align:bottom;font-weight:bold;">PC</td> <td data-sheets-value='{"1":2,"2":"Single-walled"}' style="overflow:hidden;padding:0px 3px 0px 3px;vertical-align:bottom;font-weight:bold;">Single-walled</td> <td data-sheets-value='{"1":2,"2":"Opal (D)"}' style="border-right:1px solid #000000;overflow:hidden;padding:0px 3px 0px 3px;vertical-align:bottom;font-weight:bold;">Opal (D)</td> <td data-sheets-numberformat='{"1":2,"2":"0.00","3":1}' data-sheets-value='{"1":3,"3":5.17}' style="overflow:hidden;padding:0px 3px 0px 3px;vertical-align:bottom;text-align:center;">5.17</td> <td data-sheets-numberformat='{"1":2,"2":"0","3":1}' data-sheets-value='{"1":3,"3":58}' style="overflow:hidden;padding:0px 3px 0px 3px;vertical-align:bottom;text-align:center;">58</td> <td data-sheets-numberformat='{"1":2,"2":"0","3":1}' data-sheets-value='{"1":3,"3":60}' style="overflow:hidden;padding:0px 3px 0px 3px;vertical-align:bottom;text-align:center;">60</td> <td data-sheets-numberformat='{"1":2,"2":"0","3":1}' data-sheets-value='{"1":2,"2":"-"}' style="border-right:1px solid #000000;overflow:hidden;padding:0px 3px 0px 3px;vertical-align:bottom;text-align:center;">-</td> </tr> <tr style="height:20px;"> <td style="border-left:1px solid #000000;overflow:hidden;padding:0px 3px 0px 3px;vertical-align:bottom;font-weight:bold;"></td> <td data-sheets-value='{"1":2,"2":"Double-walled"}' style="overflow:hidden;padding:0px 3px 0px 3px;vertical-align:bottom;font-weight:bold;">Double-walled</td> <td data-sheets-value='{"1":2,"2":"Clear (A/H)"}' style="border-right:1px solid #000000;overflow:hidden;padding:0px 3px 0px 3px;vertical-align:bottom;font-weight:bold;">Clear (A/H)</td> <td data-sheets-numberformat='{"1":2,"2":"0.00","3":1}' data-sheets-value='{"1":3,"3":2.9}' style="overflow:hidden;padding:0px 3px 0px 3px;vertical-align:bottom;text-align:center;">2.90</td> <td data-sheets-numberformat='{"1":2,"2":"0","3":1}' data-sheets-value='{"1":3,"3":79}' style="overflow:hidden;padding:0px 3px 0px 3px;vertical-align:bottom;text-align:center;">79</td> <td data-sheets-numberformat='{"1":2,"2":"0","3":1}' data-sheets-value='{"1":3,"3":72}' style="overflow:hidden;padding:0px 3px 0px 3px;vertical-align:bottom;text-align:center;">72</td> <td data-sheets-numberformat='{"1":2,"2":"0","3":1}' data-sheets-value='{"1":3,"3":20}' style="border-right:1px solid #000000;overflow:hidden;padding:0px 3px 0px 3px;vertical-align:bottom;text-align:center;">20</td> </tr> <tr style="height:20px;"> <td style="border-left:1px solid #000000;overflow:hidden;padding:0px 3px 0px 3px;vertical-align:bottom;font-weight:bold;"></td> <td data-sheets-value='{"1":2,"2":"Double-walled"}' style="overflow:hidden;padding:0px 3px 0px 3px;vertical-align:bottom;font-weight:bold;">Double-walled</td> <td data-sheets-value='{"1":2,"2":"Clear (A/A)"}' style="border-right:1px solid #000000;overflow:hidden;padding:0px 3px 0px 3px;vertical-align:bottom;font-weight:bold;">Clear (A/A)</td> <td data-sheets-numberformat='{"1":2,"2":"0.00","3":1}' data-sheets-value='{"1":3,"3":2.9}' style="overflow:hidden;padding:0px 3px 0px 3px;vertical-align:bottom;text-align:center;">2.90</td> <td data-sheets-numberformat='{"1":2,"2":"0","3":1}' data-sheets-value='{"1":3,"3":77}' style="overflow:hidden;padding:0px 3px 0px 3px;vertical-align:bottom;text-align:center;">77</td> <td data-sheets-numberformat='{"1":2,"2":"0","3":1}' data-sheets-value='{"1":3,"3":69}' style="overflow:hidden;padding:0px 3px 0px 3px;vertical-align:bottom;text-align:center;">69</td> <td data-sheets-numberformat='{"1":2,"2":"0","3":1}' data-sheets-value='{"1":3,"3":20}' style="border-right:1px solid #000000;overflow:hidden;padding:0px 3px 0px 3px;vertical-align:bottom;text-align:center;">20</td> </tr> <tr style="height:20px;"> <td style="border-left:1px solid #000000;overflow:hidden;padding:0px 3px 0px 3px;vertical-align:bottom;font-weight:bold;"></td> <td data-sheets-value='{"1":2,"2":"Double-walled"}' style="overflow:hidden;padding:0px 3px 0px 3px;vertical-align:bottom;font-weight:bold;">Double-walled</td> <td data-sheets-value='{"1":2,"2":"Opal (A/O)"}' style="border-right:1px solid #000000;overflow:hidden;padding:0px 3px 0px 3px;vertical-align:bottom;font-weight:bold;">Opal (A/O)</td> <td data-sheets-numberformat='{"1":2,"2":"0.00","3":1}' data-sheets-value='{"1":3,"3":2.9}' style="overflow:hidden;padding:0px 3px 0px 3px;vertical-align:bottom;text-align:center;">2.90</td> <td data-sheets-numberformat='{"1":2,"2":"0","3":1}' data-sheets-value='{"1":3,"3":73}' style="overflow:hidden;padding:0px 3px 0px 3px;vertical-align:bottom;text-align:center;">73</td> <td data-sheets-numberformat='{"1":2,"2":"0","3":1}' data-sheets-value='{"1":3,"3":63}' style="overflow:hidden;padding:0px 3px 0px 3px;vertical-align:bottom;text-align:center;">63</td> <td data-sheets-numberformat='{"1":2,"2":"0","3":1}' data-sheets-value='{"1":3,"3":20}' style="border-right:1px solid #000000;overflow:hidden;padding:0px 3px 0px 3px;vertical-align:bottom;text-align:center;">20</td> </tr> <tr style="height:20px;"> <td style="border-left:1px solid #000000;overflow:hidden;padding:0px 3px 0px 3px;vertical-align:bottom;font-weight:bold;"></td> <td data-sheets-value='{"1":2,"2":"Double-walled"}' style="overflow:hidden;padding:0px 3px 0px 3px;vertical-align:bottom;font-weight:bold;">Double-walled</td> <td data-sheets-value='{"1":2,"2":"Opal (A/D)"}' style="border-right:1px solid #000000;overflow:hidden;padding:0px 3px 0px 3px;vertical-align:bottom;font-weight:bold;">Opal (A/D)</td> <td data-sheets-numberformat='{"1":2,"2":"0.00","3":1}' data-sheets-value='{"1":3,"3":2.9}' style="overflow:hidden;padding:0px 3px 0px 3px;vertical-align:bottom;text-align:center;">2.90</td> <td data-sheets-numberformat='{"1":2,"2":"0","3":1}' data-sheets-value='{"1":3,"3":51}' style="overflow:hidden;padding:0px 3px 0px 3px;vertical-align:bottom;text-align:center;">51</td> <td data-sheets-numberformat='{"1":2,"2":"0","3":1}' data-sheets-value='{"1":3,"3":50}' style="overflow:hidden;padding:0px 3px 0px 3px;vertical-align:bottom;text-align:center;">50</td> <td data-sheets-numberformat='{"1":2,"2":"0","3":1}' data-sheets-value='{"1":3,"3":20}' style="border-right:1px solid #000000;overflow:hidden;padding:0px 3px 0px 3px;vertical-align:bottom;text-align:center;">20</td> </tr> <tr style="height:20px;"> <td style="border-left:1px solid #000000;overflow:hidden;padding:0px 3px 0px 3px;vertical-align:bottom;font-weight:bold;"></td> <td data-sheets-value='{"1":2,"2":"Triple-walled"}' style="overflow:hidden;padding:0px 3px 0px 3px;vertical-align:bottom;font-weight:bold;">Triple-walled</td> <td data-sheets-value='{"1":2,"2":"Clear (A/H/H)"}' style="border-right:1px solid #000000;overflow:hidden;padding:0px 3px 0px 3px;vertical-align:bottom;font-weight:bold;">Clear (A/H/H)</td> <td data-sheets-numberformat='{"1":2,"2":"0.00","3":1}' data-sheets-value='{"1":3,"3":1.7}' style="overflow:hidden;padding:0px 3px 0px 3px;vertical-align:bottom;text-align:center;">1.70</td> <td data-sheets-numberformat='{"1":2,"2":"0","3":1}' data-sheets-value='{"1":3,"3":71}' style="overflow:hidden;padding:0px 3px 0px 3px;vertical-align:bottom;text-align:center;">71</td> <td data-sheets-numberformat='{"1":2,"2":"0","3":1}' data-sheets-value='{"1":3,"3":63}' style="overflow:hidden;padding:0px 3px 0px 3px;vertical-align:bottom;text-align:center;">63</td> <td data-sheets-numberformat='{"1":2,"2":"0","3":1}' data-sheets-value='{"1":3,"3":22}' style="border-right:1px solid #000000;overflow:hidden;padding:0px 3px 0px 3px;vertical-align:bottom;text-align:center;">22</td> </tr> <tr style="height:20px;"> <td style="border-left:1px solid #000000;overflow:hidden;padding:0px 3px 0px 3px;vertical-align:bottom;font-weight:bold;"></td> <td data-sheets-value='{"1":2,"2":"Triple-walled"}' style="overflow:hidden;padding:0px 3px 0px 3px;vertical-align:bottom;font-weight:bold;">Triple-walled</td> <td data-sheets-value='{"1":2,"2":"Opal (A/O/O)"}' style="border-right:1px solid #000000;overflow:hidden;padding:0px 3px 0px 3px;vertical-align:bottom;font-weight:bold;">Opal (A/O/O)</td> <td data-sheets-numberformat='{"1":2,"2":"0.00","3":1}' data-sheets-value='{"1":3,"3":1.7}' style="overflow:hidden;padding:0px 3px 0px 3px;vertical-align:bottom;text-align:center;">1.70</td> <td data-sheets-numberformat='{"1":2,"2":"0","3":1}' data-sheets-value='{"1":3,"3":61}' style="overflow:hidden;padding:0px 3px 0px 3px;vertical-align:bottom;text-align:center;">61</td> <td data-sheets-numberformat='{"1":2,"2":"0","3":1}' data-sheets-value='{"1":3,"3":48}' style="overflow:hidden;padding:0px 3px 0px 3px;vertical-align:bottom;text-align:center;">48</td> <td data-sheets-numberformat='{"1":2,"2":"0","3":1}' data-sheets-value='{"1":3,"3":22}' style="border-right:1px solid #000000;overflow:hidden;padding:0px 3px 0px 3px;vertical-align:bottom;text-align:center;">22</td> </tr> <tr style="height:20px;"> <td style="border-left:1px solid #000000;overflow:hidden;padding:0px 3px 0px 3px;vertical-align:bottom;font-weight:bold;"></td> <td data-sheets-value='{"1":2,"2":"Four-walled"}' style="overflow:hidden;padding:0px 3px 0px 3px;vertical-align:bottom;font-weight:bold;">Four-walled</td> <td data-sheets-value='{"1":2,"2":"Clear (A/H/H/H)"}' style="border-right:1px solid #000000;overflow:hidden;padding:0px 3px 0px 3px;vertical-align:bottom;font-weight:bold;">Clear (A/H/H/H)</td> <td data-sheets-numberformat='{"1":2,"2":"0.00","3":1}' data-sheets-value='{"1":3,"3":1.28}' style="overflow:hidden;padding:0px 3px 0px 3px;vertical-align:bottom;text-align:center;">1.28</td> <td data-sheets-numberformat='{"1":2,"2":"0","3":1}' data-sheets-value='{"1":3,"3":64}' style="overflow:hidden;padding:0px 3px 0px 3px;vertical-align:bottom;text-align:center;">64</td> <td data-sheets-numberformat='{"1":2,"2":"0","3":1}' data-sheets-value='{"1":3,"3":52}' style="overflow:hidden;padding:0px 3px 0px 3px;vertical-align:bottom;text-align:center;">52</td> <td data-sheets-numberformat='{"1":2,"2":"0","3":1}' data-sheets-value='{"1":3,"3":23}' style="border-right:1px solid #000000;overflow:hidden;padding:0px 3px 0px 3px;vertical-align:bottom;text-align:center;">23</td> </tr> <tr style="height:20px;"> <td style="border-bottom:1px solid #000000;border-left:1px solid #000000;overflow:hidden;padding:0px 3px 0px 3px;vertical-align:bottom;"></td> <td data-sheets-value='{"1":2,"2":"Four-walled"}' style="border-bottom:1px solid #000000;overflow:hidden;padding:0px 3px 0px 3px;vertical-align:bottom;font-weight:bold;">Four-walled</td> <td data-sheets-value='{"1":2,"2":"Opal (A/H/O/H)"}' style="border-right:1px solid #000000;border-bottom:1px solid #000000;overflow:hidden;padding:0px 3px 0px 3px;vertical-align:bottom;font-weight:bold;">Opal (A/H/O/H)</td> <td data-sheets-numberformat='{"1":2,"2":"0.00","3":1}' data-sheets-value='{"1":3,"3":1.28}' style="border-bottom:1px solid #000000;overflow:hidden;padding:0px 3px 0px 3px;vertical-align:bottom;text-align:center;">1.28</td> <td data-sheets-numberformat='{"1":2,"2":"0","3":1}' data-sheets-value='{"1":3,"3":59}' style="border-bottom:1px solid #000000;overflow:hidden;padding:0px 3px 0px 3px;vertical-align:bottom;text-align:center;">59</td> <td data-sheets-numberformat='{"1":2,"2":"0","3":1}' data-sheets-value='{"1":3,"3":46}' style="border-bottom:1px solid #000000;overflow:hidden;padding:0px 3px 0px 3px;vertical-align:bottom;text-align:center;">46</td> <td data-sheets-numberformat='{"1":2,"2":"0","3":1}' data-sheets-value='{"1":3,"3":23}' style="border-right:1px solid #000000;border-bottom:1px solid #000000;overflow:hidden;padding:0px 3px 0px 3px;vertical-align:bottom;text-align:center;">23</td> </tr> <tr style="height:20px;"> <td data-sheets-value='{"1":2,"2":"Polycarbonate"}' style="border-left:1px solid #000000;overflow:hidden;padding:0px 3px 0px 3px;vertical-align:bottom;font-weight:bold;">Polycarbonate</td> <td data-sheets-value='{"1":2,"2":"Single-walled"}' style="overflow:hidden;padding:0px 3px 0px 3px;vertical-align:bottom;font-weight:bold;">Single-walled</td> <td data-sheets-value='{"1":2,"2":"Heatstop Opal (T)"}' style="border-right:1px solid #000000;overflow:hidden;padding:0px 3px 0px 3px;vertical-align:bottom;font-weight:bold;">Heatstop Opal (T)</td> <td data-sheets-numberformat='{"1":2,"2":"0.00","3":1}' data-sheets-value='{"1":3,"3":5.17}' style="overflow:hidden;padding:0px 3px 0px 3px;vertical-align:bottom;text-align:center;">5.17</td> <td data-sheets-numberformat='{"1":2,"2":"0","3":1}' data-sheets-value='{"1":3,"3":49}' style="overflow:hidden;padding:0px 3px 0px 3px;vertical-align:bottom;text-align:center;">49</td> <td data-sheets-numberformat='{"1":2,"2":"0","3":1}' data-sheets-value='{"1":3,"3":59}' style="overflow:hidden;padding:0px 3px 0px 3px;vertical-align:bottom;text-align:center;">59</td> <td data-sheets-numberformat='{"1":2,"2":"0","3":1}' data-sheets-value='{"1":2,"2":"-"}' style="border-right:1px solid #000000;overflow:hidden;padding:0px 3px 0px 3px;vertical-align:bottom;text-align:center;">-</td> </tr> <tr style="height:20px;"> <td data-sheets-value='{"1":2,"2":"Heatstop PC"}' style="border-left:1px solid #000000;overflow:hidden;padding:0px 3px 0px 3px;vertical-align:bottom;font-weight:bold;">Heatstop PC</td> <td data-sheets-value='{"1":2,"2":"Double-walled"}' style="overflow:hidden;padding:0px 3px 0px 3px;vertical-align:bottom;font-weight:bold;">Double-walled</td> <td data-sheets-value='{"1":2,"2":"Clear (T/H)"}' style="border-right:1px solid #000000;overflow:hidden;padding:0px 3px 0px 3px;vertical-align:bottom;font-weight:bold;">Clear (T/H)</td> <td data-sheets-numberformat='{"1":2,"2":"0.00","3":1}' data-sheets-value='{"1":3,"3":2.9}' style="overflow:hidden;padding:0px 3px 0px 3px;vertical-align:bottom;text-align:center;">2.90</td> <td data-sheets-numberformat='{"1":2,"2":"0","3":1}' data-sheets-value='{"1":3,"3":44}' style="overflow:hidden;padding:0px 3px 0px 3px;vertical-align:bottom;text-align:center;">44</td> <td data-sheets-numberformat='{"1":2,"2":"0","3":1}' data-sheets-value='{"1":3,"3":51}' style="overflow:hidden;padding:0px 3px 0px 3px;vertical-align:bottom;text-align:center;">51</td> <td data-sheets-numberformat='{"1":2,"2":"0","3":1}' data-sheets-value='{"1":3,"3":20}' style="border-right:1px solid #000000;overflow:hidden;padding:0px 3px 0px 3px;vertical-align:bottom;text-align:center;">20</td> </tr> <tr style="height:20px;"> <td style="border-left:1px solid #000000;overflow:hidden;padding:0px 3px 0px 3px;vertical-align:bottom;font-weight:bold;"></td> <td data-sheets-value='{"1":2,"2":"Double-walled"}' style="overflow:hidden;padding:0px 3px 0px 3px;vertical-align:bottom;font-weight:bold;">Double-walled</td> <td data-sheets-value='{"1":2,"2":"Opal (T/O)"}' style="border-right:1px solid #000000;overflow:hidden;padding:0px 3px 0px 3px;vertical-align:bottom;font-weight:bold;">Opal (T/O)</td> <td data-sheets-numberformat='{"1":2,"2":"0.00","3":1}' data-sheets-value='{"1":3,"3":2.9}' style="overflow:hidden;padding:0px 3px 0px 3px;vertical-align:bottom;text-align:center;">2.90</td> <td data-sheets-numberformat='{"1":2,"2":"0","3":1}' data-sheets-value='{"1":3,"3":41}' style="overflow:hidden;padding:0px 3px 0px 3px;vertical-align:bottom;text-align:center;">41</td> <td data-sheets-numberformat='{"1":2,"2":"0","3":1}' data-sheets-value='{"1":3,"3":45}' style="overflow:hidden;padding:0px 3px 0px 3px;vertical-align:bottom;text-align:center;">45</td> <td data-sheets-numberformat='{"1":2,"2":"0","3":1}' data-sheets-value='{"1":3,"3":20}' style="border-right:1px solid #000000;overflow:hidden;padding:0px 3px 0px 3px;vertical-align:bottom;text-align:center;">20</td> </tr> <tr style="height:20px;"> <td style="border-left:1px solid #000000;overflow:hidden;padding:0px 3px 0px 3px;vertical-align:bottom;font-weight:bold;"></td> <td data-sheets-value='{"1":2,"2":"Triple-walled"}' style="overflow:hidden; | skylux-160-ce-met-koepel-en-pvc-opstand-30-20-met-lm-motor-en-windvang-1000-x-1900-mm | 8586039427405 | 46872372281677
Smoke and heat exhaust (SHEV) | SHE system | Skylux | Skylux 160° CE with skylight and PVC curb 30/20 with LM-actuator and spoiler 1000 x 2000 mm |  | 26592 | 5412970265924 | 4896.9 | Yes | 30-45 | 92.83 | 1000 x 2000 mm | 2000 | 1000 |  | PVC 30/20 (30 cm high & roof opening = 20 cm larger than daylight size) | Rectangular | 5.17 W/m²K - 1.28 W/m²K | 87% - 32% | 90% - 32% | 20dB - 23dB | 160° CE (for industry) | skylight | with spoiler | E | Single actuator | Maximum four-walled skylight possible for this product | Ut-value LT-value g-value Rw-value EN 1873 : 2014 EN ISO 13468 EN 16153 EN 410 EN 410 EN ISO 140-3 Material Walls Shells (W/m²K) (%) (%) (dB) Acrylic Single-walled Clear (H) 5.17 90 87 - PMMA Single-walled Opal (O) 5.17 83 76 - Double-walled Clear (H/H) 2.90 81 75 20 Double-walled Opal (O/O) 2.90 69 58 20 Triple-walled Clear (H/H/H) 1.70 73 65 22 Triple-walled Opal (O/H/O) 1.70 62 51 22 Four-walled Clear (H/H/H/H) 1.28 64 54 23 Four-walled Opal (H/H/O/H) 1.28 59 48 23 Polycarbonate Single-walled Clear (A) 5.17 88 83 - PC Single-walled Opal (D) 5.17 58 60 - Double-walled Clear (A/H) 2.90 79 72 20 Double-walled Clear (A/A) 2.90 77 69 20 Double-walled Opal (A/O) 2.90 73 63 20 Double-walled Opal (A/D) 2.90 51 50 20 Triple-walled Clear (A/H/H) 1.70 71 63 22 Triple-walled Opal (A/O/O) 1.70 61 48 22 Four-walled Clear (A/H/H/H) 1.28 64 52 23 Four-walled Opal (A/H/O/H) 1.28 59 46 23 Polycarbonate Single-walled Heatstop Opal (T) 5.17 49 59 - Heatstop PC Double-walled Clear (T/H) 2.90 44 51 20 Double-walled Opal (T/O) 2.90 41 45 20 Triple-walled Clear (T/H/H) 1.70 40 <td data-sheets-numberformat='{"1":2,"2":"0","3":1}' data-sheets-value='{"1":3,"3":44}' style="overflow:hidden;paddin | https://skylux.eu/en/products/skylux-160-ce-met-koepel-en-pvc-opstand-30-20-met-lm-motor-en-windvang-1000-x-2000-mm | https://skylux.eu/cdn/shop/files/Skylux-160deg-CE-met-koepel-en-pvc-opstand-3020-met-LM-motor-en-windvang-1000-x-2000-mm-RWA-systeem.jpg?v=1702981437&width=1600 | https://skylux.eu/cdn/shop/files/e5a82811-1bb0-48e4-a776-cacb59c7c092_db012c5a-2270-4014-b9bc-27287a9c8fc0.jpg?v=1688551375&width=1600 | //skylux.eu/cdn/shop/files/E_MH_Mounting_instructions_Skylux_160_CE_LM.pdf?v=12406716259046007223 | //skylux.eu/cdn/shop/files/E_TD_Technical_File_Skylux_Skylux_160_CE_Electric.pdf?v=3667116872303399239 | <style type="text/css" id="isPasted"> <!--td { border: 1px solid #cccccc; } br { mso-data-placement: same-cell; } --> </style> <table border="1" cellpadding="0" cellspacing="0" dir="ltr" style="table-layout:fixed;font-size:10pt;font-family:Arial;border-collapse:collapse;border:none;"><tbody> <tr style="height:20px;"> <td style="overflow:hidden;padding:0px 3px 0px 3px;vertical-align:bottom;"></td> <td style="overflow:hidden;padding:0px 3px 0px 3px;vertical-align:bottom;"></td> <td style="overflow:hidden;padding:0px 3px 0px 3px;vertical-align:bottom;"></td> <td data-sheets-value='{"1":2,"2":"Ut-value"}' style="overflow:hidden;padding:0px 3px 0px 3px;vertical-align:bottom;font-weight:bold;text-align:center;">Ut-value</td> <td data-sheets-value='{"1":2,"2":"LT-value"}' style="overflow:hidden;padding:0px 3px 0px 3px;vertical-align:bottom;font-weight:bold;text-align:center;">LT-value</td> <td data-sheets-value='{"1":2,"2":"g-value"}' style="overflow:hidden;padding:0px 3px 0px 3px;vertical-align:bottom;font-weight:bold;text-align:center;">g-value</td> <td data-sheets-value='{"1":2,"2":"Rw-value "}' style="overflow:hidden;padding:0px 3px 0px 3px;vertical-align:bottom;font-weight:bold;text-align:center;">Rw-value </td> </tr> <tr style="height:20px;"> <td style="overflow:hidden;padding:0px 3px 0px 3px;vertical-align:bottom;"></td> <td style="overflow:hidden;padding:0px 3px 0px 3px;vertical-align:bottom;"></td> <td style="overflow:hidden;padding:0px 3px 0px 3px;vertical-align:bottom;"></td> <td data-sheets-numberformat='{"1":2,"2":"0.00","3":1}' data-sheets-value='{"1":2,"2":"EN 1873 : 2014"}' style="overflow:hidden;padding:0px 3px 0px 3px;vertical-align:bottom;text-align:center;">EN 1873 : 2014</td> <td data-sheets-numberformat='{"1":2,"2":"0","3":1}' data-sheets-value='{"1":2,"2":"EN ISO 13468 EN 16153 EN 410"}' style="overflow:hidden;padding:0px 3px 0px 3px;vertical-align:bottom;text-align:center;">EN ISO 13468 EN 16153 EN 410</td> <td data-sheets-numberformat='{"1":2,"2":"0","3":1}' data-sheets-value='{"1":2,"2":"EN 410"}' style="overflow:hidden;padding:0px 3px 0px 3px;vertical-align:bottom;text-align:center;">EN 410</td> <td data-sheets-value='{"1":2,"2":"EN ISO 140-3\t\t"}' style="overflow:hidden;padding:0px 3px 0px 3px;vertical-align:bottom;text-align:center;">EN ISO 140-3 </td> </tr> <tr style="height:20px;"> <td data-sheets-value='{"1":2,"2":"Material"}' style="border-bottom:1px solid #000000;overflow:hidden;padding:0px 3px 0px 3px;vertical-align:bottom;background-color:#000000;font-weight:bold;color:#ffffff;">Material</td> <td data-sheets-value='{"1":2,"2":"Walls"}' style="border-bottom:1px solid #000000;overflow:hidden;padding:0px 3px 0px 3px;vertical-align:bottom;background-color:#000000;font-weight:bold;color:#ffffff;">Walls</td> <td data-sheets-value='{"1":2,"2":"Shells"}' style="border-bottom:1px solid #000000;overflow:hidden;padding:0px 3px 0px 3px;vertical-align:bottom;background-color:#000000;font-weight:bold;color:#ffffff;">Shells</td> <td data-sheets-numberformat='{"1":2,"2":"0.00","3":1}' data-sheets-value='{"1":2,"2":"(W/m²K)\t"}' style="border-bottom:1px solid #000000;overflow:hidden;padding:0px 3px 0px 3px;vertical-align:bottom;background-color:#000000;font-weight:bold;color:#ffffff;text-align:center;">(W/m²K) </td> <td data-sheets-numberformat='{"1":2,"2":"0","3":1}' data-sheets-value='{"1":2,"2":"(%)"}' style="border-bottom:1px solid #000000;overflow:hidden;padding:0px 3px 0px 3px;vertical-align:bottom;background-color:#000000;font-weight:bold;color:#ffffff;text-align:center;">(%)</td> <td data-sheets-numberformat='{"1":2,"2":"0","3":1}' data-sheets-value='{"1":2,"2":"(%)"}' style="border-bottom:1px solid #000000;overflow:hidden;padding:0px 3px 0px 3px;vertical-align:bottom;background-color:#000000;font-weight:bold;color:#ffffff;text-align:center;">(%)</td> <td data-sheets-value='{"1":2,"2":"(dB)"}' style="border-bottom:1px solid #000000;overflow:hidden;padding:0px 3px 0px 3px;vertical-align:bottom;background-color:#000000;font-weight:bold;color:#ffffff;text-align:center;">(dB)</td> </tr> <tr style="height:20px;"> <td data-sheets-value='{"1":2,"2":"Acrylic"}' style="border-left:1px solid #000000;overflow:hidden;padding:0px 3px 0px 3px;vertical-align:bottom;font-weight:bold;">Acrylic</td> <td data-sheets-value='{"1":2,"2":"Single-walled"}' style="overflow:hidden;padding:0px 3px 0px 3px;vertical-align:bottom;font-weight:bold;">Single-walled</td> <td data-sheets-value='{"1":2,"2":"Clear (H)"}' style="border-right:1px solid #000000;overflow:hidden;padding:0px 3px 0px 3px;vertical-align:bottom;font-weight:bold;">Clear (H)</td> <td data-sheets-numberformat='{"1":2,"2":"0.00","3":1}' data-sheets-value='{"1":3,"3":5.17}' style="overflow:hidden;padding:0px 3px 0px 3px;vertical-align:bottom;text-align:center;">5.17</td> <td data-sheets-numberformat='{"1":2,"2":"0","3":1}' data-sheets-value='{"1":3,"3":90}' style="overflow:hidden;padding:0px 3px 0px 3px;vertical-align:bottom;text-align:center;">90</td> <td data-sheets-numberformat='{"1":2,"2":"0","3":1}' data-sheets-value='{"1":3,"3":87}' style="overflow:hidden;padding:0px 3px 0px 3px;vertical-align:bottom;text-align:center;">87</td> <td data-sheets-numberformat='{"1":2,"2":"0","3":1}' data-sheets-value='{"1":2,"2":"-"}' style="border-right:1px solid #000000;overflow:hidden;padding:0px 3px 0px 3px;vertical-align:bottom;text-align:center;">-</td> </tr> <tr style="height:20px;"> <td data-sheets-value='{"1":2,"2":"PMMA"}' style="border-left:1px solid #000000;overflow:hidden;padding:0px 3px 0px 3px;vertical-align:bottom;font-weight:bold;">PMMA</td> <td data-sheets-value='{"1":2,"2":"Single-walled"}' style="overflow:hidden;padding:0px 3px 0px 3px;vertical-align:bottom;font-weight:bold;">Single-walled</td> <td data-sheets-value='{"1":2,"2":"Opal (O)"}' style="border-right:1px solid #000000;overflow:hidden;padding:0px 3px 0px 3px;vertical-align:bottom;font-weight:bold;">Opal (O)</td> <td data-sheets-numberformat='{"1":2,"2":"0.00","3":1}' data-sheets-value='{"1":3,"3":5.17}' style="overflow:hidden;padding:0px 3px 0px 3px;vertical-align:bottom;text-align:center;">5.17</td> <td data-sheets-numberformat='{"1":2,"2":"0","3":1}' data-sheets-value='{"1":3,"3":83}' style="overflow:hidden;padding:0px 3px 0px 3px;vertical-align:bottom;text-align:center;">83</td> <td data-sheets-numberformat='{"1":2,"2":"0","3":1}' data-sheets-value='{"1":3,"3":76}' style="overflow:hidden;padding:0px 3px 0px 3px;vertical-align:bottom;text-align:center;">76</td> <td data-sheets-numberformat='{"1":2,"2":"0","3":1}' data-sheets-value='{"1":2,"2":"-"}' style="border-right:1px solid #000000;overflow:hidden;padding:0px 3px 0px 3px;vertical-align:bottom;text-align:center;">-</td> </tr> <tr style="height:20px;"> <td style="border-left:1px solid #000000;overflow:hidden;padding:0px 3px 0px 3px;vertical-align:bottom;font-weight:bold;"></td> <td data-sheets-value='{"1":2,"2":"Double-walled"}' style="overflow:hidden;padding:0px 3px 0px 3px;vertical-align:bottom;font-weight:bold;">Double-walled</td> <td data-sheets-value='{"1":2,"2":"Clear (H/H)"}' style="border-right:1px solid #000000;overflow:hidden;padding:0px 3px 0px 3px;vertical-align:bottom;font-weight:bold;">Clear (H/H)</td> <td data-sheets-numberformat='{"1":2,"2":"0.00","3":1}' data-sheets-value='{"1":3,"3":2.9}' style="overflow:hidden;padding:0px 3px 0px 3px;vertical-align:bottom;text-align:center;">2.90</td> <td data-sheets-numberformat='{"1":2,"2":"0","3":1}' data-sheets-value='{"1":3,"3":81}' style="overflow:hidden;padding:0px 3px 0px 3px;vertical-align:bottom;text-align:center;">81</td> <td data-sheets-numberformat='{"1":2,"2":"0","3":1}' data-sheets-value='{"1":3,"3":75}' style="overflow:hidden;padding:0px 3px 0px 3px;vertical-align:bottom;text-align:center;">75</td> <td data-sheets-numberformat='{"1":2,"2":"0","3":1}' data-sheets-value='{"1":3,"3":20}' style="border-right:1px solid #000000;overflow:hidden;padding:0px 3px 0px 3px;vertical-align:bottom;text-align:center;">20</td> </tr> <tr style="height:20px;"> <td style="border-left:1px solid #000000;overflow:hidden;padding:0px 3px 0px 3px;vertical-align:bottom;font-weight:bold;"></td> <td data-sheets-value='{"1":2,"2":"Double-walled"}' style="overflow:hidden;padding:0px 3px 0px 3px;vertical-align:bottom;font-weight:bold;">Double-walled</td> <td data-sheets-value='{"1":2,"2":"Opal (O/O)"}' style="border-right:1px solid #000000;overflow:hidden;padding:0px 3px 0px 3px;vertical-align:bottom;font-weight:bold;">Opal (O/O)</td> <td data-sheets-numberformat='{"1":2,"2":"0.00","3":1}' data-sheets-value='{"1":3,"3":2.9}' style="overflow:hidden;padding:0px 3px 0px 3px;vertical-align:bottom;text-align:center;">2.90</td> <td data-sheets-numberformat='{"1":2,"2":"0","3":1}' data-sheets-value='{"1":3,"3":69}' style="overflow:hidden;padding:0px 3px 0px 3px;vertical-align:bottom;text-align:center;">69</td> <td data-sheets-numberformat='{"1":2,"2":"0","3":1}' data-sheets-value='{"1":3,"3":58}' style="overflow:hidden;padding:0px 3px 0px 3px;vertical-align:bottom;text-align:center;">58</td> <td data-sheets-numberformat='{"1":2,"2":"0","3":1}' data-sheets-value='{"1":3,"3":20}' style="border-right:1px solid #000000;overflow:hidden;padding:0px 3px 0px 3px;vertical-align:bottom;text-align:center;">20</td> </tr> <tr style="height:20px;"> <td style="border-left:1px solid #000000;overflow:hidden;padding:0px 3px 0px 3px;vertical-align:bottom;font-weight:bold;"></td> <td data-sheets-value='{"1":2,"2":"Triple-walled"}' style="overflow:hidden;padding:0px 3px 0px 3px;vertical-align:bottom;font-weight:bold;">Triple-walled</td> <td data-sheets-value='{"1":2,"2":"Clear (H/H/H)"}' style="border-right:1px solid #000000;overflow:hidden;padding:0px 3px 0px 3px;vertical-align:bottom;font-weight:bold;">Clear (H/H/H)</td> <td data-sheets-numberformat='{"1":2,"2":"0.00","3":1}' data-sheets-value='{"1":3,"3":1.7}' style="overflow:hidden;padding:0px 3px 0px 3px;vertical-align:bottom;text-align:center;">1.70</td> <td data-sheets-numberformat='{"1":2,"2":"0","3":1}' data-sheets-value='{"1":3,"3":73}' style="overflow:hidden;padding:0px 3px 0px 3px;vertical-align:bottom;text-align:center;">73</td> <td data-sheets-numberformat='{"1":2,"2":"0","3":1}' data-sheets-value='{"1":3,"3":65}' style="overflow:hidden;padding:0px 3px 0px 3px;vertical-align:bottom;text-align:center;">65</td> <td data-sheets-numberformat='{"1":2,"2":"0","3":1}' data-sheets-value='{"1":3,"3":22}' style="border-right:1px solid #000000;overflow:hidden;padding:0px 3px 0px 3px;vertical-align:bottom;text-align:center;">22</td> </tr> <tr style="height:20px;"> <td style="border-left:1px solid #000000;overflow:hidden;padding:0px 3px 0px 3px;vertical-align:bottom;font-weight:bold;"></td> <td data-sheets-value='{"1":2,"2":"Triple-walled"}' style="overflow:hidden;padding:0px 3px 0px 3px;vertical-align:bottom;font-weight:bold;">Triple-walled</td> <td data-sheets-value='{"1":2,"2":"Opal (O/H/O)"}' style="border-right:1px solid #000000;overflow:hidden;padding:0px 3px 0px 3px;vertical-align:bottom;font-weight:bold;">Opal (O/H/O)</td> <td data-sheets-numberformat='{"1":2,"2":"0.00","3":1}' data-sheets-value='{"1":3,"3":1.7}' style="overflow:hidden;padding:0px 3px 0px 3px;vertical-align:bottom;text-align:center;">1.70</td> <td data-sheets-numberformat='{"1":2,"2":"0","3":1}' data-sheets-value='{"1":3,"3":62}' style="overflow:hidden;padding:0px 3px 0px 3px;vertical-align:bottom;text-align:center;">62</td> <td data-sheets-numberformat='{"1":2,"2":"0","3":1}' data-sheets-value='{"1":3,"3":51}' style="overflow:hidden;padding:0px 3px 0px 3px;vertical-align:bottom;text-align:center;">51</td> <td data-sheets-numberformat='{"1":2,"2":"0","3":1}' data-sheets-value='{"1":3,"3":22}' style="border-right:1px solid #000000;overflow:hidden;padding:0px 3px 0px 3px;vertical-align:bottom;text-align:center;">22</td> </tr> <tr style="height:20px;"> <td style="border-left:1px solid #000000;overflow:hidden;padding:0px 3px 0px 3px;vertical-align:bottom;font-weight:bold;"></td> <td data-sheets-value='{"1":2,"2":"Four-walled"}' style="overflow:hidden;padding:0px 3px 0px 3px;vertical-align:bottom;font-weight:bold;">Four-walled</td> <td data-sheets-value='{"1":2,"2":"Clear (H/H/H/H)"}' style="border-right:1px solid #000000;overflow:hidden;padding:0px 3px 0px 3px;vertical-align:bottom;font-weight:bold;">Clear (H/H/H/H)</td> <td data-sheets-numberformat='{"1":2,"2":"0.00","3":1}' data-sheets-value='{"1":3,"3":1.28}' style="overflow:hidden;padding:0px 3px 0px 3px;vertical-align:bottom;text-align:center;">1.28</td> <td data-sheets-numberformat='{"1":2,"2":"0","3":1}' data-sheets-value='{"1":3,"3":64}' style="overflow:hidden;padding:0px 3px 0px 3px;vertical-align:bottom;text-align:center;">64</td> <td data-sheets-numberformat='{"1":2,"2":"0","3":1}' data-sheets-value='{"1":3,"3":54}' style="overflow:hidden;padding:0px 3px 0px 3px;vertical-align:bottom;text-align:center;">54</td> <td data-sheets-numberformat='{"1":2,"2":"0","3":1}' data-sheets-value='{"1":3,"3":23}' style="border-right:1px solid #000000;overflow:hidden;padding:0px 3px 0px 3px;vertical-align:bottom;text-align:center;">23</td> </tr> <tr style="height:20px;"> <td style="border-bottom:1px solid #000000;border-left:1px solid #000000;overflow:hidden;padding:0px 3px 0px 3px;vertical-align:bottom;"></td> <td data-sheets-value='{"1":2,"2":"Four-walled"}' style="border-bottom:1px solid #000000;overflow:hidden;padding:0px 3px 0px 3px;vertical-align:bottom;font-weight:bold;">Four-walled</td> <td data-sheets-value='{"1":2,"2":"Opal (H/H/O/H)"}' style="border-right:1px solid #000000;border-bottom:1px solid #000000;overflow:hidden;padding:0px 3px 0px 3px;vertical-align:bottom;font-weight:bold;">Opal (H/H/O/H)</td> <td data-sheets-numberformat='{"1":2,"2":"0.00","3":1}' data-sheets-value='{"1":3,"3":1.28}' style="border-bottom:1px solid #000000;overflow:hidden;padding:0px 3px 0px 3px;vertical-align:bottom;text-align:center;">1.28</td> <td data-sheets-numberformat='{"1":2,"2":"0","3":1}' data-sheets-value='{"1":3,"3":59}' style="border-bottom:1px solid #000000;overflow:hidden;padding:0px 3px 0px 3px;vertical-align:bottom;text-align:center;">59</td> <td data-sheets-numberformat='{"1":2,"2":"0","3":1}' data-sheets-value='{"1":3,"3":48}' style="border-bottom:1px solid #000000;overflow:hidden;padding:0px 3px 0px 3px;vertical-align:bottom;text-align:center;">48</td> <td data-sheets-numberformat='{"1":2,"2":"0","3":1}' data-sheets-value='{"1":3,"3":23}' style="border-right:1px solid #000000;border-bottom:1px solid #000000;overflow:hidden;padding:0px 3px 0px 3px;vertical-align:bottom;text-align:center;">23</td> </tr> <tr style="height:20px;"> <td data-sheets-value='{"1":2,"2":"Polycarbonate "}' style="border-left:1px solid #000000;overflow:hidden;padding:0px 3px 0px 3px;vertical-align:bottom;font-weight:bold;">Polycarbonate </td> <td data-sheets-value='{"1":2,"2":"Single-walled"}' style="overflow:hidden;padding:0px 3px 0px 3px;vertical-align:bottom;font-weight:bold;">Single-walled</td> <td data-sheets-value='{"1":2,"2":"Clear (A)"}' style="border-right:1px solid #000000;overflow:hidden;padding:0px 3px 0px 3px;vertical-align:bottom;font-weight:bold;">Clear (A)</td> <td data-sheets-numberformat='{"1":2,"2":"0.00","3":1}' data-sheets-value='{"1":3,"3":5.17}' style="overflow:hidden;padding:0px 3px 0px 3px;vertical-align:bottom;text-align:center;">5.17</td> <td data-sheets-numberformat='{"1":2,"2":"0","3":1}' data-sheets-value='{"1":3,"3":88}' style="overflow:hidden;padding:0px 3px 0px 3px;vertical-align:bottom;text-align:center;">88</td> <td data-sheets-numberformat='{"1":2,"2":"0","3":1}' data-sheets-value='{"1":3,"3":83}' style="overflow:hidden;padding:0px 3px 0px 3px;vertical-align:bottom;text-align:center;">83</td> <td data-sheets-numberformat='{"1":2,"2":"0","3":1}' data-sheets-value='{"1":2,"2":"-"}' style="border-right:1px solid #000000;overflow:hidden;padding:0px 3px 0px 3px;vertical-align:bottom;text-align:center;">-</td> </tr> <tr style="height:20px;"> <td data-sheets-value='{"1":2,"2":"PC"}' style="border-left:1px solid #000000;overflow:hidden;padding:0px 3px 0px 3px;vertical-align:bottom;font-weight:bold;">PC</td> <td data-sheets-value='{"1":2,"2":"Single-walled"}' style="overflow:hidden;padding:0px 3px 0px 3px;vertical-align:bottom;font-weight:bold;">Single-walled</td> <td data-sheets-value='{"1":2,"2":"Opal (D)"}' style="border-right:1px solid #000000;overflow:hidden;padding:0px 3px 0px 3px;vertical-align:bottom;font-weight:bold;">Opal (D)</td> <td data-sheets-numberformat='{"1":2,"2":"0.00","3":1}' data-sheets-value='{"1":3,"3":5.17}' style="overflow:hidden;padding:0px 3px 0px 3px;vertical-align:bottom;text-align:center;">5.17</td> <td data-sheets-numberformat='{"1":2,"2":"0","3":1}' data-sheets-value='{"1":3,"3":58}' style="overflow:hidden;padding:0px 3px 0px 3px;vertical-align:bottom;text-align:center;">58</td> <td data-sheets-numberformat='{"1":2,"2":"0","3":1}' data-sheets-value='{"1":3,"3":60}' style="overflow:hidden;padding:0px 3px 0px 3px;vertical-align:bottom;text-align:center;">60</td> <td data-sheets-numberformat='{"1":2,"2":"0","3":1}' data-sheets-value='{"1":2,"2":"-"}' style="border-right:1px solid #000000;overflow:hidden;padding:0px 3px 0px 3px;vertical-align:bottom;text-align:center;">-</td> </tr> <tr style="height:20px;"> <td style="border-left:1px solid #000000;overflow:hidden;padding:0px 3px 0px 3px;vertical-align:bottom;font-weight:bold;"></td> <td data-sheets-value='{"1":2,"2":"Double-walled"}' style="overflow:hidden;padding:0px 3px 0px 3px;vertical-align:bottom;font-weight:bold;">Double-walled</td> <td data-sheets-value='{"1":2,"2":"Clear (A/H)"}' style="border-right:1px solid #000000;overflow:hidden;padding:0px 3px 0px 3px;vertical-align:bottom;font-weight:bold;">Clear (A/H)</td> <td data-sheets-numberformat='{"1":2,"2":"0.00","3":1}' data-sheets-value='{"1":3,"3":2.9}' style="overflow:hidden;padding:0px 3px 0px 3px;vertical-align:bottom;text-align:center;">2.90</td> <td data-sheets-numberformat='{"1":2,"2":"0","3":1}' data-sheets-value='{"1":3,"3":79}' style="overflow:hidden;padding:0px 3px 0px 3px;vertical-align:bottom;text-align:center;">79</td> <td data-sheets-numberformat='{"1":2,"2":"0","3":1}' data-sheets-value='{"1":3,"3":72}' style="overflow:hidden;padding:0px 3px 0px 3px;vertical-align:bottom;text-align:center;">72</td> <td data-sheets-numberformat='{"1":2,"2":"0","3":1}' data-sheets-value='{"1":3,"3":20}' style="border-right:1px solid #000000;overflow:hidden;padding:0px 3px 0px 3px;vertical-align:bottom;text-align:center;">20</td> </tr> <tr style="height:20px;"> <td style="border-left:1px solid #000000;overflow:hidden;padding:0px 3px 0px 3px;vertical-align:bottom;font-weight:bold;"></td> <td data-sheets-value='{"1":2,"2":"Double-walled"}' style="overflow:hidden;padding:0px 3px 0px 3px;vertical-align:bottom;font-weight:bold;">Double-walled</td> <td data-sheets-value='{"1":2,"2":"Clear (A/A)"}' style="border-right:1px solid #000000;overflow:hidden;padding:0px 3px 0px 3px;vertical-align:bottom;font-weight:bold;">Clear (A/A)</td> <td data-sheets-numberformat='{"1":2,"2":"0.00","3":1}' data-sheets-value='{"1":3,"3":2.9}' style="overflow:hidden;padding:0px 3px 0px 3px;vertical-align:bottom;text-align:center;">2.90</td> <td data-sheets-numberformat='{"1":2,"2":"0","3":1}' data-sheets-value='{"1":3,"3":77}' style="overflow:hidden;padding:0px 3px 0px 3px;vertical-align:bottom;text-align:center;">77</td> <td data-sheets-numberformat='{"1":2,"2":"0","3":1}' data-sheets-value='{"1":3,"3":69}' style="overflow:hidden;padding:0px 3px 0px 3px;vertical-align:bottom;text-align:center;">69</td> <td data-sheets-numberformat='{"1":2,"2":"0","3":1}' data-sheets-value='{"1":3,"3":20}' style="border-right:1px solid #000000;overflow:hidden;padding:0px 3px 0px 3px;vertical-align:bottom;text-align:center;">20</td> </tr> <tr style="height:20px;"> <td style="border-left:1px solid #000000;overflow:hidden;padding:0px 3px 0px 3px;vertical-align:bottom;font-weight:bold;"></td> <td data-sheets-value='{"1":2,"2":"Double-walled"}' style="overflow:hidden;padding:0px 3px 0px 3px;vertical-align:bottom;font-weight:bold;">Double-walled</td> <td data-sheets-value='{"1":2,"2":"Opal (A/O)"}' style="border-right:1px solid #000000;overflow:hidden;padding:0px 3px 0px 3px;vertical-align:bottom;font-weight:bold;">Opal (A/O)</td> <td data-sheets-numberformat='{"1":2,"2":"0.00","3":1}' data-sheets-value='{"1":3,"3":2.9}' style="overflow:hidden;padding:0px 3px 0px 3px;vertical-align:bottom;text-align:center;">2.90</td> <td data-sheets-numberformat='{"1":2,"2":"0","3":1}' data-sheets-value='{"1":3,"3":73}' style="overflow:hidden;padding:0px 3px 0px 3px;vertical-align:bottom;text-align:center;">73</td> <td data-sheets-numberformat='{"1":2,"2":"0","3":1}' data-sheets-value='{"1":3,"3":63}' style="overflow:hidden;padding:0px 3px 0px 3px;vertical-align:bottom;text-align:center;">63</td> <td data-sheets-numberformat='{"1":2,"2":"0","3":1}' data-sheets-value='{"1":3,"3":20}' style="border-right:1px solid #000000;overflow:hidden;padding:0px 3px 0px 3px;vertical-align:bottom;text-align:center;">20</td> </tr> <tr style="height:20px;"> <td style="border-left:1px solid #000000;overflow:hidden;padding:0px 3px 0px 3px;vertical-align:bottom;font-weight:bold;"></td> <td data-sheets-value='{"1":2,"2":"Double-walled"}' style="overflow:hidden;padding:0px 3px 0px 3px;vertical-align:bottom;font-weight:bold;">Double-walled</td> <td data-sheets-value='{"1":2,"2":"Opal (A/D)"}' style="border-right:1px solid #000000;overflow:hidden;padding:0px 3px 0px 3px;vertical-align:bottom;font-weight:bold;">Opal (A/D)</td> <td data-sheets-numberformat='{"1":2,"2":"0.00","3":1}' data-sheets-value='{"1":3,"3":2.9}' style="overflow:hidden;padding:0px 3px 0px 3px;vertical-align:bottom;text-align:center;">2.90</td> <td data-sheets-numberformat='{"1":2,"2":"0","3":1}' data-sheets-value='{"1":3,"3":51}' style="overflow:hidden;padding:0px 3px 0px 3px;vertical-align:bottom;text-align:center;">51</td> <td data-sheets-numberformat='{"1":2,"2":"0","3":1}' data-sheets-value='{"1":3,"3":50}' style="overflow:hidden;padding:0px 3px 0px 3px;vertical-align:bottom;text-align:center;">50</td> <td data-sheets-numberformat='{"1":2,"2":"0","3":1}' data-sheets-value='{"1":3,"3":20}' style="border-right:1px solid #000000;overflow:hidden;padding:0px 3px 0px 3px;vertical-align:bottom;text-align:center;">20</td> </tr> <tr style="height:20px;"> <td style="border-left:1px solid #000000;overflow:hidden;padding:0px 3px 0px 3px;vertical-align:bottom;font-weight:bold;"></td> <td data-sheets-value='{"1":2,"2":"Triple-walled"}' style="overflow:hidden;padding:0px 3px 0px 3px;vertical-align:bottom;font-weight:bold;">Triple-walled</td> <td data-sheets-value='{"1":2,"2":"Clear (A/H/H)"}' style="border-right:1px solid #000000;overflow:hidden;padding:0px 3px 0px 3px;vertical-align:bottom;font-weight:bold;">Clear (A/H/H)</td> <td data-sheets-numberformat='{"1":2,"2":"0.00","3":1}' data-sheets-value='{"1":3,"3":1.7}' style="overflow:hidden;padding:0px 3px 0px 3px;vertical-align:bottom;text-align:center;">1.70</td> <td data-sheets-numberformat='{"1":2,"2":"0","3":1}' data-sheets-value='{"1":3,"3":71}' style="overflow:hidden;padding:0px 3px 0px 3px;vertical-align:bottom;text-align:center;">71</td> <td data-sheets-numberformat='{"1":2,"2":"0","3":1}' data-sheets-value='{"1":3,"3":63}' style="overflow:hidden;padding:0px 3px 0px 3px;vertical-align:bottom;text-align:center;">63</td> <td data-sheets-numberformat='{"1":2,"2":"0","3":1}' data-sheets-value='{"1":3,"3":22}' style="border-right:1px solid #000000;overflow:hidden;padding:0px 3px 0px 3px;vertical-align:bottom;text-align:center;">22</td> </tr> <tr style="height:20px;"> <td style="border-left:1px solid #000000;overflow:hidden;padding:0px 3px 0px 3px;vertical-align:bottom;font-weight:bold;"></td> <td data-sheets-value='{"1":2,"2":"Triple-walled"}' style="overflow:hidden;padding:0px 3px 0px 3px;vertical-align:bottom;font-weight:bold;">Triple-walled</td> <td data-sheets-value='{"1":2,"2":"Opal (A/O/O)"}' style="border-right:1px solid #000000;overflow:hidden;padding:0px 3px 0px 3px;vertical-align:bottom;font-weight:bold;">Opal (A/O/O)</td> <td data-sheets-numberformat='{"1":2,"2":"0.00","3":1}' data-sheets-value='{"1":3,"3":1.7}' style="overflow:hidden;padding:0px 3px 0px 3px;vertical-align:bottom;text-align:center;">1.70</td> <td data-sheets-numberformat='{"1":2,"2":"0","3":1}' data-sheets-value='{"1":3,"3":61}' style="overflow:hidden;padding:0px 3px 0px 3px;vertical-align:bottom;text-align:center;">61</td> <td data-sheets-numberformat='{"1":2,"2":"0","3":1}' data-sheets-value='{"1":3,"3":48}' style="overflow:hidden;padding:0px 3px 0px 3px;vertical-align:bottom;text-align:center;">48</td> <td data-sheets-numberformat='{"1":2,"2":"0","3":1}' data-sheets-value='{"1":3,"3":22}' style="border-right:1px solid #000000;overflow:hidden;padding:0px 3px 0px 3px;vertical-align:bottom;text-align:center;">22</td> </tr> <tr style="height:20px;"> <td style="border-left:1px solid #000000;overflow:hidden;padding:0px 3px 0px 3px;vertical-align:bottom;font-weight:bold;"></td> <td data-sheets-value='{"1":2,"2":"Four-walled"}' style="overflow:hidden;padding:0px 3px 0px 3px;vertical-align:bottom;font-weight:bold;">Four-walled</td> <td data-sheets-value='{"1":2,"2":"Clear (A/H/H/H)"}' style="border-right:1px solid #000000;overflow:hidden;padding:0px 3px 0px 3px;vertical-align:bottom;font-weight:bold;">Clear (A/H/H/H)</td> <td data-sheets-numberformat='{"1":2,"2":"0.00","3":1}' data-sheets-value='{"1":3,"3":1.28}' style="overflow:hidden;padding:0px 3px 0px 3px;vertical-align:bottom;text-align:center;">1.28</td> <td data-sheets-numberformat='{"1":2,"2":"0","3":1}' data-sheets-value='{"1":3,"3":64}' style="overflow:hidden;padding:0px 3px 0px 3px;vertical-align:bottom;text-align:center;">64</td> <td data-sheets-numberformat='{"1":2,"2":"0","3":1}' data-sheets-value='{"1":3,"3":52}' style="overflow:hidden;padding:0px 3px 0px 3px;vertical-align:bottom;text-align:center;">52</td> <td data-sheets-numberformat='{"1":2,"2":"0","3":1}' data-sheets-value='{"1":3,"3":23}' style="border-right:1px solid #000000;overflow:hidden;padding:0px 3px 0px 3px;vertical-align:bottom;text-align:center;">23</td> </tr> <tr style="height:20px;"> <td style="border-bottom:1px solid #000000;border-left:1px solid #000000;overflow:hidden;padding:0px 3px 0px 3px;vertical-align:bottom;"></td> <td data-sheets-value='{"1":2,"2":"Four-walled"}' style="border-bottom:1px solid #000000;overflow:hidden;padding:0px 3px 0px 3px;vertical-align:bottom;font-weight:bold;">Four-walled</td> <td data-sheets-value='{"1":2,"2":"Opal (A/H/O/H)"}' style="border-right:1px solid #000000;border-bottom:1px solid #000000;overflow:hidden;padding:0px 3px 0px 3px;vertical-align:bottom;font-weight:bold;">Opal (A/H/O/H)</td> <td data-sheets-numberformat='{"1":2,"2":"0.00","3":1}' data-sheets-value='{"1":3,"3":1.28}' style="border-bottom:1px solid #000000;overflow:hidden;padding:0px 3px 0px 3px;vertical-align:bottom;text-align:center;">1.28</td> <td data-sheets-numberformat='{"1":2,"2":"0","3":1}' data-sheets-value='{"1":3,"3":59}' style="border-bottom:1px solid #000000;overflow:hidden;padding:0px 3px 0px 3px;vertical-align:bottom;text-align:center;">59</td> <td data-sheets-numberformat='{"1":2,"2":"0","3":1}' data-sheets-value='{"1":3,"3":46}' style="border-bottom:1px solid #000000;overflow:hidden;padding:0px 3px 0px 3px;vertical-align:bottom;text-align:center;">46</td> <td data-sheets-numberformat='{"1":2,"2":"0","3":1}' data-sheets-value='{"1":3,"3":23}' style="border-right:1px solid #000000;border-bottom:1px solid #000000;overflow:hidden;padding:0px 3px 0px 3px;vertical-align:bottom;text-align:center;">23</td> </tr> <tr style="height:20px;"> <td data-sheets-value='{"1":2,"2":"Polycarbonate"}' style="border-left:1px solid #000000;overflow:hidden;padding:0px 3px 0px 3px;vertical-align:bottom;font-weight:bold;">Polycarbonate</td> <td data-sheets-value='{"1":2,"2":"Single-walled"}' style="overflow:hidden;padding:0px 3px 0px 3px;vertical-align:bottom;font-weight:bold;">Single-walled</td> <td data-sheets-value='{"1":2,"2":"Heatstop Opal (T)"}' style="border-right:1px solid #000000;overflow:hidden;padding:0px 3px 0px 3px;vertical-align:bottom;font-weight:bold;">Heatstop Opal (T)</td> <td data-sheets-numberformat='{"1":2,"2":"0.00","3":1}' data-sheets-value='{"1":3,"3":5.17}' style="overflow:hidden;padding:0px 3px 0px 3px;vertical-align:bottom;text-align:center;">5.17</td> <td data-sheets-numberformat='{"1":2,"2":"0","3":1}' data-sheets-value='{"1":3,"3":49}' style="overflow:hidden;padding:0px 3px 0px 3px;vertical-align:bottom;text-align:center;">49</td> <td data-sheets-numberformat='{"1":2,"2":"0","3":1}' data-sheets-value='{"1":3,"3":59}' style="overflow:hidden;padding:0px 3px 0px 3px;vertical-align:bottom;text-align:center;">59</td> <td data-sheets-numberformat='{"1":2,"2":"0","3":1}' data-sheets-value='{"1":2,"2":"-"}' style="border-right:1px solid #000000;overflow:hidden;padding:0px 3px 0px 3px;vertical-align:bottom;text-align:center;">-</td> </tr> <tr style="height:20px;"> <td data-sheets-value='{"1":2,"2":"Heatstop PC"}' style="border-left:1px solid #000000;overflow:hidden;padding:0px 3px 0px 3px;vertical-align:bottom;font-weight:bold;">Heatstop PC</td> <td data-sheets-value='{"1":2,"2":"Double-walled"}' style="overflow:hidden;padding:0px 3px 0px 3px;vertical-align:bottom;font-weight:bold;">Double-walled</td> <td data-sheets-value='{"1":2,"2":"Clear (T/H)"}' style="border-right:1px solid #000000;overflow:hidden;padding:0px 3px 0px 3px;vertical-align:bottom;font-weight:bold;">Clear (T/H)</td> <td data-sheets-numberformat='{"1":2,"2":"0.00","3":1}' data-sheets-value='{"1":3,"3":2.9}' style="overflow:hidden;padding:0px 3px 0px 3px;vertical-align:bottom;text-align:center;">2.90</td> <td data-sheets-numberformat='{"1":2,"2":"0","3":1}' data-sheets-value='{"1":3,"3":44}' style="overflow:hidden;padding:0px 3px 0px 3px;vertical-align:bottom;text-align:center;">44</td> <td data-sheets-numberformat='{"1":2,"2":"0","3":1}' data-sheets-value='{"1":3,"3":51}' style="overflow:hidden;padding:0px 3px 0px 3px;vertical-align:bottom;text-align:center;">51</td> <td data-sheets-numberformat='{"1":2,"2":"0","3":1}' data-sheets-value='{"1":3,"3":20}' style="border-right:1px solid #000000;overflow:hidden;padding:0px 3px 0px 3px;vertical-align:bottom;text-align:center;">20</td> </tr> <tr style="height:20px;"> <td style="border-left:1px solid #000000;overflow:hidden;padding:0px 3px 0px 3px;vertical-align:bottom;font-weight:bold;"></td> <td data-sheets-value='{"1":2,"2":"Double-walled"}' style="overflow:hidden;padding:0px 3px 0px 3px;vertical-align:bottom;font-weight:bold;">Double-walled</td> <td data-sheets-value='{"1":2,"2":"Opal (T/O)"}' style="border-right:1px solid #000000;overflow:hidden;padding:0px 3px 0px 3px;vertical-align:bottom;font-weight:bold;">Opal (T/O)</td> <td data-sheets-numberformat='{"1":2,"2":"0.00","3":1}' data-sheets-value='{"1":3,"3":2.9}' style="overflow:hidden;padding:0px 3px 0px 3px;vertical-align:bottom;text-align:center;">2.90</td> <td data-sheets-numberformat='{"1":2,"2":"0","3":1}' data-sheets-value='{"1":3,"3":41}' style="overflow:hidden;padding:0px 3px 0px 3px;vertical-align:bottom;text-align:center;">41</td> <td data-sheets-numberformat='{"1":2,"2":"0","3":1}' data-sheets-value='{"1":3,"3":45}' style="overflow:hidden;padding:0px 3px 0px 3px;vertical-align:bottom;text-align:center;">45</td> <td data-sheets-numberformat='{"1":2,"2":"0","3":1}' data-sheets-value='{"1":3,"3":20}' style="border-right:1px solid #000000;overflow:hidden;padding:0px 3px 0px 3px;vertical-align:bottom;text-align:center;">20</td> </tr> <tr style="height:20px;"> <td style="border-left:1px solid #000000;overflow:hidden;padding:0px 3px 0px 3px;vertical-align:bottom;font-weight:bold;"></td> <td data-sheets-value='{"1":2,"2":"Triple-walled"}' style="overflow:hidden; | skylux-160-ce-met-koepel-en-pvc-opstand-30-20-met-lm-motor-en-windvang-1000-x-2000-mm | 8586039460173 | 46872372347213
Smoke and heat exhaust (SHEV) | SHE system | Skylux | Skylux 160° CE with skylight and PVC curb 30/20 with LM-actuator and spoiler 1000 x 2200 mm |  | 26593 | 5412970265931 | 5109.85 | Yes | 30-45 | 97.28 | 1000 x 2200 mm | 2200 | 1000 |  | PVC 30/20 (30 cm high & roof opening = 20 cm larger than daylight size) | Rectangular | 5.17 W/m²K - 1.28 W/m²K | 87% - 32% | 90% - 32% | 20dB - 23dB | 160° CE (for industry) | skylight | with spoiler | E | Single actuator | Maximum four-walled skylight possible for this product | Ut-value LT-value g-value Rw-value EN 1873 : 2014 EN ISO 13468 EN 16153 EN 410 EN 410 EN ISO 140-3 Material Walls Shells (W/m²K) (%) (%) (dB) Acrylic Single-walled Clear (H) 5.17 90 87 - PMMA Single-walled Opal (O) 5.17 83 76 - Double-walled Clear (H/H) 2.90 81 75 20 Double-walled Opal (O/O) 2.90 69 58 20 Triple-walled Clear (H/H/H) 1.70 73 65 22 Triple-walled Opal (O/H/O) 1.70 62 51 22 Four-walled Clear (H/H/H/H) 1.28 64 54 23 Four-walled Opal (H/H/O/H) 1.28 59 48 23 Polycarbonate Single-walled Clear (A) 5.17 88 83 - PC Single-walled Opal (D) 5.17 58 60 - Double-walled Clear (A/H) 2.90 79 72 20 Double-walled Clear (A/A) 2.90 77 69 20 Double-walled Opal (A/O) 2.90 73 63 20 Double-walled Opal (A/D) 2.90 51 50 20 Triple-walled Clear (A/H/H) 1.70 71 63 22 Triple-walled Opal (A/O/O) 1.70 61 48 22 Four-walled Clear (A/H/H/H) 1.28 64 52 23 Four-walled Opal (A/H/O/H) 1.28 59 46 23 Polycarbonate Single-walled Heatstop Opal (T) 5.17 49 59 - Heatstop PC Double-walled Clear (T/H) 2.90 44 51 20 Double-walled Opal (T/O) 2.90 41 45 20 Triple-walled Clear (T/H/H) 1.70 40 <td data-sheets-numberformat='{"1":2,"2":"0","3":1}' data-sheets-value='{"1":3,"3":44}' style="overflow:hidden;paddin | https://skylux.eu/en/products/skylux-160-ce-met-koepel-en-pvc-opstand-30-20-met-lm-motor-en-windvang-1000-x-2200-mm | https://skylux.eu/cdn/shop/files/Skylux-160deg-CE-met-koepel-en-pvc-opstand-3020-met-LM-motor-en-windvang-1000-x-2200-mm-RWA-systeem.jpg?v=1702981443&width=1600 | https://skylux.eu/cdn/shop/files/e5a82811-1bb0-48e4-a776-cacb59c7c092_254b4108-86f5-4a4f-a1a8-05cbbfe0c551.jpg?v=1688551376&width=1600 | //skylux.eu/cdn/shop/files/E_MH_Mounting_instructions_Skylux_160_CE_LM.pdf?v=12406716259046007223 | //skylux.eu/cdn/shop/files/E_TD_Technical_File_Skylux_Skylux_160_CE_Electric.pdf?v=3667116872303399239 | <style type="text/css" id="isPasted"> <!--td { border: 1px solid #cccccc; } br { mso-data-placement: same-cell; } --> </style> <table border="1" cellpadding="0" cellspacing="0" dir="ltr" style="table-layout:fixed;font-size:10pt;font-family:Arial;border-collapse:collapse;border:none;"><tbody> <tr style="height:20px;"> <td style="overflow:hidden;padding:0px 3px 0px 3px;vertical-align:bottom;"></td> <td style="overflow:hidden;padding:0px 3px 0px 3px;vertical-align:bottom;"></td> <td style="overflow:hidden;padding:0px 3px 0px 3px;vertical-align:bottom;"></td> <td data-sheets-value='{"1":2,"2":"Ut-value"}' style="overflow:hidden;padding:0px 3px 0px 3px;vertical-align:bottom;font-weight:bold;text-align:center;">Ut-value</td> <td data-sheets-value='{"1":2,"2":"LT-value"}' style="overflow:hidden;padding:0px 3px 0px 3px;vertical-align:bottom;font-weight:bold;text-align:center;">LT-value</td> <td data-sheets-value='{"1":2,"2":"g-value"}' style="overflow:hidden;padding:0px 3px 0px 3px;vertical-align:bottom;font-weight:bold;text-align:center;">g-value</td> <td data-sheets-value='{"1":2,"2":"Rw-value "}' style="overflow:hidden;padding:0px 3px 0px 3px;vertical-align:bottom;font-weight:bold;text-align:center;">Rw-value </td> </tr> <tr style="height:20px;"> <td style="overflow:hidden;padding:0px 3px 0px 3px;vertical-align:bottom;"></td> <td style="overflow:hidden;padding:0px 3px 0px 3px;vertical-align:bottom;"></td> <td style="overflow:hidden;padding:0px 3px 0px 3px;vertical-align:bottom;"></td> <td data-sheets-numberformat='{"1":2,"2":"0.00","3":1}' data-sheets-value='{"1":2,"2":"EN 1873 : 2014"}' style="overflow:hidden;padding:0px 3px 0px 3px;vertical-align:bottom;text-align:center;">EN 1873 : 2014</td> <td data-sheets-numberformat='{"1":2,"2":"0","3":1}' data-sheets-value='{"1":2,"2":"EN ISO 13468 EN 16153 EN 410"}' style="overflow:hidden;padding:0px 3px 0px 3px;vertical-align:bottom;text-align:center;">EN ISO 13468 EN 16153 EN 410</td> <td data-sheets-numberformat='{"1":2,"2":"0","3":1}' data-sheets-value='{"1":2,"2":"EN 410"}' style="overflow:hidden;padding:0px 3px 0px 3px;vertical-align:bottom;text-align:center;">EN 410</td> <td data-sheets-value='{"1":2,"2":"EN ISO 140-3\t\t"}' style="overflow:hidden;padding:0px 3px 0px 3px;vertical-align:bottom;text-align:center;">EN ISO 140-3 </td> </tr> <tr style="height:20px;"> <td data-sheets-value='{"1":2,"2":"Material"}' style="border-bottom:1px solid #000000;overflow:hidden;padding:0px 3px 0px 3px;vertical-align:bottom;background-color:#000000;font-weight:bold;color:#ffffff;">Material</td> <td data-sheets-value='{"1":2,"2":"Walls"}' style="border-bottom:1px solid #000000;overflow:hidden;padding:0px 3px 0px 3px;vertical-align:bottom;background-color:#000000;font-weight:bold;color:#ffffff;">Walls</td> <td data-sheets-value='{"1":2,"2":"Shells"}' style="border-bottom:1px solid #000000;overflow:hidden;padding:0px 3px 0px 3px;vertical-align:bottom;background-color:#000000;font-weight:bold;color:#ffffff;">Shells</td> <td data-sheets-numberformat='{"1":2,"2":"0.00","3":1}' data-sheets-value='{"1":2,"2":"(W/m²K)\t"}' style="border-bottom:1px solid #000000;overflow:hidden;padding:0px 3px 0px 3px;vertical-align:bottom;background-color:#000000;font-weight:bold;color:#ffffff;text-align:center;">(W/m²K) </td> <td data-sheets-numberformat='{"1":2,"2":"0","3":1}' data-sheets-value='{"1":2,"2":"(%)"}' style="border-bottom:1px solid #000000;overflow:hidden;padding:0px 3px 0px 3px;vertical-align:bottom;background-color:#000000;font-weight:bold;color:#ffffff;text-align:center;">(%)</td> <td data-sheets-numberformat='{"1":2,"2":"0","3":1}' data-sheets-value='{"1":2,"2":"(%)"}' style="border-bottom:1px solid #000000;overflow:hidden;padding:0px 3px 0px 3px;vertical-align:bottom;background-color:#000000;font-weight:bold;color:#ffffff;text-align:center;">(%)</td> <td data-sheets-value='{"1":2,"2":"(dB)"}' style="border-bottom:1px solid #000000;overflow:hidden;padding:0px 3px 0px 3px;vertical-align:bottom;background-color:#000000;font-weight:bold;color:#ffffff;text-align:center;">(dB)</td> </tr> <tr style="height:20px;"> <td data-sheets-value='{"1":2,"2":"Acrylic"}' style="border-left:1px solid #000000;overflow:hidden;padding:0px 3px 0px 3px;vertical-align:bottom;font-weight:bold;">Acrylic</td> <td data-sheets-value='{"1":2,"2":"Single-walled"}' style="overflow:hidden;padding:0px 3px 0px 3px;vertical-align:bottom;font-weight:bold;">Single-walled</td> <td data-sheets-value='{"1":2,"2":"Clear (H)"}' style="border-right:1px solid #000000;overflow:hidden;padding:0px 3px 0px 3px;vertical-align:bottom;font-weight:bold;">Clear (H)</td> <td data-sheets-numberformat='{"1":2,"2":"0.00","3":1}' data-sheets-value='{"1":3,"3":5.17}' style="overflow:hidden;padding:0px 3px 0px 3px;vertical-align:bottom;text-align:center;">5.17</td> <td data-sheets-numberformat='{"1":2,"2":"0","3":1}' data-sheets-value='{"1":3,"3":90}' style="overflow:hidden;padding:0px 3px 0px 3px;vertical-align:bottom;text-align:center;">90</td> <td data-sheets-numberformat='{"1":2,"2":"0","3":1}' data-sheets-value='{"1":3,"3":87}' style="overflow:hidden;padding:0px 3px 0px 3px;vertical-align:bottom;text-align:center;">87</td> <td data-sheets-numberformat='{"1":2,"2":"0","3":1}' data-sheets-value='{"1":2,"2":"-"}' style="border-right:1px solid #000000;overflow:hidden;padding:0px 3px 0px 3px;vertical-align:bottom;text-align:center;">-</td> </tr> <tr style="height:20px;"> <td data-sheets-value='{"1":2,"2":"PMMA"}' style="border-left:1px solid #000000;overflow:hidden;padding:0px 3px 0px 3px;vertical-align:bottom;font-weight:bold;">PMMA</td> <td data-sheets-value='{"1":2,"2":"Single-walled"}' style="overflow:hidden;padding:0px 3px 0px 3px;vertical-align:bottom;font-weight:bold;">Single-walled</td> <td data-sheets-value='{"1":2,"2":"Opal (O)"}' style="border-right:1px solid #000000;overflow:hidden;padding:0px 3px 0px 3px;vertical-align:bottom;font-weight:bold;">Opal (O)</td> <td data-sheets-numberformat='{"1":2,"2":"0.00","3":1}' data-sheets-value='{"1":3,"3":5.17}' style="overflow:hidden;padding:0px 3px 0px 3px;vertical-align:bottom;text-align:center;">5.17</td> <td data-sheets-numberformat='{"1":2,"2":"0","3":1}' data-sheets-value='{"1":3,"3":83}' style="overflow:hidden;padding:0px 3px 0px 3px;vertical-align:bottom;text-align:center;">83</td> <td data-sheets-numberformat='{"1":2,"2":"0","3":1}' data-sheets-value='{"1":3,"3":76}' style="overflow:hidden;padding:0px 3px 0px 3px;vertical-align:bottom;text-align:center;">76</td> <td data-sheets-numberformat='{"1":2,"2":"0","3":1}' data-sheets-value='{"1":2,"2":"-"}' style="border-right:1px solid #000000;overflow:hidden;padding:0px 3px 0px 3px;vertical-align:bottom;text-align:center;">-</td> </tr> <tr style="height:20px;"> <td style="border-left:1px solid #000000;overflow:hidden;padding:0px 3px 0px 3px;vertical-align:bottom;font-weight:bold;"></td> <td data-sheets-value='{"1":2,"2":"Double-walled"}' style="overflow:hidden;padding:0px 3px 0px 3px;vertical-align:bottom;font-weight:bold;">Double-walled</td> <td data-sheets-value='{"1":2,"2":"Clear (H/H)"}' style="border-right:1px solid #000000;overflow:hidden;padding:0px 3px 0px 3px;vertical-align:bottom;font-weight:bold;">Clear (H/H)</td> <td data-sheets-numberformat='{"1":2,"2":"0.00","3":1}' data-sheets-value='{"1":3,"3":2.9}' style="overflow:hidden;padding:0px 3px 0px 3px;vertical-align:bottom;text-align:center;">2.90</td> <td data-sheets-numberformat='{"1":2,"2":"0","3":1}' data-sheets-value='{"1":3,"3":81}' style="overflow:hidden;padding:0px 3px 0px 3px;vertical-align:bottom;text-align:center;">81</td> <td data-sheets-numberformat='{"1":2,"2":"0","3":1}' data-sheets-value='{"1":3,"3":75}' style="overflow:hidden;padding:0px 3px 0px 3px;vertical-align:bottom;text-align:center;">75</td> <td data-sheets-numberformat='{"1":2,"2":"0","3":1}' data-sheets-value='{"1":3,"3":20}' style="border-right:1px solid #000000;overflow:hidden;padding:0px 3px 0px 3px;vertical-align:bottom;text-align:center;">20</td> </tr> <tr style="height:20px;"> <td style="border-left:1px solid #000000;overflow:hidden;padding:0px 3px 0px 3px;vertical-align:bottom;font-weight:bold;"></td> <td data-sheets-value='{"1":2,"2":"Double-walled"}' style="overflow:hidden;padding:0px 3px 0px 3px;vertical-align:bottom;font-weight:bold;">Double-walled</td> <td data-sheets-value='{"1":2,"2":"Opal (O/O)"}' style="border-right:1px solid #000000;overflow:hidden;padding:0px 3px 0px 3px;vertical-align:bottom;font-weight:bold;">Opal (O/O)</td> <td data-sheets-numberformat='{"1":2,"2":"0.00","3":1}' data-sheets-value='{"1":3,"3":2.9}' style="overflow:hidden;padding:0px 3px 0px 3px;vertical-align:bottom;text-align:center;">2.90</td> <td data-sheets-numberformat='{"1":2,"2":"0","3":1}' data-sheets-value='{"1":3,"3":69}' style="overflow:hidden;padding:0px 3px 0px 3px;vertical-align:bottom;text-align:center;">69</td> <td data-sheets-numberformat='{"1":2,"2":"0","3":1}' data-sheets-value='{"1":3,"3":58}' style="overflow:hidden;padding:0px 3px 0px 3px;vertical-align:bottom;text-align:center;">58</td> <td data-sheets-numberformat='{"1":2,"2":"0","3":1}' data-sheets-value='{"1":3,"3":20}' style="border-right:1px solid #000000;overflow:hidden;padding:0px 3px 0px 3px;vertical-align:bottom;text-align:center;">20</td> </tr> <tr style="height:20px;"> <td style="border-left:1px solid #000000;overflow:hidden;padding:0px 3px 0px 3px;vertical-align:bottom;font-weight:bold;"></td> <td data-sheets-value='{"1":2,"2":"Triple-walled"}' style="overflow:hidden;padding:0px 3px 0px 3px;vertical-align:bottom;font-weight:bold;">Triple-walled</td> <td data-sheets-value='{"1":2,"2":"Clear (H/H/H)"}' style="border-right:1px solid #000000;overflow:hidden;padding:0px 3px 0px 3px;vertical-align:bottom;font-weight:bold;">Clear (H/H/H)</td> <td data-sheets-numberformat='{"1":2,"2":"0.00","3":1}' data-sheets-value='{"1":3,"3":1.7}' style="overflow:hidden;padding:0px 3px 0px 3px;vertical-align:bottom;text-align:center;">1.70</td> <td data-sheets-numberformat='{"1":2,"2":"0","3":1}' data-sheets-value='{"1":3,"3":73}' style="overflow:hidden;padding:0px 3px 0px 3px;vertical-align:bottom;text-align:center;">73</td> <td data-sheets-numberformat='{"1":2,"2":"0","3":1}' data-sheets-value='{"1":3,"3":65}' style="overflow:hidden;padding:0px 3px 0px 3px;vertical-align:bottom;text-align:center;">65</td> <td data-sheets-numberformat='{"1":2,"2":"0","3":1}' data-sheets-value='{"1":3,"3":22}' style="border-right:1px solid #000000;overflow:hidden;padding:0px 3px 0px 3px;vertical-align:bottom;text-align:center;">22</td> </tr> <tr style="height:20px;"> <td style="border-left:1px solid #000000;overflow:hidden;padding:0px 3px 0px 3px;vertical-align:bottom;font-weight:bold;"></td> <td data-sheets-value='{"1":2,"2":"Triple-walled"}' style="overflow:hidden;padding:0px 3px 0px 3px;vertical-align:bottom;font-weight:bold;">Triple-walled</td> <td data-sheets-value='{"1":2,"2":"Opal (O/H/O)"}' style="border-right:1px solid #000000;overflow:hidden;padding:0px 3px 0px 3px;vertical-align:bottom;font-weight:bold;">Opal (O/H/O)</td> <td data-sheets-numberformat='{"1":2,"2":"0.00","3":1}' data-sheets-value='{"1":3,"3":1.7}' style="overflow:hidden;padding:0px 3px 0px 3px;vertical-align:bottom;text-align:center;">1.70</td> <td data-sheets-numberformat='{"1":2,"2":"0","3":1}' data-sheets-value='{"1":3,"3":62}' style="overflow:hidden;padding:0px 3px 0px 3px;vertical-align:bottom;text-align:center;">62</td> <td data-sheets-numberformat='{"1":2,"2":"0","3":1}' data-sheets-value='{"1":3,"3":51}' style="overflow:hidden;padding:0px 3px 0px 3px;vertical-align:bottom;text-align:center;">51</td> <td data-sheets-numberformat='{"1":2,"2":"0","3":1}' data-sheets-value='{"1":3,"3":22}' style="border-right:1px solid #000000;overflow:hidden;padding:0px 3px 0px 3px;vertical-align:bottom;text-align:center;">22</td> </tr> <tr style="height:20px;"> <td style="border-left:1px solid #000000;overflow:hidden;padding:0px 3px 0px 3px;vertical-align:bottom;font-weight:bold;"></td> <td data-sheets-value='{"1":2,"2":"Four-walled"}' style="overflow:hidden;padding:0px 3px 0px 3px;vertical-align:bottom;font-weight:bold;">Four-walled</td> <td data-sheets-value='{"1":2,"2":"Clear (H/H/H/H)"}' style="border-right:1px solid #000000;overflow:hidden;padding:0px 3px 0px 3px;vertical-align:bottom;font-weight:bold;">Clear (H/H/H/H)</td> <td data-sheets-numberformat='{"1":2,"2":"0.00","3":1}' data-sheets-value='{"1":3,"3":1.28}' style="overflow:hidden;padding:0px 3px 0px 3px;vertical-align:bottom;text-align:center;">1.28</td> <td data-sheets-numberformat='{"1":2,"2":"0","3":1}' data-sheets-value='{"1":3,"3":64}' style="overflow:hidden;padding:0px 3px 0px 3px;vertical-align:bottom;text-align:center;">64</td> <td data-sheets-numberformat='{"1":2,"2":"0","3":1}' data-sheets-value='{"1":3,"3":54}' style="overflow:hidden;padding:0px 3px 0px 3px;vertical-align:bottom;text-align:center;">54</td> <td data-sheets-numberformat='{"1":2,"2":"0","3":1}' data-sheets-value='{"1":3,"3":23}' style="border-right:1px solid #000000;overflow:hidden;padding:0px 3px 0px 3px;vertical-align:bottom;text-align:center;">23</td> </tr> <tr style="height:20px;"> <td style="border-bottom:1px solid #000000;border-left:1px solid #000000;overflow:hidden;padding:0px 3px 0px 3px;vertical-align:bottom;"></td> <td data-sheets-value='{"1":2,"2":"Four-walled"}' style="border-bottom:1px solid #000000;overflow:hidden;padding:0px 3px 0px 3px;vertical-align:bottom;font-weight:bold;">Four-walled</td> <td data-sheets-value='{"1":2,"2":"Opal (H/H/O/H)"}' style="border-right:1px solid #000000;border-bottom:1px solid #000000;overflow:hidden;padding:0px 3px 0px 3px;vertical-align:bottom;font-weight:bold;">Opal (H/H/O/H)</td> <td data-sheets-numberformat='{"1":2,"2":"0.00","3":1}' data-sheets-value='{"1":3,"3":1.28}' style="border-bottom:1px solid #000000;overflow:hidden;padding:0px 3px 0px 3px;vertical-align:bottom;text-align:center;">1.28</td> <td data-sheets-numberformat='{"1":2,"2":"0","3":1}' data-sheets-value='{"1":3,"3":59}' style="border-bottom:1px solid #000000;overflow:hidden;padding:0px 3px 0px 3px;vertical-align:bottom;text-align:center;">59</td> <td data-sheets-numberformat='{"1":2,"2":"0","3":1}' data-sheets-value='{"1":3,"3":48}' style="border-bottom:1px solid #000000;overflow:hidden;padding:0px 3px 0px 3px;vertical-align:bottom;text-align:center;">48</td> <td data-sheets-numberformat='{"1":2,"2":"0","3":1}' data-sheets-value='{"1":3,"3":23}' style="border-right:1px solid #000000;border-bottom:1px solid #000000;overflow:hidden;padding:0px 3px 0px 3px;vertical-align:bottom;text-align:center;">23</td> </tr> <tr style="height:20px;"> <td data-sheets-value='{"1":2,"2":"Polycarbonate "}' style="border-left:1px solid #000000;overflow:hidden;padding:0px 3px 0px 3px;vertical-align:bottom;font-weight:bold;">Polycarbonate </td> <td data-sheets-value='{"1":2,"2":"Single-walled"}' style="overflow:hidden;padding:0px 3px 0px 3px;vertical-align:bottom;font-weight:bold;">Single-walled</td> <td data-sheets-value='{"1":2,"2":"Clear (A)"}' style="border-right:1px solid #000000;overflow:hidden;padding:0px 3px 0px 3px;vertical-align:bottom;font-weight:bold;">Clear (A)</td> <td data-sheets-numberformat='{"1":2,"2":"0.00","3":1}' data-sheets-value='{"1":3,"3":5.17}' style="overflow:hidden;padding:0px 3px 0px 3px;vertical-align:bottom;text-align:center;">5.17</td> <td data-sheets-numberformat='{"1":2,"2":"0","3":1}' data-sheets-value='{"1":3,"3":88}' style="overflow:hidden;padding:0px 3px 0px 3px;vertical-align:bottom;text-align:center;">88</td> <td data-sheets-numberformat='{"1":2,"2":"0","3":1}' data-sheets-value='{"1":3,"3":83}' style="overflow:hidden;padding:0px 3px 0px 3px;vertical-align:bottom;text-align:center;">83</td> <td data-sheets-numberformat='{"1":2,"2":"0","3":1}' data-sheets-value='{"1":2,"2":"-"}' style="border-right:1px solid #000000;overflow:hidden;padding:0px 3px 0px 3px;vertical-align:bottom;text-align:center;">-</td> </tr> <tr style="height:20px;"> <td data-sheets-value='{"1":2,"2":"PC"}' style="border-left:1px solid #000000;overflow:hidden;padding:0px 3px 0px 3px;vertical-align:bottom;font-weight:bold;">PC</td> <td data-sheets-value='{"1":2,"2":"Single-walled"}' style="overflow:hidden;padding:0px 3px 0px 3px;vertical-align:bottom;font-weight:bold;">Single-walled</td> <td data-sheets-value='{"1":2,"2":"Opal (D)"}' style="border-right:1px solid #000000;overflow:hidden;padding:0px 3px 0px 3px;vertical-align:bottom;font-weight:bold;">Opal (D)</td> <td data-sheets-numberformat='{"1":2,"2":"0.00","3":1}' data-sheets-value='{"1":3,"3":5.17}' style="overflow:hidden;padding:0px 3px 0px 3px;vertical-align:bottom;text-align:center;">5.17</td> <td data-sheets-numberformat='{"1":2,"2":"0","3":1}' data-sheets-value='{"1":3,"3":58}' style="overflow:hidden;padding:0px 3px 0px 3px;vertical-align:bottom;text-align:center;">58</td> <td data-sheets-numberformat='{"1":2,"2":"0","3":1}' data-sheets-value='{"1":3,"3":60}' style="overflow:hidden;padding:0px 3px 0px 3px;vertical-align:bottom;text-align:center;">60</td> <td data-sheets-numberformat='{"1":2,"2":"0","3":1}' data-sheets-value='{"1":2,"2":"-"}' style="border-right:1px solid #000000;overflow:hidden;padding:0px 3px 0px 3px;vertical-align:bottom;text-align:center;">-</td> </tr> <tr style="height:20px;"> <td style="border-left:1px solid #000000;overflow:hidden;padding:0px 3px 0px 3px;vertical-align:bottom;font-weight:bold;"></td> <td data-sheets-value='{"1":2,"2":"Double-walled"}' style="overflow:hidden;padding:0px 3px 0px 3px;vertical-align:bottom;font-weight:bold;">Double-walled</td> <td data-sheets-value='{"1":2,"2":"Clear (A/H)"}' style="border-right:1px solid #000000;overflow:hidden;padding:0px 3px 0px 3px;vertical-align:bottom;font-weight:bold;">Clear (A/H)</td> <td data-sheets-numberformat='{"1":2,"2":"0.00","3":1}' data-sheets-value='{"1":3,"3":2.9}' style="overflow:hidden;padding:0px 3px 0px 3px;vertical-align:bottom;text-align:center;">2.90</td> <td data-sheets-numberformat='{"1":2,"2":"0","3":1}' data-sheets-value='{"1":3,"3":79}' style="overflow:hidden;padding:0px 3px 0px 3px;vertical-align:bottom;text-align:center;">79</td> <td data-sheets-numberformat='{"1":2,"2":"0","3":1}' data-sheets-value='{"1":3,"3":72}' style="overflow:hidden;padding:0px 3px 0px 3px;vertical-align:bottom;text-align:center;">72</td> <td data-sheets-numberformat='{"1":2,"2":"0","3":1}' data-sheets-value='{"1":3,"3":20}' style="border-right:1px solid #000000;overflow:hidden;padding:0px 3px 0px 3px;vertical-align:bottom;text-align:center;">20</td> </tr> <tr style="height:20px;"> <td style="border-left:1px solid #000000;overflow:hidden;padding:0px 3px 0px 3px;vertical-align:bottom;font-weight:bold;"></td> <td data-sheets-value='{"1":2,"2":"Double-walled"}' style="overflow:hidden;padding:0px 3px 0px 3px;vertical-align:bottom;font-weight:bold;">Double-walled</td> <td data-sheets-value='{"1":2,"2":"Clear (A/A)"}' style="border-right:1px solid #000000;overflow:hidden;padding:0px 3px 0px 3px;vertical-align:bottom;font-weight:bold;">Clear (A/A)</td> <td data-sheets-numberformat='{"1":2,"2":"0.00","3":1}' data-sheets-value='{"1":3,"3":2.9}' style="overflow:hidden;padding:0px 3px 0px 3px;vertical-align:bottom;text-align:center;">2.90</td> <td data-sheets-numberformat='{"1":2,"2":"0","3":1}' data-sheets-value='{"1":3,"3":77}' style="overflow:hidden;padding:0px 3px 0px 3px;vertical-align:bottom;text-align:center;">77</td> <td data-sheets-numberformat='{"1":2,"2":"0","3":1}' data-sheets-value='{"1":3,"3":69}' style="overflow:hidden;padding:0px 3px 0px 3px;vertical-align:bottom;text-align:center;">69</td> <td data-sheets-numberformat='{"1":2,"2":"0","3":1}' data-sheets-value='{"1":3,"3":20}' style="border-right:1px solid #000000;overflow:hidden;padding:0px 3px 0px 3px;vertical-align:bottom;text-align:center;">20</td> </tr> <tr style="height:20px;"> <td style="border-left:1px solid #000000;overflow:hidden;padding:0px 3px 0px 3px;vertical-align:bottom;font-weight:bold;"></td> <td data-sheets-value='{"1":2,"2":"Double-walled"}' style="overflow:hidden;padding:0px 3px 0px 3px;vertical-align:bottom;font-weight:bold;">Double-walled</td> <td data-sheets-value='{"1":2,"2":"Opal (A/O)"}' style="border-right:1px solid #000000;overflow:hidden;padding:0px 3px 0px 3px;vertical-align:bottom;font-weight:bold;">Opal (A/O)</td> <td data-sheets-numberformat='{"1":2,"2":"0.00","3":1}' data-sheets-value='{"1":3,"3":2.9}' style="overflow:hidden;padding:0px 3px 0px 3px;vertical-align:bottom;text-align:center;">2.90</td> <td data-sheets-numberformat='{"1":2,"2":"0","3":1}' data-sheets-value='{"1":3,"3":73}' style="overflow:hidden;padding:0px 3px 0px 3px;vertical-align:bottom;text-align:center;">73</td> <td data-sheets-numberformat='{"1":2,"2":"0","3":1}' data-sheets-value='{"1":3,"3":63}' style="overflow:hidden;padding:0px 3px 0px 3px;vertical-align:bottom;text-align:center;">63</td> <td data-sheets-numberformat='{"1":2,"2":"0","3":1}' data-sheets-value='{"1":3,"3":20}' style="border-right:1px solid #000000;overflow:hidden;padding:0px 3px 0px 3px;vertical-align:bottom;text-align:center;">20</td> </tr> <tr style="height:20px;"> <td style="border-left:1px solid #000000;overflow:hidden;padding:0px 3px 0px 3px;vertical-align:bottom;font-weight:bold;"></td> <td data-sheets-value='{"1":2,"2":"Double-walled"}' style="overflow:hidden;padding:0px 3px 0px 3px;vertical-align:bottom;font-weight:bold;">Double-walled</td> <td data-sheets-value='{"1":2,"2":"Opal (A/D)"}' style="border-right:1px solid #000000;overflow:hidden;padding:0px 3px 0px 3px;vertical-align:bottom;font-weight:bold;">Opal (A/D)</td> <td data-sheets-numberformat='{"1":2,"2":"0.00","3":1}' data-sheets-value='{"1":3,"3":2.9}' style="overflow:hidden;padding:0px 3px 0px 3px;vertical-align:bottom;text-align:center;">2.90</td> <td data-sheets-numberformat='{"1":2,"2":"0","3":1}' data-sheets-value='{"1":3,"3":51}' style="overflow:hidden;padding:0px 3px 0px 3px;vertical-align:bottom;text-align:center;">51</td> <td data-sheets-numberformat='{"1":2,"2":"0","3":1}' data-sheets-value='{"1":3,"3":50}' style="overflow:hidden;padding:0px 3px 0px 3px;vertical-align:bottom;text-align:center;">50</td> <td data-sheets-numberformat='{"1":2,"2":"0","3":1}' data-sheets-value='{"1":3,"3":20}' style="border-right:1px solid #000000;overflow:hidden;padding:0px 3px 0px 3px;vertical-align:bottom;text-align:center;">20</td> </tr> <tr style="height:20px;"> <td style="border-left:1px solid #000000;overflow:hidden;padding:0px 3px 0px 3px;vertical-align:bottom;font-weight:bold;"></td> <td data-sheets-value='{"1":2,"2":"Triple-walled"}' style="overflow:hidden;padding:0px 3px 0px 3px;vertical-align:bottom;font-weight:bold;">Triple-walled</td> <td data-sheets-value='{"1":2,"2":"Clear (A/H/H)"}' style="border-right:1px solid #000000;overflow:hidden;padding:0px 3px 0px 3px;vertical-align:bottom;font-weight:bold;">Clear (A/H/H)</td> <td data-sheets-numberformat='{"1":2,"2":"0.00","3":1}' data-sheets-value='{"1":3,"3":1.7}' style="overflow:hidden;padding:0px 3px 0px 3px;vertical-align:bottom;text-align:center;">1.70</td> <td data-sheets-numberformat='{"1":2,"2":"0","3":1}' data-sheets-value='{"1":3,"3":71}' style="overflow:hidden;padding:0px 3px 0px 3px;vertical-align:bottom;text-align:center;">71</td> <td data-sheets-numberformat='{"1":2,"2":"0","3":1}' data-sheets-value='{"1":3,"3":63}' style="overflow:hidden;padding:0px 3px 0px 3px;vertical-align:bottom;text-align:center;">63</td> <td data-sheets-numberformat='{"1":2,"2":"0","3":1}' data-sheets-value='{"1":3,"3":22}' style="border-right:1px solid #000000;overflow:hidden;padding:0px 3px 0px 3px;vertical-align:bottom;text-align:center;">22</td> </tr> <tr style="height:20px;"> <td style="border-left:1px solid #000000;overflow:hidden;padding:0px 3px 0px 3px;vertical-align:bottom;font-weight:bold;"></td> <td data-sheets-value='{"1":2,"2":"Triple-walled"}' style="overflow:hidden;padding:0px 3px 0px 3px;vertical-align:bottom;font-weight:bold;">Triple-walled</td> <td data-sheets-value='{"1":2,"2":"Opal (A/O/O)"}' style="border-right:1px solid #000000;overflow:hidden;padding:0px 3px 0px 3px;vertical-align:bottom;font-weight:bold;">Opal (A/O/O)</td> <td data-sheets-numberformat='{"1":2,"2":"0.00","3":1}' data-sheets-value='{"1":3,"3":1.7}' style="overflow:hidden;padding:0px 3px 0px 3px;vertical-align:bottom;text-align:center;">1.70</td> <td data-sheets-numberformat='{"1":2,"2":"0","3":1}' data-sheets-value='{"1":3,"3":61}' style="overflow:hidden;padding:0px 3px 0px 3px;vertical-align:bottom;text-align:center;">61</td> <td data-sheets-numberformat='{"1":2,"2":"0","3":1}' data-sheets-value='{"1":3,"3":48}' style="overflow:hidden;padding:0px 3px 0px 3px;vertical-align:bottom;text-align:center;">48</td> <td data-sheets-numberformat='{"1":2,"2":"0","3":1}' data-sheets-value='{"1":3,"3":22}' style="border-right:1px solid #000000;overflow:hidden;padding:0px 3px 0px 3px;vertical-align:bottom;text-align:center;">22</td> </tr> <tr style="height:20px;"> <td style="border-left:1px solid #000000;overflow:hidden;padding:0px 3px 0px 3px;vertical-align:bottom;font-weight:bold;"></td> <td data-sheets-value='{"1":2,"2":"Four-walled"}' style="overflow:hidden;padding:0px 3px 0px 3px;vertical-align:bottom;font-weight:bold;">Four-walled</td> <td data-sheets-value='{"1":2,"2":"Clear (A/H/H/H)"}' style="border-right:1px solid #000000;overflow:hidden;padding:0px 3px 0px 3px;vertical-align:bottom;font-weight:bold;">Clear (A/H/H/H)</td> <td data-sheets-numberformat='{"1":2,"2":"0.00","3":1}' data-sheets-value='{"1":3,"3":1.28}' style="overflow:hidden;padding:0px 3px 0px 3px;vertical-align:bottom;text-align:center;">1.28</td> <td data-sheets-numberformat='{"1":2,"2":"0","3":1}' data-sheets-value='{"1":3,"3":64}' style="overflow:hidden;padding:0px 3px 0px 3px;vertical-align:bottom;text-align:center;">64</td> <td data-sheets-numberformat='{"1":2,"2":"0","3":1}' data-sheets-value='{"1":3,"3":52}' style="overflow:hidden;padding:0px 3px 0px 3px;vertical-align:bottom;text-align:center;">52</td> <td data-sheets-numberformat='{"1":2,"2":"0","3":1}' data-sheets-value='{"1":3,"3":23}' style="border-right:1px solid #000000;overflow:hidden;padding:0px 3px 0px 3px;vertical-align:bottom;text-align:center;">23</td> </tr> <tr style="height:20px;"> <td style="border-bottom:1px solid #000000;border-left:1px solid #000000;overflow:hidden;padding:0px 3px 0px 3px;vertical-align:bottom;"></td> <td data-sheets-value='{"1":2,"2":"Four-walled"}' style="border-bottom:1px solid #000000;overflow:hidden;padding:0px 3px 0px 3px;vertical-align:bottom;font-weight:bold;">Four-walled</td> <td data-sheets-value='{"1":2,"2":"Opal (A/H/O/H)"}' style="border-right:1px solid #000000;border-bottom:1px solid #000000;overflow:hidden;padding:0px 3px 0px 3px;vertical-align:bottom;font-weight:bold;">Opal (A/H/O/H)</td> <td data-sheets-numberformat='{"1":2,"2":"0.00","3":1}' data-sheets-value='{"1":3,"3":1.28}' style="border-bottom:1px solid #000000;overflow:hidden;padding:0px 3px 0px 3px;vertical-align:bottom;text-align:center;">1.28</td> <td data-sheets-numberformat='{"1":2,"2":"0","3":1}' data-sheets-value='{"1":3,"3":59}' style="border-bottom:1px solid #000000;overflow:hidden;padding:0px 3px 0px 3px;vertical-align:bottom;text-align:center;">59</td> <td data-sheets-numberformat='{"1":2,"2":"0","3":1}' data-sheets-value='{"1":3,"3":46}' style="border-bottom:1px solid #000000;overflow:hidden;padding:0px 3px 0px 3px;vertical-align:bottom;text-align:center;">46</td> <td data-sheets-numberformat='{"1":2,"2":"0","3":1}' data-sheets-value='{"1":3,"3":23}' style="border-right:1px solid #000000;border-bottom:1px solid #000000;overflow:hidden;padding:0px 3px 0px 3px;vertical-align:bottom;text-align:center;">23</td> </tr> <tr style="height:20px;"> <td data-sheets-value='{"1":2,"2":"Polycarbonate"}' style="border-left:1px solid #000000;overflow:hidden;padding:0px 3px 0px 3px;vertical-align:bottom;font-weight:bold;">Polycarbonate</td> <td data-sheets-value='{"1":2,"2":"Single-walled"}' style="overflow:hidden;padding:0px 3px 0px 3px;vertical-align:bottom;font-weight:bold;">Single-walled</td> <td data-sheets-value='{"1":2,"2":"Heatstop Opal (T)"}' style="border-right:1px solid #000000;overflow:hidden;padding:0px 3px 0px 3px;vertical-align:bottom;font-weight:bold;">Heatstop Opal (T)</td> <td data-sheets-numberformat='{"1":2,"2":"0.00","3":1}' data-sheets-value='{"1":3,"3":5.17}' style="overflow:hidden;padding:0px 3px 0px 3px;vertical-align:bottom;text-align:center;">5.17</td> <td data-sheets-numberformat='{"1":2,"2":"0","3":1}' data-sheets-value='{"1":3,"3":49}' style="overflow:hidden;padding:0px 3px 0px 3px;vertical-align:bottom;text-align:center;">49</td> <td data-sheets-numberformat='{"1":2,"2":"0","3":1}' data-sheets-value='{"1":3,"3":59}' style="overflow:hidden;padding:0px 3px 0px 3px;vertical-align:bottom;text-align:center;">59</td> <td data-sheets-numberformat='{"1":2,"2":"0","3":1}' data-sheets-value='{"1":2,"2":"-"}' style="border-right:1px solid #000000;overflow:hidden;padding:0px 3px 0px 3px;vertical-align:bottom;text-align:center;">-</td> </tr> <tr style="height:20px;"> <td data-sheets-value='{"1":2,"2":"Heatstop PC"}' style="border-left:1px solid #000000;overflow:hidden;padding:0px 3px 0px 3px;vertical-align:bottom;font-weight:bold;">Heatstop PC</td> <td data-sheets-value='{"1":2,"2":"Double-walled"}' style="overflow:hidden;padding:0px 3px 0px 3px;vertical-align:bottom;font-weight:bold;">Double-walled</td> <td data-sheets-value='{"1":2,"2":"Clear (T/H)"}' style="border-right:1px solid #000000;overflow:hidden;padding:0px 3px 0px 3px;vertical-align:bottom;font-weight:bold;">Clear (T/H)</td> <td data-sheets-numberformat='{"1":2,"2":"0.00","3":1}' data-sheets-value='{"1":3,"3":2.9}' style="overflow:hidden;padding:0px 3px 0px 3px;vertical-align:bottom;text-align:center;">2.90</td> <td data-sheets-numberformat='{"1":2,"2":"0","3":1}' data-sheets-value='{"1":3,"3":44}' style="overflow:hidden;padding:0px 3px 0px 3px;vertical-align:bottom;text-align:center;">44</td> <td data-sheets-numberformat='{"1":2,"2":"0","3":1}' data-sheets-value='{"1":3,"3":51}' style="overflow:hidden;padding:0px 3px 0px 3px;vertical-align:bottom;text-align:center;">51</td> <td data-sheets-numberformat='{"1":2,"2":"0","3":1}' data-sheets-value='{"1":3,"3":20}' style="border-right:1px solid #000000;overflow:hidden;padding:0px 3px 0px 3px;vertical-align:bottom;text-align:center;">20</td> </tr> <tr style="height:20px;"> <td style="border-left:1px solid #000000;overflow:hidden;padding:0px 3px 0px 3px;vertical-align:bottom;font-weight:bold;"></td> <td data-sheets-value='{"1":2,"2":"Double-walled"}' style="overflow:hidden;padding:0px 3px 0px 3px;vertical-align:bottom;font-weight:bold;">Double-walled</td> <td data-sheets-value='{"1":2,"2":"Opal (T/O)"}' style="border-right:1px solid #000000;overflow:hidden;padding:0px 3px 0px 3px;vertical-align:bottom;font-weight:bold;">Opal (T/O)</td> <td data-sheets-numberformat='{"1":2,"2":"0.00","3":1}' data-sheets-value='{"1":3,"3":2.9}' style="overflow:hidden;padding:0px 3px 0px 3px;vertical-align:bottom;text-align:center;">2.90</td> <td data-sheets-numberformat='{"1":2,"2":"0","3":1}' data-sheets-value='{"1":3,"3":41}' style="overflow:hidden;padding:0px 3px 0px 3px;vertical-align:bottom;text-align:center;">41</td> <td data-sheets-numberformat='{"1":2,"2":"0","3":1}' data-sheets-value='{"1":3,"3":45}' style="overflow:hidden;padding:0px 3px 0px 3px;vertical-align:bottom;text-align:center;">45</td> <td data-sheets-numberformat='{"1":2,"2":"0","3":1}' data-sheets-value='{"1":3,"3":20}' style="border-right:1px solid #000000;overflow:hidden;padding:0px 3px 0px 3px;vertical-align:bottom;text-align:center;">20</td> </tr> <tr style="height:20px;"> <td style="border-left:1px solid #000000;overflow:hidden;padding:0px 3px 0px 3px;vertical-align:bottom;font-weight:bold;"></td> <td data-sheets-value='{"1":2,"2":"Triple-walled"}' style="overflow:hidden; | skylux-160-ce-met-koepel-en-pvc-opstand-30-20-met-lm-motor-en-windvang-1000-x-2200-mm | 8586039591245 | 46872372478285
Smoke and heat exhaust (SHEV) | SHE system | Skylux | Skylux 160° CE with skylight and PVC curb 30/20 with LM-actuator and spoiler 1000 x 2300 mm |  | 26594 | 5412970265948 | 5337.35 | Yes | 30-45 | 100.38 | 1000 x 2300 mm | 2300 | 1000 |  | PVC 30/20 (30 cm high & roof opening = 20 cm larger than daylight size) | Rectangular | 5.17 W/m²K - 1.28 W/m²K | 87% - 32% | 90% - 32% | 20dB - 23dB | 160° CE (for industry) | skylight | with spoiler | E | Single actuator | Maximum four-walled skylight possible for this product | Ut-value LT-value g-value Rw-value EN 1873 : 2014 EN ISO 13468 EN 16153 EN 410 EN 410 EN ISO 140-3 Material Walls Shells (W/m²K) (%) (%) (dB) Acrylic Single-walled Clear (H) 5.17 90 87 - PMMA Single-walled Opal (O) 5.17 83 76 - Double-walled Clear (H/H) 2.90 81 75 20 Double-walled Opal (O/O) 2.90 69 58 20 Triple-walled Clear (H/H/H) 1.70 73 65 22 Triple-walled Opal (O/H/O) 1.70 62 51 22 Four-walled Clear (H/H/H/H) 1.28 64 54 23 Four-walled Opal (H/H/O/H) 1.28 59 48 23 Polycarbonate Single-walled Clear (A) 5.17 88 83 - PC Single-walled Opal (D) 5.17 58 60 - Double-walled Clear (A/H) 2.90 79 72 20 Double-walled Clear (A/A) 2.90 77 69 20 Double-walled Opal (A/O) 2.90 73 63 20 Double-walled Opal (A/D) 2.90 51 50 20 Triple-walled Clear (A/H/H) 1.70 71 63 22 Triple-walled Opal (A/O/O) 1.70 61 48 22 Four-walled Clear (A/H/H/H) 1.28 64 52 23 Four-walled Opal (A/H/O/H) 1.28 59 46 23 Polycarbonate Single-walled Heatstop Opal (T) 5.17 49 59 - Heatstop PC Double-walled Clear (T/H) 2.90 44 51 20 Double-walled Opal (T/O) 2.90 41 45 20 Triple-walled Clear (T/H/H) 1.70 40 <td data-sheets-numberformat='{"1":2,"2":"0","3":1}' data-sheets-value='{"1":3,"3":44}' style="overflow:hidden;paddin | https://skylux.eu/en/products/skylux-160-ce-met-koepel-en-pvc-opstand-30-20-met-lm-motor-en-windvang-1000-x-2300-mm | https://skylux.eu/cdn/shop/files/Skylux-160deg-CE-met-koepel-en-pvc-opstand-3020-met-LM-motor-en-windvang-1000-x-2300-mm-RWA-systeem.jpg?v=1702981448&width=1600 | https://skylux.eu/cdn/shop/files/e5a82811-1bb0-48e4-a776-cacb59c7c092_0d0efe31-e82b-46be-88a6-110cee03b25c.jpg?v=1688551377&width=1600 | //skylux.eu/cdn/shop/files/E_MH_Mounting_instructions_Skylux_160_CE_LM.pdf?v=12406716259046007223 | //skylux.eu/cdn/shop/files/E_TD_Technical_File_Skylux_Skylux_160_CE_Electric.pdf?v=3667116872303399239 | <style type="text/css" id="isPasted"> <!--td { border: 1px solid #cccccc; } br { mso-data-placement: same-cell; } --> </style> <table border="1" cellpadding="0" cellspacing="0" dir="ltr" style="table-layout:fixed;font-size:10pt;font-family:Arial;border-collapse:collapse;border:none;"><tbody> <tr style="height:20px;"> <td style="overflow:hidden;padding:0px 3px 0px 3px;vertical-align:bottom;"></td> <td style="overflow:hidden;padding:0px 3px 0px 3px;vertical-align:bottom;"></td> <td style="overflow:hidden;padding:0px 3px 0px 3px;vertical-align:bottom;"></td> <td data-sheets-value='{"1":2,"2":"Ut-value"}' style="overflow:hidden;padding:0px 3px 0px 3px;vertical-align:bottom;font-weight:bold;text-align:center;">Ut-value</td> <td data-sheets-value='{"1":2,"2":"LT-value"}' style="overflow:hidden;padding:0px 3px 0px 3px;vertical-align:bottom;font-weight:bold;text-align:center;">LT-value</td> <td data-sheets-value='{"1":2,"2":"g-value"}' style="overflow:hidden;padding:0px 3px 0px 3px;vertical-align:bottom;font-weight:bold;text-align:center;">g-value</td> <td data-sheets-value='{"1":2,"2":"Rw-value "}' style="overflow:hidden;padding:0px 3px 0px 3px;vertical-align:bottom;font-weight:bold;text-align:center;">Rw-value </td> </tr> <tr style="height:20px;"> <td style="overflow:hidden;padding:0px 3px 0px 3px;vertical-align:bottom;"></td> <td style="overflow:hidden;padding:0px 3px 0px 3px;vertical-align:bottom;"></td> <td style="overflow:hidden;padding:0px 3px 0px 3px;vertical-align:bottom;"></td> <td data-sheets-numberformat='{"1":2,"2":"0.00","3":1}' data-sheets-value='{"1":2,"2":"EN 1873 : 2014"}' style="overflow:hidden;padding:0px 3px 0px 3px;vertical-align:bottom;text-align:center;">EN 1873 : 2014</td> <td data-sheets-numberformat='{"1":2,"2":"0","3":1}' data-sheets-value='{"1":2,"2":"EN ISO 13468 EN 16153 EN 410"}' style="overflow:hidden;padding:0px 3px 0px 3px;vertical-align:bottom;text-align:center;">EN ISO 13468 EN 16153 EN 410</td> <td data-sheets-numberformat='{"1":2,"2":"0","3":1}' data-sheets-value='{"1":2,"2":"EN 410"}' style="overflow:hidden;padding:0px 3px 0px 3px;vertical-align:bottom;text-align:center;">EN 410</td> <td data-sheets-value='{"1":2,"2":"EN ISO 140-3\t\t"}' style="overflow:hidden;padding:0px 3px 0px 3px;vertical-align:bottom;text-align:center;">EN ISO 140-3 </td> </tr> <tr style="height:20px;"> <td data-sheets-value='{"1":2,"2":"Material"}' style="border-bottom:1px solid #000000;overflow:hidden;padding:0px 3px 0px 3px;vertical-align:bottom;background-color:#000000;font-weight:bold;color:#ffffff;">Material</td> <td data-sheets-value='{"1":2,"2":"Walls"}' style="border-bottom:1px solid #000000;overflow:hidden;padding:0px 3px 0px 3px;vertical-align:bottom;background-color:#000000;font-weight:bold;color:#ffffff;">Walls</td> <td data-sheets-value='{"1":2,"2":"Shells"}' style="border-bottom:1px solid #000000;overflow:hidden;padding:0px 3px 0px 3px;vertical-align:bottom;background-color:#000000;font-weight:bold;color:#ffffff;">Shells</td> <td data-sheets-numberformat='{"1":2,"2":"0.00","3":1}' data-sheets-value='{"1":2,"2":"(W/m²K)\t"}' style="border-bottom:1px solid #000000;overflow:hidden;padding:0px 3px 0px 3px;vertical-align:bottom;background-color:#000000;font-weight:bold;color:#ffffff;text-align:center;">(W/m²K) </td> <td data-sheets-numberformat='{"1":2,"2":"0","3":1}' data-sheets-value='{"1":2,"2":"(%)"}' style="border-bottom:1px solid #000000;overflow:hidden;padding:0px 3px 0px 3px;vertical-align:bottom;background-color:#000000;font-weight:bold;color:#ffffff;text-align:center;">(%)</td> <td data-sheets-numberformat='{"1":2,"2":"0","3":1}' data-sheets-value='{"1":2,"2":"(%)"}' style="border-bottom:1px solid #000000;overflow:hidden;padding:0px 3px 0px 3px;vertical-align:bottom;background-color:#000000;font-weight:bold;color:#ffffff;text-align:center;">(%)</td> <td data-sheets-value='{"1":2,"2":"(dB)"}' style="border-bottom:1px solid #000000;overflow:hidden;padding:0px 3px 0px 3px;vertical-align:bottom;background-color:#000000;font-weight:bold;color:#ffffff;text-align:center;">(dB)</td> </tr> <tr style="height:20px;"> <td data-sheets-value='{"1":2,"2":"Acrylic"}' style="border-left:1px solid #000000;overflow:hidden;padding:0px 3px 0px 3px;vertical-align:bottom;font-weight:bold;">Acrylic</td> <td data-sheets-value='{"1":2,"2":"Single-walled"}' style="overflow:hidden;padding:0px 3px 0px 3px;vertical-align:bottom;font-weight:bold;">Single-walled</td> <td data-sheets-value='{"1":2,"2":"Clear (H)"}' style="border-right:1px solid #000000;overflow:hidden;padding:0px 3px 0px 3px;vertical-align:bottom;font-weight:bold;">Clear (H)</td> <td data-sheets-numberformat='{"1":2,"2":"0.00","3":1}' data-sheets-value='{"1":3,"3":5.17}' style="overflow:hidden;padding:0px 3px 0px 3px;vertical-align:bottom;text-align:center;">5.17</td> <td data-sheets-numberformat='{"1":2,"2":"0","3":1}' data-sheets-value='{"1":3,"3":90}' style="overflow:hidden;padding:0px 3px 0px 3px;vertical-align:bottom;text-align:center;">90</td> <td data-sheets-numberformat='{"1":2,"2":"0","3":1}' data-sheets-value='{"1":3,"3":87}' style="overflow:hidden;padding:0px 3px 0px 3px;vertical-align:bottom;text-align:center;">87</td> <td data-sheets-numberformat='{"1":2,"2":"0","3":1}' data-sheets-value='{"1":2,"2":"-"}' style="border-right:1px solid #000000;overflow:hidden;padding:0px 3px 0px 3px;vertical-align:bottom;text-align:center;">-</td> </tr> <tr style="height:20px;"> <td data-sheets-value='{"1":2,"2":"PMMA"}' style="border-left:1px solid #000000;overflow:hidden;padding:0px 3px 0px 3px;vertical-align:bottom;font-weight:bold;">PMMA</td> <td data-sheets-value='{"1":2,"2":"Single-walled"}' style="overflow:hidden;padding:0px 3px 0px 3px;vertical-align:bottom;font-weight:bold;">Single-walled</td> <td data-sheets-value='{"1":2,"2":"Opal (O)"}' style="border-right:1px solid #000000;overflow:hidden;padding:0px 3px 0px 3px;vertical-align:bottom;font-weight:bold;">Opal (O)</td> <td data-sheets-numberformat='{"1":2,"2":"0.00","3":1}' data-sheets-value='{"1":3,"3":5.17}' style="overflow:hidden;padding:0px 3px 0px 3px;vertical-align:bottom;text-align:center;">5.17</td> <td data-sheets-numberformat='{"1":2,"2":"0","3":1}' data-sheets-value='{"1":3,"3":83}' style="overflow:hidden;padding:0px 3px 0px 3px;vertical-align:bottom;text-align:center;">83</td> <td data-sheets-numberformat='{"1":2,"2":"0","3":1}' data-sheets-value='{"1":3,"3":76}' style="overflow:hidden;padding:0px 3px 0px 3px;vertical-align:bottom;text-align:center;">76</td> <td data-sheets-numberformat='{"1":2,"2":"0","3":1}' data-sheets-value='{"1":2,"2":"-"}' style="border-right:1px solid #000000;overflow:hidden;padding:0px 3px 0px 3px;vertical-align:bottom;text-align:center;">-</td> </tr> <tr style="height:20px;"> <td style="border-left:1px solid #000000;overflow:hidden;padding:0px 3px 0px 3px;vertical-align:bottom;font-weight:bold;"></td> <td data-sheets-value='{"1":2,"2":"Double-walled"}' style="overflow:hidden;padding:0px 3px 0px 3px;vertical-align:bottom;font-weight:bold;">Double-walled</td> <td data-sheets-value='{"1":2,"2":"Clear (H/H)"}' style="border-right:1px solid #000000;overflow:hidden;padding:0px 3px 0px 3px;vertical-align:bottom;font-weight:bold;">Clear (H/H)</td> <td data-sheets-numberformat='{"1":2,"2":"0.00","3":1}' data-sheets-value='{"1":3,"3":2.9}' style="overflow:hidden;padding:0px 3px 0px 3px;vertical-align:bottom;text-align:center;">2.90</td> <td data-sheets-numberformat='{"1":2,"2":"0","3":1}' data-sheets-value='{"1":3,"3":81}' style="overflow:hidden;padding:0px 3px 0px 3px;vertical-align:bottom;text-align:center;">81</td> <td data-sheets-numberformat='{"1":2,"2":"0","3":1}' data-sheets-value='{"1":3,"3":75}' style="overflow:hidden;padding:0px 3px 0px 3px;vertical-align:bottom;text-align:center;">75</td> <td data-sheets-numberformat='{"1":2,"2":"0","3":1}' data-sheets-value='{"1":3,"3":20}' style="border-right:1px solid #000000;overflow:hidden;padding:0px 3px 0px 3px;vertical-align:bottom;text-align:center;">20</td> </tr> <tr style="height:20px;"> <td style="border-left:1px solid #000000;overflow:hidden;padding:0px 3px 0px 3px;vertical-align:bottom;font-weight:bold;"></td> <td data-sheets-value='{"1":2,"2":"Double-walled"}' style="overflow:hidden;padding:0px 3px 0px 3px;vertical-align:bottom;font-weight:bold;">Double-walled</td> <td data-sheets-value='{"1":2,"2":"Opal (O/O)"}' style="border-right:1px solid #000000;overflow:hidden;padding:0px 3px 0px 3px;vertical-align:bottom;font-weight:bold;">Opal (O/O)</td> <td data-sheets-numberformat='{"1":2,"2":"0.00","3":1}' data-sheets-value='{"1":3,"3":2.9}' style="overflow:hidden;padding:0px 3px 0px 3px;vertical-align:bottom;text-align:center;">2.90</td> <td data-sheets-numberformat='{"1":2,"2":"0","3":1}' data-sheets-value='{"1":3,"3":69}' style="overflow:hidden;padding:0px 3px 0px 3px;vertical-align:bottom;text-align:center;">69</td> <td data-sheets-numberformat='{"1":2,"2":"0","3":1}' data-sheets-value='{"1":3,"3":58}' style="overflow:hidden;padding:0px 3px 0px 3px;vertical-align:bottom;text-align:center;">58</td> <td data-sheets-numberformat='{"1":2,"2":"0","3":1}' data-sheets-value='{"1":3,"3":20}' style="border-right:1px solid #000000;overflow:hidden;padding:0px 3px 0px 3px;vertical-align:bottom;text-align:center;">20</td> </tr> <tr style="height:20px;"> <td style="border-left:1px solid #000000;overflow:hidden;padding:0px 3px 0px 3px;vertical-align:bottom;font-weight:bold;"></td> <td data-sheets-value='{"1":2,"2":"Triple-walled"}' style="overflow:hidden;padding:0px 3px 0px 3px;vertical-align:bottom;font-weight:bold;">Triple-walled</td> <td data-sheets-value='{"1":2,"2":"Clear (H/H/H)"}' style="border-right:1px solid #000000;overflow:hidden;padding:0px 3px 0px 3px;vertical-align:bottom;font-weight:bold;">Clear (H/H/H)</td> <td data-sheets-numberformat='{"1":2,"2":"0.00","3":1}' data-sheets-value='{"1":3,"3":1.7}' style="overflow:hidden;padding:0px 3px 0px 3px;vertical-align:bottom;text-align:center;">1.70</td> <td data-sheets-numberformat='{"1":2,"2":"0","3":1}' data-sheets-value='{"1":3,"3":73}' style="overflow:hidden;padding:0px 3px 0px 3px;vertical-align:bottom;text-align:center;">73</td> <td data-sheets-numberformat='{"1":2,"2":"0","3":1}' data-sheets-value='{"1":3,"3":65}' style="overflow:hidden;padding:0px 3px 0px 3px;vertical-align:bottom;text-align:center;">65</td> <td data-sheets-numberformat='{"1":2,"2":"0","3":1}' data-sheets-value='{"1":3,"3":22}' style="border-right:1px solid #000000;overflow:hidden;padding:0px 3px 0px 3px;vertical-align:bottom;text-align:center;">22</td> </tr> <tr style="height:20px;"> <td style="border-left:1px solid #000000;overflow:hidden;padding:0px 3px 0px 3px;vertical-align:bottom;font-weight:bold;"></td> <td data-sheets-value='{"1":2,"2":"Triple-walled"}' style="overflow:hidden;padding:0px 3px 0px 3px;vertical-align:bottom;font-weight:bold;">Triple-walled</td> <td data-sheets-value='{"1":2,"2":"Opal (O/H/O)"}' style="border-right:1px solid #000000;overflow:hidden;padding:0px 3px 0px 3px;vertical-align:bottom;font-weight:bold;">Opal (O/H/O)</td> <td data-sheets-numberformat='{"1":2,"2":"0.00","3":1}' data-sheets-value='{"1":3,"3":1.7}' style="overflow:hidden;padding:0px 3px 0px 3px;vertical-align:bottom;text-align:center;">1.70</td> <td data-sheets-numberformat='{"1":2,"2":"0","3":1}' data-sheets-value='{"1":3,"3":62}' style="overflow:hidden;padding:0px 3px 0px 3px;vertical-align:bottom;text-align:center;">62</td> <td data-sheets-numberformat='{"1":2,"2":"0","3":1}' data-sheets-value='{"1":3,"3":51}' style="overflow:hidden;padding:0px 3px 0px 3px;vertical-align:bottom;text-align:center;">51</td> <td data-sheets-numberformat='{"1":2,"2":"0","3":1}' data-sheets-value='{"1":3,"3":22}' style="border-right:1px solid #000000;overflow:hidden;padding:0px 3px 0px 3px;vertical-align:bottom;text-align:center;">22</td> </tr> <tr style="height:20px;"> <td style="border-left:1px solid #000000;overflow:hidden;padding:0px 3px 0px 3px;vertical-align:bottom;font-weight:bold;"></td> <td data-sheets-value='{"1":2,"2":"Four-walled"}' style="overflow:hidden;padding:0px 3px 0px 3px;vertical-align:bottom;font-weight:bold;">Four-walled</td> <td data-sheets-value='{"1":2,"2":"Clear (H/H/H/H)"}' style="border-right:1px solid #000000;overflow:hidden;padding:0px 3px 0px 3px;vertical-align:bottom;font-weight:bold;">Clear (H/H/H/H)</td> <td data-sheets-numberformat='{"1":2,"2":"0.00","3":1}' data-sheets-value='{"1":3,"3":1.28}' style="overflow:hidden;padding:0px 3px 0px 3px;vertical-align:bottom;text-align:center;">1.28</td> <td data-sheets-numberformat='{"1":2,"2":"0","3":1}' data-sheets-value='{"1":3,"3":64}' style="overflow:hidden;padding:0px 3px 0px 3px;vertical-align:bottom;text-align:center;">64</td> <td data-sheets-numberformat='{"1":2,"2":"0","3":1}' data-sheets-value='{"1":3,"3":54}' style="overflow:hidden;padding:0px 3px 0px 3px;vertical-align:bottom;text-align:center;">54</td> <td data-sheets-numberformat='{"1":2,"2":"0","3":1}' data-sheets-value='{"1":3,"3":23}' style="border-right:1px solid #000000;overflow:hidden;padding:0px 3px 0px 3px;vertical-align:bottom;text-align:center;">23</td> </tr> <tr style="height:20px;"> <td style="border-bottom:1px solid #000000;border-left:1px solid #000000;overflow:hidden;padding:0px 3px 0px 3px;vertical-align:bottom;"></td> <td data-sheets-value='{"1":2,"2":"Four-walled"}' style="border-bottom:1px solid #000000;overflow:hidden;padding:0px 3px 0px 3px;vertical-align:bottom;font-weight:bold;">Four-walled</td> <td data-sheets-value='{"1":2,"2":"Opal (H/H/O/H)"}' style="border-right:1px solid #000000;border-bottom:1px solid #000000;overflow:hidden;padding:0px 3px 0px 3px;vertical-align:bottom;font-weight:bold;">Opal (H/H/O/H)</td> <td data-sheets-numberformat='{"1":2,"2":"0.00","3":1}' data-sheets-value='{"1":3,"3":1.28}' style="border-bottom:1px solid #000000;overflow:hidden;padding:0px 3px 0px 3px;vertical-align:bottom;text-align:center;">1.28</td> <td data-sheets-numberformat='{"1":2,"2":"0","3":1}' data-sheets-value='{"1":3,"3":59}' style="border-bottom:1px solid #000000;overflow:hidden;padding:0px 3px 0px 3px;vertical-align:bottom;text-align:center;">59</td> <td data-sheets-numberformat='{"1":2,"2":"0","3":1}' data-sheets-value='{"1":3,"3":48}' style="border-bottom:1px solid #000000;overflow:hidden;padding:0px 3px 0px 3px;vertical-align:bottom;text-align:center;">48</td> <td data-sheets-numberformat='{"1":2,"2":"0","3":1}' data-sheets-value='{"1":3,"3":23}' style="border-right:1px solid #000000;border-bottom:1px solid #000000;overflow:hidden;padding:0px 3px 0px 3px;vertical-align:bottom;text-align:center;">23</td> </tr> <tr style="height:20px;"> <td data-sheets-value='{"1":2,"2":"Polycarbonate "}' style="border-left:1px solid #000000;overflow:hidden;padding:0px 3px 0px 3px;vertical-align:bottom;font-weight:bold;">Polycarbonate </td> <td data-sheets-value='{"1":2,"2":"Single-walled"}' style="overflow:hidden;padding:0px 3px 0px 3px;vertical-align:bottom;font-weight:bold;">Single-walled</td> <td data-sheets-value='{"1":2,"2":"Clear (A)"}' style="border-right:1px solid #000000;overflow:hidden;padding:0px 3px 0px 3px;vertical-align:bottom;font-weight:bold;">Clear (A)</td> <td data-sheets-numberformat='{"1":2,"2":"0.00","3":1}' data-sheets-value='{"1":3,"3":5.17}' style="overflow:hidden;padding:0px 3px 0px 3px;vertical-align:bottom;text-align:center;">5.17</td> <td data-sheets-numberformat='{"1":2,"2":"0","3":1}' data-sheets-value='{"1":3,"3":88}' style="overflow:hidden;padding:0px 3px 0px 3px;vertical-align:bottom;text-align:center;">88</td> <td data-sheets-numberformat='{"1":2,"2":"0","3":1}' data-sheets-value='{"1":3,"3":83}' style="overflow:hidden;padding:0px 3px 0px 3px;vertical-align:bottom;text-align:center;">83</td> <td data-sheets-numberformat='{"1":2,"2":"0","3":1}' data-sheets-value='{"1":2,"2":"-"}' style="border-right:1px solid #000000;overflow:hidden;padding:0px 3px 0px 3px;vertical-align:bottom;text-align:center;">-</td> </tr> <tr style="height:20px;"> <td data-sheets-value='{"1":2,"2":"PC"}' style="border-left:1px solid #000000;overflow:hidden;padding:0px 3px 0px 3px;vertical-align:bottom;font-weight:bold;">PC</td> <td data-sheets-value='{"1":2,"2":"Single-walled"}' style="overflow:hidden;padding:0px 3px 0px 3px;vertical-align:bottom;font-weight:bold;">Single-walled</td> <td data-sheets-value='{"1":2,"2":"Opal (D)"}' style="border-right:1px solid #000000;overflow:hidden;padding:0px 3px 0px 3px;vertical-align:bottom;font-weight:bold;">Opal (D)</td> <td data-sheets-numberformat='{"1":2,"2":"0.00","3":1}' data-sheets-value='{"1":3,"3":5.17}' style="overflow:hidden;padding:0px 3px 0px 3px;vertical-align:bottom;text-align:center;">5.17</td> <td data-sheets-numberformat='{"1":2,"2":"0","3":1}' data-sheets-value='{"1":3,"3":58}' style="overflow:hidden;padding:0px 3px 0px 3px;vertical-align:bottom;text-align:center;">58</td> <td data-sheets-numberformat='{"1":2,"2":"0","3":1}' data-sheets-value='{"1":3,"3":60}' style="overflow:hidden;padding:0px 3px 0px 3px;vertical-align:bottom;text-align:center;">60</td> <td data-sheets-numberformat='{"1":2,"2":"0","3":1}' data-sheets-value='{"1":2,"2":"-"}' style="border-right:1px solid #000000;overflow:hidden;padding:0px 3px 0px 3px;vertical-align:bottom;text-align:center;">-</td> </tr> <tr style="height:20px;"> <td style="border-left:1px solid #000000;overflow:hidden;padding:0px 3px 0px 3px;vertical-align:bottom;font-weight:bold;"></td> <td data-sheets-value='{"1":2,"2":"Double-walled"}' style="overflow:hidden;padding:0px 3px 0px 3px;vertical-align:bottom;font-weight:bold;">Double-walled</td> <td data-sheets-value='{"1":2,"2":"Clear (A/H)"}' style="border-right:1px solid #000000;overflow:hidden;padding:0px 3px 0px 3px;vertical-align:bottom;font-weight:bold;">Clear (A/H)</td> <td data-sheets-numberformat='{"1":2,"2":"0.00","3":1}' data-sheets-value='{"1":3,"3":2.9}' style="overflow:hidden;padding:0px 3px 0px 3px;vertical-align:bottom;text-align:center;">2.90</td> <td data-sheets-numberformat='{"1":2,"2":"0","3":1}' data-sheets-value='{"1":3,"3":79}' style="overflow:hidden;padding:0px 3px 0px 3px;vertical-align:bottom;text-align:center;">79</td> <td data-sheets-numberformat='{"1":2,"2":"0","3":1}' data-sheets-value='{"1":3,"3":72}' style="overflow:hidden;padding:0px 3px 0px 3px;vertical-align:bottom;text-align:center;">72</td> <td data-sheets-numberformat='{"1":2,"2":"0","3":1}' data-sheets-value='{"1":3,"3":20}' style="border-right:1px solid #000000;overflow:hidden;padding:0px 3px 0px 3px;vertical-align:bottom;text-align:center;">20</td> </tr> <tr style="height:20px;"> <td style="border-left:1px solid #000000;overflow:hidden;padding:0px 3px 0px 3px;vertical-align:bottom;font-weight:bold;"></td> <td data-sheets-value='{"1":2,"2":"Double-walled"}' style="overflow:hidden;padding:0px 3px 0px 3px;vertical-align:bottom;font-weight:bold;">Double-walled</td> <td data-sheets-value='{"1":2,"2":"Clear (A/A)"}' style="border-right:1px solid #000000;overflow:hidden;padding:0px 3px 0px 3px;vertical-align:bottom;font-weight:bold;">Clear (A/A)</td> <td data-sheets-numberformat='{"1":2,"2":"0.00","3":1}' data-sheets-value='{"1":3,"3":2.9}' style="overflow:hidden;padding:0px 3px 0px 3px;vertical-align:bottom;text-align:center;">2.90</td> <td data-sheets-numberformat='{"1":2,"2":"0","3":1}' data-sheets-value='{"1":3,"3":77}' style="overflow:hidden;padding:0px 3px 0px 3px;vertical-align:bottom;text-align:center;">77</td> <td data-sheets-numberformat='{"1":2,"2":"0","3":1}' data-sheets-value='{"1":3,"3":69}' style="overflow:hidden;padding:0px 3px 0px 3px;vertical-align:bottom;text-align:center;">69</td> <td data-sheets-numberformat='{"1":2,"2":"0","3":1}' data-sheets-value='{"1":3,"3":20}' style="border-right:1px solid #000000;overflow:hidden;padding:0px 3px 0px 3px;vertical-align:bottom;text-align:center;">20</td> </tr> <tr style="height:20px;"> <td style="border-left:1px solid #000000;overflow:hidden;padding:0px 3px 0px 3px;vertical-align:bottom;font-weight:bold;"></td> <td data-sheets-value='{"1":2,"2":"Double-walled"}' style="overflow:hidden;padding:0px 3px 0px 3px;vertical-align:bottom;font-weight:bold;">Double-walled</td> <td data-sheets-value='{"1":2,"2":"Opal (A/O)"}' style="border-right:1px solid #000000;overflow:hidden;padding:0px 3px 0px 3px;vertical-align:bottom;font-weight:bold;">Opal (A/O)</td> <td data-sheets-numberformat='{"1":2,"2":"0.00","3":1}' data-sheets-value='{"1":3,"3":2.9}' style="overflow:hidden;padding:0px 3px 0px 3px;vertical-align:bottom;text-align:center;">2.90</td> <td data-sheets-numberformat='{"1":2,"2":"0","3":1}' data-sheets-value='{"1":3,"3":73}' style="overflow:hidden;padding:0px 3px 0px 3px;vertical-align:bottom;text-align:center;">73</td> <td data-sheets-numberformat='{"1":2,"2":"0","3":1}' data-sheets-value='{"1":3,"3":63}' style="overflow:hidden;padding:0px 3px 0px 3px;vertical-align:bottom;text-align:center;">63</td> <td data-sheets-numberformat='{"1":2,"2":"0","3":1}' data-sheets-value='{"1":3,"3":20}' style="border-right:1px solid #000000;overflow:hidden;padding:0px 3px 0px 3px;vertical-align:bottom;text-align:center;">20</td> </tr> <tr style="height:20px;"> <td style="border-left:1px solid #000000;overflow:hidden;padding:0px 3px 0px 3px;vertical-align:bottom;font-weight:bold;"></td> <td data-sheets-value='{"1":2,"2":"Double-walled"}' style="overflow:hidden;padding:0px 3px 0px 3px;vertical-align:bottom;font-weight:bold;">Double-walled</td> <td data-sheets-value='{"1":2,"2":"Opal (A/D)"}' style="border-right:1px solid #000000;overflow:hidden;padding:0px 3px 0px 3px;vertical-align:bottom;font-weight:bold;">Opal (A/D)</td> <td data-sheets-numberformat='{"1":2,"2":"0.00","3":1}' data-sheets-value='{"1":3,"3":2.9}' style="overflow:hidden;padding:0px 3px 0px 3px;vertical-align:bottom;text-align:center;">2.90</td> <td data-sheets-numberformat='{"1":2,"2":"0","3":1}' data-sheets-value='{"1":3,"3":51}' style="overflow:hidden;padding:0px 3px 0px 3px;vertical-align:bottom;text-align:center;">51</td> <td data-sheets-numberformat='{"1":2,"2":"0","3":1}' data-sheets-value='{"1":3,"3":50}' style="overflow:hidden;padding:0px 3px 0px 3px;vertical-align:bottom;text-align:center;">50</td> <td data-sheets-numberformat='{"1":2,"2":"0","3":1}' data-sheets-value='{"1":3,"3":20}' style="border-right:1px solid #000000;overflow:hidden;padding:0px 3px 0px 3px;vertical-align:bottom;text-align:center;">20</td> </tr> <tr style="height:20px;"> <td style="border-left:1px solid #000000;overflow:hidden;padding:0px 3px 0px 3px;vertical-align:bottom;font-weight:bold;"></td> <td data-sheets-value='{"1":2,"2":"Triple-walled"}' style="overflow:hidden;padding:0px 3px 0px 3px;vertical-align:bottom;font-weight:bold;">Triple-walled</td> <td data-sheets-value='{"1":2,"2":"Clear (A/H/H)"}' style="border-right:1px solid #000000;overflow:hidden;padding:0px 3px 0px 3px;vertical-align:bottom;font-weight:bold;">Clear (A/H/H)</td> <td data-sheets-numberformat='{"1":2,"2":"0.00","3":1}' data-sheets-value='{"1":3,"3":1.7}' style="overflow:hidden;padding:0px 3px 0px 3px;vertical-align:bottom;text-align:center;">1.70</td> <td data-sheets-numberformat='{"1":2,"2":"0","3":1}' data-sheets-value='{"1":3,"3":71}' style="overflow:hidden;padding:0px 3px 0px 3px;vertical-align:bottom;text-align:center;">71</td> <td data-sheets-numberformat='{"1":2,"2":"0","3":1}' data-sheets-value='{"1":3,"3":63}' style="overflow:hidden;padding:0px 3px 0px 3px;vertical-align:bottom;text-align:center;">63</td> <td data-sheets-numberformat='{"1":2,"2":"0","3":1}' data-sheets-value='{"1":3,"3":22}' style="border-right:1px solid #000000;overflow:hidden;padding:0px 3px 0px 3px;vertical-align:bottom;text-align:center;">22</td> </tr> <tr style="height:20px;"> <td style="border-left:1px solid #000000;overflow:hidden;padding:0px 3px 0px 3px;vertical-align:bottom;font-weight:bold;"></td> <td data-sheets-value='{"1":2,"2":"Triple-walled"}' style="overflow:hidden;padding:0px 3px 0px 3px;vertical-align:bottom;font-weight:bold;">Triple-walled</td> <td data-sheets-value='{"1":2,"2":"Opal (A/O/O)"}' style="border-right:1px solid #000000;overflow:hidden;padding:0px 3px 0px 3px;vertical-align:bottom;font-weight:bold;">Opal (A/O/O)</td> <td data-sheets-numberformat='{"1":2,"2":"0.00","3":1}' data-sheets-value='{"1":3,"3":1.7}' style="overflow:hidden;padding:0px 3px 0px 3px;vertical-align:bottom;text-align:center;">1.70</td> <td data-sheets-numberformat='{"1":2,"2":"0","3":1}' data-sheets-value='{"1":3,"3":61}' style="overflow:hidden;padding:0px 3px 0px 3px;vertical-align:bottom;text-align:center;">61</td> <td data-sheets-numberformat='{"1":2,"2":"0","3":1}' data-sheets-value='{"1":3,"3":48}' style="overflow:hidden;padding:0px 3px 0px 3px;vertical-align:bottom;text-align:center;">48</td> <td data-sheets-numberformat='{"1":2,"2":"0","3":1}' data-sheets-value='{"1":3,"3":22}' style="border-right:1px solid #000000;overflow:hidden;padding:0px 3px 0px 3px;vertical-align:bottom;text-align:center;">22</td> </tr> <tr style="height:20px;"> <td style="border-left:1px solid #000000;overflow:hidden;padding:0px 3px 0px 3px;vertical-align:bottom;font-weight:bold;"></td> <td data-sheets-value='{"1":2,"2":"Four-walled"}' style="overflow:hidden;padding:0px 3px 0px 3px;vertical-align:bottom;font-weight:bold;">Four-walled</td> <td data-sheets-value='{"1":2,"2":"Clear (A/H/H/H)"}' style="border-right:1px solid #000000;overflow:hidden;padding:0px 3px 0px 3px;vertical-align:bottom;font-weight:bold;">Clear (A/H/H/H)</td> <td data-sheets-numberformat='{"1":2,"2":"0.00","3":1}' data-sheets-value='{"1":3,"3":1.28}' style="overflow:hidden;padding:0px 3px 0px 3px;vertical-align:bottom;text-align:center;">1.28</td> <td data-sheets-numberformat='{"1":2,"2":"0","3":1}' data-sheets-value='{"1":3,"3":64}' style="overflow:hidden;padding:0px 3px 0px 3px;vertical-align:bottom;text-align:center;">64</td> <td data-sheets-numberformat='{"1":2,"2":"0","3":1}' data-sheets-value='{"1":3,"3":52}' style="overflow:hidden;padding:0px 3px 0px 3px;vertical-align:bottom;text-align:center;">52</td> <td data-sheets-numberformat='{"1":2,"2":"0","3":1}' data-sheets-value='{"1":3,"3":23}' style="border-right:1px solid #000000;overflow:hidden;padding:0px 3px 0px 3px;vertical-align:bottom;text-align:center;">23</td> </tr> <tr style="height:20px;"> <td style="border-bottom:1px solid #000000;border-left:1px solid #000000;overflow:hidden;padding:0px 3px 0px 3px;vertical-align:bottom;"></td> <td data-sheets-value='{"1":2,"2":"Four-walled"}' style="border-bottom:1px solid #000000;overflow:hidden;padding:0px 3px 0px 3px;vertical-align:bottom;font-weight:bold;">Four-walled</td> <td data-sheets-value='{"1":2,"2":"Opal (A/H/O/H)"}' style="border-right:1px solid #000000;border-bottom:1px solid #000000;overflow:hidden;padding:0px 3px 0px 3px;vertical-align:bottom;font-weight:bold;">Opal (A/H/O/H)</td> <td data-sheets-numberformat='{"1":2,"2":"0.00","3":1}' data-sheets-value='{"1":3,"3":1.28}' style="border-bottom:1px solid #000000;overflow:hidden;padding:0px 3px 0px 3px;vertical-align:bottom;text-align:center;">1.28</td> <td data-sheets-numberformat='{"1":2,"2":"0","3":1}' data-sheets-value='{"1":3,"3":59}' style="border-bottom:1px solid #000000;overflow:hidden;padding:0px 3px 0px 3px;vertical-align:bottom;text-align:center;">59</td> <td data-sheets-numberformat='{"1":2,"2":"0","3":1}' data-sheets-value='{"1":3,"3":46}' style="border-bottom:1px solid #000000;overflow:hidden;padding:0px 3px 0px 3px;vertical-align:bottom;text-align:center;">46</td> <td data-sheets-numberformat='{"1":2,"2":"0","3":1}' data-sheets-value='{"1":3,"3":23}' style="border-right:1px solid #000000;border-bottom:1px solid #000000;overflow:hidden;padding:0px 3px 0px 3px;vertical-align:bottom;text-align:center;">23</td> </tr> <tr style="height:20px;"> <td data-sheets-value='{"1":2,"2":"Polycarbonate"}' style="border-left:1px solid #000000;overflow:hidden;padding:0px 3px 0px 3px;vertical-align:bottom;font-weight:bold;">Polycarbonate</td> <td data-sheets-value='{"1":2,"2":"Single-walled"}' style="overflow:hidden;padding:0px 3px 0px 3px;vertical-align:bottom;font-weight:bold;">Single-walled</td> <td data-sheets-value='{"1":2,"2":"Heatstop Opal (T)"}' style="border-right:1px solid #000000;overflow:hidden;padding:0px 3px 0px 3px;vertical-align:bottom;font-weight:bold;">Heatstop Opal (T)</td> <td data-sheets-numberformat='{"1":2,"2":"0.00","3":1}' data-sheets-value='{"1":3,"3":5.17}' style="overflow:hidden;padding:0px 3px 0px 3px;vertical-align:bottom;text-align:center;">5.17</td> <td data-sheets-numberformat='{"1":2,"2":"0","3":1}' data-sheets-value='{"1":3,"3":49}' style="overflow:hidden;padding:0px 3px 0px 3px;vertical-align:bottom;text-align:center;">49</td> <td data-sheets-numberformat='{"1":2,"2":"0","3":1}' data-sheets-value='{"1":3,"3":59}' style="overflow:hidden;padding:0px 3px 0px 3px;vertical-align:bottom;text-align:center;">59</td> <td data-sheets-numberformat='{"1":2,"2":"0","3":1}' data-sheets-value='{"1":2,"2":"-"}' style="border-right:1px solid #000000;overflow:hidden;padding:0px 3px 0px 3px;vertical-align:bottom;text-align:center;">-</td> </tr> <tr style="height:20px;"> <td data-sheets-value='{"1":2,"2":"Heatstop PC"}' style="border-left:1px solid #000000;overflow:hidden;padding:0px 3px 0px 3px;vertical-align:bottom;font-weight:bold;">Heatstop PC</td> <td data-sheets-value='{"1":2,"2":"Double-walled"}' style="overflow:hidden;padding:0px 3px 0px 3px;vertical-align:bottom;font-weight:bold;">Double-walled</td> <td data-sheets-value='{"1":2,"2":"Clear (T/H)"}' style="border-right:1px solid #000000;overflow:hidden;padding:0px 3px 0px 3px;vertical-align:bottom;font-weight:bold;">Clear (T/H)</td> <td data-sheets-numberformat='{"1":2,"2":"0.00","3":1}' data-sheets-value='{"1":3,"3":2.9}' style="overflow:hidden;padding:0px 3px 0px 3px;vertical-align:bottom;text-align:center;">2.90</td> <td data-sheets-numberformat='{"1":2,"2":"0","3":1}' data-sheets-value='{"1":3,"3":44}' style="overflow:hidden;padding:0px 3px 0px 3px;vertical-align:bottom;text-align:center;">44</td> <td data-sheets-numberformat='{"1":2,"2":"0","3":1}' data-sheets-value='{"1":3,"3":51}' style="overflow:hidden;padding:0px 3px 0px 3px;vertical-align:bottom;text-align:center;">51</td> <td data-sheets-numberformat='{"1":2,"2":"0","3":1}' data-sheets-value='{"1":3,"3":20}' style="border-right:1px solid #000000;overflow:hidden;padding:0px 3px 0px 3px;vertical-align:bottom;text-align:center;">20</td> </tr> <tr style="height:20px;"> <td style="border-left:1px solid #000000;overflow:hidden;padding:0px 3px 0px 3px;vertical-align:bottom;font-weight:bold;"></td> <td data-sheets-value='{"1":2,"2":"Double-walled"}' style="overflow:hidden;padding:0px 3px 0px 3px;vertical-align:bottom;font-weight:bold;">Double-walled</td> <td data-sheets-value='{"1":2,"2":"Opal (T/O)"}' style="border-right:1px solid #000000;overflow:hidden;padding:0px 3px 0px 3px;vertical-align:bottom;font-weight:bold;">Opal (T/O)</td> <td data-sheets-numberformat='{"1":2,"2":"0.00","3":1}' data-sheets-value='{"1":3,"3":2.9}' style="overflow:hidden;padding:0px 3px 0px 3px;vertical-align:bottom;text-align:center;">2.90</td> <td data-sheets-numberformat='{"1":2,"2":"0","3":1}' data-sheets-value='{"1":3,"3":41}' style="overflow:hidden;padding:0px 3px 0px 3px;vertical-align:bottom;text-align:center;">41</td> <td data-sheets-numberformat='{"1":2,"2":"0","3":1}' data-sheets-value='{"1":3,"3":45}' style="overflow:hidden;padding:0px 3px 0px 3px;vertical-align:bottom;text-align:center;">45</td> <td data-sheets-numberformat='{"1":2,"2":"0","3":1}' data-sheets-value='{"1":3,"3":20}' style="border-right:1px solid #000000;overflow:hidden;padding:0px 3px 0px 3px;vertical-align:bottom;text-align:center;">20</td> </tr> <tr style="height:20px;"> <td style="border-left:1px solid #000000;overflow:hidden;padding:0px 3px 0px 3px;vertical-align:bottom;font-weight:bold;"></td> <td data-sheets-value='{"1":2,"2":"Triple-walled"}' style="overflow:hidden; | skylux-160-ce-met-koepel-en-pvc-opstand-30-20-met-lm-motor-en-windvang-1000-x-2300-mm | 8586039656781 | 46872372576589
Smoke and heat exhaust (SHEV) | SHE system | Skylux | Skylux 160° CE with skylight and PVC curb 30/20 with LM-actuator and spoiler 1050 x 1050 mm |  | 26595 | 5412970265955 | 4107.95 | Yes | 30-45 | 67.61 | 1050 x 1050 mm | 1050 | 1050 |  | PVC 30/20 (30 cm high & roof opening = 20 cm larger than daylight size) | Square | 5.17 W/m²K - 1.28 W/m²K | 87% - 32% | 90% - 32% | 20dB - 23dB | 160° CE (for industry) | skylight | with spoiler | E | Single actuator | Maximum four-walled skylight possible for this product | Ut-value LT-value g-value Rw-value EN 1873 : 2014 EN ISO 13468 EN 16153 EN 410 EN 410 EN ISO 140-3 Material Walls Shells (W/m²K) (%) (%) (dB) Acrylic Single-walled Clear (H) 5.17 90 87 - PMMA Single-walled Opal (O) 5.17 83 76 - Double-walled Clear (H/H) 2.90 81 75 20 Double-walled Opal (O/O) 2.90 69 58 20 Triple-walled Clear (H/H/H) 1.70 73 65 22 Triple-walled Opal (O/H/O) 1.70 62 51 22 Four-walled Clear (H/H/H/H) 1.28 64 54 23 Four-walled Opal (H/H/O/H) 1.28 59 48 23 Polycarbonate Single-walled Clear (A) 5.17 88 83 - PC Single-walled Opal (D) 5.17 58 60 - Double-walled Clear (A/H) 2.90 79 72 20 Double-walled Clear (A/A) 2.90 77 69 20 Double-walled Opal (A/O) 2.90 73 63 20 Double-walled Opal (A/D) 2.90 51 50 20 Triple-walled Clear (A/H/H) 1.70 71 63 22 Triple-walled Opal (A/O/O) 1.70 61 48 22 Four-walled Clear (A/H/H/H) 1.28 64 52 23 Four-walled Opal (A/H/O/H) 1.28 59 46 23 Polycarbonate Single-walled Heatstop Opal (T) 5.17 49 59 - Heatstop PC Double-walled Clear (T/H) 2.90 44 51 20 Double-walled Opal (T/O) 2.90 41 45 20 Triple-walled Clear (T/H/H) 1.70 40 <td data-sheets-numberformat='{"1":2,"2":"0","3":1}' data-sheets-value='{"1":3,"3":44}' style="overflow:hidden;paddin | https://skylux.eu/en/products/skylux-160-ce-met-koepel-en-pvc-opstand-30-20-met-lm-motor-en-windvang-1050-x-1050-mm | https://skylux.eu/cdn/shop/files/Skylux-160deg-CE-met-koepel-en-pvc-opstand-3020-met-LM-motor-en-windvang-1050-x-1050-mm-RWA-systeem.jpg?v=1702981464&width=1600 | https://skylux.eu/cdn/shop/files/e5a82811-1bb0-48e4-a776-cacb59c7c092_c37b5d56-55c5-45d3-8dc0-44f512823249.jpg?v=1688551382&width=1600 | //skylux.eu/cdn/shop/files/E_MH_Mounting_instructions_Skylux_160_CE_LM.pdf?v=12406716259046007223 | //skylux.eu/cdn/shop/files/E_TD_Technical_File_Skylux_Skylux_160_CE_Electric.pdf?v=3667116872303399239 | <style type="text/css" id="isPasted"> <!--td { border: 1px solid #cccccc; } br { mso-data-placement: same-cell; } --> </style> <table border="1" cellpadding="0" cellspacing="0" dir="ltr" style="table-layout:fixed;font-size:10pt;font-family:Arial;border-collapse:collapse;border:none;"><tbody> <tr style="height:20px;"> <td style="overflow:hidden;padding:0px 3px 0px 3px;vertical-align:bottom;"></td> <td style="overflow:hidden;padding:0px 3px 0px 3px;vertical-align:bottom;"></td> <td style="overflow:hidden;padding:0px 3px 0px 3px;vertical-align:bottom;"></td> <td data-sheets-value='{"1":2,"2":"Ut-value"}' style="overflow:hidden;padding:0px 3px 0px 3px;vertical-align:bottom;font-weight:bold;text-align:center;">Ut-value</td> <td data-sheets-value='{"1":2,"2":"LT-value"}' style="overflow:hidden;padding:0px 3px 0px 3px;vertical-align:bottom;font-weight:bold;text-align:center;">LT-value</td> <td data-sheets-value='{"1":2,"2":"g-value"}' style="overflow:hidden;padding:0px 3px 0px 3px;vertical-align:bottom;font-weight:bold;text-align:center;">g-value</td> <td data-sheets-value='{"1":2,"2":"Rw-value "}' style="overflow:hidden;padding:0px 3px 0px 3px;vertical-align:bottom;font-weight:bold;text-align:center;">Rw-value </td> </tr> <tr style="height:20px;"> <td style="overflow:hidden;padding:0px 3px 0px 3px;vertical-align:bottom;"></td> <td style="overflow:hidden;padding:0px 3px 0px 3px;vertical-align:bottom;"></td> <td style="overflow:hidden;padding:0px 3px 0px 3px;vertical-align:bottom;"></td> <td data-sheets-numberformat='{"1":2,"2":"0.00","3":1}' data-sheets-value='{"1":2,"2":"EN 1873 : 2014"}' style="overflow:hidden;padding:0px 3px 0px 3px;vertical-align:bottom;text-align:center;">EN 1873 : 2014</td> <td data-sheets-numberformat='{"1":2,"2":"0","3":1}' data-sheets-value='{"1":2,"2":"EN ISO 13468 EN 16153 EN 410"}' style="overflow:hidden;padding:0px 3px 0px 3px;vertical-align:bottom;text-align:center;">EN ISO 13468 EN 16153 EN 410</td> <td data-sheets-numberformat='{"1":2,"2":"0","3":1}' data-sheets-value='{"1":2,"2":"EN 410"}' style="overflow:hidden;padding:0px 3px 0px 3px;vertical-align:bottom;text-align:center;">EN 410</td> <td data-sheets-value='{"1":2,"2":"EN ISO 140-3\t\t"}' style="overflow:hidden;padding:0px 3px 0px 3px;vertical-align:bottom;text-align:center;">EN ISO 140-3 </td> </tr> <tr style="height:20px;"> <td data-sheets-value='{"1":2,"2":"Material"}' style="border-bottom:1px solid #000000;overflow:hidden;padding:0px 3px 0px 3px;vertical-align:bottom;background-color:#000000;font-weight:bold;color:#ffffff;">Material</td> <td data-sheets-value='{"1":2,"2":"Walls"}' style="border-bottom:1px solid #000000;overflow:hidden;padding:0px 3px 0px 3px;vertical-align:bottom;background-color:#000000;font-weight:bold;color:#ffffff;">Walls</td> <td data-sheets-value='{"1":2,"2":"Shells"}' style="border-bottom:1px solid #000000;overflow:hidden;padding:0px 3px 0px 3px;vertical-align:bottom;background-color:#000000;font-weight:bold;color:#ffffff;">Shells</td> <td data-sheets-numberformat='{"1":2,"2":"0.00","3":1}' data-sheets-value='{"1":2,"2":"(W/m²K)\t"}' style="border-bottom:1px solid #000000;overflow:hidden;padding:0px 3px 0px 3px;vertical-align:bottom;background-color:#000000;font-weight:bold;color:#ffffff;text-align:center;">(W/m²K) </td> <td data-sheets-numberformat='{"1":2,"2":"0","3":1}' data-sheets-value='{"1":2,"2":"(%)"}' style="border-bottom:1px solid #000000;overflow:hidden;padding:0px 3px 0px 3px;vertical-align:bottom;background-color:#000000;font-weight:bold;color:#ffffff;text-align:center;">(%)</td> <td data-sheets-numberformat='{"1":2,"2":"0","3":1}' data-sheets-value='{"1":2,"2":"(%)"}' style="border-bottom:1px solid #000000;overflow:hidden;padding:0px 3px 0px 3px;vertical-align:bottom;background-color:#000000;font-weight:bold;color:#ffffff;text-align:center;">(%)</td> <td data-sheets-value='{"1":2,"2":"(dB)"}' style="border-bottom:1px solid #000000;overflow:hidden;padding:0px 3px 0px 3px;vertical-align:bottom;background-color:#000000;font-weight:bold;color:#ffffff;text-align:center;">(dB)</td> </tr> <tr style="height:20px;"> <td data-sheets-value='{"1":2,"2":"Acrylic"}' style="border-left:1px solid #000000;overflow:hidden;padding:0px 3px 0px 3px;vertical-align:bottom;font-weight:bold;">Acrylic</td> <td data-sheets-value='{"1":2,"2":"Single-walled"}' style="overflow:hidden;padding:0px 3px 0px 3px;vertical-align:bottom;font-weight:bold;">Single-walled</td> <td data-sheets-value='{"1":2,"2":"Clear (H)"}' style="border-right:1px solid #000000;overflow:hidden;padding:0px 3px 0px 3px;vertical-align:bottom;font-weight:bold;">Clear (H)</td> <td data-sheets-numberformat='{"1":2,"2":"0.00","3":1}' data-sheets-value='{"1":3,"3":5.17}' style="overflow:hidden;padding:0px 3px 0px 3px;vertical-align:bottom;text-align:center;">5.17</td> <td data-sheets-numberformat='{"1":2,"2":"0","3":1}' data-sheets-value='{"1":3,"3":90}' style="overflow:hidden;padding:0px 3px 0px 3px;vertical-align:bottom;text-align:center;">90</td> <td data-sheets-numberformat='{"1":2,"2":"0","3":1}' data-sheets-value='{"1":3,"3":87}' style="overflow:hidden;padding:0px 3px 0px 3px;vertical-align:bottom;text-align:center;">87</td> <td data-sheets-numberformat='{"1":2,"2":"0","3":1}' data-sheets-value='{"1":2,"2":"-"}' style="border-right:1px solid #000000;overflow:hidden;padding:0px 3px 0px 3px;vertical-align:bottom;text-align:center;">-</td> </tr> <tr style="height:20px;"> <td data-sheets-value='{"1":2,"2":"PMMA"}' style="border-left:1px solid #000000;overflow:hidden;padding:0px 3px 0px 3px;vertical-align:bottom;font-weight:bold;">PMMA</td> <td data-sheets-value='{"1":2,"2":"Single-walled"}' style="overflow:hidden;padding:0px 3px 0px 3px;vertical-align:bottom;font-weight:bold;">Single-walled</td> <td data-sheets-value='{"1":2,"2":"Opal (O)"}' style="border-right:1px solid #000000;overflow:hidden;padding:0px 3px 0px 3px;vertical-align:bottom;font-weight:bold;">Opal (O)</td> <td data-sheets-numberformat='{"1":2,"2":"0.00","3":1}' data-sheets-value='{"1":3,"3":5.17}' style="overflow:hidden;padding:0px 3px 0px 3px;vertical-align:bottom;text-align:center;">5.17</td> <td data-sheets-numberformat='{"1":2,"2":"0","3":1}' data-sheets-value='{"1":3,"3":83}' style="overflow:hidden;padding:0px 3px 0px 3px;vertical-align:bottom;text-align:center;">83</td> <td data-sheets-numberformat='{"1":2,"2":"0","3":1}' data-sheets-value='{"1":3,"3":76}' style="overflow:hidden;padding:0px 3px 0px 3px;vertical-align:bottom;text-align:center;">76</td> <td data-sheets-numberformat='{"1":2,"2":"0","3":1}' data-sheets-value='{"1":2,"2":"-"}' style="border-right:1px solid #000000;overflow:hidden;padding:0px 3px 0px 3px;vertical-align:bottom;text-align:center;">-</td> </tr> <tr style="height:20px;"> <td style="border-left:1px solid #000000;overflow:hidden;padding:0px 3px 0px 3px;vertical-align:bottom;font-weight:bold;"></td> <td data-sheets-value='{"1":2,"2":"Double-walled"}' style="overflow:hidden;padding:0px 3px 0px 3px;vertical-align:bottom;font-weight:bold;">Double-walled</td> <td data-sheets-value='{"1":2,"2":"Clear (H/H)"}' style="border-right:1px solid #000000;overflow:hidden;padding:0px 3px 0px 3px;vertical-align:bottom;font-weight:bold;">Clear (H/H)</td> <td data-sheets-numberformat='{"1":2,"2":"0.00","3":1}' data-sheets-value='{"1":3,"3":2.9}' style="overflow:hidden;padding:0px 3px 0px 3px;vertical-align:bottom;text-align:center;">2.90</td> <td data-sheets-numberformat='{"1":2,"2":"0","3":1}' data-sheets-value='{"1":3,"3":81}' style="overflow:hidden;padding:0px 3px 0px 3px;vertical-align:bottom;text-align:center;">81</td> <td data-sheets-numberformat='{"1":2,"2":"0","3":1}' data-sheets-value='{"1":3,"3":75}' style="overflow:hidden;padding:0px 3px 0px 3px;vertical-align:bottom;text-align:center;">75</td> <td data-sheets-numberformat='{"1":2,"2":"0","3":1}' data-sheets-value='{"1":3,"3":20}' style="border-right:1px solid #000000;overflow:hidden;padding:0px 3px 0px 3px;vertical-align:bottom;text-align:center;">20</td> </tr> <tr style="height:20px;"> <td style="border-left:1px solid #000000;overflow:hidden;padding:0px 3px 0px 3px;vertical-align:bottom;font-weight:bold;"></td> <td data-sheets-value='{"1":2,"2":"Double-walled"}' style="overflow:hidden;padding:0px 3px 0px 3px;vertical-align:bottom;font-weight:bold;">Double-walled</td> <td data-sheets-value='{"1":2,"2":"Opal (O/O)"}' style="border-right:1px solid #000000;overflow:hidden;padding:0px 3px 0px 3px;vertical-align:bottom;font-weight:bold;">Opal (O/O)</td> <td data-sheets-numberformat='{"1":2,"2":"0.00","3":1}' data-sheets-value='{"1":3,"3":2.9}' style="overflow:hidden;padding:0px 3px 0px 3px;vertical-align:bottom;text-align:center;">2.90</td> <td data-sheets-numberformat='{"1":2,"2":"0","3":1}' data-sheets-value='{"1":3,"3":69}' style="overflow:hidden;padding:0px 3px 0px 3px;vertical-align:bottom;text-align:center;">69</td> <td data-sheets-numberformat='{"1":2,"2":"0","3":1}' data-sheets-value='{"1":3,"3":58}' style="overflow:hidden;padding:0px 3px 0px 3px;vertical-align:bottom;text-align:center;">58</td> <td data-sheets-numberformat='{"1":2,"2":"0","3":1}' data-sheets-value='{"1":3,"3":20}' style="border-right:1px solid #000000;overflow:hidden;padding:0px 3px 0px 3px;vertical-align:bottom;text-align:center;">20</td> </tr> <tr style="height:20px;"> <td style="border-left:1px solid #000000;overflow:hidden;padding:0px 3px 0px 3px;vertical-align:bottom;font-weight:bold;"></td> <td data-sheets-value='{"1":2,"2":"Triple-walled"}' style="overflow:hidden;padding:0px 3px 0px 3px;vertical-align:bottom;font-weight:bold;">Triple-walled</td> <td data-sheets-value='{"1":2,"2":"Clear (H/H/H)"}' style="border-right:1px solid #000000;overflow:hidden;padding:0px 3px 0px 3px;vertical-align:bottom;font-weight:bold;">Clear (H/H/H)</td> <td data-sheets-numberformat='{"1":2,"2":"0.00","3":1}' data-sheets-value='{"1":3,"3":1.7}' style="overflow:hidden;padding:0px 3px 0px 3px;vertical-align:bottom;text-align:center;">1.70</td> <td data-sheets-numberformat='{"1":2,"2":"0","3":1}' data-sheets-value='{"1":3,"3":73}' style="overflow:hidden;padding:0px 3px 0px 3px;vertical-align:bottom;text-align:center;">73</td> <td data-sheets-numberformat='{"1":2,"2":"0","3":1}' data-sheets-value='{"1":3,"3":65}' style="overflow:hidden;padding:0px 3px 0px 3px;vertical-align:bottom;text-align:center;">65</td> <td data-sheets-numberformat='{"1":2,"2":"0","3":1}' data-sheets-value='{"1":3,"3":22}' style="border-right:1px solid #000000;overflow:hidden;padding:0px 3px 0px 3px;vertical-align:bottom;text-align:center;">22</td> </tr> <tr style="height:20px;"> <td style="border-left:1px solid #000000;overflow:hidden;padding:0px 3px 0px 3px;vertical-align:bottom;font-weight:bold;"></td> <td data-sheets-value='{"1":2,"2":"Triple-walled"}' style="overflow:hidden;padding:0px 3px 0px 3px;vertical-align:bottom;font-weight:bold;">Triple-walled</td> <td data-sheets-value='{"1":2,"2":"Opal (O/H/O)"}' style="border-right:1px solid #000000;overflow:hidden;padding:0px 3px 0px 3px;vertical-align:bottom;font-weight:bold;">Opal (O/H/O)</td> <td data-sheets-numberformat='{"1":2,"2":"0.00","3":1}' data-sheets-value='{"1":3,"3":1.7}' style="overflow:hidden;padding:0px 3px 0px 3px;vertical-align:bottom;text-align:center;">1.70</td> <td data-sheets-numberformat='{"1":2,"2":"0","3":1}' data-sheets-value='{"1":3,"3":62}' style="overflow:hidden;padding:0px 3px 0px 3px;vertical-align:bottom;text-align:center;">62</td> <td data-sheets-numberformat='{"1":2,"2":"0","3":1}' data-sheets-value='{"1":3,"3":51}' style="overflow:hidden;padding:0px 3px 0px 3px;vertical-align:bottom;text-align:center;">51</td> <td data-sheets-numberformat='{"1":2,"2":"0","3":1}' data-sheets-value='{"1":3,"3":22}' style="border-right:1px solid #000000;overflow:hidden;padding:0px 3px 0px 3px;vertical-align:bottom;text-align:center;">22</td> </tr> <tr style="height:20px;"> <td style="border-left:1px solid #000000;overflow:hidden;padding:0px 3px 0px 3px;vertical-align:bottom;font-weight:bold;"></td> <td data-sheets-value='{"1":2,"2":"Four-walled"}' style="overflow:hidden;padding:0px 3px 0px 3px;vertical-align:bottom;font-weight:bold;">Four-walled</td> <td data-sheets-value='{"1":2,"2":"Clear (H/H/H/H)"}' style="border-right:1px solid #000000;overflow:hidden;padding:0px 3px 0px 3px;vertical-align:bottom;font-weight:bold;">Clear (H/H/H/H)</td> <td data-sheets-numberformat='{"1":2,"2":"0.00","3":1}' data-sheets-value='{"1":3,"3":1.28}' style="overflow:hidden;padding:0px 3px 0px 3px;vertical-align:bottom;text-align:center;">1.28</td> <td data-sheets-numberformat='{"1":2,"2":"0","3":1}' data-sheets-value='{"1":3,"3":64}' style="overflow:hidden;padding:0px 3px 0px 3px;vertical-align:bottom;text-align:center;">64</td> <td data-sheets-numberformat='{"1":2,"2":"0","3":1}' data-sheets-value='{"1":3,"3":54}' style="overflow:hidden;padding:0px 3px 0px 3px;vertical-align:bottom;text-align:center;">54</td> <td data-sheets-numberformat='{"1":2,"2":"0","3":1}' data-sheets-value='{"1":3,"3":23}' style="border-right:1px solid #000000;overflow:hidden;padding:0px 3px 0px 3px;vertical-align:bottom;text-align:center;">23</td> </tr> <tr style="height:20px;"> <td style="border-bottom:1px solid #000000;border-left:1px solid #000000;overflow:hidden;padding:0px 3px 0px 3px;vertical-align:bottom;"></td> <td data-sheets-value='{"1":2,"2":"Four-walled"}' style="border-bottom:1px solid #000000;overflow:hidden;padding:0px 3px 0px 3px;vertical-align:bottom;font-weight:bold;">Four-walled</td> <td data-sheets-value='{"1":2,"2":"Opal (H/H/O/H)"}' style="border-right:1px solid #000000;border-bottom:1px solid #000000;overflow:hidden;padding:0px 3px 0px 3px;vertical-align:bottom;font-weight:bold;">Opal (H/H/O/H)</td> <td data-sheets-numberformat='{"1":2,"2":"0.00","3":1}' data-sheets-value='{"1":3,"3":1.28}' style="border-bottom:1px solid #000000;overflow:hidden;padding:0px 3px 0px 3px;vertical-align:bottom;text-align:center;">1.28</td> <td data-sheets-numberformat='{"1":2,"2":"0","3":1}' data-sheets-value='{"1":3,"3":59}' style="border-bottom:1px solid #000000;overflow:hidden;padding:0px 3px 0px 3px;vertical-align:bottom;text-align:center;">59</td> <td data-sheets-numberformat='{"1":2,"2":"0","3":1}' data-sheets-value='{"1":3,"3":48}' style="border-bottom:1px solid #000000;overflow:hidden;padding:0px 3px 0px 3px;vertical-align:bottom;text-align:center;">48</td> <td data-sheets-numberformat='{"1":2,"2":"0","3":1}' data-sheets-value='{"1":3,"3":23}' style="border-right:1px solid #000000;border-bottom:1px solid #000000;overflow:hidden;padding:0px 3px 0px 3px;vertical-align:bottom;text-align:center;">23</td> </tr> <tr style="height:20px;"> <td data-sheets-value='{"1":2,"2":"Polycarbonate "}' style="border-left:1px solid #000000;overflow:hidden;padding:0px 3px 0px 3px;vertical-align:bottom;font-weight:bold;">Polycarbonate </td> <td data-sheets-value='{"1":2,"2":"Single-walled"}' style="overflow:hidden;padding:0px 3px 0px 3px;vertical-align:bottom;font-weight:bold;">Single-walled</td> <td data-sheets-value='{"1":2,"2":"Clear (A)"}' style="border-right:1px solid #000000;overflow:hidden;padding:0px 3px 0px 3px;vertical-align:bottom;font-weight:bold;">Clear (A)</td> <td data-sheets-numberformat='{"1":2,"2":"0.00","3":1}' data-sheets-value='{"1":3,"3":5.17}' style="overflow:hidden;padding:0px 3px 0px 3px;vertical-align:bottom;text-align:center;">5.17</td> <td data-sheets-numberformat='{"1":2,"2":"0","3":1}' data-sheets-value='{"1":3,"3":88}' style="overflow:hidden;padding:0px 3px 0px 3px;vertical-align:bottom;text-align:center;">88</td> <td data-sheets-numberformat='{"1":2,"2":"0","3":1}' data-sheets-value='{"1":3,"3":83}' style="overflow:hidden;padding:0px 3px 0px 3px;vertical-align:bottom;text-align:center;">83</td> <td data-sheets-numberformat='{"1":2,"2":"0","3":1}' data-sheets-value='{"1":2,"2":"-"}' style="border-right:1px solid #000000;overflow:hidden;padding:0px 3px 0px 3px;vertical-align:bottom;text-align:center;">-</td> </tr> <tr style="height:20px;"> <td data-sheets-value='{"1":2,"2":"PC"}' style="border-left:1px solid #000000;overflow:hidden;padding:0px 3px 0px 3px;vertical-align:bottom;font-weight:bold;">PC</td> <td data-sheets-value='{"1":2,"2":"Single-walled"}' style="overflow:hidden;padding:0px 3px 0px 3px;vertical-align:bottom;font-weight:bold;">Single-walled</td> <td data-sheets-value='{"1":2,"2":"Opal (D)"}' style="border-right:1px solid #000000;overflow:hidden;padding:0px 3px 0px 3px;vertical-align:bottom;font-weight:bold;">Opal (D)</td> <td data-sheets-numberformat='{"1":2,"2":"0.00","3":1}' data-sheets-value='{"1":3,"3":5.17}' style="overflow:hidden;padding:0px 3px 0px 3px;vertical-align:bottom;text-align:center;">5.17</td> <td data-sheets-numberformat='{"1":2,"2":"0","3":1}' data-sheets-value='{"1":3,"3":58}' style="overflow:hidden;padding:0px 3px 0px 3px;vertical-align:bottom;text-align:center;">58</td> <td data-sheets-numberformat='{"1":2,"2":"0","3":1}' data-sheets-value='{"1":3,"3":60}' style="overflow:hidden;padding:0px 3px 0px 3px;vertical-align:bottom;text-align:center;">60</td> <td data-sheets-numberformat='{"1":2,"2":"0","3":1}' data-sheets-value='{"1":2,"2":"-"}' style="border-right:1px solid #000000;overflow:hidden;padding:0px 3px 0px 3px;vertical-align:bottom;text-align:center;">-</td> </tr> <tr style="height:20px;"> <td style="border-left:1px solid #000000;overflow:hidden;padding:0px 3px 0px 3px;vertical-align:bottom;font-weight:bold;"></td> <td data-sheets-value='{"1":2,"2":"Double-walled"}' style="overflow:hidden;padding:0px 3px 0px 3px;vertical-align:bottom;font-weight:bold;">Double-walled</td> <td data-sheets-value='{"1":2,"2":"Clear (A/H)"}' style="border-right:1px solid #000000;overflow:hidden;padding:0px 3px 0px 3px;vertical-align:bottom;font-weight:bold;">Clear (A/H)</td> <td data-sheets-numberformat='{"1":2,"2":"0.00","3":1}' data-sheets-value='{"1":3,"3":2.9}' style="overflow:hidden;padding:0px 3px 0px 3px;vertical-align:bottom;text-align:center;">2.90</td> <td data-sheets-numberformat='{"1":2,"2":"0","3":1}' data-sheets-value='{"1":3,"3":79}' style="overflow:hidden;padding:0px 3px 0px 3px;vertical-align:bottom;text-align:center;">79</td> <td data-sheets-numberformat='{"1":2,"2":"0","3":1}' data-sheets-value='{"1":3,"3":72}' style="overflow:hidden;padding:0px 3px 0px 3px;vertical-align:bottom;text-align:center;">72</td> <td data-sheets-numberformat='{"1":2,"2":"0","3":1}' data-sheets-value='{"1":3,"3":20}' style="border-right:1px solid #000000;overflow:hidden;padding:0px 3px 0px 3px;vertical-align:bottom;text-align:center;">20</td> </tr> <tr style="height:20px;"> <td style="border-left:1px solid #000000;overflow:hidden;padding:0px 3px 0px 3px;vertical-align:bottom;font-weight:bold;"></td> <td data-sheets-value='{"1":2,"2":"Double-walled"}' style="overflow:hidden;padding:0px 3px 0px 3px;vertical-align:bottom;font-weight:bold;">Double-walled</td> <td data-sheets-value='{"1":2,"2":"Clear (A/A)"}' style="border-right:1px solid #000000;overflow:hidden;padding:0px 3px 0px 3px;vertical-align:bottom;font-weight:bold;">Clear (A/A)</td> <td data-sheets-numberformat='{"1":2,"2":"0.00","3":1}' data-sheets-value='{"1":3,"3":2.9}' style="overflow:hidden;padding:0px 3px 0px 3px;vertical-align:bottom;text-align:center;">2.90</td> <td data-sheets-numberformat='{"1":2,"2":"0","3":1}' data-sheets-value='{"1":3,"3":77}' style="overflow:hidden;padding:0px 3px 0px 3px;vertical-align:bottom;text-align:center;">77</td> <td data-sheets-numberformat='{"1":2,"2":"0","3":1}' data-sheets-value='{"1":3,"3":69}' style="overflow:hidden;padding:0px 3px 0px 3px;vertical-align:bottom;text-align:center;">69</td> <td data-sheets-numberformat='{"1":2,"2":"0","3":1}' data-sheets-value='{"1":3,"3":20}' style="border-right:1px solid #000000;overflow:hidden;padding:0px 3px 0px 3px;vertical-align:bottom;text-align:center;">20</td> </tr> <tr style="height:20px;"> <td style="border-left:1px solid #000000;overflow:hidden;padding:0px 3px 0px 3px;vertical-align:bottom;font-weight:bold;"></td> <td data-sheets-value='{"1":2,"2":"Double-walled"}' style="overflow:hidden;padding:0px 3px 0px 3px;vertical-align:bottom;font-weight:bold;">Double-walled</td> <td data-sheets-value='{"1":2,"2":"Opal (A/O)"}' style="border-right:1px solid #000000;overflow:hidden;padding:0px 3px 0px 3px;vertical-align:bottom;font-weight:bold;">Opal (A/O)</td> <td data-sheets-numberformat='{"1":2,"2":"0.00","3":1}' data-sheets-value='{"1":3,"3":2.9}' style="overflow:hidden;padding:0px 3px 0px 3px;vertical-align:bottom;text-align:center;">2.90</td> <td data-sheets-numberformat='{"1":2,"2":"0","3":1}' data-sheets-value='{"1":3,"3":73}' style="overflow:hidden;padding:0px 3px 0px 3px;vertical-align:bottom;text-align:center;">73</td> <td data-sheets-numberformat='{"1":2,"2":"0","3":1}' data-sheets-value='{"1":3,"3":63}' style="overflow:hidden;padding:0px 3px 0px 3px;vertical-align:bottom;text-align:center;">63</td> <td data-sheets-numberformat='{"1":2,"2":"0","3":1}' data-sheets-value='{"1":3,"3":20}' style="border-right:1px solid #000000;overflow:hidden;padding:0px 3px 0px 3px;vertical-align:bottom;text-align:center;">20</td> </tr> <tr style="height:20px;"> <td style="border-left:1px solid #000000;overflow:hidden;padding:0px 3px 0px 3px;vertical-align:bottom;font-weight:bold;"></td> <td data-sheets-value='{"1":2,"2":"Double-walled"}' style="overflow:hidden;padding:0px 3px 0px 3px;vertical-align:bottom;font-weight:bold;">Double-walled</td> <td data-sheets-value='{"1":2,"2":"Opal (A/D)"}' style="border-right:1px solid #000000;overflow:hidden;padding:0px 3px 0px 3px;vertical-align:bottom;font-weight:bold;">Opal (A/D)</td> <td data-sheets-numberformat='{"1":2,"2":"0.00","3":1}' data-sheets-value='{"1":3,"3":2.9}' style="overflow:hidden;padding:0px 3px 0px 3px;vertical-align:bottom;text-align:center;">2.90</td> <td data-sheets-numberformat='{"1":2,"2":"0","3":1}' data-sheets-value='{"1":3,"3":51}' style="overflow:hidden;padding:0px 3px 0px 3px;vertical-align:bottom;text-align:center;">51</td> <td data-sheets-numberformat='{"1":2,"2":"0","3":1}' data-sheets-value='{"1":3,"3":50}' style="overflow:hidden;padding:0px 3px 0px 3px;vertical-align:bottom;text-align:center;">50</td> <td data-sheets-numberformat='{"1":2,"2":"0","3":1}' data-sheets-value='{"1":3,"3":20}' style="border-right:1px solid #000000;overflow:hidden;padding:0px 3px 0px 3px;vertical-align:bottom;text-align:center;">20</td> </tr> <tr style="height:20px;"> <td style="border-left:1px solid #000000;overflow:hidden;padding:0px 3px 0px 3px;vertical-align:bottom;font-weight:bold;"></td> <td data-sheets-value='{"1":2,"2":"Triple-walled"}' style="overflow:hidden;padding:0px 3px 0px 3px;vertical-align:bottom;font-weight:bold;">Triple-walled</td> <td data-sheets-value='{"1":2,"2":"Clear (A/H/H)"}' style="border-right:1px solid #000000;overflow:hidden;padding:0px 3px 0px 3px;vertical-align:bottom;font-weight:bold;">Clear (A/H/H)</td> <td data-sheets-numberformat='{"1":2,"2":"0.00","3":1}' data-sheets-value='{"1":3,"3":1.7}' style="overflow:hidden;padding:0px 3px 0px 3px;vertical-align:bottom;text-align:center;">1.70</td> <td data-sheets-numberformat='{"1":2,"2":"0","3":1}' data-sheets-value='{"1":3,"3":71}' style="overflow:hidden;padding:0px 3px 0px 3px;vertical-align:bottom;text-align:center;">71</td> <td data-sheets-numberformat='{"1":2,"2":"0","3":1}' data-sheets-value='{"1":3,"3":63}' style="overflow:hidden;padding:0px 3px 0px 3px;vertical-align:bottom;text-align:center;">63</td> <td data-sheets-numberformat='{"1":2,"2":"0","3":1}' data-sheets-value='{"1":3,"3":22}' style="border-right:1px solid #000000;overflow:hidden;padding:0px 3px 0px 3px;vertical-align:bottom;text-align:center;">22</td> </tr> <tr style="height:20px;"> <td style="border-left:1px solid #000000;overflow:hidden;padding:0px 3px 0px 3px;vertical-align:bottom;font-weight:bold;"></td> <td data-sheets-value='{"1":2,"2":"Triple-walled"}' style="overflow:hidden;padding:0px 3px 0px 3px;vertical-align:bottom;font-weight:bold;">Triple-walled</td> <td data-sheets-value='{"1":2,"2":"Opal (A/O/O)"}' style="border-right:1px solid #000000;overflow:hidden;padding:0px 3px 0px 3px;vertical-align:bottom;font-weight:bold;">Opal (A/O/O)</td> <td data-sheets-numberformat='{"1":2,"2":"0.00","3":1}' data-sheets-value='{"1":3,"3":1.7}' style="overflow:hidden;padding:0px 3px 0px 3px;vertical-align:bottom;text-align:center;">1.70</td> <td data-sheets-numberformat='{"1":2,"2":"0","3":1}' data-sheets-value='{"1":3,"3":61}' style="overflow:hidden;padding:0px 3px 0px 3px;vertical-align:bottom;text-align:center;">61</td> <td data-sheets-numberformat='{"1":2,"2":"0","3":1}' data-sheets-value='{"1":3,"3":48}' style="overflow:hidden;padding:0px 3px 0px 3px;vertical-align:bottom;text-align:center;">48</td> <td data-sheets-numberformat='{"1":2,"2":"0","3":1}' data-sheets-value='{"1":3,"3":22}' style="border-right:1px solid #000000;overflow:hidden;padding:0px 3px 0px 3px;vertical-align:bottom;text-align:center;">22</td> </tr> <tr style="height:20px;"> <td style="border-left:1px solid #000000;overflow:hidden;padding:0px 3px 0px 3px;vertical-align:bottom;font-weight:bold;"></td> <td data-sheets-value='{"1":2,"2":"Four-walled"}' style="overflow:hidden;padding:0px 3px 0px 3px;vertical-align:bottom;font-weight:bold;">Four-walled</td> <td data-sheets-value='{"1":2,"2":"Clear (A/H/H/H)"}' style="border-right:1px solid #000000;overflow:hidden;padding:0px 3px 0px 3px;vertical-align:bottom;font-weight:bold;">Clear (A/H/H/H)</td> <td data-sheets-numberformat='{"1":2,"2":"0.00","3":1}' data-sheets-value='{"1":3,"3":1.28}' style="overflow:hidden;padding:0px 3px 0px 3px;vertical-align:bottom;text-align:center;">1.28</td> <td data-sheets-numberformat='{"1":2,"2":"0","3":1}' data-sheets-value='{"1":3,"3":64}' style="overflow:hidden;padding:0px 3px 0px 3px;vertical-align:bottom;text-align:center;">64</td> <td data-sheets-numberformat='{"1":2,"2":"0","3":1}' data-sheets-value='{"1":3,"3":52}' style="overflow:hidden;padding:0px 3px 0px 3px;vertical-align:bottom;text-align:center;">52</td> <td data-sheets-numberformat='{"1":2,"2":"0","3":1}' data-sheets-value='{"1":3,"3":23}' style="border-right:1px solid #000000;overflow:hidden;padding:0px 3px 0px 3px;vertical-align:bottom;text-align:center;">23</td> </tr> <tr style="height:20px;"> <td style="border-bottom:1px solid #000000;border-left:1px solid #000000;overflow:hidden;padding:0px 3px 0px 3px;vertical-align:bottom;"></td> <td data-sheets-value='{"1":2,"2":"Four-walled"}' style="border-bottom:1px solid #000000;overflow:hidden;padding:0px 3px 0px 3px;vertical-align:bottom;font-weight:bold;">Four-walled</td> <td data-sheets-value='{"1":2,"2":"Opal (A/H/O/H)"}' style="border-right:1px solid #000000;border-bottom:1px solid #000000;overflow:hidden;padding:0px 3px 0px 3px;vertical-align:bottom;font-weight:bold;">Opal (A/H/O/H)</td> <td data-sheets-numberformat='{"1":2,"2":"0.00","3":1}' data-sheets-value='{"1":3,"3":1.28}' style="border-bottom:1px solid #000000;overflow:hidden;padding:0px 3px 0px 3px;vertical-align:bottom;text-align:center;">1.28</td> <td data-sheets-numberformat='{"1":2,"2":"0","3":1}' data-sheets-value='{"1":3,"3":59}' style="border-bottom:1px solid #000000;overflow:hidden;padding:0px 3px 0px 3px;vertical-align:bottom;text-align:center;">59</td> <td data-sheets-numberformat='{"1":2,"2":"0","3":1}' data-sheets-value='{"1":3,"3":46}' style="border-bottom:1px solid #000000;overflow:hidden;padding:0px 3px 0px 3px;vertical-align:bottom;text-align:center;">46</td> <td data-sheets-numberformat='{"1":2,"2":"0","3":1}' data-sheets-value='{"1":3,"3":23}' style="border-right:1px solid #000000;border-bottom:1px solid #000000;overflow:hidden;padding:0px 3px 0px 3px;vertical-align:bottom;text-align:center;">23</td> </tr> <tr style="height:20px;"> <td data-sheets-value='{"1":2,"2":"Polycarbonate"}' style="border-left:1px solid #000000;overflow:hidden;padding:0px 3px 0px 3px;vertical-align:bottom;font-weight:bold;">Polycarbonate</td> <td data-sheets-value='{"1":2,"2":"Single-walled"}' style="overflow:hidden;padding:0px 3px 0px 3px;vertical-align:bottom;font-weight:bold;">Single-walled</td> <td data-sheets-value='{"1":2,"2":"Heatstop Opal (T)"}' style="border-right:1px solid #000000;overflow:hidden;padding:0px 3px 0px 3px;vertical-align:bottom;font-weight:bold;">Heatstop Opal (T)</td> <td data-sheets-numberformat='{"1":2,"2":"0.00","3":1}' data-sheets-value='{"1":3,"3":5.17}' style="overflow:hidden;padding:0px 3px 0px 3px;vertical-align:bottom;text-align:center;">5.17</td> <td data-sheets-numberformat='{"1":2,"2":"0","3":1}' data-sheets-value='{"1":3,"3":49}' style="overflow:hidden;padding:0px 3px 0px 3px;vertical-align:bottom;text-align:center;">49</td> <td data-sheets-numberformat='{"1":2,"2":"0","3":1}' data-sheets-value='{"1":3,"3":59}' style="overflow:hidden;padding:0px 3px 0px 3px;vertical-align:bottom;text-align:center;">59</td> <td data-sheets-numberformat='{"1":2,"2":"0","3":1}' data-sheets-value='{"1":2,"2":"-"}' style="border-right:1px solid #000000;overflow:hidden;padding:0px 3px 0px 3px;vertical-align:bottom;text-align:center;">-</td> </tr> <tr style="height:20px;"> <td data-sheets-value='{"1":2,"2":"Heatstop PC"}' style="border-left:1px solid #000000;overflow:hidden;padding:0px 3px 0px 3px;vertical-align:bottom;font-weight:bold;">Heatstop PC</td> <td data-sheets-value='{"1":2,"2":"Double-walled"}' style="overflow:hidden;padding:0px 3px 0px 3px;vertical-align:bottom;font-weight:bold;">Double-walled</td> <td data-sheets-value='{"1":2,"2":"Clear (T/H)"}' style="border-right:1px solid #000000;overflow:hidden;padding:0px 3px 0px 3px;vertical-align:bottom;font-weight:bold;">Clear (T/H)</td> <td data-sheets-numberformat='{"1":2,"2":"0.00","3":1}' data-sheets-value='{"1":3,"3":2.9}' style="overflow:hidden;padding:0px 3px 0px 3px;vertical-align:bottom;text-align:center;">2.90</td> <td data-sheets-numberformat='{"1":2,"2":"0","3":1}' data-sheets-value='{"1":3,"3":44}' style="overflow:hidden;padding:0px 3px 0px 3px;vertical-align:bottom;text-align:center;">44</td> <td data-sheets-numberformat='{"1":2,"2":"0","3":1}' data-sheets-value='{"1":3,"3":51}' style="overflow:hidden;padding:0px 3px 0px 3px;vertical-align:bottom;text-align:center;">51</td> <td data-sheets-numberformat='{"1":2,"2":"0","3":1}' data-sheets-value='{"1":3,"3":20}' style="border-right:1px solid #000000;overflow:hidden;padding:0px 3px 0px 3px;vertical-align:bottom;text-align:center;">20</td> </tr> <tr style="height:20px;"> <td style="border-left:1px solid #000000;overflow:hidden;padding:0px 3px 0px 3px;vertical-align:bottom;font-weight:bold;"></td> <td data-sheets-value='{"1":2,"2":"Double-walled"}' style="overflow:hidden;padding:0px 3px 0px 3px;vertical-align:bottom;font-weight:bold;">Double-walled</td> <td data-sheets-value='{"1":2,"2":"Opal (T/O)"}' style="border-right:1px solid #000000;overflow:hidden;padding:0px 3px 0px 3px;vertical-align:bottom;font-weight:bold;">Opal (T/O)</td> <td data-sheets-numberformat='{"1":2,"2":"0.00","3":1}' data-sheets-value='{"1":3,"3":2.9}' style="overflow:hidden;padding:0px 3px 0px 3px;vertical-align:bottom;text-align:center;">2.90</td> <td data-sheets-numberformat='{"1":2,"2":"0","3":1}' data-sheets-value='{"1":3,"3":41}' style="overflow:hidden;padding:0px 3px 0px 3px;vertical-align:bottom;text-align:center;">41</td> <td data-sheets-numberformat='{"1":2,"2":"0","3":1}' data-sheets-value='{"1":3,"3":45}' style="overflow:hidden;padding:0px 3px 0px 3px;vertical-align:bottom;text-align:center;">45</td> <td data-sheets-numberformat='{"1":2,"2":"0","3":1}' data-sheets-value='{"1":3,"3":20}' style="border-right:1px solid #000000;overflow:hidden;padding:0px 3px 0px 3px;vertical-align:bottom;text-align:center;">20</td> </tr> <tr style="height:20px;"> <td style="border-left:1px solid #000000;overflow:hidden;padding:0px 3px 0px 3px;vertical-align:bottom;font-weight:bold;"></td> <td data-sheets-value='{"1":2,"2":"Triple-walled"}' style="overflow:hidden; | skylux-160-ce-met-koepel-en-pvc-opstand-30-20-met-lm-motor-en-windvang-1050-x-1050-mm | 8586039787853 | 46872372773197
Smoke and heat exhaust (SHEV) | SHE system | Skylux | Skylux 160° CE with skylight and PVC curb 30/20 with LM-actuator and spoiler 1050 x 1650 mm |  | 26596 | 5412970265962 | 4900.5 | Yes | 30-45 | 87.19 | 1050 x 1650 mm | 1650 | 1050 |  | PVC 30/20 (30 cm high & roof opening = 20 cm larger than daylight size) | Rectangular | 5.17 W/m²K - 1.28 W/m²K | 87% - 32% | 90% - 32% | 20dB - 23dB | 160° CE (for industry) | skylight | with spoiler | E | Single actuator | Maximum four-walled skylight possible for this product | Ut-value LT-value g-value Rw-value EN 1873 : 2014 EN ISO 13468 EN 16153 EN 410 EN 410 EN ISO 140-3 Material Walls Shells (W/m²K) (%) (%) (dB) Acrylic Single-walled Clear (H) 5.17 90 87 - PMMA Single-walled Opal (O) 5.17 83 76 - Double-walled Clear (H/H) 2.90 81 75 20 Double-walled Opal (O/O) 2.90 69 58 20 Triple-walled Clear (H/H/H) 1.70 73 65 22 Triple-walled Opal (O/H/O) 1.70 62 51 22 Four-walled Clear (H/H/H/H) 1.28 64 54 23 Four-walled Opal (H/H/O/H) 1.28 59 48 23 Polycarbonate Single-walled Clear (A) 5.17 88 83 - PC Single-walled Opal (D) 5.17 58 60 - Double-walled Clear (A/H) 2.90 79 72 20 Double-walled Clear (A/A) 2.90 77 69 20 Double-walled Opal (A/O) 2.90 73 63 20 Double-walled Opal (A/D) 2.90 51 50 20 Triple-walled Clear (A/H/H) 1.70 71 63 22 Triple-walled Opal (A/O/O) 1.70 61 48 22 Four-walled Clear (A/H/H/H) 1.28 64 52 23 Four-walled Opal (A/H/O/H) 1.28 59 46 23 Polycarbonate Single-walled Heatstop Opal (T) 5.17 49 59 - Heatstop PC Double-walled Clear (T/H) 2.90 44 51 20 Double-walled Opal (T/O) 2.90 41 45 20 Triple-walled Clear (T/H/H) 1.70 40 <td data-sheets-numberformat='{"1":2,"2":"0","3":1}' data-sheets-value='{"1":3,"3":44}' style="overflow:hidden;paddin | https://skylux.eu/en/products/skylux-160-ce-met-koepel-en-pvc-opstand-30-20-met-lm-motor-en-windvang-1050-x-1650-mm | https://skylux.eu/cdn/shop/files/Skylux-160deg-CE-met-koepel-en-pvc-opstand-3020-met-LM-motor-en-windvang-1050-x-1650-mm-RWA-systeem.jpg?v=1702981470&width=1600 | https://skylux.eu/cdn/shop/files/e5a82811-1bb0-48e4-a776-cacb59c7c092_e2c84f51-144a-4eb3-a266-3be26655dc94.jpg?v=1688551383&width=1600 | //skylux.eu/cdn/shop/files/E_MH_Mounting_instructions_Skylux_160_CE_LM.pdf?v=12406716259046007223 | //skylux.eu/cdn/shop/files/E_TD_Technical_File_Skylux_Skylux_160_CE_Electric.pdf?v=3667116872303399239 | <style type="text/css" id="isPasted"> <!--td { border: 1px solid #cccccc; } br { mso-data-placement: same-cell; } --> </style> <table border="1" cellpadding="0" cellspacing="0" dir="ltr" style="table-layout:fixed;font-size:10pt;font-family:Arial;border-collapse:collapse;border:none;"><tbody> <tr style="height:20px;"> <td style="overflow:hidden;padding:0px 3px 0px 3px;vertical-align:bottom;"></td> <td style="overflow:hidden;padding:0px 3px 0px 3px;vertical-align:bottom;"></td> <td style="overflow:hidden;padding:0px 3px 0px 3px;vertical-align:bottom;"></td> <td data-sheets-value='{"1":2,"2":"Ut-value"}' style="overflow:hidden;padding:0px 3px 0px 3px;vertical-align:bottom;font-weight:bold;text-align:center;">Ut-value</td> <td data-sheets-value='{"1":2,"2":"LT-value"}' style="overflow:hidden;padding:0px 3px 0px 3px;vertical-align:bottom;font-weight:bold;text-align:center;">LT-value</td> <td data-sheets-value='{"1":2,"2":"g-value"}' style="overflow:hidden;padding:0px 3px 0px 3px;vertical-align:bottom;font-weight:bold;text-align:center;">g-value</td> <td data-sheets-value='{"1":2,"2":"Rw-value "}' style="overflow:hidden;padding:0px 3px 0px 3px;vertical-align:bottom;font-weight:bold;text-align:center;">Rw-value </td> </tr> <tr style="height:20px;"> <td style="overflow:hidden;padding:0px 3px 0px 3px;vertical-align:bottom;"></td> <td style="overflow:hidden;padding:0px 3px 0px 3px;vertical-align:bottom;"></td> <td style="overflow:hidden;padding:0px 3px 0px 3px;vertical-align:bottom;"></td> <td data-sheets-numberformat='{"1":2,"2":"0.00","3":1}' data-sheets-value='{"1":2,"2":"EN 1873 : 2014"}' style="overflow:hidden;padding:0px 3px 0px 3px;vertical-align:bottom;text-align:center;">EN 1873 : 2014</td> <td data-sheets-numberformat='{"1":2,"2":"0","3":1}' data-sheets-value='{"1":2,"2":"EN ISO 13468 EN 16153 EN 410"}' style="overflow:hidden;padding:0px 3px 0px 3px;vertical-align:bottom;text-align:center;">EN ISO 13468 EN 16153 EN 410</td> <td data-sheets-numberformat='{"1":2,"2":"0","3":1}' data-sheets-value='{"1":2,"2":"EN 410"}' style="overflow:hidden;padding:0px 3px 0px 3px;vertical-align:bottom;text-align:center;">EN 410</td> <td data-sheets-value='{"1":2,"2":"EN ISO 140-3\t\t"}' style="overflow:hidden;padding:0px 3px 0px 3px;vertical-align:bottom;text-align:center;">EN ISO 140-3 </td> </tr> <tr style="height:20px;"> <td data-sheets-value='{"1":2,"2":"Material"}' style="border-bottom:1px solid #000000;overflow:hidden;padding:0px 3px 0px 3px;vertical-align:bottom;background-color:#000000;font-weight:bold;color:#ffffff;">Material</td> <td data-sheets-value='{"1":2,"2":"Walls"}' style="border-bottom:1px solid #000000;overflow:hidden;padding:0px 3px 0px 3px;vertical-align:bottom;background-color:#000000;font-weight:bold;color:#ffffff;">Walls</td> <td data-sheets-value='{"1":2,"2":"Shells"}' style="border-bottom:1px solid #000000;overflow:hidden;padding:0px 3px 0px 3px;vertical-align:bottom;background-color:#000000;font-weight:bold;color:#ffffff;">Shells</td> <td data-sheets-numberformat='{"1":2,"2":"0.00","3":1}' data-sheets-value='{"1":2,"2":"(W/m²K)\t"}' style="border-bottom:1px solid #000000;overflow:hidden;padding:0px 3px 0px 3px;vertical-align:bottom;background-color:#000000;font-weight:bold;color:#ffffff;text-align:center;">(W/m²K) </td> <td data-sheets-numberformat='{"1":2,"2":"0","3":1}' data-sheets-value='{"1":2,"2":"(%)"}' style="border-bottom:1px solid #000000;overflow:hidden;padding:0px 3px 0px 3px;vertical-align:bottom;background-color:#000000;font-weight:bold;color:#ffffff;text-align:center;">(%)</td> <td data-sheets-numberformat='{"1":2,"2":"0","3":1}' data-sheets-value='{"1":2,"2":"(%)"}' style="border-bottom:1px solid #000000;overflow:hidden;padding:0px 3px 0px 3px;vertical-align:bottom;background-color:#000000;font-weight:bold;color:#ffffff;text-align:center;">(%)</td> <td data-sheets-value='{"1":2,"2":"(dB)"}' style="border-bottom:1px solid #000000;overflow:hidden;padding:0px 3px 0px 3px;vertical-align:bottom;background-color:#000000;font-weight:bold;color:#ffffff;text-align:center;">(dB)</td> </tr> <tr style="height:20px;"> <td data-sheets-value='{"1":2,"2":"Acrylic"}' style="border-left:1px solid #000000;overflow:hidden;padding:0px 3px 0px 3px;vertical-align:bottom;font-weight:bold;">Acrylic</td> <td data-sheets-value='{"1":2,"2":"Single-walled"}' style="overflow:hidden;padding:0px 3px 0px 3px;vertical-align:bottom;font-weight:bold;">Single-walled</td> <td data-sheets-value='{"1":2,"2":"Clear (H)"}' style="border-right:1px solid #000000;overflow:hidden;padding:0px 3px 0px 3px;vertical-align:bottom;font-weight:bold;">Clear (H)</td> <td data-sheets-numberformat='{"1":2,"2":"0.00","3":1}' data-sheets-value='{"1":3,"3":5.17}' style="overflow:hidden;padding:0px 3px 0px 3px;vertical-align:bottom;text-align:center;">5.17</td> <td data-sheets-numberformat='{"1":2,"2":"0","3":1}' data-sheets-value='{"1":3,"3":90}' style="overflow:hidden;padding:0px 3px 0px 3px;vertical-align:bottom;text-align:center;">90</td> <td data-sheets-numberformat='{"1":2,"2":"0","3":1}' data-sheets-value='{"1":3,"3":87}' style="overflow:hidden;padding:0px 3px 0px 3px;vertical-align:bottom;text-align:center;">87</td> <td data-sheets-numberformat='{"1":2,"2":"0","3":1}' data-sheets-value='{"1":2,"2":"-"}' style="border-right:1px solid #000000;overflow:hidden;padding:0px 3px 0px 3px;vertical-align:bottom;text-align:center;">-</td> </tr> <tr style="height:20px;"> <td data-sheets-value='{"1":2,"2":"PMMA"}' style="border-left:1px solid #000000;overflow:hidden;padding:0px 3px 0px 3px;vertical-align:bottom;font-weight:bold;">PMMA</td> <td data-sheets-value='{"1":2,"2":"Single-walled"}' style="overflow:hidden;padding:0px 3px 0px 3px;vertical-align:bottom;font-weight:bold;">Single-walled</td> <td data-sheets-value='{"1":2,"2":"Opal (O)"}' style="border-right:1px solid #000000;overflow:hidden;padding:0px 3px 0px 3px;vertical-align:bottom;font-weight:bold;">Opal (O)</td> <td data-sheets-numberformat='{"1":2,"2":"0.00","3":1}' data-sheets-value='{"1":3,"3":5.17}' style="overflow:hidden;padding:0px 3px 0px 3px;vertical-align:bottom;text-align:center;">5.17</td> <td data-sheets-numberformat='{"1":2,"2":"0","3":1}' data-sheets-value='{"1":3,"3":83}' style="overflow:hidden;padding:0px 3px 0px 3px;vertical-align:bottom;text-align:center;">83</td> <td data-sheets-numberformat='{"1":2,"2":"0","3":1}' data-sheets-value='{"1":3,"3":76}' style="overflow:hidden;padding:0px 3px 0px 3px;vertical-align:bottom;text-align:center;">76</td> <td data-sheets-numberformat='{"1":2,"2":"0","3":1}' data-sheets-value='{"1":2,"2":"-"}' style="border-right:1px solid #000000;overflow:hidden;padding:0px 3px 0px 3px;vertical-align:bottom;text-align:center;">-</td> </tr> <tr style="height:20px;"> <td style="border-left:1px solid #000000;overflow:hidden;padding:0px 3px 0px 3px;vertical-align:bottom;font-weight:bold;"></td> <td data-sheets-value='{"1":2,"2":"Double-walled"}' style="overflow:hidden;padding:0px 3px 0px 3px;vertical-align:bottom;font-weight:bold;">Double-walled</td> <td data-sheets-value='{"1":2,"2":"Clear (H/H)"}' style="border-right:1px solid #000000;overflow:hidden;padding:0px 3px 0px 3px;vertical-align:bottom;font-weight:bold;">Clear (H/H)</td> <td data-sheets-numberformat='{"1":2,"2":"0.00","3":1}' data-sheets-value='{"1":3,"3":2.9}' style="overflow:hidden;padding:0px 3px 0px 3px;vertical-align:bottom;text-align:center;">2.90</td> <td data-sheets-numberformat='{"1":2,"2":"0","3":1}' data-sheets-value='{"1":3,"3":81}' style="overflow:hidden;padding:0px 3px 0px 3px;vertical-align:bottom;text-align:center;">81</td> <td data-sheets-numberformat='{"1":2,"2":"0","3":1}' data-sheets-value='{"1":3,"3":75}' style="overflow:hidden;padding:0px 3px 0px 3px;vertical-align:bottom;text-align:center;">75</td> <td data-sheets-numberformat='{"1":2,"2":"0","3":1}' data-sheets-value='{"1":3,"3":20}' style="border-right:1px solid #000000;overflow:hidden;padding:0px 3px 0px 3px;vertical-align:bottom;text-align:center;">20</td> </tr> <tr style="height:20px;"> <td style="border-left:1px solid #000000;overflow:hidden;padding:0px 3px 0px 3px;vertical-align:bottom;font-weight:bold;"></td> <td data-sheets-value='{"1":2,"2":"Double-walled"}' style="overflow:hidden;padding:0px 3px 0px 3px;vertical-align:bottom;font-weight:bold;">Double-walled</td> <td data-sheets-value='{"1":2,"2":"Opal (O/O)"}' style="border-right:1px solid #000000;overflow:hidden;padding:0px 3px 0px 3px;vertical-align:bottom;font-weight:bold;">Opal (O/O)</td> <td data-sheets-numberformat='{"1":2,"2":"0.00","3":1}' data-sheets-value='{"1":3,"3":2.9}' style="overflow:hidden;padding:0px 3px 0px 3px;vertical-align:bottom;text-align:center;">2.90</td> <td data-sheets-numberformat='{"1":2,"2":"0","3":1}' data-sheets-value='{"1":3,"3":69}' style="overflow:hidden;padding:0px 3px 0px 3px;vertical-align:bottom;text-align:center;">69</td> <td data-sheets-numberformat='{"1":2,"2":"0","3":1}' data-sheets-value='{"1":3,"3":58}' style="overflow:hidden;padding:0px 3px 0px 3px;vertical-align:bottom;text-align:center;">58</td> <td data-sheets-numberformat='{"1":2,"2":"0","3":1}' data-sheets-value='{"1":3,"3":20}' style="border-right:1px solid #000000;overflow:hidden;padding:0px 3px 0px 3px;vertical-align:bottom;text-align:center;">20</td> </tr> <tr style="height:20px;"> <td style="border-left:1px solid #000000;overflow:hidden;padding:0px 3px 0px 3px;vertical-align:bottom;font-weight:bold;"></td> <td data-sheets-value='{"1":2,"2":"Triple-walled"}' style="overflow:hidden;padding:0px 3px 0px 3px;vertical-align:bottom;font-weight:bold;">Triple-walled</td> <td data-sheets-value='{"1":2,"2":"Clear (H/H/H)"}' style="border-right:1px solid #000000;overflow:hidden;padding:0px 3px 0px 3px;vertical-align:bottom;font-weight:bold;">Clear (H/H/H)</td> <td data-sheets-numberformat='{"1":2,"2":"0.00","3":1}' data-sheets-value='{"1":3,"3":1.7}' style="overflow:hidden;padding:0px 3px 0px 3px;vertical-align:bottom;text-align:center;">1.70</td> <td data-sheets-numberformat='{"1":2,"2":"0","3":1}' data-sheets-value='{"1":3,"3":73}' style="overflow:hidden;padding:0px 3px 0px 3px;vertical-align:bottom;text-align:center;">73</td> <td data-sheets-numberformat='{"1":2,"2":"0","3":1}' data-sheets-value='{"1":3,"3":65}' style="overflow:hidden;padding:0px 3px 0px 3px;vertical-align:bottom;text-align:center;">65</td> <td data-sheets-numberformat='{"1":2,"2":"0","3":1}' data-sheets-value='{"1":3,"3":22}' style="border-right:1px solid #000000;overflow:hidden;padding:0px 3px 0px 3px;vertical-align:bottom;text-align:center;">22</td> </tr> <tr style="height:20px;"> <td style="border-left:1px solid #000000;overflow:hidden;padding:0px 3px 0px 3px;vertical-align:bottom;font-weight:bold;"></td> <td data-sheets-value='{"1":2,"2":"Triple-walled"}' style="overflow:hidden;padding:0px 3px 0px 3px;vertical-align:bottom;font-weight:bold;">Triple-walled</td> <td data-sheets-value='{"1":2,"2":"Opal (O/H/O)"}' style="border-right:1px solid #000000;overflow:hidden;padding:0px 3px 0px 3px;vertical-align:bottom;font-weight:bold;">Opal (O/H/O)</td> <td data-sheets-numberformat='{"1":2,"2":"0.00","3":1}' data-sheets-value='{"1":3,"3":1.7}' style="overflow:hidden;padding:0px 3px 0px 3px;vertical-align:bottom;text-align:center;">1.70</td> <td data-sheets-numberformat='{"1":2,"2":"0","3":1}' data-sheets-value='{"1":3,"3":62}' style="overflow:hidden;padding:0px 3px 0px 3px;vertical-align:bottom;text-align:center;">62</td> <td data-sheets-numberformat='{"1":2,"2":"0","3":1}' data-sheets-value='{"1":3,"3":51}' style="overflow:hidden;padding:0px 3px 0px 3px;vertical-align:bottom;text-align:center;">51</td> <td data-sheets-numberformat='{"1":2,"2":"0","3":1}' data-sheets-value='{"1":3,"3":22}' style="border-right:1px solid #000000;overflow:hidden;padding:0px 3px 0px 3px;vertical-align:bottom;text-align:center;">22</td> </tr> <tr style="height:20px;"> <td style="border-left:1px solid #000000;overflow:hidden;padding:0px 3px 0px 3px;vertical-align:bottom;font-weight:bold;"></td> <td data-sheets-value='{"1":2,"2":"Four-walled"}' style="overflow:hidden;padding:0px 3px 0px 3px;vertical-align:bottom;font-weight:bold;">Four-walled</td> <td data-sheets-value='{"1":2,"2":"Clear (H/H/H/H)"}' style="border-right:1px solid #000000;overflow:hidden;padding:0px 3px 0px 3px;vertical-align:bottom;font-weight:bold;">Clear (H/H/H/H)</td> <td data-sheets-numberformat='{"1":2,"2":"0.00","3":1}' data-sheets-value='{"1":3,"3":1.28}' style="overflow:hidden;padding:0px 3px 0px 3px;vertical-align:bottom;text-align:center;">1.28</td> <td data-sheets-numberformat='{"1":2,"2":"0","3":1}' data-sheets-value='{"1":3,"3":64}' style="overflow:hidden;padding:0px 3px 0px 3px;vertical-align:bottom;text-align:center;">64</td> <td data-sheets-numberformat='{"1":2,"2":"0","3":1}' data-sheets-value='{"1":3,"3":54}' style="overflow:hidden;padding:0px 3px 0px 3px;vertical-align:bottom;text-align:center;">54</td> <td data-sheets-numberformat='{"1":2,"2":"0","3":1}' data-sheets-value='{"1":3,"3":23}' style="border-right:1px solid #000000;overflow:hidden;padding:0px 3px 0px 3px;vertical-align:bottom;text-align:center;">23</td> </tr> <tr style="height:20px;"> <td style="border-bottom:1px solid #000000;border-left:1px solid #000000;overflow:hidden;padding:0px 3px 0px 3px;vertical-align:bottom;"></td> <td data-sheets-value='{"1":2,"2":"Four-walled"}' style="border-bottom:1px solid #000000;overflow:hidden;padding:0px 3px 0px 3px;vertical-align:bottom;font-weight:bold;">Four-walled</td> <td data-sheets-value='{"1":2,"2":"Opal (H/H/O/H)"}' style="border-right:1px solid #000000;border-bottom:1px solid #000000;overflow:hidden;padding:0px 3px 0px 3px;vertical-align:bottom;font-weight:bold;">Opal (H/H/O/H)</td> <td data-sheets-numberformat='{"1":2,"2":"0.00","3":1}' data-sheets-value='{"1":3,"3":1.28}' style="border-bottom:1px solid #000000;overflow:hidden;padding:0px 3px 0px 3px;vertical-align:bottom;text-align:center;">1.28</td> <td data-sheets-numberformat='{"1":2,"2":"0","3":1}' data-sheets-value='{"1":3,"3":59}' style="border-bottom:1px solid #000000;overflow:hidden;padding:0px 3px 0px 3px;vertical-align:bottom;text-align:center;">59</td> <td data-sheets-numberformat='{"1":2,"2":"0","3":1}' data-sheets-value='{"1":3,"3":48}' style="border-bottom:1px solid #000000;overflow:hidden;padding:0px 3px 0px 3px;vertical-align:bottom;text-align:center;">48</td> <td data-sheets-numberformat='{"1":2,"2":"0","3":1}' data-sheets-value='{"1":3,"3":23}' style="border-right:1px solid #000000;border-bottom:1px solid #000000;overflow:hidden;padding:0px 3px 0px 3px;vertical-align:bottom;text-align:center;">23</td> </tr> <tr style="height:20px;"> <td data-sheets-value='{"1":2,"2":"Polycarbonate "}' style="border-left:1px solid #000000;overflow:hidden;padding:0px 3px 0px 3px;vertical-align:bottom;font-weight:bold;">Polycarbonate </td> <td data-sheets-value='{"1":2,"2":"Single-walled"}' style="overflow:hidden;padding:0px 3px 0px 3px;vertical-align:bottom;font-weight:bold;">Single-walled</td> <td data-sheets-value='{"1":2,"2":"Clear (A)"}' style="border-right:1px solid #000000;overflow:hidden;padding:0px 3px 0px 3px;vertical-align:bottom;font-weight:bold;">Clear (A)</td> <td data-sheets-numberformat='{"1":2,"2":"0.00","3":1}' data-sheets-value='{"1":3,"3":5.17}' style="overflow:hidden;padding:0px 3px 0px 3px;vertical-align:bottom;text-align:center;">5.17</td> <td data-sheets-numberformat='{"1":2,"2":"0","3":1}' data-sheets-value='{"1":3,"3":88}' style="overflow:hidden;padding:0px 3px 0px 3px;vertical-align:bottom;text-align:center;">88</td> <td data-sheets-numberformat='{"1":2,"2":"0","3":1}' data-sheets-value='{"1":3,"3":83}' style="overflow:hidden;padding:0px 3px 0px 3px;vertical-align:bottom;text-align:center;">83</td> <td data-sheets-numberformat='{"1":2,"2":"0","3":1}' data-sheets-value='{"1":2,"2":"-"}' style="border-right:1px solid #000000;overflow:hidden;padding:0px 3px 0px 3px;vertical-align:bottom;text-align:center;">-</td> </tr> <tr style="height:20px;"> <td data-sheets-value='{"1":2,"2":"PC"}' style="border-left:1px solid #000000;overflow:hidden;padding:0px 3px 0px 3px;vertical-align:bottom;font-weight:bold;">PC</td> <td data-sheets-value='{"1":2,"2":"Single-walled"}' style="overflow:hidden;padding:0px 3px 0px 3px;vertical-align:bottom;font-weight:bold;">Single-walled</td> <td data-sheets-value='{"1":2,"2":"Opal (D)"}' style="border-right:1px solid #000000;overflow:hidden;padding:0px 3px 0px 3px;vertical-align:bottom;font-weight:bold;">Opal (D)</td> <td data-sheets-numberformat='{"1":2,"2":"0.00","3":1}' data-sheets-value='{"1":3,"3":5.17}' style="overflow:hidden;padding:0px 3px 0px 3px;vertical-align:bottom;text-align:center;">5.17</td> <td data-sheets-numberformat='{"1":2,"2":"0","3":1}' data-sheets-value='{"1":3,"3":58}' style="overflow:hidden;padding:0px 3px 0px 3px;vertical-align:bottom;text-align:center;">58</td> <td data-sheets-numberformat='{"1":2,"2":"0","3":1}' data-sheets-value='{"1":3,"3":60}' style="overflow:hidden;padding:0px 3px 0px 3px;vertical-align:bottom;text-align:center;">60</td> <td data-sheets-numberformat='{"1":2,"2":"0","3":1}' data-sheets-value='{"1":2,"2":"-"}' style="border-right:1px solid #000000;overflow:hidden;padding:0px 3px 0px 3px;vertical-align:bottom;text-align:center;">-</td> </tr> <tr style="height:20px;"> <td style="border-left:1px solid #000000;overflow:hidden;padding:0px 3px 0px 3px;vertical-align:bottom;font-weight:bold;"></td> <td data-sheets-value='{"1":2,"2":"Double-walled"}' style="overflow:hidden;padding:0px 3px 0px 3px;vertical-align:bottom;font-weight:bold;">Double-walled</td> <td data-sheets-value='{"1":2,"2":"Clear (A/H)"}' style="border-right:1px solid #000000;overflow:hidden;padding:0px 3px 0px 3px;vertical-align:bottom;font-weight:bold;">Clear (A/H)</td> <td data-sheets-numberformat='{"1":2,"2":"0.00","3":1}' data-sheets-value='{"1":3,"3":2.9}' style="overflow:hidden;padding:0px 3px 0px 3px;vertical-align:bottom;text-align:center;">2.90</td> <td data-sheets-numberformat='{"1":2,"2":"0","3":1}' data-sheets-value='{"1":3,"3":79}' style="overflow:hidden;padding:0px 3px 0px 3px;vertical-align:bottom;text-align:center;">79</td> <td data-sheets-numberformat='{"1":2,"2":"0","3":1}' data-sheets-value='{"1":3,"3":72}' style="overflow:hidden;padding:0px 3px 0px 3px;vertical-align:bottom;text-align:center;">72</td> <td data-sheets-numberformat='{"1":2,"2":"0","3":1}' data-sheets-value='{"1":3,"3":20}' style="border-right:1px solid #000000;overflow:hidden;padding:0px 3px 0px 3px;vertical-align:bottom;text-align:center;">20</td> </tr> <tr style="height:20px;"> <td style="border-left:1px solid #000000;overflow:hidden;padding:0px 3px 0px 3px;vertical-align:bottom;font-weight:bold;"></td> <td data-sheets-value='{"1":2,"2":"Double-walled"}' style="overflow:hidden;padding:0px 3px 0px 3px;vertical-align:bottom;font-weight:bold;">Double-walled</td> <td data-sheets-value='{"1":2,"2":"Clear (A/A)"}' style="border-right:1px solid #000000;overflow:hidden;padding:0px 3px 0px 3px;vertical-align:bottom;font-weight:bold;">Clear (A/A)</td> <td data-sheets-numberformat='{"1":2,"2":"0.00","3":1}' data-sheets-value='{"1":3,"3":2.9}' style="overflow:hidden;padding:0px 3px 0px 3px;vertical-align:bottom;text-align:center;">2.90</td> <td data-sheets-numberformat='{"1":2,"2":"0","3":1}' data-sheets-value='{"1":3,"3":77}' style="overflow:hidden;padding:0px 3px 0px 3px;vertical-align:bottom;text-align:center;">77</td> <td data-sheets-numberformat='{"1":2,"2":"0","3":1}' data-sheets-value='{"1":3,"3":69}' style="overflow:hidden;padding:0px 3px 0px 3px;vertical-align:bottom;text-align:center;">69</td> <td data-sheets-numberformat='{"1":2,"2":"0","3":1}' data-sheets-value='{"1":3,"3":20}' style="border-right:1px solid #000000;overflow:hidden;padding:0px 3px 0px 3px;vertical-align:bottom;text-align:center;">20</td> </tr> <tr style="height:20px;"> <td style="border-left:1px solid #000000;overflow:hidden;padding:0px 3px 0px 3px;vertical-align:bottom;font-weight:bold;"></td> <td data-sheets-value='{"1":2,"2":"Double-walled"}' style="overflow:hidden;padding:0px 3px 0px 3px;vertical-align:bottom;font-weight:bold;">Double-walled</td> <td data-sheets-value='{"1":2,"2":"Opal (A/O)"}' style="border-right:1px solid #000000;overflow:hidden;padding:0px 3px 0px 3px;vertical-align:bottom;font-weight:bold;">Opal (A/O)</td> <td data-sheets-numberformat='{"1":2,"2":"0.00","3":1}' data-sheets-value='{"1":3,"3":2.9}' style="overflow:hidden;padding:0px 3px 0px 3px;vertical-align:bottom;text-align:center;">2.90</td> <td data-sheets-numberformat='{"1":2,"2":"0","3":1}' data-sheets-value='{"1":3,"3":73}' style="overflow:hidden;padding:0px 3px 0px 3px;vertical-align:bottom;text-align:center;">73</td> <td data-sheets-numberformat='{"1":2,"2":"0","3":1}' data-sheets-value='{"1":3,"3":63}' style="overflow:hidden;padding:0px 3px 0px 3px;vertical-align:bottom;text-align:center;">63</td> <td data-sheets-numberformat='{"1":2,"2":"0","3":1}' data-sheets-value='{"1":3,"3":20}' style="border-right:1px solid #000000;overflow:hidden;padding:0px 3px 0px 3px;vertical-align:bottom;text-align:center;">20</td> </tr> <tr style="height:20px;"> <td style="border-left:1px solid #000000;overflow:hidden;padding:0px 3px 0px 3px;vertical-align:bottom;font-weight:bold;"></td> <td data-sheets-value='{"1":2,"2":"Double-walled"}' style="overflow:hidden;padding:0px 3px 0px 3px;vertical-align:bottom;font-weight:bold;">Double-walled</td> <td data-sheets-value='{"1":2,"2":"Opal (A/D)"}' style="border-right:1px solid #000000;overflow:hidden;padding:0px 3px 0px 3px;vertical-align:bottom;font-weight:bold;">Opal (A/D)</td> <td data-sheets-numberformat='{"1":2,"2":"0.00","3":1}' data-sheets-value='{"1":3,"3":2.9}' style="overflow:hidden;padding:0px 3px 0px 3px;vertical-align:bottom;text-align:center;">2.90</td> <td data-sheets-numberformat='{"1":2,"2":"0","3":1}' data-sheets-value='{"1":3,"3":51}' style="overflow:hidden;padding:0px 3px 0px 3px;vertical-align:bottom;text-align:center;">51</td> <td data-sheets-numberformat='{"1":2,"2":"0","3":1}' data-sheets-value='{"1":3,"3":50}' style="overflow:hidden;padding:0px 3px 0px 3px;vertical-align:bottom;text-align:center;">50</td> <td data-sheets-numberformat='{"1":2,"2":"0","3":1}' data-sheets-value='{"1":3,"3":20}' style="border-right:1px solid #000000;overflow:hidden;padding:0px 3px 0px 3px;vertical-align:bottom;text-align:center;">20</td> </tr> <tr style="height:20px;"> <td style="border-left:1px solid #000000;overflow:hidden;padding:0px 3px 0px 3px;vertical-align:bottom;font-weight:bold;"></td> <td data-sheets-value='{"1":2,"2":"Triple-walled"}' style="overflow:hidden;padding:0px 3px 0px 3px;vertical-align:bottom;font-weight:bold;">Triple-walled</td> <td data-sheets-value='{"1":2,"2":"Clear (A/H/H)"}' style="border-right:1px solid #000000;overflow:hidden;padding:0px 3px 0px 3px;vertical-align:bottom;font-weight:bold;">Clear (A/H/H)</td> <td data-sheets-numberformat='{"1":2,"2":"0.00","3":1}' data-sheets-value='{"1":3,"3":1.7}' style="overflow:hidden;padding:0px 3px 0px 3px;vertical-align:bottom;text-align:center;">1.70</td> <td data-sheets-numberformat='{"1":2,"2":"0","3":1}' data-sheets-value='{"1":3,"3":71}' style="overflow:hidden;padding:0px 3px 0px 3px;vertical-align:bottom;text-align:center;">71</td> <td data-sheets-numberformat='{"1":2,"2":"0","3":1}' data-sheets-value='{"1":3,"3":63}' style="overflow:hidden;padding:0px 3px 0px 3px;vertical-align:bottom;text-align:center;">63</td> <td data-sheets-numberformat='{"1":2,"2":"0","3":1}' data-sheets-value='{"1":3,"3":22}' style="border-right:1px solid #000000;overflow:hidden;padding:0px 3px 0px 3px;vertical-align:bottom;text-align:center;">22</td> </tr> <tr style="height:20px;"> <td style="border-left:1px solid #000000;overflow:hidden;padding:0px 3px 0px 3px;vertical-align:bottom;font-weight:bold;"></td> <td data-sheets-value='{"1":2,"2":"Triple-walled"}' style="overflow:hidden;padding:0px 3px 0px 3px;vertical-align:bottom;font-weight:bold;">Triple-walled</td> <td data-sheets-value='{"1":2,"2":"Opal (A/O/O)"}' style="border-right:1px solid #000000;overflow:hidden;padding:0px 3px 0px 3px;vertical-align:bottom;font-weight:bold;">Opal (A/O/O)</td> <td data-sheets-numberformat='{"1":2,"2":"0.00","3":1}' data-sheets-value='{"1":3,"3":1.7}' style="overflow:hidden;padding:0px 3px 0px 3px;vertical-align:bottom;text-align:center;">1.70</td> <td data-sheets-numberformat='{"1":2,"2":"0","3":1}' data-sheets-value='{"1":3,"3":61}' style="overflow:hidden;padding:0px 3px 0px 3px;vertical-align:bottom;text-align:center;">61</td> <td data-sheets-numberformat='{"1":2,"2":"0","3":1}' data-sheets-value='{"1":3,"3":48}' style="overflow:hidden;padding:0px 3px 0px 3px;vertical-align:bottom;text-align:center;">48</td> <td data-sheets-numberformat='{"1":2,"2":"0","3":1}' data-sheets-value='{"1":3,"3":22}' style="border-right:1px solid #000000;overflow:hidden;padding:0px 3px 0px 3px;vertical-align:bottom;text-align:center;">22</td> </tr> <tr style="height:20px;"> <td style="border-left:1px solid #000000;overflow:hidden;padding:0px 3px 0px 3px;vertical-align:bottom;font-weight:bold;"></td> <td data-sheets-value='{"1":2,"2":"Four-walled"}' style="overflow:hidden;padding:0px 3px 0px 3px;vertical-align:bottom;font-weight:bold;">Four-walled</td> <td data-sheets-value='{"1":2,"2":"Clear (A/H/H/H)"}' style="border-right:1px solid #000000;overflow:hidden;padding:0px 3px 0px 3px;vertical-align:bottom;font-weight:bold;">Clear (A/H/H/H)</td> <td data-sheets-numberformat='{"1":2,"2":"0.00","3":1}' data-sheets-value='{"1":3,"3":1.28}' style="overflow:hidden;padding:0px 3px 0px 3px;vertical-align:bottom;text-align:center;">1.28</td> <td data-sheets-numberformat='{"1":2,"2":"0","3":1}' data-sheets-value='{"1":3,"3":64}' style="overflow:hidden;padding:0px 3px 0px 3px;vertical-align:bottom;text-align:center;">64</td> <td data-sheets-numberformat='{"1":2,"2":"0","3":1}' data-sheets-value='{"1":3,"3":52}' style="overflow:hidden;padding:0px 3px 0px 3px;vertical-align:bottom;text-align:center;">52</td> <td data-sheets-numberformat='{"1":2,"2":"0","3":1}' data-sheets-value='{"1":3,"3":23}' style="border-right:1px solid #000000;overflow:hidden;padding:0px 3px 0px 3px;vertical-align:bottom;text-align:center;">23</td> </tr> <tr style="height:20px;"> <td style="border-bottom:1px solid #000000;border-left:1px solid #000000;overflow:hidden;padding:0px 3px 0px 3px;vertical-align:bottom;"></td> <td data-sheets-value='{"1":2,"2":"Four-walled"}' style="border-bottom:1px solid #000000;overflow:hidden;padding:0px 3px 0px 3px;vertical-align:bottom;font-weight:bold;">Four-walled</td> <td data-sheets-value='{"1":2,"2":"Opal (A/H/O/H)"}' style="border-right:1px solid #000000;border-bottom:1px solid #000000;overflow:hidden;padding:0px 3px 0px 3px;vertical-align:bottom;font-weight:bold;">Opal (A/H/O/H)</td> <td data-sheets-numberformat='{"1":2,"2":"0.00","3":1}' data-sheets-value='{"1":3,"3":1.28}' style="border-bottom:1px solid #000000;overflow:hidden;padding:0px 3px 0px 3px;vertical-align:bottom;text-align:center;">1.28</td> <td data-sheets-numberformat='{"1":2,"2":"0","3":1}' data-sheets-value='{"1":3,"3":59}' style="border-bottom:1px solid #000000;overflow:hidden;padding:0px 3px 0px 3px;vertical-align:bottom;text-align:center;">59</td> <td data-sheets-numberformat='{"1":2,"2":"0","3":1}' data-sheets-value='{"1":3,"3":46}' style="border-bottom:1px solid #000000;overflow:hidden;padding:0px 3px 0px 3px;vertical-align:bottom;text-align:center;">46</td> <td data-sheets-numberformat='{"1":2,"2":"0","3":1}' data-sheets-value='{"1":3,"3":23}' style="border-right:1px solid #000000;border-bottom:1px solid #000000;overflow:hidden;padding:0px 3px 0px 3px;vertical-align:bottom;text-align:center;">23</td> </tr> <tr style="height:20px;"> <td data-sheets-value='{"1":2,"2":"Polycarbonate"}' style="border-left:1px solid #000000;overflow:hidden;padding:0px 3px 0px 3px;vertical-align:bottom;font-weight:bold;">Polycarbonate</td> <td data-sheets-value='{"1":2,"2":"Single-walled"}' style="overflow:hidden;padding:0px 3px 0px 3px;vertical-align:bottom;font-weight:bold;">Single-walled</td> <td data-sheets-value='{"1":2,"2":"Heatstop Opal (T)"}' style="border-right:1px solid #000000;overflow:hidden;padding:0px 3px 0px 3px;vertical-align:bottom;font-weight:bold;">Heatstop Opal (T)</td> <td data-sheets-numberformat='{"1":2,"2":"0.00","3":1}' data-sheets-value='{"1":3,"3":5.17}' style="overflow:hidden;padding:0px 3px 0px 3px;vertical-align:bottom;text-align:center;">5.17</td> <td data-sheets-numberformat='{"1":2,"2":"0","3":1}' data-sheets-value='{"1":3,"3":49}' style="overflow:hidden;padding:0px 3px 0px 3px;vertical-align:bottom;text-align:center;">49</td> <td data-sheets-numberformat='{"1":2,"2":"0","3":1}' data-sheets-value='{"1":3,"3":59}' style="overflow:hidden;padding:0px 3px 0px 3px;vertical-align:bottom;text-align:center;">59</td> <td data-sheets-numberformat='{"1":2,"2":"0","3":1}' data-sheets-value='{"1":2,"2":"-"}' style="border-right:1px solid #000000;overflow:hidden;padding:0px 3px 0px 3px;vertical-align:bottom;text-align:center;">-</td> </tr> <tr style="height:20px;"> <td data-sheets-value='{"1":2,"2":"Heatstop PC"}' style="border-left:1px solid #000000;overflow:hidden;padding:0px 3px 0px 3px;vertical-align:bottom;font-weight:bold;">Heatstop PC</td> <td data-sheets-value='{"1":2,"2":"Double-walled"}' style="overflow:hidden;padding:0px 3px 0px 3px;vertical-align:bottom;font-weight:bold;">Double-walled</td> <td data-sheets-value='{"1":2,"2":"Clear (T/H)"}' style="border-right:1px solid #000000;overflow:hidden;padding:0px 3px 0px 3px;vertical-align:bottom;font-weight:bold;">Clear (T/H)</td> <td data-sheets-numberformat='{"1":2,"2":"0.00","3":1}' data-sheets-value='{"1":3,"3":2.9}' style="overflow:hidden;padding:0px 3px 0px 3px;vertical-align:bottom;text-align:center;">2.90</td> <td data-sheets-numberformat='{"1":2,"2":"0","3":1}' data-sheets-value='{"1":3,"3":44}' style="overflow:hidden;padding:0px 3px 0px 3px;vertical-align:bottom;text-align:center;">44</td> <td data-sheets-numberformat='{"1":2,"2":"0","3":1}' data-sheets-value='{"1":3,"3":51}' style="overflow:hidden;padding:0px 3px 0px 3px;vertical-align:bottom;text-align:center;">51</td> <td data-sheets-numberformat='{"1":2,"2":"0","3":1}' data-sheets-value='{"1":3,"3":20}' style="border-right:1px solid #000000;overflow:hidden;padding:0px 3px 0px 3px;vertical-align:bottom;text-align:center;">20</td> </tr> <tr style="height:20px;"> <td style="border-left:1px solid #000000;overflow:hidden;padding:0px 3px 0px 3px;vertical-align:bottom;font-weight:bold;"></td> <td data-sheets-value='{"1":2,"2":"Double-walled"}' style="overflow:hidden;padding:0px 3px 0px 3px;vertical-align:bottom;font-weight:bold;">Double-walled</td> <td data-sheets-value='{"1":2,"2":"Opal (T/O)"}' style="border-right:1px solid #000000;overflow:hidden;padding:0px 3px 0px 3px;vertical-align:bottom;font-weight:bold;">Opal (T/O)</td> <td data-sheets-numberformat='{"1":2,"2":"0.00","3":1}' data-sheets-value='{"1":3,"3":2.9}' style="overflow:hidden;padding:0px 3px 0px 3px;vertical-align:bottom;text-align:center;">2.90</td> <td data-sheets-numberformat='{"1":2,"2":"0","3":1}' data-sheets-value='{"1":3,"3":41}' style="overflow:hidden;padding:0px 3px 0px 3px;vertical-align:bottom;text-align:center;">41</td> <td data-sheets-numberformat='{"1":2,"2":"0","3":1}' data-sheets-value='{"1":3,"3":45}' style="overflow:hidden;padding:0px 3px 0px 3px;vertical-align:bottom;text-align:center;">45</td> <td data-sheets-numberformat='{"1":2,"2":"0","3":1}' data-sheets-value='{"1":3,"3":20}' style="border-right:1px solid #000000;overflow:hidden;padding:0px 3px 0px 3px;vertical-align:bottom;text-align:center;">20</td> </tr> <tr style="height:20px;"> <td style="border-left:1px solid #000000;overflow:hidden;padding:0px 3px 0px 3px;vertical-align:bottom;font-weight:bold;"></td> <td data-sheets-value='{"1":2,"2":"Triple-walled"}' style="overflow:hidden; | skylux-160-ce-met-koepel-en-pvc-opstand-30-20-met-lm-motor-en-windvang-1050-x-1650-mm | 8586039820621 | 46872372838733
Smoke and heat exhaust (SHEV) | SHE system | Skylux | Skylux 160° CE with skylight and PVC curb 30/20 with LM-actuator and spoiler 1050 x 2250 mm |  | 26597 | 5412970265979 | 5603.55 | Yes | 30-45 | 104.48 | 1050 x 2250 mm | 2250 | 1050 |  | PVC 30/20 (30 cm high & roof opening = 20 cm larger than daylight size) | Rectangular | 5.17 W/m²K - 1.28 W/m²K | 87% - 32% | 90% - 32% | 20dB - 23dB | 160° CE (for industry) | skylight | with spoiler | E | Single actuator | Maximum four-walled skylight possible for this product | Ut-value LT-value g-value Rw-value EN 1873 : 2014 EN ISO 13468 EN 16153 EN 410 EN 410 EN ISO 140-3 Material Walls Shells (W/m²K) (%) (%) (dB) Acrylic Single-walled Clear (H) 5.17 90 87 - PMMA Single-walled Opal (O) 5.17 83 76 - Double-walled Clear (H/H) 2.90 81 75 20 Double-walled Opal (O/O) 2.90 69 58 20 Triple-walled Clear (H/H/H) 1.70 73 65 22 Triple-walled Opal (O/H/O) 1.70 62 51 22 Four-walled Clear (H/H/H/H) 1.28 64 54 23 Four-walled Opal (H/H/O/H) 1.28 59 48 23 Polycarbonate Single-walled Clear (A) 5.17 88 83 - PC Single-walled Opal (D) 5.17 58 60 - Double-walled Clear (A/H) 2.90 79 72 20 Double-walled Clear (A/A) 2.90 77 69 20 Double-walled Opal (A/O) 2.90 73 63 20 Double-walled Opal (A/D) 2.90 51 50 20 Triple-walled Clear (A/H/H) 1.70 71 63 22 Triple-walled Opal (A/O/O) 1.70 61 48 22 Four-walled Clear (A/H/H/H) 1.28 64 52 23 Four-walled Opal (A/H/O/H) 1.28 59 46 23 Polycarbonate Single-walled Heatstop Opal (T) 5.17 49 59 - Heatstop PC Double-walled Clear (T/H) 2.90 44 51 20 Double-walled Opal (T/O) 2.90 41 45 20 Triple-walled Clear (T/H/H) 1.70 40 <td data-sheets-numberformat='{"1":2,"2":"0","3":1}' data-sheets-value='{"1":3,"3":44}' style="overflow:hidden;paddin | https://skylux.eu/en/products/skylux-160-ce-met-koepel-en-pvc-opstand-30-20-met-lm-motor-en-windvang-1050-x-2250-mm | https://skylux.eu/cdn/shop/files/Skylux-160deg-CE-met-koepel-en-pvc-opstand-3020-met-LM-motor-en-windvang-1050-x-2250-mm-RWA-systeem.jpg?v=1702981475&width=1600 | https://skylux.eu/cdn/shop/files/e5a82811-1bb0-48e4-a776-cacb59c7c092_ecbd0f11-227b-44e9-82ff-8b1af2d6395d.jpg?v=1688551384&width=1600 | //skylux.eu/cdn/shop/files/E_MH_Mounting_instructions_Skylux_160_CE_LM.pdf?v=12406716259046007223 | //skylux.eu/cdn/shop/files/E_TD_Technical_File_Skylux_Skylux_160_CE_Electric.pdf?v=3667116872303399239 | <style type="text/css" id="isPasted"> <!--td { border: 1px solid #cccccc; } br { mso-data-placement: same-cell; } --> </style> <table border="1" cellpadding="0" cellspacing="0" dir="ltr" style="table-layout:fixed;font-size:10pt;font-family:Arial;border-collapse:collapse;border:none;"><tbody> <tr style="height:20px;"> <td style="overflow:hidden;padding:0px 3px 0px 3px;vertical-align:bottom;"></td> <td style="overflow:hidden;padding:0px 3px 0px 3px;vertical-align:bottom;"></td> <td style="overflow:hidden;padding:0px 3px 0px 3px;vertical-align:bottom;"></td> <td data-sheets-value='{"1":2,"2":"Ut-value"}' style="overflow:hidden;padding:0px 3px 0px 3px;vertical-align:bottom;font-weight:bold;text-align:center;">Ut-value</td> <td data-sheets-value='{"1":2,"2":"LT-value"}' style="overflow:hidden;padding:0px 3px 0px 3px;vertical-align:bottom;font-weight:bold;text-align:center;">LT-value</td> <td data-sheets-value='{"1":2,"2":"g-value"}' style="overflow:hidden;padding:0px 3px 0px 3px;vertical-align:bottom;font-weight:bold;text-align:center;">g-value</td> <td data-sheets-value='{"1":2,"2":"Rw-value "}' style="overflow:hidden;padding:0px 3px 0px 3px;vertical-align:bottom;font-weight:bold;text-align:center;">Rw-value </td> </tr> <tr style="height:20px;"> <td style="overflow:hidden;padding:0px 3px 0px 3px;vertical-align:bottom;"></td> <td style="overflow:hidden;padding:0px 3px 0px 3px;vertical-align:bottom;"></td> <td style="overflow:hidden;padding:0px 3px 0px 3px;vertical-align:bottom;"></td> <td data-sheets-numberformat='{"1":2,"2":"0.00","3":1}' data-sheets-value='{"1":2,"2":"EN 1873 : 2014"}' style="overflow:hidden;padding:0px 3px 0px 3px;vertical-align:bottom;text-align:center;">EN 1873 : 2014</td> <td data-sheets-numberformat='{"1":2,"2":"0","3":1}' data-sheets-value='{"1":2,"2":"EN ISO 13468 EN 16153 EN 410"}' style="overflow:hidden;padding:0px 3px 0px 3px;vertical-align:bottom;text-align:center;">EN ISO 13468 EN 16153 EN 410</td> <td data-sheets-numberformat='{"1":2,"2":"0","3":1}' data-sheets-value='{"1":2,"2":"EN 410"}' style="overflow:hidden;padding:0px 3px 0px 3px;vertical-align:bottom;text-align:center;">EN 410</td> <td data-sheets-value='{"1":2,"2":"EN ISO 140-3\t\t"}' style="overflow:hidden;padding:0px 3px 0px 3px;vertical-align:bottom;text-align:center;">EN ISO 140-3 </td> </tr> <tr style="height:20px;"> <td data-sheets-value='{"1":2,"2":"Material"}' style="border-bottom:1px solid #000000;overflow:hidden;padding:0px 3px 0px 3px;vertical-align:bottom;background-color:#000000;font-weight:bold;color:#ffffff;">Material</td> <td data-sheets-value='{"1":2,"2":"Walls"}' style="border-bottom:1px solid #000000;overflow:hidden;padding:0px 3px 0px 3px;vertical-align:bottom;background-color:#000000;font-weight:bold;color:#ffffff;">Walls</td> <td data-sheets-value='{"1":2,"2":"Shells"}' style="border-bottom:1px solid #000000;overflow:hidden;padding:0px 3px 0px 3px;vertical-align:bottom;background-color:#000000;font-weight:bold;color:#ffffff;">Shells</td> <td data-sheets-numberformat='{"1":2,"2":"0.00","3":1}' data-sheets-value='{"1":2,"2":"(W/m²K)\t"}' style="border-bottom:1px solid #000000;overflow:hidden;padding:0px 3px 0px 3px;vertical-align:bottom;background-color:#000000;font-weight:bold;color:#ffffff;text-align:center;">(W/m²K) </td> <td data-sheets-numberformat='{"1":2,"2":"0","3":1}' data-sheets-value='{"1":2,"2":"(%)"}' style="border-bottom:1px solid #000000;overflow:hidden;padding:0px 3px 0px 3px;vertical-align:bottom;background-color:#000000;font-weight:bold;color:#ffffff;text-align:center;">(%)</td> <td data-sheets-numberformat='{"1":2,"2":"0","3":1}' data-sheets-value='{"1":2,"2":"(%)"}' style="border-bottom:1px solid #000000;overflow:hidden;padding:0px 3px 0px 3px;vertical-align:bottom;background-color:#000000;font-weight:bold;color:#ffffff;text-align:center;">(%)</td> <td data-sheets-value='{"1":2,"2":"(dB)"}' style="border-bottom:1px solid #000000;overflow:hidden;padding:0px 3px 0px 3px;vertical-align:bottom;background-color:#000000;font-weight:bold;color:#ffffff;text-align:center;">(dB)</td> </tr> <tr style="height:20px;"> <td data-sheets-value='{"1":2,"2":"Acrylic"}' style="border-left:1px solid #000000;overflow:hidden;padding:0px 3px 0px 3px;vertical-align:bottom;font-weight:bold;">Acrylic</td> <td data-sheets-value='{"1":2,"2":"Single-walled"}' style="overflow:hidden;padding:0px 3px 0px 3px;vertical-align:bottom;font-weight:bold;">Single-walled</td> <td data-sheets-value='{"1":2,"2":"Clear (H)"}' style="border-right:1px solid #000000;overflow:hidden;padding:0px 3px 0px 3px;vertical-align:bottom;font-weight:bold;">Clear (H)</td> <td data-sheets-numberformat='{"1":2,"2":"0.00","3":1}' data-sheets-value='{"1":3,"3":5.17}' style="overflow:hidden;padding:0px 3px 0px 3px;vertical-align:bottom;text-align:center;">5.17</td> <td data-sheets-numberformat='{"1":2,"2":"0","3":1}' data-sheets-value='{"1":3,"3":90}' style="overflow:hidden;padding:0px 3px 0px 3px;vertical-align:bottom;text-align:center;">90</td> <td data-sheets-numberformat='{"1":2,"2":"0","3":1}' data-sheets-value='{"1":3,"3":87}' style="overflow:hidden;padding:0px 3px 0px 3px;vertical-align:bottom;text-align:center;">87</td> <td data-sheets-numberformat='{"1":2,"2":"0","3":1}' data-sheets-value='{"1":2,"2":"-"}' style="border-right:1px solid #000000;overflow:hidden;padding:0px 3px 0px 3px;vertical-align:bottom;text-align:center;">-</td> </tr> <tr style="height:20px;"> <td data-sheets-value='{"1":2,"2":"PMMA"}' style="border-left:1px solid #000000;overflow:hidden;padding:0px 3px 0px 3px;vertical-align:bottom;font-weight:bold;">PMMA</td> <td data-sheets-value='{"1":2,"2":"Single-walled"}' style="overflow:hidden;padding:0px 3px 0px 3px;vertical-align:bottom;font-weight:bold;">Single-walled</td> <td data-sheets-value='{"1":2,"2":"Opal (O)"}' style="border-right:1px solid #000000;overflow:hidden;padding:0px 3px 0px 3px;vertical-align:bottom;font-weight:bold;">Opal (O)</td> <td data-sheets-numberformat='{"1":2,"2":"0.00","3":1}' data-sheets-value='{"1":3,"3":5.17}' style="overflow:hidden;padding:0px 3px 0px 3px;vertical-align:bottom;text-align:center;">5.17</td> <td data-sheets-numberformat='{"1":2,"2":"0","3":1}' data-sheets-value='{"1":3,"3":83}' style="overflow:hidden;padding:0px 3px 0px 3px;vertical-align:bottom;text-align:center;">83</td> <td data-sheets-numberformat='{"1":2,"2":"0","3":1}' data-sheets-value='{"1":3,"3":76}' style="overflow:hidden;padding:0px 3px 0px 3px;vertical-align:bottom;text-align:center;">76</td> <td data-sheets-numberformat='{"1":2,"2":"0","3":1}' data-sheets-value='{"1":2,"2":"-"}' style="border-right:1px solid #000000;overflow:hidden;padding:0px 3px 0px 3px;vertical-align:bottom;text-align:center;">-</td> </tr> <tr style="height:20px;"> <td style="border-left:1px solid #000000;overflow:hidden;padding:0px 3px 0px 3px;vertical-align:bottom;font-weight:bold;"></td> <td data-sheets-value='{"1":2,"2":"Double-walled"}' style="overflow:hidden;padding:0px 3px 0px 3px;vertical-align:bottom;font-weight:bold;">Double-walled</td> <td data-sheets-value='{"1":2,"2":"Clear (H/H)"}' style="border-right:1px solid #000000;overflow:hidden;padding:0px 3px 0px 3px;vertical-align:bottom;font-weight:bold;">Clear (H/H)</td> <td data-sheets-numberformat='{"1":2,"2":"0.00","3":1}' data-sheets-value='{"1":3,"3":2.9}' style="overflow:hidden;padding:0px 3px 0px 3px;vertical-align:bottom;text-align:center;">2.90</td> <td data-sheets-numberformat='{"1":2,"2":"0","3":1}' data-sheets-value='{"1":3,"3":81}' style="overflow:hidden;padding:0px 3px 0px 3px;vertical-align:bottom;text-align:center;">81</td> <td data-sheets-numberformat='{"1":2,"2":"0","3":1}' data-sheets-value='{"1":3,"3":75}' style="overflow:hidden;padding:0px 3px 0px 3px;vertical-align:bottom;text-align:center;">75</td> <td data-sheets-numberformat='{"1":2,"2":"0","3":1}' data-sheets-value='{"1":3,"3":20}' style="border-right:1px solid #000000;overflow:hidden;padding:0px 3px 0px 3px;vertical-align:bottom;text-align:center;">20</td> </tr> <tr style="height:20px;"> <td style="border-left:1px solid #000000;overflow:hidden;padding:0px 3px 0px 3px;vertical-align:bottom;font-weight:bold;"></td> <td data-sheets-value='{"1":2,"2":"Double-walled"}' style="overflow:hidden;padding:0px 3px 0px 3px;vertical-align:bottom;font-weight:bold;">Double-walled</td> <td data-sheets-value='{"1":2,"2":"Opal (O/O)"}' style="border-right:1px solid #000000;overflow:hidden;padding:0px 3px 0px 3px;vertical-align:bottom;font-weight:bold;">Opal (O/O)</td> <td data-sheets-numberformat='{"1":2,"2":"0.00","3":1}' data-sheets-value='{"1":3,"3":2.9}' style="overflow:hidden;padding:0px 3px 0px 3px;vertical-align:bottom;text-align:center;">2.90</td> <td data-sheets-numberformat='{"1":2,"2":"0","3":1}' data-sheets-value='{"1":3,"3":69}' style="overflow:hidden;padding:0px 3px 0px 3px;vertical-align:bottom;text-align:center;">69</td> <td data-sheets-numberformat='{"1":2,"2":"0","3":1}' data-sheets-value='{"1":3,"3":58}' style="overflow:hidden;padding:0px 3px 0px 3px;vertical-align:bottom;text-align:center;">58</td> <td data-sheets-numberformat='{"1":2,"2":"0","3":1}' data-sheets-value='{"1":3,"3":20}' style="border-right:1px solid #000000;overflow:hidden;padding:0px 3px 0px 3px;vertical-align:bottom;text-align:center;">20</td> </tr> <tr style="height:20px;"> <td style="border-left:1px solid #000000;overflow:hidden;padding:0px 3px 0px 3px;vertical-align:bottom;font-weight:bold;"></td> <td data-sheets-value='{"1":2,"2":"Triple-walled"}' style="overflow:hidden;padding:0px 3px 0px 3px;vertical-align:bottom;font-weight:bold;">Triple-walled</td> <td data-sheets-value='{"1":2,"2":"Clear (H/H/H)"}' style="border-right:1px solid #000000;overflow:hidden;padding:0px 3px 0px 3px;vertical-align:bottom;font-weight:bold;">Clear (H/H/H)</td> <td data-sheets-numberformat='{"1":2,"2":"0.00","3":1}' data-sheets-value='{"1":3,"3":1.7}' style="overflow:hidden;padding:0px 3px 0px 3px;vertical-align:bottom;text-align:center;">1.70</td> <td data-sheets-numberformat='{"1":2,"2":"0","3":1}' data-sheets-value='{"1":3,"3":73}' style="overflow:hidden;padding:0px 3px 0px 3px;vertical-align:bottom;text-align:center;">73</td> <td data-sheets-numberformat='{"1":2,"2":"0","3":1}' data-sheets-value='{"1":3,"3":65}' style="overflow:hidden;padding:0px 3px 0px 3px;vertical-align:bottom;text-align:center;">65</td> <td data-sheets-numberformat='{"1":2,"2":"0","3":1}' data-sheets-value='{"1":3,"3":22}' style="border-right:1px solid #000000;overflow:hidden;padding:0px 3px 0px 3px;vertical-align:bottom;text-align:center;">22</td> </tr> <tr style="height:20px;"> <td style="border-left:1px solid #000000;overflow:hidden;padding:0px 3px 0px 3px;vertical-align:bottom;font-weight:bold;"></td> <td data-sheets-value='{"1":2,"2":"Triple-walled"}' style="overflow:hidden;padding:0px 3px 0px 3px;vertical-align:bottom;font-weight:bold;">Triple-walled</td> <td data-sheets-value='{"1":2,"2":"Opal (O/H/O)"}' style="border-right:1px solid #000000;overflow:hidden;padding:0px 3px 0px 3px;vertical-align:bottom;font-weight:bold;">Opal (O/H/O)</td> <td data-sheets-numberformat='{"1":2,"2":"0.00","3":1}' data-sheets-value='{"1":3,"3":1.7}' style="overflow:hidden;padding:0px 3px 0px 3px;vertical-align:bottom;text-align:center;">1.70</td> <td data-sheets-numberformat='{"1":2,"2":"0","3":1}' data-sheets-value='{"1":3,"3":62}' style="overflow:hidden;padding:0px 3px 0px 3px;vertical-align:bottom;text-align:center;">62</td> <td data-sheets-numberformat='{"1":2,"2":"0","3":1}' data-sheets-value='{"1":3,"3":51}' style="overflow:hidden;padding:0px 3px 0px 3px;vertical-align:bottom;text-align:center;">51</td> <td data-sheets-numberformat='{"1":2,"2":"0","3":1}' data-sheets-value='{"1":3,"3":22}' style="border-right:1px solid #000000;overflow:hidden;padding:0px 3px 0px 3px;vertical-align:bottom;text-align:center;">22</td> </tr> <tr style="height:20px;"> <td style="border-left:1px solid #000000;overflow:hidden;padding:0px 3px 0px 3px;vertical-align:bottom;font-weight:bold;"></td> <td data-sheets-value='{"1":2,"2":"Four-walled"}' style="overflow:hidden;padding:0px 3px 0px 3px;vertical-align:bottom;font-weight:bold;">Four-walled</td> <td data-sheets-value='{"1":2,"2":"Clear (H/H/H/H)"}' style="border-right:1px solid #000000;overflow:hidden;padding:0px 3px 0px 3px;vertical-align:bottom;font-weight:bold;">Clear (H/H/H/H)</td> <td data-sheets-numberformat='{"1":2,"2":"0.00","3":1}' data-sheets-value='{"1":3,"3":1.28}' style="overflow:hidden;padding:0px 3px 0px 3px;vertical-align:bottom;text-align:center;">1.28</td> <td data-sheets-numberformat='{"1":2,"2":"0","3":1}' data-sheets-value='{"1":3,"3":64}' style="overflow:hidden;padding:0px 3px 0px 3px;vertical-align:bottom;text-align:center;">64</td> <td data-sheets-numberformat='{"1":2,"2":"0","3":1}' data-sheets-value='{"1":3,"3":54}' style="overflow:hidden;padding:0px 3px 0px 3px;vertical-align:bottom;text-align:center;">54</td> <td data-sheets-numberformat='{"1":2,"2":"0","3":1}' data-sheets-value='{"1":3,"3":23}' style="border-right:1px solid #000000;overflow:hidden;padding:0px 3px 0px 3px;vertical-align:bottom;text-align:center;">23</td> </tr> <tr style="height:20px;"> <td style="border-bottom:1px solid #000000;border-left:1px solid #000000;overflow:hidden;padding:0px 3px 0px 3px;vertical-align:bottom;"></td> <td data-sheets-value='{"1":2,"2":"Four-walled"}' style="border-bottom:1px solid #000000;overflow:hidden;padding:0px 3px 0px 3px;vertical-align:bottom;font-weight:bold;">Four-walled</td> <td data-sheets-value='{"1":2,"2":"Opal (H/H/O/H)"}' style="border-right:1px solid #000000;border-bottom:1px solid #000000;overflow:hidden;padding:0px 3px 0px 3px;vertical-align:bottom;font-weight:bold;">Opal (H/H/O/H)</td> <td data-sheets-numberformat='{"1":2,"2":"0.00","3":1}' data-sheets-value='{"1":3,"3":1.28}' style="border-bottom:1px solid #000000;overflow:hidden;padding:0px 3px 0px 3px;vertical-align:bottom;text-align:center;">1.28</td> <td data-sheets-numberformat='{"1":2,"2":"0","3":1}' data-sheets-value='{"1":3,"3":59}' style="border-bottom:1px solid #000000;overflow:hidden;padding:0px 3px 0px 3px;vertical-align:bottom;text-align:center;">59</td> <td data-sheets-numberformat='{"1":2,"2":"0","3":1}' data-sheets-value='{"1":3,"3":48}' style="border-bottom:1px solid #000000;overflow:hidden;padding:0px 3px 0px 3px;vertical-align:bottom;text-align:center;">48</td> <td data-sheets-numberformat='{"1":2,"2":"0","3":1}' data-sheets-value='{"1":3,"3":23}' style="border-right:1px solid #000000;border-bottom:1px solid #000000;overflow:hidden;padding:0px 3px 0px 3px;vertical-align:bottom;text-align:center;">23</td> </tr> <tr style="height:20px;"> <td data-sheets-value='{"1":2,"2":"Polycarbonate "}' style="border-left:1px solid #000000;overflow:hidden;padding:0px 3px 0px 3px;vertical-align:bottom;font-weight:bold;">Polycarbonate </td> <td data-sheets-value='{"1":2,"2":"Single-walled"}' style="overflow:hidden;padding:0px 3px 0px 3px;vertical-align:bottom;font-weight:bold;">Single-walled</td> <td data-sheets-value='{"1":2,"2":"Clear (A)"}' style="border-right:1px solid #000000;overflow:hidden;padding:0px 3px 0px 3px;vertical-align:bottom;font-weight:bold;">Clear (A)</td> <td data-sheets-numberformat='{"1":2,"2":"0.00","3":1}' data-sheets-value='{"1":3,"3":5.17}' style="overflow:hidden;padding:0px 3px 0px 3px;vertical-align:bottom;text-align:center;">5.17</td> <td data-sheets-numberformat='{"1":2,"2":"0","3":1}' data-sheets-value='{"1":3,"3":88}' style="overflow:hidden;padding:0px 3px 0px 3px;vertical-align:bottom;text-align:center;">88</td> <td data-sheets-numberformat='{"1":2,"2":"0","3":1}' data-sheets-value='{"1":3,"3":83}' style="overflow:hidden;padding:0px 3px 0px 3px;vertical-align:bottom;text-align:center;">83</td> <td data-sheets-numberformat='{"1":2,"2":"0","3":1}' data-sheets-value='{"1":2,"2":"-"}' style="border-right:1px solid #000000;overflow:hidden;padding:0px 3px 0px 3px;vertical-align:bottom;text-align:center;">-</td> </tr> <tr style="height:20px;"> <td data-sheets-value='{"1":2,"2":"PC"}' style="border-left:1px solid #000000;overflow:hidden;padding:0px 3px 0px 3px;vertical-align:bottom;font-weight:bold;">PC</td> <td data-sheets-value='{"1":2,"2":"Single-walled"}' style="overflow:hidden;padding:0px 3px 0px 3px;vertical-align:bottom;font-weight:bold;">Single-walled</td> <td data-sheets-value='{"1":2,"2":"Opal (D)"}' style="border-right:1px solid #000000;overflow:hidden;padding:0px 3px 0px 3px;vertical-align:bottom;font-weight:bold;">Opal (D)</td> <td data-sheets-numberformat='{"1":2,"2":"0.00","3":1}' data-sheets-value='{"1":3,"3":5.17}' style="overflow:hidden;padding:0px 3px 0px 3px;vertical-align:bottom;text-align:center;">5.17</td> <td data-sheets-numberformat='{"1":2,"2":"0","3":1}' data-sheets-value='{"1":3,"3":58}' style="overflow:hidden;padding:0px 3px 0px 3px;vertical-align:bottom;text-align:center;">58</td> <td data-sheets-numberformat='{"1":2,"2":"0","3":1}' data-sheets-value='{"1":3,"3":60}' style="overflow:hidden;padding:0px 3px 0px 3px;vertical-align:bottom;text-align:center;">60</td> <td data-sheets-numberformat='{"1":2,"2":"0","3":1}' data-sheets-value='{"1":2,"2":"-"}' style="border-right:1px solid #000000;overflow:hidden;padding:0px 3px 0px 3px;vertical-align:bottom;text-align:center;">-</td> </tr> <tr style="height:20px;"> <td style="border-left:1px solid #000000;overflow:hidden;padding:0px 3px 0px 3px;vertical-align:bottom;font-weight:bold;"></td> <td data-sheets-value='{"1":2,"2":"Double-walled"}' style="overflow:hidden;padding:0px 3px 0px 3px;vertical-align:bottom;font-weight:bold;">Double-walled</td> <td data-sheets-value='{"1":2,"2":"Clear (A/H)"}' style="border-right:1px solid #000000;overflow:hidden;padding:0px 3px 0px 3px;vertical-align:bottom;font-weight:bold;">Clear (A/H)</td> <td data-sheets-numberformat='{"1":2,"2":"0.00","3":1}' data-sheets-value='{"1":3,"3":2.9}' style="overflow:hidden;padding:0px 3px 0px 3px;vertical-align:bottom;text-align:center;">2.90</td> <td data-sheets-numberformat='{"1":2,"2":"0","3":1}' data-sheets-value='{"1":3,"3":79}' style="overflow:hidden;padding:0px 3px 0px 3px;vertical-align:bottom;text-align:center;">79</td> <td data-sheets-numberformat='{"1":2,"2":"0","3":1}' data-sheets-value='{"1":3,"3":72}' style="overflow:hidden;padding:0px 3px 0px 3px;vertical-align:bottom;text-align:center;">72</td> <td data-sheets-numberformat='{"1":2,"2":"0","3":1}' data-sheets-value='{"1":3,"3":20}' style="border-right:1px solid #000000;overflow:hidden;padding:0px 3px 0px 3px;vertical-align:bottom;text-align:center;">20</td> </tr> <tr style="height:20px;"> <td style="border-left:1px solid #000000;overflow:hidden;padding:0px 3px 0px 3px;vertical-align:bottom;font-weight:bold;"></td> <td data-sheets-value='{"1":2,"2":"Double-walled"}' style="overflow:hidden;padding:0px 3px 0px 3px;vertical-align:bottom;font-weight:bold;">Double-walled</td> <td data-sheets-value='{"1":2,"2":"Clear (A/A)"}' style="border-right:1px solid #000000;overflow:hidden;padding:0px 3px 0px 3px;vertical-align:bottom;font-weight:bold;">Clear (A/A)</td> <td data-sheets-numberformat='{"1":2,"2":"0.00","3":1}' data-sheets-value='{"1":3,"3":2.9}' style="overflow:hidden;padding:0px 3px 0px 3px;vertical-align:bottom;text-align:center;">2.90</td> <td data-sheets-numberformat='{"1":2,"2":"0","3":1}' data-sheets-value='{"1":3,"3":77}' style="overflow:hidden;padding:0px 3px 0px 3px;vertical-align:bottom;text-align:center;">77</td> <td data-sheets-numberformat='{"1":2,"2":"0","3":1}' data-sheets-value='{"1":3,"3":69}' style="overflow:hidden;padding:0px 3px 0px 3px;vertical-align:bottom;text-align:center;">69</td> <td data-sheets-numberformat='{"1":2,"2":"0","3":1}' data-sheets-value='{"1":3,"3":20}' style="border-right:1px solid #000000;overflow:hidden;padding:0px 3px 0px 3px;vertical-align:bottom;text-align:center;">20</td> </tr> <tr style="height:20px;"> <td style="border-left:1px solid #000000;overflow:hidden;padding:0px 3px 0px 3px;vertical-align:bottom;font-weight:bold;"></td> <td data-sheets-value='{"1":2,"2":"Double-walled"}' style="overflow:hidden;padding:0px 3px 0px 3px;vertical-align:bottom;font-weight:bold;">Double-walled</td> <td data-sheets-value='{"1":2,"2":"Opal (A/O)"}' style="border-right:1px solid #000000;overflow:hidden;padding:0px 3px 0px 3px;vertical-align:bottom;font-weight:bold;">Opal (A/O)</td> <td data-sheets-numberformat='{"1":2,"2":"0.00","3":1}' data-sheets-value='{"1":3,"3":2.9}' style="overflow:hidden;padding:0px 3px 0px 3px;vertical-align:bottom;text-align:center;">2.90</td> <td data-sheets-numberformat='{"1":2,"2":"0","3":1}' data-sheets-value='{"1":3,"3":73}' style="overflow:hidden;padding:0px 3px 0px 3px;vertical-align:bottom;text-align:center;">73</td> <td data-sheets-numberformat='{"1":2,"2":"0","3":1}' data-sheets-value='{"1":3,"3":63}' style="overflow:hidden;padding:0px 3px 0px 3px;vertical-align:bottom;text-align:center;">63</td> <td data-sheets-numberformat='{"1":2,"2":"0","3":1}' data-sheets-value='{"1":3,"3":20}' style="border-right:1px solid #000000;overflow:hidden;padding:0px 3px 0px 3px;vertical-align:bottom;text-align:center;">20</td> </tr> <tr style="height:20px;"> <td style="border-left:1px solid #000000;overflow:hidden;padding:0px 3px 0px 3px;vertical-align:bottom;font-weight:bold;"></td> <td data-sheets-value='{"1":2,"2":"Double-walled"}' style="overflow:hidden;padding:0px 3px 0px 3px;vertical-align:bottom;font-weight:bold;">Double-walled</td> <td data-sheets-value='{"1":2,"2":"Opal (A/D)"}' style="border-right:1px solid #000000;overflow:hidden;padding:0px 3px 0px 3px;vertical-align:bottom;font-weight:bold;">Opal (A/D)</td> <td data-sheets-numberformat='{"1":2,"2":"0.00","3":1}' data-sheets-value='{"1":3,"3":2.9}' style="overflow:hidden;padding:0px 3px 0px 3px;vertical-align:bottom;text-align:center;">2.90</td> <td data-sheets-numberformat='{"1":2,"2":"0","3":1}' data-sheets-value='{"1":3,"3":51}' style="overflow:hidden;padding:0px 3px 0px 3px;vertical-align:bottom;text-align:center;">51</td> <td data-sheets-numberformat='{"1":2,"2":"0","3":1}' data-sheets-value='{"1":3,"3":50}' style="overflow:hidden;padding:0px 3px 0px 3px;vertical-align:bottom;text-align:center;">50</td> <td data-sheets-numberformat='{"1":2,"2":"0","3":1}' data-sheets-value='{"1":3,"3":20}' style="border-right:1px solid #000000;overflow:hidden;padding:0px 3px 0px 3px;vertical-align:bottom;text-align:center;">20</td> </tr> <tr style="height:20px;"> <td style="border-left:1px solid #000000;overflow:hidden;padding:0px 3px 0px 3px;vertical-align:bottom;font-weight:bold;"></td> <td data-sheets-value='{"1":2,"2":"Triple-walled"}' style="overflow:hidden;padding:0px 3px 0px 3px;vertical-align:bottom;font-weight:bold;">Triple-walled</td> <td data-sheets-value='{"1":2,"2":"Clear (A/H/H)"}' style="border-right:1px solid #000000;overflow:hidden;padding:0px 3px 0px 3px;vertical-align:bottom;font-weight:bold;">Clear (A/H/H)</td> <td data-sheets-numberformat='{"1":2,"2":"0.00","3":1}' data-sheets-value='{"1":3,"3":1.7}' style="overflow:hidden;padding:0px 3px 0px 3px;vertical-align:bottom;text-align:center;">1.70</td> <td data-sheets-numberformat='{"1":2,"2":"0","3":1}' data-sheets-value='{"1":3,"3":71}' style="overflow:hidden;padding:0px 3px 0px 3px;vertical-align:bottom;text-align:center;">71</td> <td data-sheets-numberformat='{"1":2,"2":"0","3":1}' data-sheets-value='{"1":3,"3":63}' style="overflow:hidden;padding:0px 3px 0px 3px;vertical-align:bottom;text-align:center;">63</td> <td data-sheets-numberformat='{"1":2,"2":"0","3":1}' data-sheets-value='{"1":3,"3":22}' style="border-right:1px solid #000000;overflow:hidden;padding:0px 3px 0px 3px;vertical-align:bottom;text-align:center;">22</td> </tr> <tr style="height:20px;"> <td style="border-left:1px solid #000000;overflow:hidden;padding:0px 3px 0px 3px;vertical-align:bottom;font-weight:bold;"></td> <td data-sheets-value='{"1":2,"2":"Triple-walled"}' style="overflow:hidden;padding:0px 3px 0px 3px;vertical-align:bottom;font-weight:bold;">Triple-walled</td> <td data-sheets-value='{"1":2,"2":"Opal (A/O/O)"}' style="border-right:1px solid #000000;overflow:hidden;padding:0px 3px 0px 3px;vertical-align:bottom;font-weight:bold;">Opal (A/O/O)</td> <td data-sheets-numberformat='{"1":2,"2":"0.00","3":1}' data-sheets-value='{"1":3,"3":1.7}' style="overflow:hidden;padding:0px 3px 0px 3px;vertical-align:bottom;text-align:center;">1.70</td> <td data-sheets-numberformat='{"1":2,"2":"0","3":1}' data-sheets-value='{"1":3,"3":61}' style="overflow:hidden;padding:0px 3px 0px 3px;vertical-align:bottom;text-align:center;">61</td> <td data-sheets-numberformat='{"1":2,"2":"0","3":1}' data-sheets-value='{"1":3,"3":48}' style="overflow:hidden;padding:0px 3px 0px 3px;vertical-align:bottom;text-align:center;">48</td> <td data-sheets-numberformat='{"1":2,"2":"0","3":1}' data-sheets-value='{"1":3,"3":22}' style="border-right:1px solid #000000;overflow:hidden;padding:0px 3px 0px 3px;vertical-align:bottom;text-align:center;">22</td> </tr> <tr style="height:20px;"> <td style="border-left:1px solid #000000;overflow:hidden;padding:0px 3px 0px 3px;vertical-align:bottom;font-weight:bold;"></td> <td data-sheets-value='{"1":2,"2":"Four-walled"}' style="overflow:hidden;padding:0px 3px 0px 3px;vertical-align:bottom;font-weight:bold;">Four-walled</td> <td data-sheets-value='{"1":2,"2":"Clear (A/H/H/H)"}' style="border-right:1px solid #000000;overflow:hidden;padding:0px 3px 0px 3px;vertical-align:bottom;font-weight:bold;">Clear (A/H/H/H)</td> <td data-sheets-numberformat='{"1":2,"2":"0.00","3":1}' data-sheets-value='{"1":3,"3":1.28}' style="overflow:hidden;padding:0px 3px 0px 3px;vertical-align:bottom;text-align:center;">1.28</td> <td data-sheets-numberformat='{"1":2,"2":"0","3":1}' data-sheets-value='{"1":3,"3":64}' style="overflow:hidden;padding:0px 3px 0px 3px;vertical-align:bottom;text-align:center;">64</td> <td data-sheets-numberformat='{"1":2,"2":"0","3":1}' data-sheets-value='{"1":3,"3":52}' style="overflow:hidden;padding:0px 3px 0px 3px;vertical-align:bottom;text-align:center;">52</td> <td data-sheets-numberformat='{"1":2,"2":"0","3":1}' data-sheets-value='{"1":3,"3":23}' style="border-right:1px solid #000000;overflow:hidden;padding:0px 3px 0px 3px;vertical-align:bottom;text-align:center;">23</td> </tr> <tr style="height:20px;"> <td style="border-bottom:1px solid #000000;border-left:1px solid #000000;overflow:hidden;padding:0px 3px 0px 3px;vertical-align:bottom;"></td> <td data-sheets-value='{"1":2,"2":"Four-walled"}' style="border-bottom:1px solid #000000;overflow:hidden;padding:0px 3px 0px 3px;vertical-align:bottom;font-weight:bold;">Four-walled</td> <td data-sheets-value='{"1":2,"2":"Opal (A/H/O/H)"}' style="border-right:1px solid #000000;border-bottom:1px solid #000000;overflow:hidden;padding:0px 3px 0px 3px;vertical-align:bottom;font-weight:bold;">Opal (A/H/O/H)</td> <td data-sheets-numberformat='{"1":2,"2":"0.00","3":1}' data-sheets-value='{"1":3,"3":1.28}' style="border-bottom:1px solid #000000;overflow:hidden;padding:0px 3px 0px 3px;vertical-align:bottom;text-align:center;">1.28</td> <td data-sheets-numberformat='{"1":2,"2":"0","3":1}' data-sheets-value='{"1":3,"3":59}' style="border-bottom:1px solid #000000;overflow:hidden;padding:0px 3px 0px 3px;vertical-align:bottom;text-align:center;">59</td> <td data-sheets-numberformat='{"1":2,"2":"0","3":1}' data-sheets-value='{"1":3,"3":46}' style="border-bottom:1px solid #000000;overflow:hidden;padding:0px 3px 0px 3px;vertical-align:bottom;text-align:center;">46</td> <td data-sheets-numberformat='{"1":2,"2":"0","3":1}' data-sheets-value='{"1":3,"3":23}' style="border-right:1px solid #000000;border-bottom:1px solid #000000;overflow:hidden;padding:0px 3px 0px 3px;vertical-align:bottom;text-align:center;">23</td> </tr> <tr style="height:20px;"> <td data-sheets-value='{"1":2,"2":"Polycarbonate"}' style="border-left:1px solid #000000;overflow:hidden;padding:0px 3px 0px 3px;vertical-align:bottom;font-weight:bold;">Polycarbonate</td> <td data-sheets-value='{"1":2,"2":"Single-walled"}' style="overflow:hidden;padding:0px 3px 0px 3px;vertical-align:bottom;font-weight:bold;">Single-walled</td> <td data-sheets-value='{"1":2,"2":"Heatstop Opal (T)"}' style="border-right:1px solid #000000;overflow:hidden;padding:0px 3px 0px 3px;vertical-align:bottom;font-weight:bold;">Heatstop Opal (T)</td> <td data-sheets-numberformat='{"1":2,"2":"0.00","3":1}' data-sheets-value='{"1":3,"3":5.17}' style="overflow:hidden;padding:0px 3px 0px 3px;vertical-align:bottom;text-align:center;">5.17</td> <td data-sheets-numberformat='{"1":2,"2":"0","3":1}' data-sheets-value='{"1":3,"3":49}' style="overflow:hidden;padding:0px 3px 0px 3px;vertical-align:bottom;text-align:center;">49</td> <td data-sheets-numberformat='{"1":2,"2":"0","3":1}' data-sheets-value='{"1":3,"3":59}' style="overflow:hidden;padding:0px 3px 0px 3px;vertical-align:bottom;text-align:center;">59</td> <td data-sheets-numberformat='{"1":2,"2":"0","3":1}' data-sheets-value='{"1":2,"2":"-"}' style="border-right:1px solid #000000;overflow:hidden;padding:0px 3px 0px 3px;vertical-align:bottom;text-align:center;">-</td> </tr> <tr style="height:20px;"> <td data-sheets-value='{"1":2,"2":"Heatstop PC"}' style="border-left:1px solid #000000;overflow:hidden;padding:0px 3px 0px 3px;vertical-align:bottom;font-weight:bold;">Heatstop PC</td> <td data-sheets-value='{"1":2,"2":"Double-walled"}' style="overflow:hidden;padding:0px 3px 0px 3px;vertical-align:bottom;font-weight:bold;">Double-walled</td> <td data-sheets-value='{"1":2,"2":"Clear (T/H)"}' style="border-right:1px solid #000000;overflow:hidden;padding:0px 3px 0px 3px;vertical-align:bottom;font-weight:bold;">Clear (T/H)</td> <td data-sheets-numberformat='{"1":2,"2":"0.00","3":1}' data-sheets-value='{"1":3,"3":2.9}' style="overflow:hidden;padding:0px 3px 0px 3px;vertical-align:bottom;text-align:center;">2.90</td> <td data-sheets-numberformat='{"1":2,"2":"0","3":1}' data-sheets-value='{"1":3,"3":44}' style="overflow:hidden;padding:0px 3px 0px 3px;vertical-align:bottom;text-align:center;">44</td> <td data-sheets-numberformat='{"1":2,"2":"0","3":1}' data-sheets-value='{"1":3,"3":51}' style="overflow:hidden;padding:0px 3px 0px 3px;vertical-align:bottom;text-align:center;">51</td> <td data-sheets-numberformat='{"1":2,"2":"0","3":1}' data-sheets-value='{"1":3,"3":20}' style="border-right:1px solid #000000;overflow:hidden;padding:0px 3px 0px 3px;vertical-align:bottom;text-align:center;">20</td> </tr> <tr style="height:20px;"> <td style="border-left:1px solid #000000;overflow:hidden;padding:0px 3px 0px 3px;vertical-align:bottom;font-weight:bold;"></td> <td data-sheets-value='{"1":2,"2":"Double-walled"}' style="overflow:hidden;padding:0px 3px 0px 3px;vertical-align:bottom;font-weight:bold;">Double-walled</td> <td data-sheets-value='{"1":2,"2":"Opal (T/O)"}' style="border-right:1px solid #000000;overflow:hidden;padding:0px 3px 0px 3px;vertical-align:bottom;font-weight:bold;">Opal (T/O)</td> <td data-sheets-numberformat='{"1":2,"2":"0.00","3":1}' data-sheets-value='{"1":3,"3":2.9}' style="overflow:hidden;padding:0px 3px 0px 3px;vertical-align:bottom;text-align:center;">2.90</td> <td data-sheets-numberformat='{"1":2,"2":"0","3":1}' data-sheets-value='{"1":3,"3":41}' style="overflow:hidden;padding:0px 3px 0px 3px;vertical-align:bottom;text-align:center;">41</td> <td data-sheets-numberformat='{"1":2,"2":"0","3":1}' data-sheets-value='{"1":3,"3":45}' style="overflow:hidden;padding:0px 3px 0px 3px;vertical-align:bottom;text-align:center;">45</td> <td data-sheets-numberformat='{"1":2,"2":"0","3":1}' data-sheets-value='{"1":3,"3":20}' style="border-right:1px solid #000000;overflow:hidden;padding:0px 3px 0px 3px;vertical-align:bottom;text-align:center;">20</td> </tr> <tr style="height:20px;"> <td style="border-left:1px solid #000000;overflow:hidden;padding:0px 3px 0px 3px;vertical-align:bottom;font-weight:bold;"></td> <td data-sheets-value='{"1":2,"2":"Triple-walled"}' style="overflow:hidden; | skylux-160-ce-met-koepel-en-pvc-opstand-30-20-met-lm-motor-en-windvang-1050-x-2250-mm | 8586039853389 | 46872372904269
Smoke and heat exhaust (SHEV) | SHE system | Skylux | Skylux 160° CE with skylight and PVC curb 30/20 with LM-actuator and spoiler 1100 x 1100 mm |  | 26598 | 5412970265986 | 4163.65 | Yes | 30-45 | 69.21 | 1100 x 1100 mm | 1100 | 1100 |  | PVC 30/20 (30 cm high & roof opening = 20 cm larger than daylight size) | Square | 5.17 W/m²K - 1.28 W/m²K | 87% - 32% | 90% - 32% | 20dB - 23dB | 160° CE (for industry) | skylight | with spoiler | E | Single actuator | Maximum four-walled skylight possible for this product | Ut-value LT-value g-value Rw-value EN 1873 : 2014 EN ISO 13468 EN 16153 EN 410 EN 410 EN ISO 140-3 Material Walls Shells (W/m²K) (%) (%) (dB) Acrylic Single-walled Clear (H) 5.17 90 87 - PMMA Single-walled Opal (O) 5.17 83 76 - Double-walled Clear (H/H) 2.90 81 75 20 Double-walled Opal (O/O) 2.90 69 58 20 Triple-walled Clear (H/H/H) 1.70 73 65 22 Triple-walled Opal (O/H/O) 1.70 62 51 22 Four-walled Clear (H/H/H/H) 1.28 64 54 23 Four-walled Opal (H/H/O/H) 1.28 59 48 23 Polycarbonate Single-walled Clear (A) 5.17 88 83 - PC Single-walled Opal (D) 5.17 58 60 - Double-walled Clear (A/H) 2.90 79 72 20 Double-walled Clear (A/A) 2.90 77 69 20 Double-walled Opal (A/O) 2.90 73 63 20 Double-walled Opal (A/D) 2.90 51 50 20 Triple-walled Clear (A/H/H) 1.70 71 63 22 Triple-walled Opal (A/O/O) 1.70 61 48 22 Four-walled Clear (A/H/H/H) 1.28 64 52 23 Four-walled Opal (A/H/O/H) 1.28 59 46 23 Polycarbonate Single-walled Heatstop Opal (T) 5.17 49 59 - Heatstop PC Double-walled Clear (T/H) 2.90 44 51 20 Double-walled Opal (T/O) 2.90 41 45 20 Triple-walled Clear (T/H/H) 1.70 40 <td data-sheets-numberformat='{"1":2,"2":"0","3":1}' data-sheets-value='{"1":3,"3":44}' style="overflow:hidden;paddin | https://skylux.eu/en/products/skylux-160-ce-met-koepel-en-pvc-opstand-30-20-met-lm-motor-en-windvang-1100-x-1100-mm | https://skylux.eu/cdn/shop/files/Skylux-160deg-CE-met-koepel-en-pvc-opstand-3020-met-LM-motor-en-windvang-1100-x-1100-mm-RWA-systeem.jpg?v=1702981481&width=1600 | https://skylux.eu/cdn/shop/files/e5a82811-1bb0-48e4-a776-cacb59c7c092_27d25c18-a02f-46fd-be3a-f5d9515717d0.jpg?v=1688551385&width=1600 | //skylux.eu/cdn/shop/files/E_MH_Mounting_instructions_Skylux_160_CE_LM.pdf?v=12406716259046007223 | //skylux.eu/cdn/shop/files/E_TD_Technical_File_Skylux_Skylux_160_CE_Electric.pdf?v=3667116872303399239 | <style type="text/css" id="isPasted"> <!--td { border: 1px solid #cccccc; } br { mso-data-placement: same-cell; } --> </style> <table border="1" cellpadding="0" cellspacing="0" dir="ltr" style="table-layout:fixed;font-size:10pt;font-family:Arial;border-collapse:collapse;border:none;"><tbody> <tr style="height:20px;"> <td style="overflow:hidden;padding:0px 3px 0px 3px;vertical-align:bottom;"></td> <td style="overflow:hidden;padding:0px 3px 0px 3px;vertical-align:bottom;"></td> <td style="overflow:hidden;padding:0px 3px 0px 3px;vertical-align:bottom;"></td> <td data-sheets-value='{"1":2,"2":"Ut-value"}' style="overflow:hidden;padding:0px 3px 0px 3px;vertical-align:bottom;font-weight:bold;text-align:center;">Ut-value</td> <td data-sheets-value='{"1":2,"2":"LT-value"}' style="overflow:hidden;padding:0px 3px 0px 3px;vertical-align:bottom;font-weight:bold;text-align:center;">LT-value</td> <td data-sheets-value='{"1":2,"2":"g-value"}' style="overflow:hidden;padding:0px 3px 0px 3px;vertical-align:bottom;font-weight:bold;text-align:center;">g-value</td> <td data-sheets-value='{"1":2,"2":"Rw-value "}' style="overflow:hidden;padding:0px 3px 0px 3px;vertical-align:bottom;font-weight:bold;text-align:center;">Rw-value </td> </tr> <tr style="height:20px;"> <td style="overflow:hidden;padding:0px 3px 0px 3px;vertical-align:bottom;"></td> <td style="overflow:hidden;padding:0px 3px 0px 3px;vertical-align:bottom;"></td> <td style="overflow:hidden;padding:0px 3px 0px 3px;vertical-align:bottom;"></td> <td data-sheets-numberformat='{"1":2,"2":"0.00","3":1}' data-sheets-value='{"1":2,"2":"EN 1873 : 2014"}' style="overflow:hidden;padding:0px 3px 0px 3px;vertical-align:bottom;text-align:center;">EN 1873 : 2014</td> <td data-sheets-numberformat='{"1":2,"2":"0","3":1}' data-sheets-value='{"1":2,"2":"EN ISO 13468 EN 16153 EN 410"}' style="overflow:hidden;padding:0px 3px 0px 3px;vertical-align:bottom;text-align:center;">EN ISO 13468 EN 16153 EN 410</td> <td data-sheets-numberformat='{"1":2,"2":"0","3":1}' data-sheets-value='{"1":2,"2":"EN 410"}' style="overflow:hidden;padding:0px 3px 0px 3px;vertical-align:bottom;text-align:center;">EN 410</td> <td data-sheets-value='{"1":2,"2":"EN ISO 140-3\t\t"}' style="overflow:hidden;padding:0px 3px 0px 3px;vertical-align:bottom;text-align:center;">EN ISO 140-3 </td> </tr> <tr style="height:20px;"> <td data-sheets-value='{"1":2,"2":"Material"}' style="border-bottom:1px solid #000000;overflow:hidden;padding:0px 3px 0px 3px;vertical-align:bottom;background-color:#000000;font-weight:bold;color:#ffffff;">Material</td> <td data-sheets-value='{"1":2,"2":"Walls"}' style="border-bottom:1px solid #000000;overflow:hidden;padding:0px 3px 0px 3px;vertical-align:bottom;background-color:#000000;font-weight:bold;color:#ffffff;">Walls</td> <td data-sheets-value='{"1":2,"2":"Shells"}' style="border-bottom:1px solid #000000;overflow:hidden;padding:0px 3px 0px 3px;vertical-align:bottom;background-color:#000000;font-weight:bold;color:#ffffff;">Shells</td> <td data-sheets-numberformat='{"1":2,"2":"0.00","3":1}' data-sheets-value='{"1":2,"2":"(W/m²K)\t"}' style="border-bottom:1px solid #000000;overflow:hidden;padding:0px 3px 0px 3px;vertical-align:bottom;background-color:#000000;font-weight:bold;color:#ffffff;text-align:center;">(W/m²K) </td> <td data-sheets-numberformat='{"1":2,"2":"0","3":1}' data-sheets-value='{"1":2,"2":"(%)"}' style="border-bottom:1px solid #000000;overflow:hidden;padding:0px 3px 0px 3px;vertical-align:bottom;background-color:#000000;font-weight:bold;color:#ffffff;text-align:center;">(%)</td> <td data-sheets-numberformat='{"1":2,"2":"0","3":1}' data-sheets-value='{"1":2,"2":"(%)"}' style="border-bottom:1px solid #000000;overflow:hidden;padding:0px 3px 0px 3px;vertical-align:bottom;background-color:#000000;font-weight:bold;color:#ffffff;text-align:center;">(%)</td> <td data-sheets-value='{"1":2,"2":"(dB)"}' style="border-bottom:1px solid #000000;overflow:hidden;padding:0px 3px 0px 3px;vertical-align:bottom;background-color:#000000;font-weight:bold;color:#ffffff;text-align:center;">(dB)</td> </tr> <tr style="height:20px;"> <td data-sheets-value='{"1":2,"2":"Acrylic"}' style="border-left:1px solid #000000;overflow:hidden;padding:0px 3px 0px 3px;vertical-align:bottom;font-weight:bold;">Acrylic</td> <td data-sheets-value='{"1":2,"2":"Single-walled"}' style="overflow:hidden;padding:0px 3px 0px 3px;vertical-align:bottom;font-weight:bold;">Single-walled</td> <td data-sheets-value='{"1":2,"2":"Clear (H)"}' style="border-right:1px solid #000000;overflow:hidden;padding:0px 3px 0px 3px;vertical-align:bottom;font-weight:bold;">Clear (H)</td> <td data-sheets-numberformat='{"1":2,"2":"0.00","3":1}' data-sheets-value='{"1":3,"3":5.17}' style="overflow:hidden;padding:0px 3px 0px 3px;vertical-align:bottom;text-align:center;">5.17</td> <td data-sheets-numberformat='{"1":2,"2":"0","3":1}' data-sheets-value='{"1":3,"3":90}' style="overflow:hidden;padding:0px 3px 0px 3px;vertical-align:bottom;text-align:center;">90</td> <td data-sheets-numberformat='{"1":2,"2":"0","3":1}' data-sheets-value='{"1":3,"3":87}' style="overflow:hidden;padding:0px 3px 0px 3px;vertical-align:bottom;text-align:center;">87</td> <td data-sheets-numberformat='{"1":2,"2":"0","3":1}' data-sheets-value='{"1":2,"2":"-"}' style="border-right:1px solid #000000;overflow:hidden;padding:0px 3px 0px 3px;vertical-align:bottom;text-align:center;">-</td> </tr> <tr style="height:20px;"> <td data-sheets-value='{"1":2,"2":"PMMA"}' style="border-left:1px solid #000000;overflow:hidden;padding:0px 3px 0px 3px;vertical-align:bottom;font-weight:bold;">PMMA</td> <td data-sheets-value='{"1":2,"2":"Single-walled"}' style="overflow:hidden;padding:0px 3px 0px 3px;vertical-align:bottom;font-weight:bold;">Single-walled</td> <td data-sheets-value='{"1":2,"2":"Opal (O)"}' style="border-right:1px solid #000000;overflow:hidden;padding:0px 3px 0px 3px;vertical-align:bottom;font-weight:bold;">Opal (O)</td> <td data-sheets-numberformat='{"1":2,"2":"0.00","3":1}' data-sheets-value='{"1":3,"3":5.17}' style="overflow:hidden;padding:0px 3px 0px 3px;vertical-align:bottom;text-align:center;">5.17</td> <td data-sheets-numberformat='{"1":2,"2":"0","3":1}' data-sheets-value='{"1":3,"3":83}' style="overflow:hidden;padding:0px 3px 0px 3px;vertical-align:bottom;text-align:center;">83</td> <td data-sheets-numberformat='{"1":2,"2":"0","3":1}' data-sheets-value='{"1":3,"3":76}' style="overflow:hidden;padding:0px 3px 0px 3px;vertical-align:bottom;text-align:center;">76</td> <td data-sheets-numberformat='{"1":2,"2":"0","3":1}' data-sheets-value='{"1":2,"2":"-"}' style="border-right:1px solid #000000;overflow:hidden;padding:0px 3px 0px 3px;vertical-align:bottom;text-align:center;">-</td> </tr> <tr style="height:20px;"> <td style="border-left:1px solid #000000;overflow:hidden;padding:0px 3px 0px 3px;vertical-align:bottom;font-weight:bold;"></td> <td data-sheets-value='{"1":2,"2":"Double-walled"}' style="overflow:hidden;padding:0px 3px 0px 3px;vertical-align:bottom;font-weight:bold;">Double-walled</td> <td data-sheets-value='{"1":2,"2":"Clear (H/H)"}' style="border-right:1px solid #000000;overflow:hidden;padding:0px 3px 0px 3px;vertical-align:bottom;font-weight:bold;">Clear (H/H)</td> <td data-sheets-numberformat='{"1":2,"2":"0.00","3":1}' data-sheets-value='{"1":3,"3":2.9}' style="overflow:hidden;padding:0px 3px 0px 3px;vertical-align:bottom;text-align:center;">2.90</td> <td data-sheets-numberformat='{"1":2,"2":"0","3":1}' data-sheets-value='{"1":3,"3":81}' style="overflow:hidden;padding:0px 3px 0px 3px;vertical-align:bottom;text-align:center;">81</td> <td data-sheets-numberformat='{"1":2,"2":"0","3":1}' data-sheets-value='{"1":3,"3":75}' style="overflow:hidden;padding:0px 3px 0px 3px;vertical-align:bottom;text-align:center;">75</td> <td data-sheets-numberformat='{"1":2,"2":"0","3":1}' data-sheets-value='{"1":3,"3":20}' style="border-right:1px solid #000000;overflow:hidden;padding:0px 3px 0px 3px;vertical-align:bottom;text-align:center;">20</td> </tr> <tr style="height:20px;"> <td style="border-left:1px solid #000000;overflow:hidden;padding:0px 3px 0px 3px;vertical-align:bottom;font-weight:bold;"></td> <td data-sheets-value='{"1":2,"2":"Double-walled"}' style="overflow:hidden;padding:0px 3px 0px 3px;vertical-align:bottom;font-weight:bold;">Double-walled</td> <td data-sheets-value='{"1":2,"2":"Opal (O/O)"}' style="border-right:1px solid #000000;overflow:hidden;padding:0px 3px 0px 3px;vertical-align:bottom;font-weight:bold;">Opal (O/O)</td> <td data-sheets-numberformat='{"1":2,"2":"0.00","3":1}' data-sheets-value='{"1":3,"3":2.9}' style="overflow:hidden;padding:0px 3px 0px 3px;vertical-align:bottom;text-align:center;">2.90</td> <td data-sheets-numberformat='{"1":2,"2":"0","3":1}' data-sheets-value='{"1":3,"3":69}' style="overflow:hidden;padding:0px 3px 0px 3px;vertical-align:bottom;text-align:center;">69</td> <td data-sheets-numberformat='{"1":2,"2":"0","3":1}' data-sheets-value='{"1":3,"3":58}' style="overflow:hidden;padding:0px 3px 0px 3px;vertical-align:bottom;text-align:center;">58</td> <td data-sheets-numberformat='{"1":2,"2":"0","3":1}' data-sheets-value='{"1":3,"3":20}' style="border-right:1px solid #000000;overflow:hidden;padding:0px 3px 0px 3px;vertical-align:bottom;text-align:center;">20</td> </tr> <tr style="height:20px;"> <td style="border-left:1px solid #000000;overflow:hidden;padding:0px 3px 0px 3px;vertical-align:bottom;font-weight:bold;"></td> <td data-sheets-value='{"1":2,"2":"Triple-walled"}' style="overflow:hidden;padding:0px 3px 0px 3px;vertical-align:bottom;font-weight:bold;">Triple-walled</td> <td data-sheets-value='{"1":2,"2":"Clear (H/H/H)"}' style="border-right:1px solid #000000;overflow:hidden;padding:0px 3px 0px 3px;vertical-align:bottom;font-weight:bold;">Clear (H/H/H)</td> <td data-sheets-numberformat='{"1":2,"2":"0.00","3":1}' data-sheets-value='{"1":3,"3":1.7}' style="overflow:hidden;padding:0px 3px 0px 3px;vertical-align:bottom;text-align:center;">1.70</td> <td data-sheets-numberformat='{"1":2,"2":"0","3":1}' data-sheets-value='{"1":3,"3":73}' style="overflow:hidden;padding:0px 3px 0px 3px;vertical-align:bottom;text-align:center;">73</td> <td data-sheets-numberformat='{"1":2,"2":"0","3":1}' data-sheets-value='{"1":3,"3":65}' style="overflow:hidden;padding:0px 3px 0px 3px;vertical-align:bottom;text-align:center;">65</td> <td data-sheets-numberformat='{"1":2,"2":"0","3":1}' data-sheets-value='{"1":3,"3":22}' style="border-right:1px solid #000000;overflow:hidden;padding:0px 3px 0px 3px;vertical-align:bottom;text-align:center;">22</td> </tr> <tr style="height:20px;"> <td style="border-left:1px solid #000000;overflow:hidden;padding:0px 3px 0px 3px;vertical-align:bottom;font-weight:bold;"></td> <td data-sheets-value='{"1":2,"2":"Triple-walled"}' style="overflow:hidden;padding:0px 3px 0px 3px;vertical-align:bottom;font-weight:bold;">Triple-walled</td> <td data-sheets-value='{"1":2,"2":"Opal (O/H/O)"}' style="border-right:1px solid #000000;overflow:hidden;padding:0px 3px 0px 3px;vertical-align:bottom;font-weight:bold;">Opal (O/H/O)</td> <td data-sheets-numberformat='{"1":2,"2":"0.00","3":1}' data-sheets-value='{"1":3,"3":1.7}' style="overflow:hidden;padding:0px 3px 0px 3px;vertical-align:bottom;text-align:center;">1.70</td> <td data-sheets-numberformat='{"1":2,"2":"0","3":1}' data-sheets-value='{"1":3,"3":62}' style="overflow:hidden;padding:0px 3px 0px 3px;vertical-align:bottom;text-align:center;">62</td> <td data-sheets-numberformat='{"1":2,"2":"0","3":1}' data-sheets-value='{"1":3,"3":51}' style="overflow:hidden;padding:0px 3px 0px 3px;vertical-align:bottom;text-align:center;">51</td> <td data-sheets-numberformat='{"1":2,"2":"0","3":1}' data-sheets-value='{"1":3,"3":22}' style="border-right:1px solid #000000;overflow:hidden;padding:0px 3px 0px 3px;vertical-align:bottom;text-align:center;">22</td> </tr> <tr style="height:20px;"> <td style="border-left:1px solid #000000;overflow:hidden;padding:0px 3px 0px 3px;vertical-align:bottom;font-weight:bold;"></td> <td data-sheets-value='{"1":2,"2":"Four-walled"}' style="overflow:hidden;padding:0px 3px 0px 3px;vertical-align:bottom;font-weight:bold;">Four-walled</td> <td data-sheets-value='{"1":2,"2":"Clear (H/H/H/H)"}' style="border-right:1px solid #000000;overflow:hidden;padding:0px 3px 0px 3px;vertical-align:bottom;font-weight:bold;">Clear (H/H/H/H)</td> <td data-sheets-numberformat='{"1":2,"2":"0.00","3":1}' data-sheets-value='{"1":3,"3":1.28}' style="overflow:hidden;padding:0px 3px 0px 3px;vertical-align:bottom;text-align:center;">1.28</td> <td data-sheets-numberformat='{"1":2,"2":"0","3":1}' data-sheets-value='{"1":3,"3":64}' style="overflow:hidden;padding:0px 3px 0px 3px;vertical-align:bottom;text-align:center;">64</td> <td data-sheets-numberformat='{"1":2,"2":"0","3":1}' data-sheets-value='{"1":3,"3":54}' style="overflow:hidden;padding:0px 3px 0px 3px;vertical-align:bottom;text-align:center;">54</td> <td data-sheets-numberformat='{"1":2,"2":"0","3":1}' data-sheets-value='{"1":3,"3":23}' style="border-right:1px solid #000000;overflow:hidden;padding:0px 3px 0px 3px;vertical-align:bottom;text-align:center;">23</td> </tr> <tr style="height:20px;"> <td style="border-bottom:1px solid #000000;border-left:1px solid #000000;overflow:hidden;padding:0px 3px 0px 3px;vertical-align:bottom;"></td> <td data-sheets-value='{"1":2,"2":"Four-walled"}' style="border-bottom:1px solid #000000;overflow:hidden;padding:0px 3px 0px 3px;vertical-align:bottom;font-weight:bold;">Four-walled</td> <td data-sheets-value='{"1":2,"2":"Opal (H/H/O/H)"}' style="border-right:1px solid #000000;border-bottom:1px solid #000000;overflow:hidden;padding:0px 3px 0px 3px;vertical-align:bottom;font-weight:bold;">Opal (H/H/O/H)</td> <td data-sheets-numberformat='{"1":2,"2":"0.00","3":1}' data-sheets-value='{"1":3,"3":1.28}' style="border-bottom:1px solid #000000;overflow:hidden;padding:0px 3px 0px 3px;vertical-align:bottom;text-align:center;">1.28</td> <td data-sheets-numberformat='{"1":2,"2":"0","3":1}' data-sheets-value='{"1":3,"3":59}' style="border-bottom:1px solid #000000;overflow:hidden;padding:0px 3px 0px 3px;vertical-align:bottom;text-align:center;">59</td> <td data-sheets-numberformat='{"1":2,"2":"0","3":1}' data-sheets-value='{"1":3,"3":48}' style="border-bottom:1px solid #000000;overflow:hidden;padding:0px 3px 0px 3px;vertical-align:bottom;text-align:center;">48</td> <td data-sheets-numberformat='{"1":2,"2":"0","3":1}' data-sheets-value='{"1":3,"3":23}' style="border-right:1px solid #000000;border-bottom:1px solid #000000;overflow:hidden;padding:0px 3px 0px 3px;vertical-align:bottom;text-align:center;">23</td> </tr> <tr style="height:20px;"> <td data-sheets-value='{"1":2,"2":"Polycarbonate "}' style="border-left:1px solid #000000;overflow:hidden;padding:0px 3px 0px 3px;vertical-align:bottom;font-weight:bold;">Polycarbonate </td> <td data-sheets-value='{"1":2,"2":"Single-walled"}' style="overflow:hidden;padding:0px 3px 0px 3px;vertical-align:bottom;font-weight:bold;">Single-walled</td> <td data-sheets-value='{"1":2,"2":"Clear (A)"}' style="border-right:1px solid #000000;overflow:hidden;padding:0px 3px 0px 3px;vertical-align:bottom;font-weight:bold;">Clear (A)</td> <td data-sheets-numberformat='{"1":2,"2":"0.00","3":1}' data-sheets-value='{"1":3,"3":5.17}' style="overflow:hidden;padding:0px 3px 0px 3px;vertical-align:bottom;text-align:center;">5.17</td> <td data-sheets-numberformat='{"1":2,"2":"0","3":1}' data-sheets-value='{"1":3,"3":88}' style="overflow:hidden;padding:0px 3px 0px 3px;vertical-align:bottom;text-align:center;">88</td> <td data-sheets-numberformat='{"1":2,"2":"0","3":1}' data-sheets-value='{"1":3,"3":83}' style="overflow:hidden;padding:0px 3px 0px 3px;vertical-align:bottom;text-align:center;">83</td> <td data-sheets-numberformat='{"1":2,"2":"0","3":1}' data-sheets-value='{"1":2,"2":"-"}' style="border-right:1px solid #000000;overflow:hidden;padding:0px 3px 0px 3px;vertical-align:bottom;text-align:center;">-</td> </tr> <tr style="height:20px;"> <td data-sheets-value='{"1":2,"2":"PC"}' style="border-left:1px solid #000000;overflow:hidden;padding:0px 3px 0px 3px;vertical-align:bottom;font-weight:bold;">PC</td> <td data-sheets-value='{"1":2,"2":"Single-walled"}' style="overflow:hidden;padding:0px 3px 0px 3px;vertical-align:bottom;font-weight:bold;">Single-walled</td> <td data-sheets-value='{"1":2,"2":"Opal (D)"}' style="border-right:1px solid #000000;overflow:hidden;padding:0px 3px 0px 3px;vertical-align:bottom;font-weight:bold;">Opal (D)</td> <td data-sheets-numberformat='{"1":2,"2":"0.00","3":1}' data-sheets-value='{"1":3,"3":5.17}' style="overflow:hidden;padding:0px 3px 0px 3px;vertical-align:bottom;text-align:center;">5.17</td> <td data-sheets-numberformat='{"1":2,"2":"0","3":1}' data-sheets-value='{"1":3,"3":58}' style="overflow:hidden;padding:0px 3px 0px 3px;vertical-align:bottom;text-align:center;">58</td> <td data-sheets-numberformat='{"1":2,"2":"0","3":1}' data-sheets-value='{"1":3,"3":60}' style="overflow:hidden;padding:0px 3px 0px 3px;vertical-align:bottom;text-align:center;">60</td> <td data-sheets-numberformat='{"1":2,"2":"0","3":1}' data-sheets-value='{"1":2,"2":"-"}' style="border-right:1px solid #000000;overflow:hidden;padding:0px 3px 0px 3px;vertical-align:bottom;text-align:center;">-</td> </tr> <tr style="height:20px;"> <td style="border-left:1px solid #000000;overflow:hidden;padding:0px 3px 0px 3px;vertical-align:bottom;font-weight:bold;"></td> <td data-sheets-value='{"1":2,"2":"Double-walled"}' style="overflow:hidden;padding:0px 3px 0px 3px;vertical-align:bottom;font-weight:bold;">Double-walled</td> <td data-sheets-value='{"1":2,"2":"Clear (A/H)"}' style="border-right:1px solid #000000;overflow:hidden;padding:0px 3px 0px 3px;vertical-align:bottom;font-weight:bold;">Clear (A/H)</td> <td data-sheets-numberformat='{"1":2,"2":"0.00","3":1}' data-sheets-value='{"1":3,"3":2.9}' style="overflow:hidden;padding:0px 3px 0px 3px;vertical-align:bottom;text-align:center;">2.90</td> <td data-sheets-numberformat='{"1":2,"2":"0","3":1}' data-sheets-value='{"1":3,"3":79}' style="overflow:hidden;padding:0px 3px 0px 3px;vertical-align:bottom;text-align:center;">79</td> <td data-sheets-numberformat='{"1":2,"2":"0","3":1}' data-sheets-value='{"1":3,"3":72}' style="overflow:hidden;padding:0px 3px 0px 3px;vertical-align:bottom;text-align:center;">72</td> <td data-sheets-numberformat='{"1":2,"2":"0","3":1}' data-sheets-value='{"1":3,"3":20}' style="border-right:1px solid #000000;overflow:hidden;padding:0px 3px 0px 3px;vertical-align:bottom;text-align:center;">20</td> </tr> <tr style="height:20px;"> <td style="border-left:1px solid #000000;overflow:hidden;padding:0px 3px 0px 3px;vertical-align:bottom;font-weight:bold;"></td> <td data-sheets-value='{"1":2,"2":"Double-walled"}' style="overflow:hidden;padding:0px 3px 0px 3px;vertical-align:bottom;font-weight:bold;">Double-walled</td> <td data-sheets-value='{"1":2,"2":"Clear (A/A)"}' style="border-right:1px solid #000000;overflow:hidden;padding:0px 3px 0px 3px;vertical-align:bottom;font-weight:bold;">Clear (A/A)</td> <td data-sheets-numberformat='{"1":2,"2":"0.00","3":1}' data-sheets-value='{"1":3,"3":2.9}' style="overflow:hidden;padding:0px 3px 0px 3px;vertical-align:bottom;text-align:center;">2.90</td> <td data-sheets-numberformat='{"1":2,"2":"0","3":1}' data-sheets-value='{"1":3,"3":77}' style="overflow:hidden;padding:0px 3px 0px 3px;vertical-align:bottom;text-align:center;">77</td> <td data-sheets-numberformat='{"1":2,"2":"0","3":1}' data-sheets-value='{"1":3,"3":69}' style="overflow:hidden;padding:0px 3px 0px 3px;vertical-align:bottom;text-align:center;">69</td> <td data-sheets-numberformat='{"1":2,"2":"0","3":1}' data-sheets-value='{"1":3,"3":20}' style="border-right:1px solid #000000;overflow:hidden;padding:0px 3px 0px 3px;vertical-align:bottom;text-align:center;">20</td> </tr> <tr style="height:20px;"> <td style="border-left:1px solid #000000;overflow:hidden;padding:0px 3px 0px 3px;vertical-align:bottom;font-weight:bold;"></td> <td data-sheets-value='{"1":2,"2":"Double-walled"}' style="overflow:hidden;padding:0px 3px 0px 3px;vertical-align:bottom;font-weight:bold;">Double-walled</td> <td data-sheets-value='{"1":2,"2":"Opal (A/O)"}' style="border-right:1px solid #000000;overflow:hidden;padding:0px 3px 0px 3px;vertical-align:bottom;font-weight:bold;">Opal (A/O)</td> <td data-sheets-numberformat='{"1":2,"2":"0.00","3":1}' data-sheets-value='{"1":3,"3":2.9}' style="overflow:hidden;padding:0px 3px 0px 3px;vertical-align:bottom;text-align:center;">2.90</td> <td data-sheets-numberformat='{"1":2,"2":"0","3":1}' data-sheets-value='{"1":3,"3":73}' style="overflow:hidden;padding:0px 3px 0px 3px;vertical-align:bottom;text-align:center;">73</td> <td data-sheets-numberformat='{"1":2,"2":"0","3":1}' data-sheets-value='{"1":3,"3":63}' style="overflow:hidden;padding:0px 3px 0px 3px;vertical-align:bottom;text-align:center;">63</td> <td data-sheets-numberformat='{"1":2,"2":"0","3":1}' data-sheets-value='{"1":3,"3":20}' style="border-right:1px solid #000000;overflow:hidden;padding:0px 3px 0px 3px;vertical-align:bottom;text-align:center;">20</td> </tr> <tr style="height:20px;"> <td style="border-left:1px solid #000000;overflow:hidden;padding:0px 3px 0px 3px;vertical-align:bottom;font-weight:bold;"></td> <td data-sheets-value='{"1":2,"2":"Double-walled"}' style="overflow:hidden;padding:0px 3px 0px 3px;vertical-align:bottom;font-weight:bold;">Double-walled</td> <td data-sheets-value='{"1":2,"2":"Opal (A/D)"}' style="border-right:1px solid #000000;overflow:hidden;padding:0px 3px 0px 3px;vertical-align:bottom;font-weight:bold;">Opal (A/D)</td> <td data-sheets-numberformat='{"1":2,"2":"0.00","3":1}' data-sheets-value='{"1":3,"3":2.9}' style="overflow:hidden;padding:0px 3px 0px 3px;vertical-align:bottom;text-align:center;">2.90</td> <td data-sheets-numberformat='{"1":2,"2":"0","3":1}' data-sheets-value='{"1":3,"3":51}' style="overflow:hidden;padding:0px 3px 0px 3px;vertical-align:bottom;text-align:center;">51</td> <td data-sheets-numberformat='{"1":2,"2":"0","3":1}' data-sheets-value='{"1":3,"3":50}' style="overflow:hidden;padding:0px 3px 0px 3px;vertical-align:bottom;text-align:center;">50</td> <td data-sheets-numberformat='{"1":2,"2":"0","3":1}' data-sheets-value='{"1":3,"3":20}' style="border-right:1px solid #000000;overflow:hidden;padding:0px 3px 0px 3px;vertical-align:bottom;text-align:center;">20</td> </tr> <tr style="height:20px;"> <td style="border-left:1px solid #000000;overflow:hidden;padding:0px 3px 0px 3px;vertical-align:bottom;font-weight:bold;"></td> <td data-sheets-value='{"1":2,"2":"Triple-walled"}' style="overflow:hidden;padding:0px 3px 0px 3px;vertical-align:bottom;font-weight:bold;">Triple-walled</td> <td data-sheets-value='{"1":2,"2":"Clear (A/H/H)"}' style="border-right:1px solid #000000;overflow:hidden;padding:0px 3px 0px 3px;vertical-align:bottom;font-weight:bold;">Clear (A/H/H)</td> <td data-sheets-numberformat='{"1":2,"2":"0.00","3":1}' data-sheets-value='{"1":3,"3":1.7}' style="overflow:hidden;padding:0px 3px 0px 3px;vertical-align:bottom;text-align:center;">1.70</td> <td data-sheets-numberformat='{"1":2,"2":"0","3":1}' data-sheets-value='{"1":3,"3":71}' style="overflow:hidden;padding:0px 3px 0px 3px;vertical-align:bottom;text-align:center;">71</td> <td data-sheets-numberformat='{"1":2,"2":"0","3":1}' data-sheets-value='{"1":3,"3":63}' style="overflow:hidden;padding:0px 3px 0px 3px;vertical-align:bottom;text-align:center;">63</td> <td data-sheets-numberformat='{"1":2,"2":"0","3":1}' data-sheets-value='{"1":3,"3":22}' style="border-right:1px solid #000000;overflow:hidden;padding:0px 3px 0px 3px;vertical-align:bottom;text-align:center;">22</td> </tr> <tr style="height:20px;"> <td style="border-left:1px solid #000000;overflow:hidden;padding:0px 3px 0px 3px;vertical-align:bottom;font-weight:bold;"></td> <td data-sheets-value='{"1":2,"2":"Triple-walled"}' style="overflow:hidden;padding:0px 3px 0px 3px;vertical-align:bottom;font-weight:bold;">Triple-walled</td> <td data-sheets-value='{"1":2,"2":"Opal (A/O/O)"}' style="border-right:1px solid #000000;overflow:hidden;padding:0px 3px 0px 3px;vertical-align:bottom;font-weight:bold;">Opal (A/O/O)</td> <td data-sheets-numberformat='{"1":2,"2":"0.00","3":1}' data-sheets-value='{"1":3,"3":1.7}' style="overflow:hidden;padding:0px 3px 0px 3px;vertical-align:bottom;text-align:center;">1.70</td> <td data-sheets-numberformat='{"1":2,"2":"0","3":1}' data-sheets-value='{"1":3,"3":61}' style="overflow:hidden;padding:0px 3px 0px 3px;vertical-align:bottom;text-align:center;">61</td> <td data-sheets-numberformat='{"1":2,"2":"0","3":1}' data-sheets-value='{"1":3,"3":48}' style="overflow:hidden;padding:0px 3px 0px 3px;vertical-align:bottom;text-align:center;">48</td> <td data-sheets-numberformat='{"1":2,"2":"0","3":1}' data-sheets-value='{"1":3,"3":22}' style="border-right:1px solid #000000;overflow:hidden;padding:0px 3px 0px 3px;vertical-align:bottom;text-align:center;">22</td> </tr> <tr style="height:20px;"> <td style="border-left:1px solid #000000;overflow:hidden;padding:0px 3px 0px 3px;vertical-align:bottom;font-weight:bold;"></td> <td data-sheets-value='{"1":2,"2":"Four-walled"}' style="overflow:hidden;padding:0px 3px 0px 3px;vertical-align:bottom;font-weight:bold;">Four-walled</td> <td data-sheets-value='{"1":2,"2":"Clear (A/H/H/H)"}' style="border-right:1px solid #000000;overflow:hidden;padding:0px 3px 0px 3px;vertical-align:bottom;font-weight:bold;">Clear (A/H/H/H)</td> <td data-sheets-numberformat='{"1":2,"2":"0.00","3":1}' data-sheets-value='{"1":3,"3":1.28}' style="overflow:hidden;padding:0px 3px 0px 3px;vertical-align:bottom;text-align:center;">1.28</td> <td data-sheets-numberformat='{"1":2,"2":"0","3":1}' data-sheets-value='{"1":3,"3":64}' style="overflow:hidden;padding:0px 3px 0px 3px;vertical-align:bottom;text-align:center;">64</td> <td data-sheets-numberformat='{"1":2,"2":"0","3":1}' data-sheets-value='{"1":3,"3":52}' style="overflow:hidden;padding:0px 3px 0px 3px;vertical-align:bottom;text-align:center;">52</td> <td data-sheets-numberformat='{"1":2,"2":"0","3":1}' data-sheets-value='{"1":3,"3":23}' style="border-right:1px solid #000000;overflow:hidden;padding:0px 3px 0px 3px;vertical-align:bottom;text-align:center;">23</td> </tr> <tr style="height:20px;"> <td style="border-bottom:1px solid #000000;border-left:1px solid #000000;overflow:hidden;padding:0px 3px 0px 3px;vertical-align:bottom;"></td> <td data-sheets-value='{"1":2,"2":"Four-walled"}' style="border-bottom:1px solid #000000;overflow:hidden;padding:0px 3px 0px 3px;vertical-align:bottom;font-weight:bold;">Four-walled</td> <td data-sheets-value='{"1":2,"2":"Opal (A/H/O/H)"}' style="border-right:1px solid #000000;border-bottom:1px solid #000000;overflow:hidden;padding:0px 3px 0px 3px;vertical-align:bottom;font-weight:bold;">Opal (A/H/O/H)</td> <td data-sheets-numberformat='{"1":2,"2":"0.00","3":1}' data-sheets-value='{"1":3,"3":1.28}' style="border-bottom:1px solid #000000;overflow:hidden;padding:0px 3px 0px 3px;vertical-align:bottom;text-align:center;">1.28</td> <td data-sheets-numberformat='{"1":2,"2":"0","3":1}' data-sheets-value='{"1":3,"3":59}' style="border-bottom:1px solid #000000;overflow:hidden;padding:0px 3px 0px 3px;vertical-align:bottom;text-align:center;">59</td> <td data-sheets-numberformat='{"1":2,"2":"0","3":1}' data-sheets-value='{"1":3,"3":46}' style="border-bottom:1px solid #000000;overflow:hidden;padding:0px 3px 0px 3px;vertical-align:bottom;text-align:center;">46</td> <td data-sheets-numberformat='{"1":2,"2":"0","3":1}' data-sheets-value='{"1":3,"3":23}' style="border-right:1px solid #000000;border-bottom:1px solid #000000;overflow:hidden;padding:0px 3px 0px 3px;vertical-align:bottom;text-align:center;">23</td> </tr> <tr style="height:20px;"> <td data-sheets-value='{"1":2,"2":"Polycarbonate"}' style="border-left:1px solid #000000;overflow:hidden;padding:0px 3px 0px 3px;vertical-align:bottom;font-weight:bold;">Polycarbonate</td> <td data-sheets-value='{"1":2,"2":"Single-walled"}' style="overflow:hidden;padding:0px 3px 0px 3px;vertical-align:bottom;font-weight:bold;">Single-walled</td> <td data-sheets-value='{"1":2,"2":"Heatstop Opal (T)"}' style="border-right:1px solid #000000;overflow:hidden;padding:0px 3px 0px 3px;vertical-align:bottom;font-weight:bold;">Heatstop Opal (T)</td> <td data-sheets-numberformat='{"1":2,"2":"0.00","3":1}' data-sheets-value='{"1":3,"3":5.17}' style="overflow:hidden;padding:0px 3px 0px 3px;vertical-align:bottom;text-align:center;">5.17</td> <td data-sheets-numberformat='{"1":2,"2":"0","3":1}' data-sheets-value='{"1":3,"3":49}' style="overflow:hidden;padding:0px 3px 0px 3px;vertical-align:bottom;text-align:center;">49</td> <td data-sheets-numberformat='{"1":2,"2":"0","3":1}' data-sheets-value='{"1":3,"3":59}' style="overflow:hidden;padding:0px 3px 0px 3px;vertical-align:bottom;text-align:center;">59</td> <td data-sheets-numberformat='{"1":2,"2":"0","3":1}' data-sheets-value='{"1":2,"2":"-"}' style="border-right:1px solid #000000;overflow:hidden;padding:0px 3px 0px 3px;vertical-align:bottom;text-align:center;">-</td> </tr> <tr style="height:20px;"> <td data-sheets-value='{"1":2,"2":"Heatstop PC"}' style="border-left:1px solid #000000;overflow:hidden;padding:0px 3px 0px 3px;vertical-align:bottom;font-weight:bold;">Heatstop PC</td> <td data-sheets-value='{"1":2,"2":"Double-walled"}' style="overflow:hidden;padding:0px 3px 0px 3px;vertical-align:bottom;font-weight:bold;">Double-walled</td> <td data-sheets-value='{"1":2,"2":"Clear (T/H)"}' style="border-right:1px solid #000000;overflow:hidden;padding:0px 3px 0px 3px;vertical-align:bottom;font-weight:bold;">Clear (T/H)</td> <td data-sheets-numberformat='{"1":2,"2":"0.00","3":1}' data-sheets-value='{"1":3,"3":2.9}' style="overflow:hidden;padding:0px 3px 0px 3px;vertical-align:bottom;text-align:center;">2.90</td> <td data-sheets-numberformat='{"1":2,"2":"0","3":1}' data-sheets-value='{"1":3,"3":44}' style="overflow:hidden;padding:0px 3px 0px 3px;vertical-align:bottom;text-align:center;">44</td> <td data-sheets-numberformat='{"1":2,"2":"0","3":1}' data-sheets-value='{"1":3,"3":51}' style="overflow:hidden;padding:0px 3px 0px 3px;vertical-align:bottom;text-align:center;">51</td> <td data-sheets-numberformat='{"1":2,"2":"0","3":1}' data-sheets-value='{"1":3,"3":20}' style="border-right:1px solid #000000;overflow:hidden;padding:0px 3px 0px 3px;vertical-align:bottom;text-align:center;">20</td> </tr> <tr style="height:20px;"> <td style="border-left:1px solid #000000;overflow:hidden;padding:0px 3px 0px 3px;vertical-align:bottom;font-weight:bold;"></td> <td data-sheets-value='{"1":2,"2":"Double-walled"}' style="overflow:hidden;padding:0px 3px 0px 3px;vertical-align:bottom;font-weight:bold;">Double-walled</td> <td data-sheets-value='{"1":2,"2":"Opal (T/O)"}' style="border-right:1px solid #000000;overflow:hidden;padding:0px 3px 0px 3px;vertical-align:bottom;font-weight:bold;">Opal (T/O)</td> <td data-sheets-numberformat='{"1":2,"2":"0.00","3":1}' data-sheets-value='{"1":3,"3":2.9}' style="overflow:hidden;padding:0px 3px 0px 3px;vertical-align:bottom;text-align:center;">2.90</td> <td data-sheets-numberformat='{"1":2,"2":"0","3":1}' data-sheets-value='{"1":3,"3":41}' style="overflow:hidden;padding:0px 3px 0px 3px;vertical-align:bottom;text-align:center;">41</td> <td data-sheets-numberformat='{"1":2,"2":"0","3":1}' data-sheets-value='{"1":3,"3":45}' style="overflow:hidden;padding:0px 3px 0px 3px;vertical-align:bottom;text-align:center;">45</td> <td data-sheets-numberformat='{"1":2,"2":"0","3":1}' data-sheets-value='{"1":3,"3":20}' style="border-right:1px solid #000000;overflow:hidden;padding:0px 3px 0px 3px;vertical-align:bottom;text-align:center;">20</td> </tr> <tr style="height:20px;"> <td style="border-left:1px solid #000000;overflow:hidden;padding:0px 3px 0px 3px;vertical-align:bottom;font-weight:bold;"></td> <td data-sheets-value='{"1":2,"2":"Triple-walled"}' style="overflow:hidden; | skylux-160-ce-met-koepel-en-pvc-opstand-30-20-met-lm-motor-en-windvang-1100-x-1100-mm | 8586039984461 | 46872373068109
Smoke and heat exhaust (SHEV) | SHE system | Skylux | Skylux 160° CE with skylight and PVC curb 30/20 with LM-actuator and spoiler 1100 x 1400 mm |  | 26599 | 5412970265993 | 4607.7 | Yes | 30-45 | 74.95 | 1100 x 1400 mm | 1400 | 1100 |  | PVC 30/20 (30 cm high & roof opening = 20 cm larger than daylight size) | Rectangular | 5.17 W/m²K - 1.28 W/m²K | 87% - 32% | 90% - 32% | 20dB - 23dB | 160° CE (for industry) | skylight | with spoiler | E | Single actuator | Maximum four-walled skylight possible for this product | Ut-value LT-value g-value Rw-value EN 1873 : 2014 EN ISO 13468 EN 16153 EN 410 EN 410 EN ISO 140-3 Material Walls Shells (W/m²K) (%) (%) (dB) Acrylic Single-walled Clear (H) 5.17 90 87 - PMMA Single-walled Opal (O) 5.17 83 76 - Double-walled Clear (H/H) 2.90 81 75 20 Double-walled Opal (O/O) 2.90 69 58 20 Triple-walled Clear (H/H/H) 1.70 73 65 22 Triple-walled Opal (O/H/O) 1.70 62 51 22 Four-walled Clear (H/H/H/H) 1.28 64 54 23 Four-walled Opal (H/H/O/H) 1.28 59 48 23 Polycarbonate Single-walled Clear (A) 5.17 88 83 - PC Single-walled Opal (D) 5.17 58 60 - Double-walled Clear (A/H) 2.90 79 72 20 Double-walled Clear (A/A) 2.90 77 69 20 Double-walled Opal (A/O) 2.90 73 63 20 Double-walled Opal (A/D) 2.90 51 50 20 Triple-walled Clear (A/H/H) 1.70 71 63 22 Triple-walled Opal (A/O/O) 1.70 61 48 22 Four-walled Clear (A/H/H/H) 1.28 64 52 23 Four-walled Opal (A/H/O/H) 1.28 59 46 23 Polycarbonate Single-walled Heatstop Opal (T) 5.17 49 59 - Heatstop PC Double-walled Clear (T/H) 2.90 44 51 20 Double-walled Opal (T/O) 2.90 41 45 20 Triple-walled Clear (T/H/H) 1.70 40 <td data-sheets-numberformat='{"1":2,"2":"0","3":1}' data-sheets-value='{"1":3,"3":44}' style="overflow:hidden;paddin | https://skylux.eu/en/products/skylux-160-ce-met-koepel-en-pvc-opstand-30-20-met-lm-motor-en-windvang-1100-x-1400-mm | https://skylux.eu/cdn/shop/files/Skylux-160deg-CE-met-koepel-en-pvc-opstand-3020-met-LM-motor-en-windvang-1100-x-1400-mm-RWA-systeem.jpg?v=1702981487&width=1600 | https://skylux.eu/cdn/shop/files/e5a82811-1bb0-48e4-a776-cacb59c7c092_d5cbdd8b-40a0-4bfc-b8e0-050f99458b3d.jpg?v=1688551386&width=1600 | //skylux.eu/cdn/shop/files/E_MH_Mounting_instructions_Skylux_160_CE_LM.pdf?v=12406716259046007223 | //skylux.eu/cdn/shop/files/E_TD_Technical_File_Skylux_Skylux_160_CE_Electric.pdf?v=3667116872303399239 | <style type="text/css" id="isPasted"> <!--td { border: 1px solid #cccccc; } br { mso-data-placement: same-cell; } --> </style> <table border="1" cellpadding="0" cellspacing="0" dir="ltr" style="table-layout:fixed;font-size:10pt;font-family:Arial;border-collapse:collapse;border:none;"><tbody> <tr style="height:20px;"> <td style="overflow:hidden;padding:0px 3px 0px 3px;vertical-align:bottom;"></td> <td style="overflow:hidden;padding:0px 3px 0px 3px;vertical-align:bottom;"></td> <td style="overflow:hidden;padding:0px 3px 0px 3px;vertical-align:bottom;"></td> <td data-sheets-value='{"1":2,"2":"Ut-value"}' style="overflow:hidden;padding:0px 3px 0px 3px;vertical-align:bottom;font-weight:bold;text-align:center;">Ut-value</td> <td data-sheets-value='{"1":2,"2":"LT-value"}' style="overflow:hidden;padding:0px 3px 0px 3px;vertical-align:bottom;font-weight:bold;text-align:center;">LT-value</td> <td data-sheets-value='{"1":2,"2":"g-value"}' style="overflow:hidden;padding:0px 3px 0px 3px;vertical-align:bottom;font-weight:bold;text-align:center;">g-value</td> <td data-sheets-value='{"1":2,"2":"Rw-value "}' style="overflow:hidden;padding:0px 3px 0px 3px;vertical-align:bottom;font-weight:bold;text-align:center;">Rw-value </td> </tr> <tr style="height:20px;"> <td style="overflow:hidden;padding:0px 3px 0px 3px;vertical-align:bottom;"></td> <td style="overflow:hidden;padding:0px 3px 0px 3px;vertical-align:bottom;"></td> <td style="overflow:hidden;padding:0px 3px 0px 3px;vertical-align:bottom;"></td> <td data-sheets-numberformat='{"1":2,"2":"0.00","3":1}' data-sheets-value='{"1":2,"2":"EN 1873 : 2014"}' style="overflow:hidden;padding:0px 3px 0px 3px;vertical-align:bottom;text-align:center;">EN 1873 : 2014</td> <td data-sheets-numberformat='{"1":2,"2":"0","3":1}' data-sheets-value='{"1":2,"2":"EN ISO 13468 EN 16153 EN 410"}' style="overflow:hidden;padding:0px 3px 0px 3px;vertical-align:bottom;text-align:center;">EN ISO 13468 EN 16153 EN 410</td> <td data-sheets-numberformat='{"1":2,"2":"0","3":1}' data-sheets-value='{"1":2,"2":"EN 410"}' style="overflow:hidden;padding:0px 3px 0px 3px;vertical-align:bottom;text-align:center;">EN 410</td> <td data-sheets-value='{"1":2,"2":"EN ISO 140-3\t\t"}' style="overflow:hidden;padding:0px 3px 0px 3px;vertical-align:bottom;text-align:center;">EN ISO 140-3 </td> </tr> <tr style="height:20px;"> <td data-sheets-value='{"1":2,"2":"Material"}' style="border-bottom:1px solid #000000;overflow:hidden;padding:0px 3px 0px 3px;vertical-align:bottom;background-color:#000000;font-weight:bold;color:#ffffff;">Material</td> <td data-sheets-value='{"1":2,"2":"Walls"}' style="border-bottom:1px solid #000000;overflow:hidden;padding:0px 3px 0px 3px;vertical-align:bottom;background-color:#000000;font-weight:bold;color:#ffffff;">Walls</td> <td data-sheets-value='{"1":2,"2":"Shells"}' style="border-bottom:1px solid #000000;overflow:hidden;padding:0px 3px 0px 3px;vertical-align:bottom;background-color:#000000;font-weight:bold;color:#ffffff;">Shells</td> <td data-sheets-numberformat='{"1":2,"2":"0.00","3":1}' data-sheets-value='{"1":2,"2":"(W/m²K)\t"}' style="border-bottom:1px solid #000000;overflow:hidden;padding:0px 3px 0px 3px;vertical-align:bottom;background-color:#000000;font-weight:bold;color:#ffffff;text-align:center;">(W/m²K) </td> <td data-sheets-numberformat='{"1":2,"2":"0","3":1}' data-sheets-value='{"1":2,"2":"(%)"}' style="border-bottom:1px solid #000000;overflow:hidden;padding:0px 3px 0px 3px;vertical-align:bottom;background-color:#000000;font-weight:bold;color:#ffffff;text-align:center;">(%)</td> <td data-sheets-numberformat='{"1":2,"2":"0","3":1}' data-sheets-value='{"1":2,"2":"(%)"}' style="border-bottom:1px solid #000000;overflow:hidden;padding:0px 3px 0px 3px;vertical-align:bottom;background-color:#000000;font-weight:bold;color:#ffffff;text-align:center;">(%)</td> <td data-sheets-value='{"1":2,"2":"(dB)"}' style="border-bottom:1px solid #000000;overflow:hidden;padding:0px 3px 0px 3px;vertical-align:bottom;background-color:#000000;font-weight:bold;color:#ffffff;text-align:center;">(dB)</td> </tr> <tr style="height:20px;"> <td data-sheets-value='{"1":2,"2":"Acrylic"}' style="border-left:1px solid #000000;overflow:hidden;padding:0px 3px 0px 3px;vertical-align:bottom;font-weight:bold;">Acrylic</td> <td data-sheets-value='{"1":2,"2":"Single-walled"}' style="overflow:hidden;padding:0px 3px 0px 3px;vertical-align:bottom;font-weight:bold;">Single-walled</td> <td data-sheets-value='{"1":2,"2":"Clear (H)"}' style="border-right:1px solid #000000;overflow:hidden;padding:0px 3px 0px 3px;vertical-align:bottom;font-weight:bold;">Clear (H)</td> <td data-sheets-numberformat='{"1":2,"2":"0.00","3":1}' data-sheets-value='{"1":3,"3":5.17}' style="overflow:hidden;padding:0px 3px 0px 3px;vertical-align:bottom;text-align:center;">5.17</td> <td data-sheets-numberformat='{"1":2,"2":"0","3":1}' data-sheets-value='{"1":3,"3":90}' style="overflow:hidden;padding:0px 3px 0px 3px;vertical-align:bottom;text-align:center;">90</td> <td data-sheets-numberformat='{"1":2,"2":"0","3":1}' data-sheets-value='{"1":3,"3":87}' style="overflow:hidden;padding:0px 3px 0px 3px;vertical-align:bottom;text-align:center;">87</td> <td data-sheets-numberformat='{"1":2,"2":"0","3":1}' data-sheets-value='{"1":2,"2":"-"}' style="border-right:1px solid #000000;overflow:hidden;padding:0px 3px 0px 3px;vertical-align:bottom;text-align:center;">-</td> </tr> <tr style="height:20px;"> <td data-sheets-value='{"1":2,"2":"PMMA"}' style="border-left:1px solid #000000;overflow:hidden;padding:0px 3px 0px 3px;vertical-align:bottom;font-weight:bold;">PMMA</td> <td data-sheets-value='{"1":2,"2":"Single-walled"}' style="overflow:hidden;padding:0px 3px 0px 3px;vertical-align:bottom;font-weight:bold;">Single-walled</td> <td data-sheets-value='{"1":2,"2":"Opal (O)"}' style="border-right:1px solid #000000;overflow:hidden;padding:0px 3px 0px 3px;vertical-align:bottom;font-weight:bold;">Opal (O)</td> <td data-sheets-numberformat='{"1":2,"2":"0.00","3":1}' data-sheets-value='{"1":3,"3":5.17}' style="overflow:hidden;padding:0px 3px 0px 3px;vertical-align:bottom;text-align:center;">5.17</td> <td data-sheets-numberformat='{"1":2,"2":"0","3":1}' data-sheets-value='{"1":3,"3":83}' style="overflow:hidden;padding:0px 3px 0px 3px;vertical-align:bottom;text-align:center;">83</td> <td data-sheets-numberformat='{"1":2,"2":"0","3":1}' data-sheets-value='{"1":3,"3":76}' style="overflow:hidden;padding:0px 3px 0px 3px;vertical-align:bottom;text-align:center;">76</td> <td data-sheets-numberformat='{"1":2,"2":"0","3":1}' data-sheets-value='{"1":2,"2":"-"}' style="border-right:1px solid #000000;overflow:hidden;padding:0px 3px 0px 3px;vertical-align:bottom;text-align:center;">-</td> </tr> <tr style="height:20px;"> <td style="border-left:1px solid #000000;overflow:hidden;padding:0px 3px 0px 3px;vertical-align:bottom;font-weight:bold;"></td> <td data-sheets-value='{"1":2,"2":"Double-walled"}' style="overflow:hidden;padding:0px 3px 0px 3px;vertical-align:bottom;font-weight:bold;">Double-walled</td> <td data-sheets-value='{"1":2,"2":"Clear (H/H)"}' style="border-right:1px solid #000000;overflow:hidden;padding:0px 3px 0px 3px;vertical-align:bottom;font-weight:bold;">Clear (H/H)</td> <td data-sheets-numberformat='{"1":2,"2":"0.00","3":1}' data-sheets-value='{"1":3,"3":2.9}' style="overflow:hidden;padding:0px 3px 0px 3px;vertical-align:bottom;text-align:center;">2.90</td> <td data-sheets-numberformat='{"1":2,"2":"0","3":1}' data-sheets-value='{"1":3,"3":81}' style="overflow:hidden;padding:0px 3px 0px 3px;vertical-align:bottom;text-align:center;">81</td> <td data-sheets-numberformat='{"1":2,"2":"0","3":1}' data-sheets-value='{"1":3,"3":75}' style="overflow:hidden;padding:0px 3px 0px 3px;vertical-align:bottom;text-align:center;">75</td> <td data-sheets-numberformat='{"1":2,"2":"0","3":1}' data-sheets-value='{"1":3,"3":20}' style="border-right:1px solid #000000;overflow:hidden;padding:0px 3px 0px 3px;vertical-align:bottom;text-align:center;">20</td> </tr> <tr style="height:20px;"> <td style="border-left:1px solid #000000;overflow:hidden;padding:0px 3px 0px 3px;vertical-align:bottom;font-weight:bold;"></td> <td data-sheets-value='{"1":2,"2":"Double-walled"}' style="overflow:hidden;padding:0px 3px 0px 3px;vertical-align:bottom;font-weight:bold;">Double-walled</td> <td data-sheets-value='{"1":2,"2":"Opal (O/O)"}' style="border-right:1px solid #000000;overflow:hidden;padding:0px 3px 0px 3px;vertical-align:bottom;font-weight:bold;">Opal (O/O)</td> <td data-sheets-numberformat='{"1":2,"2":"0.00","3":1}' data-sheets-value='{"1":3,"3":2.9}' style="overflow:hidden;padding:0px 3px 0px 3px;vertical-align:bottom;text-align:center;">2.90</td> <td data-sheets-numberformat='{"1":2,"2":"0","3":1}' data-sheets-value='{"1":3,"3":69}' style="overflow:hidden;padding:0px 3px 0px 3px;vertical-align:bottom;text-align:center;">69</td> <td data-sheets-numberformat='{"1":2,"2":"0","3":1}' data-sheets-value='{"1":3,"3":58}' style="overflow:hidden;padding:0px 3px 0px 3px;vertical-align:bottom;text-align:center;">58</td> <td data-sheets-numberformat='{"1":2,"2":"0","3":1}' data-sheets-value='{"1":3,"3":20}' style="border-right:1px solid #000000;overflow:hidden;padding:0px 3px 0px 3px;vertical-align:bottom;text-align:center;">20</td> </tr> <tr style="height:20px;"> <td style="border-left:1px solid #000000;overflow:hidden;padding:0px 3px 0px 3px;vertical-align:bottom;font-weight:bold;"></td> <td data-sheets-value='{"1":2,"2":"Triple-walled"}' style="overflow:hidden;padding:0px 3px 0px 3px;vertical-align:bottom;font-weight:bold;">Triple-walled</td> <td data-sheets-value='{"1":2,"2":"Clear (H/H/H)"}' style="border-right:1px solid #000000;overflow:hidden;padding:0px 3px 0px 3px;vertical-align:bottom;font-weight:bold;">Clear (H/H/H)</td> <td data-sheets-numberformat='{"1":2,"2":"0.00","3":1}' data-sheets-value='{"1":3,"3":1.7}' style="overflow:hidden;padding:0px 3px 0px 3px;vertical-align:bottom;text-align:center;">1.70</td> <td data-sheets-numberformat='{"1":2,"2":"0","3":1}' data-sheets-value='{"1":3,"3":73}' style="overflow:hidden;padding:0px 3px 0px 3px;vertical-align:bottom;text-align:center;">73</td> <td data-sheets-numberformat='{"1":2,"2":"0","3":1}' data-sheets-value='{"1":3,"3":65}' style="overflow:hidden;padding:0px 3px 0px 3px;vertical-align:bottom;text-align:center;">65</td> <td data-sheets-numberformat='{"1":2,"2":"0","3":1}' data-sheets-value='{"1":3,"3":22}' style="border-right:1px solid #000000;overflow:hidden;padding:0px 3px 0px 3px;vertical-align:bottom;text-align:center;">22</td> </tr> <tr style="height:20px;"> <td style="border-left:1px solid #000000;overflow:hidden;padding:0px 3px 0px 3px;vertical-align:bottom;font-weight:bold;"></td> <td data-sheets-value='{"1":2,"2":"Triple-walled"}' style="overflow:hidden;padding:0px 3px 0px 3px;vertical-align:bottom;font-weight:bold;">Triple-walled</td> <td data-sheets-value='{"1":2,"2":"Opal (O/H/O)"}' style="border-right:1px solid #000000;overflow:hidden;padding:0px 3px 0px 3px;vertical-align:bottom;font-weight:bold;">Opal (O/H/O)</td> <td data-sheets-numberformat='{"1":2,"2":"0.00","3":1}' data-sheets-value='{"1":3,"3":1.7}' style="overflow:hidden;padding:0px 3px 0px 3px;vertical-align:bottom;text-align:center;">1.70</td> <td data-sheets-numberformat='{"1":2,"2":"0","3":1}' data-sheets-value='{"1":3,"3":62}' style="overflow:hidden;padding:0px 3px 0px 3px;vertical-align:bottom;text-align:center;">62</td> <td data-sheets-numberformat='{"1":2,"2":"0","3":1}' data-sheets-value='{"1":3,"3":51}' style="overflow:hidden;padding:0px 3px 0px 3px;vertical-align:bottom;text-align:center;">51</td> <td data-sheets-numberformat='{"1":2,"2":"0","3":1}' data-sheets-value='{"1":3,"3":22}' style="border-right:1px solid #000000;overflow:hidden;padding:0px 3px 0px 3px;vertical-align:bottom;text-align:center;">22</td> </tr> <tr style="height:20px;"> <td style="border-left:1px solid #000000;overflow:hidden;padding:0px 3px 0px 3px;vertical-align:bottom;font-weight:bold;"></td> <td data-sheets-value='{"1":2,"2":"Four-walled"}' style="overflow:hidden;padding:0px 3px 0px 3px;vertical-align:bottom;font-weight:bold;">Four-walled</td> <td data-sheets-value='{"1":2,"2":"Clear (H/H/H/H)"}' style="border-right:1px solid #000000;overflow:hidden;padding:0px 3px 0px 3px;vertical-align:bottom;font-weight:bold;">Clear (H/H/H/H)</td> <td data-sheets-numberformat='{"1":2,"2":"0.00","3":1}' data-sheets-value='{"1":3,"3":1.28}' style="overflow:hidden;padding:0px 3px 0px 3px;vertical-align:bottom;text-align:center;">1.28</td> <td data-sheets-numberformat='{"1":2,"2":"0","3":1}' data-sheets-value='{"1":3,"3":64}' style="overflow:hidden;padding:0px 3px 0px 3px;vertical-align:bottom;text-align:center;">64</td> <td data-sheets-numberformat='{"1":2,"2":"0","3":1}' data-sheets-value='{"1":3,"3":54}' style="overflow:hidden;padding:0px 3px 0px 3px;vertical-align:bottom;text-align:center;">54</td> <td data-sheets-numberformat='{"1":2,"2":"0","3":1}' data-sheets-value='{"1":3,"3":23}' style="border-right:1px solid #000000;overflow:hidden;padding:0px 3px 0px 3px;vertical-align:bottom;text-align:center;">23</td> </tr> <tr style="height:20px;"> <td style="border-bottom:1px solid #000000;border-left:1px solid #000000;overflow:hidden;padding:0px 3px 0px 3px;vertical-align:bottom;"></td> <td data-sheets-value='{"1":2,"2":"Four-walled"}' style="border-bottom:1px solid #000000;overflow:hidden;padding:0px 3px 0px 3px;vertical-align:bottom;font-weight:bold;">Four-walled</td> <td data-sheets-value='{"1":2,"2":"Opal (H/H/O/H)"}' style="border-right:1px solid #000000;border-bottom:1px solid #000000;overflow:hidden;padding:0px 3px 0px 3px;vertical-align:bottom;font-weight:bold;">Opal (H/H/O/H)</td> <td data-sheets-numberformat='{"1":2,"2":"0.00","3":1}' data-sheets-value='{"1":3,"3":1.28}' style="border-bottom:1px solid #000000;overflow:hidden;padding:0px 3px 0px 3px;vertical-align:bottom;text-align:center;">1.28</td> <td data-sheets-numberformat='{"1":2,"2":"0","3":1}' data-sheets-value='{"1":3,"3":59}' style="border-bottom:1px solid #000000;overflow:hidden;padding:0px 3px 0px 3px;vertical-align:bottom;text-align:center;">59</td> <td data-sheets-numberformat='{"1":2,"2":"0","3":1}' data-sheets-value='{"1":3,"3":48}' style="border-bottom:1px solid #000000;overflow:hidden;padding:0px 3px 0px 3px;vertical-align:bottom;text-align:center;">48</td> <td data-sheets-numberformat='{"1":2,"2":"0","3":1}' data-sheets-value='{"1":3,"3":23}' style="border-right:1px solid #000000;border-bottom:1px solid #000000;overflow:hidden;padding:0px 3px 0px 3px;vertical-align:bottom;text-align:center;">23</td> </tr> <tr style="height:20px;"> <td data-sheets-value='{"1":2,"2":"Polycarbonate "}' style="border-left:1px solid #000000;overflow:hidden;padding:0px 3px 0px 3px;vertical-align:bottom;font-weight:bold;">Polycarbonate </td> <td data-sheets-value='{"1":2,"2":"Single-walled"}' style="overflow:hidden;padding:0px 3px 0px 3px;vertical-align:bottom;font-weight:bold;">Single-walled</td> <td data-sheets-value='{"1":2,"2":"Clear (A)"}' style="border-right:1px solid #000000;overflow:hidden;padding:0px 3px 0px 3px;vertical-align:bottom;font-weight:bold;">Clear (A)</td> <td data-sheets-numberformat='{"1":2,"2":"0.00","3":1}' data-sheets-value='{"1":3,"3":5.17}' style="overflow:hidden;padding:0px 3px 0px 3px;vertical-align:bottom;text-align:center;">5.17</td> <td data-sheets-numberformat='{"1":2,"2":"0","3":1}' data-sheets-value='{"1":3,"3":88}' style="overflow:hidden;padding:0px 3px 0px 3px;vertical-align:bottom;text-align:center;">88</td> <td data-sheets-numberformat='{"1":2,"2":"0","3":1}' data-sheets-value='{"1":3,"3":83}' style="overflow:hidden;padding:0px 3px 0px 3px;vertical-align:bottom;text-align:center;">83</td> <td data-sheets-numberformat='{"1":2,"2":"0","3":1}' data-sheets-value='{"1":2,"2":"-"}' style="border-right:1px solid #000000;overflow:hidden;padding:0px 3px 0px 3px;vertical-align:bottom;text-align:center;">-</td> </tr> <tr style="height:20px;"> <td data-sheets-value='{"1":2,"2":"PC"}' style="border-left:1px solid #000000;overflow:hidden;padding:0px 3px 0px 3px;vertical-align:bottom;font-weight:bold;">PC</td> <td data-sheets-value='{"1":2,"2":"Single-walled"}' style="overflow:hidden;padding:0px 3px 0px 3px;vertical-align:bottom;font-weight:bold;">Single-walled</td> <td data-sheets-value='{"1":2,"2":"Opal (D)"}' style="border-right:1px solid #000000;overflow:hidden;padding:0px 3px 0px 3px;vertical-align:bottom;font-weight:bold;">Opal (D)</td> <td data-sheets-numberformat='{"1":2,"2":"0.00","3":1}' data-sheets-value='{"1":3,"3":5.17}' style="overflow:hidden;padding:0px 3px 0px 3px;vertical-align:bottom;text-align:center;">5.17</td> <td data-sheets-numberformat='{"1":2,"2":"0","3":1}' data-sheets-value='{"1":3,"3":58}' style="overflow:hidden;padding:0px 3px 0px 3px;vertical-align:bottom;text-align:center;">58</td> <td data-sheets-numberformat='{"1":2,"2":"0","3":1}' data-sheets-value='{"1":3,"3":60}' style="overflow:hidden;padding:0px 3px 0px 3px;vertical-align:bottom;text-align:center;">60</td> <td data-sheets-numberformat='{"1":2,"2":"0","3":1}' data-sheets-value='{"1":2,"2":"-"}' style="border-right:1px solid #000000;overflow:hidden;padding:0px 3px 0px 3px;vertical-align:bottom;text-align:center;">-</td> </tr> <tr style="height:20px;"> <td style="border-left:1px solid #000000;overflow:hidden;padding:0px 3px 0px 3px;vertical-align:bottom;font-weight:bold;"></td> <td data-sheets-value='{"1":2,"2":"Double-walled"}' style="overflow:hidden;padding:0px 3px 0px 3px;vertical-align:bottom;font-weight:bold;">Double-walled</td> <td data-sheets-value='{"1":2,"2":"Clear (A/H)"}' style="border-right:1px solid #000000;overflow:hidden;padding:0px 3px 0px 3px;vertical-align:bottom;font-weight:bold;">Clear (A/H)</td> <td data-sheets-numberformat='{"1":2,"2":"0.00","3":1}' data-sheets-value='{"1":3,"3":2.9}' style="overflow:hidden;padding:0px 3px 0px 3px;vertical-align:bottom;text-align:center;">2.90</td> <td data-sheets-numberformat='{"1":2,"2":"0","3":1}' data-sheets-value='{"1":3,"3":79}' style="overflow:hidden;padding:0px 3px 0px 3px;vertical-align:bottom;text-align:center;">79</td> <td data-sheets-numberformat='{"1":2,"2":"0","3":1}' data-sheets-value='{"1":3,"3":72}' style="overflow:hidden;padding:0px 3px 0px 3px;vertical-align:bottom;text-align:center;">72</td> <td data-sheets-numberformat='{"1":2,"2":"0","3":1}' data-sheets-value='{"1":3,"3":20}' style="border-right:1px solid #000000;overflow:hidden;padding:0px 3px 0px 3px;vertical-align:bottom;text-align:center;">20</td> </tr> <tr style="height:20px;"> <td style="border-left:1px solid #000000;overflow:hidden;padding:0px 3px 0px 3px;vertical-align:bottom;font-weight:bold;"></td> <td data-sheets-value='{"1":2,"2":"Double-walled"}' style="overflow:hidden;padding:0px 3px 0px 3px;vertical-align:bottom;font-weight:bold;">Double-walled</td> <td data-sheets-value='{"1":2,"2":"Clear (A/A)"}' style="border-right:1px solid #000000;overflow:hidden;padding:0px 3px 0px 3px;vertical-align:bottom;font-weight:bold;">Clear (A/A)</td> <td data-sheets-numberformat='{"1":2,"2":"0.00","3":1}' data-sheets-value='{"1":3,"3":2.9}' style="overflow:hidden;padding:0px 3px 0px 3px;vertical-align:bottom;text-align:center;">2.90</td> <td data-sheets-numberformat='{"1":2,"2":"0","3":1}' data-sheets-value='{"1":3,"3":77}' style="overflow:hidden;padding:0px 3px 0px 3px;vertical-align:bottom;text-align:center;">77</td> <td data-sheets-numberformat='{"1":2,"2":"0","3":1}' data-sheets-value='{"1":3,"3":69}' style="overflow:hidden;padding:0px 3px 0px 3px;vertical-align:bottom;text-align:center;">69</td> <td data-sheets-numberformat='{"1":2,"2":"0","3":1}' data-sheets-value='{"1":3,"3":20}' style="border-right:1px solid #000000;overflow:hidden;padding:0px 3px 0px 3px;vertical-align:bottom;text-align:center;">20</td> </tr> <tr style="height:20px;"> <td style="border-left:1px solid #000000;overflow:hidden;padding:0px 3px 0px 3px;vertical-align:bottom;font-weight:bold;"></td> <td data-sheets-value='{"1":2,"2":"Double-walled"}' style="overflow:hidden;padding:0px 3px 0px 3px;vertical-align:bottom;font-weight:bold;">Double-walled</td> <td data-sheets-value='{"1":2,"2":"Opal (A/O)"}' style="border-right:1px solid #000000;overflow:hidden;padding:0px 3px 0px 3px;vertical-align:bottom;font-weight:bold;">Opal (A/O)</td> <td data-sheets-numberformat='{"1":2,"2":"0.00","3":1}' data-sheets-value='{"1":3,"3":2.9}' style="overflow:hidden;padding:0px 3px 0px 3px;vertical-align:bottom;text-align:center;">2.90</td> <td data-sheets-numberformat='{"1":2,"2":"0","3":1}' data-sheets-value='{"1":3,"3":73}' style="overflow:hidden;padding:0px 3px 0px 3px;vertical-align:bottom;text-align:center;">73</td> <td data-sheets-numberformat='{"1":2,"2":"0","3":1}' data-sheets-value='{"1":3,"3":63}' style="overflow:hidden;padding:0px 3px 0px 3px;vertical-align:bottom;text-align:center;">63</td> <td data-sheets-numberformat='{"1":2,"2":"0","3":1}' data-sheets-value='{"1":3,"3":20}' style="border-right:1px solid #000000;overflow:hidden;padding:0px 3px 0px 3px;vertical-align:bottom;text-align:center;">20</td> </tr> <tr style="height:20px;"> <td style="border-left:1px solid #000000;overflow:hidden;padding:0px 3px 0px 3px;vertical-align:bottom;font-weight:bold;"></td> <td data-sheets-value='{"1":2,"2":"Double-walled"}' style="overflow:hidden;padding:0px 3px 0px 3px;vertical-align:bottom;font-weight:bold;">Double-walled</td> <td data-sheets-value='{"1":2,"2":"Opal (A/D)"}' style="border-right:1px solid #000000;overflow:hidden;padding:0px 3px 0px 3px;vertical-align:bottom;font-weight:bold;">Opal (A/D)</td> <td data-sheets-numberformat='{"1":2,"2":"0.00","3":1}' data-sheets-value='{"1":3,"3":2.9}' style="overflow:hidden;padding:0px 3px 0px 3px;vertical-align:bottom;text-align:center;">2.90</td> <td data-sheets-numberformat='{"1":2,"2":"0","3":1}' data-sheets-value='{"1":3,"3":51}' style="overflow:hidden;padding:0px 3px 0px 3px;vertical-align:bottom;text-align:center;">51</td> <td data-sheets-numberformat='{"1":2,"2":"0","3":1}' data-sheets-value='{"1":3,"3":50}' style="overflow:hidden;padding:0px 3px 0px 3px;vertical-align:bottom;text-align:center;">50</td> <td data-sheets-numberformat='{"1":2,"2":"0","3":1}' data-sheets-value='{"1":3,"3":20}' style="border-right:1px solid #000000;overflow:hidden;padding:0px 3px 0px 3px;vertical-align:bottom;text-align:center;">20</td> </tr> <tr style="height:20px;"> <td style="border-left:1px solid #000000;overflow:hidden;padding:0px 3px 0px 3px;vertical-align:bottom;font-weight:bold;"></td> <td data-sheets-value='{"1":2,"2":"Triple-walled"}' style="overflow:hidden;padding:0px 3px 0px 3px;vertical-align:bottom;font-weight:bold;">Triple-walled</td> <td data-sheets-value='{"1":2,"2":"Clear (A/H/H)"}' style="border-right:1px solid #000000;overflow:hidden;padding:0px 3px 0px 3px;vertical-align:bottom;font-weight:bold;">Clear (A/H/H)</td> <td data-sheets-numberformat='{"1":2,"2":"0.00","3":1}' data-sheets-value='{"1":3,"3":1.7}' style="overflow:hidden;padding:0px 3px 0px 3px;vertical-align:bottom;text-align:center;">1.70</td> <td data-sheets-numberformat='{"1":2,"2":"0","3":1}' data-sheets-value='{"1":3,"3":71}' style="overflow:hidden;padding:0px 3px 0px 3px;vertical-align:bottom;text-align:center;">71</td> <td data-sheets-numberformat='{"1":2,"2":"0","3":1}' data-sheets-value='{"1":3,"3":63}' style="overflow:hidden;padding:0px 3px 0px 3px;vertical-align:bottom;text-align:center;">63</td> <td data-sheets-numberformat='{"1":2,"2":"0","3":1}' data-sheets-value='{"1":3,"3":22}' style="border-right:1px solid #000000;overflow:hidden;padding:0px 3px 0px 3px;vertical-align:bottom;text-align:center;">22</td> </tr> <tr style="height:20px;"> <td style="border-left:1px solid #000000;overflow:hidden;padding:0px 3px 0px 3px;vertical-align:bottom;font-weight:bold;"></td> <td data-sheets-value='{"1":2,"2":"Triple-walled"}' style="overflow:hidden;padding:0px 3px 0px 3px;vertical-align:bottom;font-weight:bold;">Triple-walled</td> <td data-sheets-value='{"1":2,"2":"Opal (A/O/O)"}' style="border-right:1px solid #000000;overflow:hidden;padding:0px 3px 0px 3px;vertical-align:bottom;font-weight:bold;">Opal (A/O/O)</td> <td data-sheets-numberformat='{"1":2,"2":"0.00","3":1}' data-sheets-value='{"1":3,"3":1.7}' style="overflow:hidden;padding:0px 3px 0px 3px;vertical-align:bottom;text-align:center;">1.70</td> <td data-sheets-numberformat='{"1":2,"2":"0","3":1}' data-sheets-value='{"1":3,"3":61}' style="overflow:hidden;padding:0px 3px 0px 3px;vertical-align:bottom;text-align:center;">61</td> <td data-sheets-numberformat='{"1":2,"2":"0","3":1}' data-sheets-value='{"1":3,"3":48}' style="overflow:hidden;padding:0px 3px 0px 3px;vertical-align:bottom;text-align:center;">48</td> <td data-sheets-numberformat='{"1":2,"2":"0","3":1}' data-sheets-value='{"1":3,"3":22}' style="border-right:1px solid #000000;overflow:hidden;padding:0px 3px 0px 3px;vertical-align:bottom;text-align:center;">22</td> </tr> <tr style="height:20px;"> <td style="border-left:1px solid #000000;overflow:hidden;padding:0px 3px 0px 3px;vertical-align:bottom;font-weight:bold;"></td> <td data-sheets-value='{"1":2,"2":"Four-walled"}' style="overflow:hidden;padding:0px 3px 0px 3px;vertical-align:bottom;font-weight:bold;">Four-walled</td> <td data-sheets-value='{"1":2,"2":"Clear (A/H/H/H)"}' style="border-right:1px solid #000000;overflow:hidden;padding:0px 3px 0px 3px;vertical-align:bottom;font-weight:bold;">Clear (A/H/H/H)</td> <td data-sheets-numberformat='{"1":2,"2":"0.00","3":1}' data-sheets-value='{"1":3,"3":1.28}' style="overflow:hidden;padding:0px 3px 0px 3px;vertical-align:bottom;text-align:center;">1.28</td> <td data-sheets-numberformat='{"1":2,"2":"0","3":1}' data-sheets-value='{"1":3,"3":64}' style="overflow:hidden;padding:0px 3px 0px 3px;vertical-align:bottom;text-align:center;">64</td> <td data-sheets-numberformat='{"1":2,"2":"0","3":1}' data-sheets-value='{"1":3,"3":52}' style="overflow:hidden;padding:0px 3px 0px 3px;vertical-align:bottom;text-align:center;">52</td> <td data-sheets-numberformat='{"1":2,"2":"0","3":1}' data-sheets-value='{"1":3,"3":23}' style="border-right:1px solid #000000;overflow:hidden;padding:0px 3px 0px 3px;vertical-align:bottom;text-align:center;">23</td> </tr> <tr style="height:20px;"> <td style="border-bottom:1px solid #000000;border-left:1px solid #000000;overflow:hidden;padding:0px 3px 0px 3px;vertical-align:bottom;"></td> <td data-sheets-value='{"1":2,"2":"Four-walled"}' style="border-bottom:1px solid #000000;overflow:hidden;padding:0px 3px 0px 3px;vertical-align:bottom;font-weight:bold;">Four-walled</td> <td data-sheets-value='{"1":2,"2":"Opal (A/H/O/H)"}' style="border-right:1px solid #000000;border-bottom:1px solid #000000;overflow:hidden;padding:0px 3px 0px 3px;vertical-align:bottom;font-weight:bold;">Opal (A/H/O/H)</td> <td data-sheets-numberformat='{"1":2,"2":"0.00","3":1}' data-sheets-value='{"1":3,"3":1.28}' style="border-bottom:1px solid #000000;overflow:hidden;padding:0px 3px 0px 3px;vertical-align:bottom;text-align:center;">1.28</td> <td data-sheets-numberformat='{"1":2,"2":"0","3":1}' data-sheets-value='{"1":3,"3":59}' style="border-bottom:1px solid #000000;overflow:hidden;padding:0px 3px 0px 3px;vertical-align:bottom;text-align:center;">59</td> <td data-sheets-numberformat='{"1":2,"2":"0","3":1}' data-sheets-value='{"1":3,"3":46}' style="border-bottom:1px solid #000000;overflow:hidden;padding:0px 3px 0px 3px;vertical-align:bottom;text-align:center;">46</td> <td data-sheets-numberformat='{"1":2,"2":"0","3":1}' data-sheets-value='{"1":3,"3":23}' style="border-right:1px solid #000000;border-bottom:1px solid #000000;overflow:hidden;padding:0px 3px 0px 3px;vertical-align:bottom;text-align:center;">23</td> </tr> <tr style="height:20px;"> <td data-sheets-value='{"1":2,"2":"Polycarbonate"}' style="border-left:1px solid #000000;overflow:hidden;padding:0px 3px 0px 3px;vertical-align:bottom;font-weight:bold;">Polycarbonate</td> <td data-sheets-value='{"1":2,"2":"Single-walled"}' style="overflow:hidden;padding:0px 3px 0px 3px;vertical-align:bottom;font-weight:bold;">Single-walled</td> <td data-sheets-value='{"1":2,"2":"Heatstop Opal (T)"}' style="border-right:1px solid #000000;overflow:hidden;padding:0px 3px 0px 3px;vertical-align:bottom;font-weight:bold;">Heatstop Opal (T)</td> <td data-sheets-numberformat='{"1":2,"2":"0.00","3":1}' data-sheets-value='{"1":3,"3":5.17}' style="overflow:hidden;padding:0px 3px 0px 3px;vertical-align:bottom;text-align:center;">5.17</td> <td data-sheets-numberformat='{"1":2,"2":"0","3":1}' data-sheets-value='{"1":3,"3":49}' style="overflow:hidden;padding:0px 3px 0px 3px;vertical-align:bottom;text-align:center;">49</td> <td data-sheets-numberformat='{"1":2,"2":"0","3":1}' data-sheets-value='{"1":3,"3":59}' style="overflow:hidden;padding:0px 3px 0px 3px;vertical-align:bottom;text-align:center;">59</td> <td data-sheets-numberformat='{"1":2,"2":"0","3":1}' data-sheets-value='{"1":2,"2":"-"}' style="border-right:1px solid #000000;overflow:hidden;padding:0px 3px 0px 3px;vertical-align:bottom;text-align:center;">-</td> </tr> <tr style="height:20px;"> <td data-sheets-value='{"1":2,"2":"Heatstop PC"}' style="border-left:1px solid #000000;overflow:hidden;padding:0px 3px 0px 3px;vertical-align:bottom;font-weight:bold;">Heatstop PC</td> <td data-sheets-value='{"1":2,"2":"Double-walled"}' style="overflow:hidden;padding:0px 3px 0px 3px;vertical-align:bottom;font-weight:bold;">Double-walled</td> <td data-sheets-value='{"1":2,"2":"Clear (T/H)"}' style="border-right:1px solid #000000;overflow:hidden;padding:0px 3px 0px 3px;vertical-align:bottom;font-weight:bold;">Clear (T/H)</td> <td data-sheets-numberformat='{"1":2,"2":"0.00","3":1}' data-sheets-value='{"1":3,"3":2.9}' style="overflow:hidden;padding:0px 3px 0px 3px;vertical-align:bottom;text-align:center;">2.90</td> <td data-sheets-numberformat='{"1":2,"2":"0","3":1}' data-sheets-value='{"1":3,"3":44}' style="overflow:hidden;padding:0px 3px 0px 3px;vertical-align:bottom;text-align:center;">44</td> <td data-sheets-numberformat='{"1":2,"2":"0","3":1}' data-sheets-value='{"1":3,"3":51}' style="overflow:hidden;padding:0px 3px 0px 3px;vertical-align:bottom;text-align:center;">51</td> <td data-sheets-numberformat='{"1":2,"2":"0","3":1}' data-sheets-value='{"1":3,"3":20}' style="border-right:1px solid #000000;overflow:hidden;padding:0px 3px 0px 3px;vertical-align:bottom;text-align:center;">20</td> </tr> <tr style="height:20px;"> <td style="border-left:1px solid #000000;overflow:hidden;padding:0px 3px 0px 3px;vertical-align:bottom;font-weight:bold;"></td> <td data-sheets-value='{"1":2,"2":"Double-walled"}' style="overflow:hidden;padding:0px 3px 0px 3px;vertical-align:bottom;font-weight:bold;">Double-walled</td> <td data-sheets-value='{"1":2,"2":"Opal (T/O)"}' style="border-right:1px solid #000000;overflow:hidden;padding:0px 3px 0px 3px;vertical-align:bottom;font-weight:bold;">Opal (T/O)</td> <td data-sheets-numberformat='{"1":2,"2":"0.00","3":1}' data-sheets-value='{"1":3,"3":2.9}' style="overflow:hidden;padding:0px 3px 0px 3px;vertical-align:bottom;text-align:center;">2.90</td> <td data-sheets-numberformat='{"1":2,"2":"0","3":1}' data-sheets-value='{"1":3,"3":41}' style="overflow:hidden;padding:0px 3px 0px 3px;vertical-align:bottom;text-align:center;">41</td> <td data-sheets-numberformat='{"1":2,"2":"0","3":1}' data-sheets-value='{"1":3,"3":45}' style="overflow:hidden;padding:0px 3px 0px 3px;vertical-align:bottom;text-align:center;">45</td> <td data-sheets-numberformat='{"1":2,"2":"0","3":1}' data-sheets-value='{"1":3,"3":20}' style="border-right:1px solid #000000;overflow:hidden;padding:0px 3px 0px 3px;vertical-align:bottom;text-align:center;">20</td> </tr> <tr style="height:20px;"> <td style="border-left:1px solid #000000;overflow:hidden;padding:0px 3px 0px 3px;vertical-align:bottom;font-weight:bold;"></td> <td data-sheets-value='{"1":2,"2":"Triple-walled"}' style="overflow:hidden; | skylux-160-ce-met-koepel-en-pvc-opstand-30-20-met-lm-motor-en-windvang-1100-x-1400-mm | 8586040049997 | 46872373133645
Smoke and heat exhaust (SHEV) | SHE system | Skylux | Skylux 160° CE with skylight and PVC curb 30/20 with LM-actuator and spoiler 1100 x 1700 mm |  | 26600 | 5412970266006 | 4835.2 | Yes | 30-45 | 87.64 | 1100 x 1700 mm | 1700 | 1100 |  | PVC 30/20 (30 cm high & roof opening = 20 cm larger than daylight size) | Rectangular | 5.17 W/m²K - 1.28 W/m²K | 87% - 32% | 90% - 32% | 20dB - 23dB | 160° CE (for industry) | skylight | with spoiler | E | Single actuator | Maximum four-walled skylight possible for this product | Ut-value LT-value g-value Rw-value EN 1873 : 2014 EN ISO 13468 EN 16153 EN 410 EN 410 EN ISO 140-3 Material Walls Shells (W/m²K) (%) (%) (dB) Acrylic Single-walled Clear (H) 5.17 90 87 - PMMA Single-walled Opal (O) 5.17 83 76 - Double-walled Clear (H/H) 2.90 81 75 20 Double-walled Opal (O/O) 2.90 69 58 20 Triple-walled Clear (H/H/H) 1.70 73 65 22 Triple-walled Opal (O/H/O) 1.70 62 51 22 Four-walled Clear (H/H/H/H) 1.28 64 54 23 Four-walled Opal (H/H/O/H) 1.28 59 48 23 Polycarbonate Single-walled Clear (A) 5.17 88 83 - PC Single-walled Opal (D) 5.17 58 60 - Double-walled Clear (A/H) 2.90 79 72 20 Double-walled Clear (A/A) 2.90 77 69 20 Double-walled Opal (A/O) 2.90 73 63 20 Double-walled Opal (A/D) 2.90 51 50 20 Triple-walled Clear (A/H/H) 1.70 71 63 22 Triple-walled Opal (A/O/O) 1.70 61 48 22 Four-walled Clear (A/H/H/H) 1.28 64 52 23 Four-walled Opal (A/H/O/H) 1.28 59 46 23 Polycarbonate Single-walled Heatstop Opal (T) 5.17 49 59 - Heatstop PC Double-walled Clear (T/H) 2.90 44 51 20 Double-walled Opal (T/O) 2.90 41 45 20 Triple-walled Clear (T/H/H) 1.70 40 <td data-sheets-numberformat='{"1":2,"2":"0","3":1}' data-sheets-value='{"1":3,"3":44}' style="overflow:hidden;paddin | https://skylux.eu/en/products/skylux-160-ce-met-koepel-en-pvc-opstand-30-20-met-lm-motor-en-windvang-1100-x-1700-mm | https://skylux.eu/cdn/shop/files/Skylux-160deg-CE-met-koepel-en-pvc-opstand-3020-met-LM-motor-en-windvang-1100-x-1700-mm-RWA-systeem.jpg?v=1702981493&width=1600 | https://skylux.eu/cdn/shop/files/e5a82811-1bb0-48e4-a776-cacb59c7c092_976883b4-23c2-47f5-a8cf-0c7c57778855.jpg?v=1688551388&width=1600 | //skylux.eu/cdn/shop/files/E_MH_Mounting_instructions_Skylux_160_CE_LM.pdf?v=12406716259046007223 | //skylux.eu/cdn/shop/files/E_TD_Technical_File_Skylux_Skylux_160_CE_Electric.pdf?v=3667116872303399239 | <style type="text/css" id="isPasted"> <!--td { border: 1px solid #cccccc; } br { mso-data-placement: same-cell; } --> </style> <table border="1" cellpadding="0" cellspacing="0" dir="ltr" style="table-layout:fixed;font-size:10pt;font-family:Arial;border-collapse:collapse;border:none;"><tbody> <tr style="height:20px;"> <td style="overflow:hidden;padding:0px 3px 0px 3px;vertical-align:bottom;"></td> <td style="overflow:hidden;padding:0px 3px 0px 3px;vertical-align:bottom;"></td> <td style="overflow:hidden;padding:0px 3px 0px 3px;vertical-align:bottom;"></td> <td data-sheets-value='{"1":2,"2":"Ut-value"}' style="overflow:hidden;padding:0px 3px 0px 3px;vertical-align:bottom;font-weight:bold;text-align:center;">Ut-value</td> <td data-sheets-value='{"1":2,"2":"LT-value"}' style="overflow:hidden;padding:0px 3px 0px 3px;vertical-align:bottom;font-weight:bold;text-align:center;">LT-value</td> <td data-sheets-value='{"1":2,"2":"g-value"}' style="overflow:hidden;padding:0px 3px 0px 3px;vertical-align:bottom;font-weight:bold;text-align:center;">g-value</td> <td data-sheets-value='{"1":2,"2":"Rw-value "}' style="overflow:hidden;padding:0px 3px 0px 3px;vertical-align:bottom;font-weight:bold;text-align:center;">Rw-value </td> </tr> <tr style="height:20px;"> <td style="overflow:hidden;padding:0px 3px 0px 3px;vertical-align:bottom;"></td> <td style="overflow:hidden;padding:0px 3px 0px 3px;vertical-align:bottom;"></td> <td style="overflow:hidden;padding:0px 3px 0px 3px;vertical-align:bottom;"></td> <td data-sheets-numberformat='{"1":2,"2":"0.00","3":1}' data-sheets-value='{"1":2,"2":"EN 1873 : 2014"}' style="overflow:hidden;padding:0px 3px 0px 3px;vertical-align:bottom;text-align:center;">EN 1873 : 2014</td> <td data-sheets-numberformat='{"1":2,"2":"0","3":1}' data-sheets-value='{"1":2,"2":"EN ISO 13468 EN 16153 EN 410"}' style="overflow:hidden;padding:0px 3px 0px 3px;vertical-align:bottom;text-align:center;">EN ISO 13468 EN 16153 EN 410</td> <td data-sheets-numberformat='{"1":2,"2":"0","3":1}' data-sheets-value='{"1":2,"2":"EN 410"}' style="overflow:hidden;padding:0px 3px 0px 3px;vertical-align:bottom;text-align:center;">EN 410</td> <td data-sheets-value='{"1":2,"2":"EN ISO 140-3\t\t"}' style="overflow:hidden;padding:0px 3px 0px 3px;vertical-align:bottom;text-align:center;">EN ISO 140-3 </td> </tr> <tr style="height:20px;"> <td data-sheets-value='{"1":2,"2":"Material"}' style="border-bottom:1px solid #000000;overflow:hidden;padding:0px 3px 0px 3px;vertical-align:bottom;background-color:#000000;font-weight:bold;color:#ffffff;">Material</td> <td data-sheets-value='{"1":2,"2":"Walls"}' style="border-bottom:1px solid #000000;overflow:hidden;padding:0px 3px 0px 3px;vertical-align:bottom;background-color:#000000;font-weight:bold;color:#ffffff;">Walls</td> <td data-sheets-value='{"1":2,"2":"Shells"}' style="border-bottom:1px solid #000000;overflow:hidden;padding:0px 3px 0px 3px;vertical-align:bottom;background-color:#000000;font-weight:bold;color:#ffffff;">Shells</td> <td data-sheets-numberformat='{"1":2,"2":"0.00","3":1}' data-sheets-value='{"1":2,"2":"(W/m²K)\t"}' style="border-bottom:1px solid #000000;overflow:hidden;padding:0px 3px 0px 3px;vertical-align:bottom;background-color:#000000;font-weight:bold;color:#ffffff;text-align:center;">(W/m²K) </td> <td data-sheets-numberformat='{"1":2,"2":"0","3":1}' data-sheets-value='{"1":2,"2":"(%)"}' style="border-bottom:1px solid #000000;overflow:hidden;padding:0px 3px 0px 3px;vertical-align:bottom;background-color:#000000;font-weight:bold;color:#ffffff;text-align:center;">(%)</td> <td data-sheets-numberformat='{"1":2,"2":"0","3":1}' data-sheets-value='{"1":2,"2":"(%)"}' style="border-bottom:1px solid #000000;overflow:hidden;padding:0px 3px 0px 3px;vertical-align:bottom;background-color:#000000;font-weight:bold;color:#ffffff;text-align:center;">(%)</td> <td data-sheets-value='{"1":2,"2":"(dB)"}' style="border-bottom:1px solid #000000;overflow:hidden;padding:0px 3px 0px 3px;vertical-align:bottom;background-color:#000000;font-weight:bold;color:#ffffff;text-align:center;">(dB)</td> </tr> <tr style="height:20px;"> <td data-sheets-value='{"1":2,"2":"Acrylic"}' style="border-left:1px solid #000000;overflow:hidden;padding:0px 3px 0px 3px;vertical-align:bottom;font-weight:bold;">Acrylic</td> <td data-sheets-value='{"1":2,"2":"Single-walled"}' style="overflow:hidden;padding:0px 3px 0px 3px;vertical-align:bottom;font-weight:bold;">Single-walled</td> <td data-sheets-value='{"1":2,"2":"Clear (H)"}' style="border-right:1px solid #000000;overflow:hidden;padding:0px 3px 0px 3px;vertical-align:bottom;font-weight:bold;">Clear (H)</td> <td data-sheets-numberformat='{"1":2,"2":"0.00","3":1}' data-sheets-value='{"1":3,"3":5.17}' style="overflow:hidden;padding:0px 3px 0px 3px;vertical-align:bottom;text-align:center;">5.17</td> <td data-sheets-numberformat='{"1":2,"2":"0","3":1}' data-sheets-value='{"1":3,"3":90}' style="overflow:hidden;padding:0px 3px 0px 3px;vertical-align:bottom;text-align:center;">90</td> <td data-sheets-numberformat='{"1":2,"2":"0","3":1}' data-sheets-value='{"1":3,"3":87}' style="overflow:hidden;padding:0px 3px 0px 3px;vertical-align:bottom;text-align:center;">87</td> <td data-sheets-numberformat='{"1":2,"2":"0","3":1}' data-sheets-value='{"1":2,"2":"-"}' style="border-right:1px solid #000000;overflow:hidden;padding:0px 3px 0px 3px;vertical-align:bottom;text-align:center;">-</td> </tr> <tr style="height:20px;"> <td data-sheets-value='{"1":2,"2":"PMMA"}' style="border-left:1px solid #000000;overflow:hidden;padding:0px 3px 0px 3px;vertical-align:bottom;font-weight:bold;">PMMA</td> <td data-sheets-value='{"1":2,"2":"Single-walled"}' style="overflow:hidden;padding:0px 3px 0px 3px;vertical-align:bottom;font-weight:bold;">Single-walled</td> <td data-sheets-value='{"1":2,"2":"Opal (O)"}' style="border-right:1px solid #000000;overflow:hidden;padding:0px 3px 0px 3px;vertical-align:bottom;font-weight:bold;">Opal (O)</td> <td data-sheets-numberformat='{"1":2,"2":"0.00","3":1}' data-sheets-value='{"1":3,"3":5.17}' style="overflow:hidden;padding:0px 3px 0px 3px;vertical-align:bottom;text-align:center;">5.17</td> <td data-sheets-numberformat='{"1":2,"2":"0","3":1}' data-sheets-value='{"1":3,"3":83}' style="overflow:hidden;padding:0px 3px 0px 3px;vertical-align:bottom;text-align:center;">83</td> <td data-sheets-numberformat='{"1":2,"2":"0","3":1}' data-sheets-value='{"1":3,"3":76}' style="overflow:hidden;padding:0px 3px 0px 3px;vertical-align:bottom;text-align:center;">76</td> <td data-sheets-numberformat='{"1":2,"2":"0","3":1}' data-sheets-value='{"1":2,"2":"-"}' style="border-right:1px solid #000000;overflow:hidden;padding:0px 3px 0px 3px;vertical-align:bottom;text-align:center;">-</td> </tr> <tr style="height:20px;"> <td style="border-left:1px solid #000000;overflow:hidden;padding:0px 3px 0px 3px;vertical-align:bottom;font-weight:bold;"></td> <td data-sheets-value='{"1":2,"2":"Double-walled"}' style="overflow:hidden;padding:0px 3px 0px 3px;vertical-align:bottom;font-weight:bold;">Double-walled</td> <td data-sheets-value='{"1":2,"2":"Clear (H/H)"}' style="border-right:1px solid #000000;overflow:hidden;padding:0px 3px 0px 3px;vertical-align:bottom;font-weight:bold;">Clear (H/H)</td> <td data-sheets-numberformat='{"1":2,"2":"0.00","3":1}' data-sheets-value='{"1":3,"3":2.9}' style="overflow:hidden;padding:0px 3px 0px 3px;vertical-align:bottom;text-align:center;">2.90</td> <td data-sheets-numberformat='{"1":2,"2":"0","3":1}' data-sheets-value='{"1":3,"3":81}' style="overflow:hidden;padding:0px 3px 0px 3px;vertical-align:bottom;text-align:center;">81</td> <td data-sheets-numberformat='{"1":2,"2":"0","3":1}' data-sheets-value='{"1":3,"3":75}' style="overflow:hidden;padding:0px 3px 0px 3px;vertical-align:bottom;text-align:center;">75</td> <td data-sheets-numberformat='{"1":2,"2":"0","3":1}' data-sheets-value='{"1":3,"3":20}' style="border-right:1px solid #000000;overflow:hidden;padding:0px 3px 0px 3px;vertical-align:bottom;text-align:center;">20</td> </tr> <tr style="height:20px;"> <td style="border-left:1px solid #000000;overflow:hidden;padding:0px 3px 0px 3px;vertical-align:bottom;font-weight:bold;"></td> <td data-sheets-value='{"1":2,"2":"Double-walled"}' style="overflow:hidden;padding:0px 3px 0px 3px;vertical-align:bottom;font-weight:bold;">Double-walled</td> <td data-sheets-value='{"1":2,"2":"Opal (O/O)"}' style="border-right:1px solid #000000;overflow:hidden;padding:0px 3px 0px 3px;vertical-align:bottom;font-weight:bold;">Opal (O/O)</td> <td data-sheets-numberformat='{"1":2,"2":"0.00","3":1}' data-sheets-value='{"1":3,"3":2.9}' style="overflow:hidden;padding:0px 3px 0px 3px;vertical-align:bottom;text-align:center;">2.90</td> <td data-sheets-numberformat='{"1":2,"2":"0","3":1}' data-sheets-value='{"1":3,"3":69}' style="overflow:hidden;padding:0px 3px 0px 3px;vertical-align:bottom;text-align:center;">69</td> <td data-sheets-numberformat='{"1":2,"2":"0","3":1}' data-sheets-value='{"1":3,"3":58}' style="overflow:hidden;padding:0px 3px 0px 3px;vertical-align:bottom;text-align:center;">58</td> <td data-sheets-numberformat='{"1":2,"2":"0","3":1}' data-sheets-value='{"1":3,"3":20}' style="border-right:1px solid #000000;overflow:hidden;padding:0px 3px 0px 3px;vertical-align:bottom;text-align:center;">20</td> </tr> <tr style="height:20px;"> <td style="border-left:1px solid #000000;overflow:hidden;padding:0px 3px 0px 3px;vertical-align:bottom;font-weight:bold;"></td> <td data-sheets-value='{"1":2,"2":"Triple-walled"}' style="overflow:hidden;padding:0px 3px 0px 3px;vertical-align:bottom;font-weight:bold;">Triple-walled</td> <td data-sheets-value='{"1":2,"2":"Clear (H/H/H)"}' style="border-right:1px solid #000000;overflow:hidden;padding:0px 3px 0px 3px;vertical-align:bottom;font-weight:bold;">Clear (H/H/H)</td> <td data-sheets-numberformat='{"1":2,"2":"0.00","3":1}' data-sheets-value='{"1":3,"3":1.7}' style="overflow:hidden;padding:0px 3px 0px 3px;vertical-align:bottom;text-align:center;">1.70</td> <td data-sheets-numberformat='{"1":2,"2":"0","3":1}' data-sheets-value='{"1":3,"3":73}' style="overflow:hidden;padding:0px 3px 0px 3px;vertical-align:bottom;text-align:center;">73</td> <td data-sheets-numberformat='{"1":2,"2":"0","3":1}' data-sheets-value='{"1":3,"3":65}' style="overflow:hidden;padding:0px 3px 0px 3px;vertical-align:bottom;text-align:center;">65</td> <td data-sheets-numberformat='{"1":2,"2":"0","3":1}' data-sheets-value='{"1":3,"3":22}' style="border-right:1px solid #000000;overflow:hidden;padding:0px 3px 0px 3px;vertical-align:bottom;text-align:center;">22</td> </tr> <tr style="height:20px;"> <td style="border-left:1px solid #000000;overflow:hidden;padding:0px 3px 0px 3px;vertical-align:bottom;font-weight:bold;"></td> <td data-sheets-value='{"1":2,"2":"Triple-walled"}' style="overflow:hidden;padding:0px 3px 0px 3px;vertical-align:bottom;font-weight:bold;">Triple-walled</td> <td data-sheets-value='{"1":2,"2":"Opal (O/H/O)"}' style="border-right:1px solid #000000;overflow:hidden;padding:0px 3px 0px 3px;vertical-align:bottom;font-weight:bold;">Opal (O/H/O)</td> <td data-sheets-numberformat='{"1":2,"2":"0.00","3":1}' data-sheets-value='{"1":3,"3":1.7}' style="overflow:hidden;padding:0px 3px 0px 3px;vertical-align:bottom;text-align:center;">1.70</td> <td data-sheets-numberformat='{"1":2,"2":"0","3":1}' data-sheets-value='{"1":3,"3":62}' style="overflow:hidden;padding:0px 3px 0px 3px;vertical-align:bottom;text-align:center;">62</td> <td data-sheets-numberformat='{"1":2,"2":"0","3":1}' data-sheets-value='{"1":3,"3":51}' style="overflow:hidden;padding:0px 3px 0px 3px;vertical-align:bottom;text-align:center;">51</td> <td data-sheets-numberformat='{"1":2,"2":"0","3":1}' data-sheets-value='{"1":3,"3":22}' style="border-right:1px solid #000000;overflow:hidden;padding:0px 3px 0px 3px;vertical-align:bottom;text-align:center;">22</td> </tr> <tr style="height:20px;"> <td style="border-left:1px solid #000000;overflow:hidden;padding:0px 3px 0px 3px;vertical-align:bottom;font-weight:bold;"></td> <td data-sheets-value='{"1":2,"2":"Four-walled"}' style="overflow:hidden;padding:0px 3px 0px 3px;vertical-align:bottom;font-weight:bold;">Four-walled</td> <td data-sheets-value='{"1":2,"2":"Clear (H/H/H/H)"}' style="border-right:1px solid #000000;overflow:hidden;padding:0px 3px 0px 3px;vertical-align:bottom;font-weight:bold;">Clear (H/H/H/H)</td> <td data-sheets-numberformat='{"1":2,"2":"0.00","3":1}' data-sheets-value='{"1":3,"3":1.28}' style="overflow:hidden;padding:0px 3px 0px 3px;vertical-align:bottom;text-align:center;">1.28</td> <td data-sheets-numberformat='{"1":2,"2":"0","3":1}' data-sheets-value='{"1":3,"3":64}' style="overflow:hidden;padding:0px 3px 0px 3px;vertical-align:bottom;text-align:center;">64</td> <td data-sheets-numberformat='{"1":2,"2":"0","3":1}' data-sheets-value='{"1":3,"3":54}' style="overflow:hidden;padding:0px 3px 0px 3px;vertical-align:bottom;text-align:center;">54</td> <td data-sheets-numberformat='{"1":2,"2":"0","3":1}' data-sheets-value='{"1":3,"3":23}' style="border-right:1px solid #000000;overflow:hidden;padding:0px 3px 0px 3px;vertical-align:bottom;text-align:center;">23</td> </tr> <tr style="height:20px;"> <td style="border-bottom:1px solid #000000;border-left:1px solid #000000;overflow:hidden;padding:0px 3px 0px 3px;vertical-align:bottom;"></td> <td data-sheets-value='{"1":2,"2":"Four-walled"}' style="border-bottom:1px solid #000000;overflow:hidden;padding:0px 3px 0px 3px;vertical-align:bottom;font-weight:bold;">Four-walled</td> <td data-sheets-value='{"1":2,"2":"Opal (H/H/O/H)"}' style="border-right:1px solid #000000;border-bottom:1px solid #000000;overflow:hidden;padding:0px 3px 0px 3px;vertical-align:bottom;font-weight:bold;">Opal (H/H/O/H)</td> <td data-sheets-numberformat='{"1":2,"2":"0.00","3":1}' data-sheets-value='{"1":3,"3":1.28}' style="border-bottom:1px solid #000000;overflow:hidden;padding:0px 3px 0px 3px;vertical-align:bottom;text-align:center;">1.28</td> <td data-sheets-numberformat='{"1":2,"2":"0","3":1}' data-sheets-value='{"1":3,"3":59}' style="border-bottom:1px solid #000000;overflow:hidden;padding:0px 3px 0px 3px;vertical-align:bottom;text-align:center;">59</td> <td data-sheets-numberformat='{"1":2,"2":"0","3":1}' data-sheets-value='{"1":3,"3":48}' style="border-bottom:1px solid #000000;overflow:hidden;padding:0px 3px 0px 3px;vertical-align:bottom;text-align:center;">48</td> <td data-sheets-numberformat='{"1":2,"2":"0","3":1}' data-sheets-value='{"1":3,"3":23}' style="border-right:1px solid #000000;border-bottom:1px solid #000000;overflow:hidden;padding:0px 3px 0px 3px;vertical-align:bottom;text-align:center;">23</td> </tr> <tr style="height:20px;"> <td data-sheets-value='{"1":2,"2":"Polycarbonate "}' style="border-left:1px solid #000000;overflow:hidden;padding:0px 3px 0px 3px;vertical-align:bottom;font-weight:bold;">Polycarbonate </td> <td data-sheets-value='{"1":2,"2":"Single-walled"}' style="overflow:hidden;padding:0px 3px 0px 3px;vertical-align:bottom;font-weight:bold;">Single-walled</td> <td data-sheets-value='{"1":2,"2":"Clear (A)"}' style="border-right:1px solid #000000;overflow:hidden;padding:0px 3px 0px 3px;vertical-align:bottom;font-weight:bold;">Clear (A)</td> <td data-sheets-numberformat='{"1":2,"2":"0.00","3":1}' data-sheets-value='{"1":3,"3":5.17}' style="overflow:hidden;padding:0px 3px 0px 3px;vertical-align:bottom;text-align:center;">5.17</td> <td data-sheets-numberformat='{"1":2,"2":"0","3":1}' data-sheets-value='{"1":3,"3":88}' style="overflow:hidden;padding:0px 3px 0px 3px;vertical-align:bottom;text-align:center;">88</td> <td data-sheets-numberformat='{"1":2,"2":"0","3":1}' data-sheets-value='{"1":3,"3":83}' style="overflow:hidden;padding:0px 3px 0px 3px;vertical-align:bottom;text-align:center;">83</td> <td data-sheets-numberformat='{"1":2,"2":"0","3":1}' data-sheets-value='{"1":2,"2":"-"}' style="border-right:1px solid #000000;overflow:hidden;padding:0px 3px 0px 3px;vertical-align:bottom;text-align:center;">-</td> </tr> <tr style="height:20px;"> <td data-sheets-value='{"1":2,"2":"PC"}' style="border-left:1px solid #000000;overflow:hidden;padding:0px 3px 0px 3px;vertical-align:bottom;font-weight:bold;">PC</td> <td data-sheets-value='{"1":2,"2":"Single-walled"}' style="overflow:hidden;padding:0px 3px 0px 3px;vertical-align:bottom;font-weight:bold;">Single-walled</td> <td data-sheets-value='{"1":2,"2":"Opal (D)"}' style="border-right:1px solid #000000;overflow:hidden;padding:0px 3px 0px 3px;vertical-align:bottom;font-weight:bold;">Opal (D)</td> <td data-sheets-numberformat='{"1":2,"2":"0.00","3":1}' data-sheets-value='{"1":3,"3":5.17}' style="overflow:hidden;padding:0px 3px 0px 3px;vertical-align:bottom;text-align:center;">5.17</td> <td data-sheets-numberformat='{"1":2,"2":"0","3":1}' data-sheets-value='{"1":3,"3":58}' style="overflow:hidden;padding:0px 3px 0px 3px;vertical-align:bottom;text-align:center;">58</td> <td data-sheets-numberformat='{"1":2,"2":"0","3":1}' data-sheets-value='{"1":3,"3":60}' style="overflow:hidden;padding:0px 3px 0px 3px;vertical-align:bottom;text-align:center;">60</td> <td data-sheets-numberformat='{"1":2,"2":"0","3":1}' data-sheets-value='{"1":2,"2":"-"}' style="border-right:1px solid #000000;overflow:hidden;padding:0px 3px 0px 3px;vertical-align:bottom;text-align:center;">-</td> </tr> <tr style="height:20px;"> <td style="border-left:1px solid #000000;overflow:hidden;padding:0px 3px 0px 3px;vertical-align:bottom;font-weight:bold;"></td> <td data-sheets-value='{"1":2,"2":"Double-walled"}' style="overflow:hidden;padding:0px 3px 0px 3px;vertical-align:bottom;font-weight:bold;">Double-walled</td> <td data-sheets-value='{"1":2,"2":"Clear (A/H)"}' style="border-right:1px solid #000000;overflow:hidden;padding:0px 3px 0px 3px;vertical-align:bottom;font-weight:bold;">Clear (A/H)</td> <td data-sheets-numberformat='{"1":2,"2":"0.00","3":1}' data-sheets-value='{"1":3,"3":2.9}' style="overflow:hidden;padding:0px 3px 0px 3px;vertical-align:bottom;text-align:center;">2.90</td> <td data-sheets-numberformat='{"1":2,"2":"0","3":1}' data-sheets-value='{"1":3,"3":79}' style="overflow:hidden;padding:0px 3px 0px 3px;vertical-align:bottom;text-align:center;">79</td> <td data-sheets-numberformat='{"1":2,"2":"0","3":1}' data-sheets-value='{"1":3,"3":72}' style="overflow:hidden;padding:0px 3px 0px 3px;vertical-align:bottom;text-align:center;">72</td> <td data-sheets-numberformat='{"1":2,"2":"0","3":1}' data-sheets-value='{"1":3,"3":20}' style="border-right:1px solid #000000;overflow:hidden;padding:0px 3px 0px 3px;vertical-align:bottom;text-align:center;">20</td> </tr> <tr style="height:20px;"> <td style="border-left:1px solid #000000;overflow:hidden;padding:0px 3px 0px 3px;vertical-align:bottom;font-weight:bold;"></td> <td data-sheets-value='{"1":2,"2":"Double-walled"}' style="overflow:hidden;padding:0px 3px 0px 3px;vertical-align:bottom;font-weight:bold;">Double-walled</td> <td data-sheets-value='{"1":2,"2":"Clear (A/A)"}' style="border-right:1px solid #000000;overflow:hidden;padding:0px 3px 0px 3px;vertical-align:bottom;font-weight:bold;">Clear (A/A)</td> <td data-sheets-numberformat='{"1":2,"2":"0.00","3":1}' data-sheets-value='{"1":3,"3":2.9}' style="overflow:hidden;padding:0px 3px 0px 3px;vertical-align:bottom;text-align:center;">2.90</td> <td data-sheets-numberformat='{"1":2,"2":"0","3":1}' data-sheets-value='{"1":3,"3":77}' style="overflow:hidden;padding:0px 3px 0px 3px;vertical-align:bottom;text-align:center;">77</td> <td data-sheets-numberformat='{"1":2,"2":"0","3":1}' data-sheets-value='{"1":3,"3":69}' style="overflow:hidden;padding:0px 3px 0px 3px;vertical-align:bottom;text-align:center;">69</td> <td data-sheets-numberformat='{"1":2,"2":"0","3":1}' data-sheets-value='{"1":3,"3":20}' style="border-right:1px solid #000000;overflow:hidden;padding:0px 3px 0px 3px;vertical-align:bottom;text-align:center;">20</td> </tr> <tr style="height:20px;"> <td style="border-left:1px solid #000000;overflow:hidden;padding:0px 3px 0px 3px;vertical-align:bottom;font-weight:bold;"></td> <td data-sheets-value='{"1":2,"2":"Double-walled"}' style="overflow:hidden;padding:0px 3px 0px 3px;vertical-align:bottom;font-weight:bold;">Double-walled</td> <td data-sheets-value='{"1":2,"2":"Opal (A/O)"}' style="border-right:1px solid #000000;overflow:hidden;padding:0px 3px 0px 3px;vertical-align:bottom;font-weight:bold;">Opal (A/O)</td> <td data-sheets-numberformat='{"1":2,"2":"0.00","3":1}' data-sheets-value='{"1":3,"3":2.9}' style="overflow:hidden;padding:0px 3px 0px 3px;vertical-align:bottom;text-align:center;">2.90</td> <td data-sheets-numberformat='{"1":2,"2":"0","3":1}' data-sheets-value='{"1":3,"3":73}' style="overflow:hidden;padding:0px 3px 0px 3px;vertical-align:bottom;text-align:center;">73</td> <td data-sheets-numberformat='{"1":2,"2":"0","3":1}' data-sheets-value='{"1":3,"3":63}' style="overflow:hidden;padding:0px 3px 0px 3px;vertical-align:bottom;text-align:center;">63</td> <td data-sheets-numberformat='{"1":2,"2":"0","3":1}' data-sheets-value='{"1":3,"3":20}' style="border-right:1px solid #000000;overflow:hidden;padding:0px 3px 0px 3px;vertical-align:bottom;text-align:center;">20</td> </tr> <tr style="height:20px;"> <td style="border-left:1px solid #000000;overflow:hidden;padding:0px 3px 0px 3px;vertical-align:bottom;font-weight:bold;"></td> <td data-sheets-value='{"1":2,"2":"Double-walled"}' style="overflow:hidden;padding:0px 3px 0px 3px;vertical-align:bottom;font-weight:bold;">Double-walled</td> <td data-sheets-value='{"1":2,"2":"Opal (A/D)"}' style="border-right:1px solid #000000;overflow:hidden;padding:0px 3px 0px 3px;vertical-align:bottom;font-weight:bold;">Opal (A/D)</td> <td data-sheets-numberformat='{"1":2,"2":"0.00","3":1}' data-sheets-value='{"1":3,"3":2.9}' style="overflow:hidden;padding:0px 3px 0px 3px;vertical-align:bottom;text-align:center;">2.90</td> <td data-sheets-numberformat='{"1":2,"2":"0","3":1}' data-sheets-value='{"1":3,"3":51}' style="overflow:hidden;padding:0px 3px 0px 3px;vertical-align:bottom;text-align:center;">51</td> <td data-sheets-numberformat='{"1":2,"2":"0","3":1}' data-sheets-value='{"1":3,"3":50}' style="overflow:hidden;padding:0px 3px 0px 3px;vertical-align:bottom;text-align:center;">50</td> <td data-sheets-numberformat='{"1":2,"2":"0","3":1}' data-sheets-value='{"1":3,"3":20}' style="border-right:1px solid #000000;overflow:hidden;padding:0px 3px 0px 3px;vertical-align:bottom;text-align:center;">20</td> </tr> <tr style="height:20px;"> <td style="border-left:1px solid #000000;overflow:hidden;padding:0px 3px 0px 3px;vertical-align:bottom;font-weight:bold;"></td> <td data-sheets-value='{"1":2,"2":"Triple-walled"}' style="overflow:hidden;padding:0px 3px 0px 3px;vertical-align:bottom;font-weight:bold;">Triple-walled</td> <td data-sheets-value='{"1":2,"2":"Clear (A/H/H)"}' style="border-right:1px solid #000000;overflow:hidden;padding:0px 3px 0px 3px;vertical-align:bottom;font-weight:bold;">Clear (A/H/H)</td> <td data-sheets-numberformat='{"1":2,"2":"0.00","3":1}' data-sheets-value='{"1":3,"3":1.7}' style="overflow:hidden;padding:0px 3px 0px 3px;vertical-align:bottom;text-align:center;">1.70</td> <td data-sheets-numberformat='{"1":2,"2":"0","3":1}' data-sheets-value='{"1":3,"3":71}' style="overflow:hidden;padding:0px 3px 0px 3px;vertical-align:bottom;text-align:center;">71</td> <td data-sheets-numberformat='{"1":2,"2":"0","3":1}' data-sheets-value='{"1":3,"3":63}' style="overflow:hidden;padding:0px 3px 0px 3px;vertical-align:bottom;text-align:center;">63</td> <td data-sheets-numberformat='{"1":2,"2":"0","3":1}' data-sheets-value='{"1":3,"3":22}' style="border-right:1px solid #000000;overflow:hidden;padding:0px 3px 0px 3px;vertical-align:bottom;text-align:center;">22</td> </tr> <tr style="height:20px;"> <td style="border-left:1px solid #000000;overflow:hidden;padding:0px 3px 0px 3px;vertical-align:bottom;font-weight:bold;"></td> <td data-sheets-value='{"1":2,"2":"Triple-walled"}' style="overflow:hidden;padding:0px 3px 0px 3px;vertical-align:bottom;font-weight:bold;">Triple-walled</td> <td data-sheets-value='{"1":2,"2":"Opal (A/O/O)"}' style="border-right:1px solid #000000;overflow:hidden;padding:0px 3px 0px 3px;vertical-align:bottom;font-weight:bold;">Opal (A/O/O)</td> <td data-sheets-numberformat='{"1":2,"2":"0.00","3":1}' data-sheets-value='{"1":3,"3":1.7}' style="overflow:hidden;padding:0px 3px 0px 3px;vertical-align:bottom;text-align:center;">1.70</td> <td data-sheets-numberformat='{"1":2,"2":"0","3":1}' data-sheets-value='{"1":3,"3":61}' style="overflow:hidden;padding:0px 3px 0px 3px;vertical-align:bottom;text-align:center;">61</td> <td data-sheets-numberformat='{"1":2,"2":"0","3":1}' data-sheets-value='{"1":3,"3":48}' style="overflow:hidden;padding:0px 3px 0px 3px;vertical-align:bottom;text-align:center;">48</td> <td data-sheets-numberformat='{"1":2,"2":"0","3":1}' data-sheets-value='{"1":3,"3":22}' style="border-right:1px solid #000000;overflow:hidden;padding:0px 3px 0px 3px;vertical-align:bottom;text-align:center;">22</td> </tr> <tr style="height:20px;"> <td style="border-left:1px solid #000000;overflow:hidden;padding:0px 3px 0px 3px;vertical-align:bottom;font-weight:bold;"></td> <td data-sheets-value='{"1":2,"2":"Four-walled"}' style="overflow:hidden;padding:0px 3px 0px 3px;vertical-align:bottom;font-weight:bold;">Four-walled</td> <td data-sheets-value='{"1":2,"2":"Clear (A/H/H/H)"}' style="border-right:1px solid #000000;overflow:hidden;padding:0px 3px 0px 3px;vertical-align:bottom;font-weight:bold;">Clear (A/H/H/H)</td> <td data-sheets-numberformat='{"1":2,"2":"0.00","3":1}' data-sheets-value='{"1":3,"3":1.28}' style="overflow:hidden;padding:0px 3px 0px 3px;vertical-align:bottom;text-align:center;">1.28</td> <td data-sheets-numberformat='{"1":2,"2":"0","3":1}' data-sheets-value='{"1":3,"3":64}' style="overflow:hidden;padding:0px 3px 0px 3px;vertical-align:bottom;text-align:center;">64</td> <td data-sheets-numberformat='{"1":2,"2":"0","3":1}' data-sheets-value='{"1":3,"3":52}' style="overflow:hidden;padding:0px 3px 0px 3px;vertical-align:bottom;text-align:center;">52</td> <td data-sheets-numberformat='{"1":2,"2":"0","3":1}' data-sheets-value='{"1":3,"3":23}' style="border-right:1px solid #000000;overflow:hidden;padding:0px 3px 0px 3px;vertical-align:bottom;text-align:center;">23</td> </tr> <tr style="height:20px;"> <td style="border-bottom:1px solid #000000;border-left:1px solid #000000;overflow:hidden;padding:0px 3px 0px 3px;vertical-align:bottom;"></td> <td data-sheets-value='{"1":2,"2":"Four-walled"}' style="border-bottom:1px solid #000000;overflow:hidden;padding:0px 3px 0px 3px;vertical-align:bottom;font-weight:bold;">Four-walled</td> <td data-sheets-value='{"1":2,"2":"Opal (A/H/O/H)"}' style="border-right:1px solid #000000;border-bottom:1px solid #000000;overflow:hidden;padding:0px 3px 0px 3px;vertical-align:bottom;font-weight:bold;">Opal (A/H/O/H)</td> <td data-sheets-numberformat='{"1":2,"2":"0.00","3":1}' data-sheets-value='{"1":3,"3":1.28}' style="border-bottom:1px solid #000000;overflow:hidden;padding:0px 3px 0px 3px;vertical-align:bottom;text-align:center;">1.28</td> <td data-sheets-numberformat='{"1":2,"2":"0","3":1}' data-sheets-value='{"1":3,"3":59}' style="border-bottom:1px solid #000000;overflow:hidden;padding:0px 3px 0px 3px;vertical-align:bottom;text-align:center;">59</td> <td data-sheets-numberformat='{"1":2,"2":"0","3":1}' data-sheets-value='{"1":3,"3":46}' style="border-bottom:1px solid #000000;overflow:hidden;padding:0px 3px 0px 3px;vertical-align:bottom;text-align:center;">46</td> <td data-sheets-numberformat='{"1":2,"2":"0","3":1}' data-sheets-value='{"1":3,"3":23}' style="border-right:1px solid #000000;border-bottom:1px solid #000000;overflow:hidden;padding:0px 3px 0px 3px;vertical-align:bottom;text-align:center;">23</td> </tr> <tr style="height:20px;"> <td data-sheets-value='{"1":2,"2":"Polycarbonate"}' style="border-left:1px solid #000000;overflow:hidden;padding:0px 3px 0px 3px;vertical-align:bottom;font-weight:bold;">Polycarbonate</td> <td data-sheets-value='{"1":2,"2":"Single-walled"}' style="overflow:hidden;padding:0px 3px 0px 3px;vertical-align:bottom;font-weight:bold;">Single-walled</td> <td data-sheets-value='{"1":2,"2":"Heatstop Opal (T)"}' style="border-right:1px solid #000000;overflow:hidden;padding:0px 3px 0px 3px;vertical-align:bottom;font-weight:bold;">Heatstop Opal (T)</td> <td data-sheets-numberformat='{"1":2,"2":"0.00","3":1}' data-sheets-value='{"1":3,"3":5.17}' style="overflow:hidden;padding:0px 3px 0px 3px;vertical-align:bottom;text-align:center;">5.17</td> <td data-sheets-numberformat='{"1":2,"2":"0","3":1}' data-sheets-value='{"1":3,"3":49}' style="overflow:hidden;padding:0px 3px 0px 3px;vertical-align:bottom;text-align:center;">49</td> <td data-sheets-numberformat='{"1":2,"2":"0","3":1}' data-sheets-value='{"1":3,"3":59}' style="overflow:hidden;padding:0px 3px 0px 3px;vertical-align:bottom;text-align:center;">59</td> <td data-sheets-numberformat='{"1":2,"2":"0","3":1}' data-sheets-value='{"1":2,"2":"-"}' style="border-right:1px solid #000000;overflow:hidden;padding:0px 3px 0px 3px;vertical-align:bottom;text-align:center;">-</td> </tr> <tr style="height:20px;"> <td data-sheets-value='{"1":2,"2":"Heatstop PC"}' style="border-left:1px solid #000000;overflow:hidden;padding:0px 3px 0px 3px;vertical-align:bottom;font-weight:bold;">Heatstop PC</td> <td data-sheets-value='{"1":2,"2":"Double-walled"}' style="overflow:hidden;padding:0px 3px 0px 3px;vertical-align:bottom;font-weight:bold;">Double-walled</td> <td data-sheets-value='{"1":2,"2":"Clear (T/H)"}' style="border-right:1px solid #000000;overflow:hidden;padding:0px 3px 0px 3px;vertical-align:bottom;font-weight:bold;">Clear (T/H)</td> <td data-sheets-numberformat='{"1":2,"2":"0.00","3":1}' data-sheets-value='{"1":3,"3":2.9}' style="overflow:hidden;padding:0px 3px 0px 3px;vertical-align:bottom;text-align:center;">2.90</td> <td data-sheets-numberformat='{"1":2,"2":"0","3":1}' data-sheets-value='{"1":3,"3":44}' style="overflow:hidden;padding:0px 3px 0px 3px;vertical-align:bottom;text-align:center;">44</td> <td data-sheets-numberformat='{"1":2,"2":"0","3":1}' data-sheets-value='{"1":3,"3":51}' style="overflow:hidden;padding:0px 3px 0px 3px;vertical-align:bottom;text-align:center;">51</td> <td data-sheets-numberformat='{"1":2,"2":"0","3":1}' data-sheets-value='{"1":3,"3":20}' style="border-right:1px solid #000000;overflow:hidden;padding:0px 3px 0px 3px;vertical-align:bottom;text-align:center;">20</td> </tr> <tr style="height:20px;"> <td style="border-left:1px solid #000000;overflow:hidden;padding:0px 3px 0px 3px;vertical-align:bottom;font-weight:bold;"></td> <td data-sheets-value='{"1":2,"2":"Double-walled"}' style="overflow:hidden;padding:0px 3px 0px 3px;vertical-align:bottom;font-weight:bold;">Double-walled</td> <td data-sheets-value='{"1":2,"2":"Opal (T/O)"}' style="border-right:1px solid #000000;overflow:hidden;padding:0px 3px 0px 3px;vertical-align:bottom;font-weight:bold;">Opal (T/O)</td> <td data-sheets-numberformat='{"1":2,"2":"0.00","3":1}' data-sheets-value='{"1":3,"3":2.9}' style="overflow:hidden;padding:0px 3px 0px 3px;vertical-align:bottom;text-align:center;">2.90</td> <td data-sheets-numberformat='{"1":2,"2":"0","3":1}' data-sheets-value='{"1":3,"3":41}' style="overflow:hidden;padding:0px 3px 0px 3px;vertical-align:bottom;text-align:center;">41</td> <td data-sheets-numberformat='{"1":2,"2":"0","3":1}' data-sheets-value='{"1":3,"3":45}' style="overflow:hidden;padding:0px 3px 0px 3px;vertical-align:bottom;text-align:center;">45</td> <td data-sheets-numberformat='{"1":2,"2":"0","3":1}' data-sheets-value='{"1":3,"3":20}' style="border-right:1px solid #000000;overflow:hidden;padding:0px 3px 0px 3px;vertical-align:bottom;text-align:center;">20</td> </tr> <tr style="height:20px;"> <td style="border-left:1px solid #000000;overflow:hidden;padding:0px 3px 0px 3px;vertical-align:bottom;font-weight:bold;"></td> <td data-sheets-value='{"1":2,"2":"Triple-walled"}' style="overflow:hidden; | skylux-160-ce-met-koepel-en-pvc-opstand-30-20-met-lm-motor-en-windvang-1100-x-1700-mm | 8586040082765 | 46872373199181
Smoke and heat exhaust (SHEV) | SHE system | Skylux | Skylux 160° CE with skylight and PVC curb 30/20 with LM-actuator and spoiler 1100 x 2300 mm |  | 26601 | 5412970266013 | 5614.4 | Yes | 30-45 | 105.33 | 1100 x 2300 mm | 2300 | 1100 |  | PVC 30/20 (30 cm high & roof opening = 20 cm larger than daylight size) | Rectangular | 5.17 W/m²K - 1.28 W/m²K | 87% - 32% | 90% - 32% | 20dB - 23dB | 160° CE (for industry) | skylight | with spoiler | E | Single actuator | Maximum four-walled skylight possible for this product | Ut-value LT-value g-value Rw-value EN 1873 : 2014 EN ISO 13468 EN 16153 EN 410 EN 410 EN ISO 140-3 Material Walls Shells (W/m²K) (%) (%) (dB) Acrylic Single-walled Clear (H) 5.17 90 87 - PMMA Single-walled Opal (O) 5.17 83 76 - Double-walled Clear (H/H) 2.90 81 75 20 Double-walled Opal (O/O) 2.90 69 58 20 Triple-walled Clear (H/H/H) 1.70 73 65 22 Triple-walled Opal (O/H/O) 1.70 62 51 22 Four-walled Clear (H/H/H/H) 1.28 64 54 23 Four-walled Opal (H/H/O/H) 1.28 59 48 23 Polycarbonate Single-walled Clear (A) 5.17 88 83 - PC Single-walled Opal (D) 5.17 58 60 - Double-walled Clear (A/H) 2.90 79 72 20 Double-walled Clear (A/A) 2.90 77 69 20 Double-walled Opal (A/O) 2.90 73 63 20 Double-walled Opal (A/D) 2.90 51 50 20 Triple-walled Clear (A/H/H) 1.70 71 63 22 Triple-walled Opal (A/O/O) 1.70 61 48 22 Four-walled Clear (A/H/H/H) 1.28 64 52 23 Four-walled Opal (A/H/O/H) 1.28 59 46 23 Polycarbonate Single-walled Heatstop Opal (T) 5.17 49 59 - Heatstop PC Double-walled Clear (T/H) 2.90 44 51 20 Double-walled Opal (T/O) 2.90 41 45 20 Triple-walled Clear (T/H/H) 1.70 40 <td data-sheets-numberformat='{"1":2,"2":"0","3":1}' data-sheets-value='{"1":3,"3":44}' style="overflow:hidden;paddin | https://skylux.eu/en/products/skylux-160-ce-met-koepel-en-pvc-opstand-30-20-met-lm-motor-en-windvang-1100-x-2300-mm | https://skylux.eu/cdn/shop/files/Skylux-160deg-CE-met-koepel-en-pvc-opstand-3020-met-LM-motor-en-windvang-1100-x-2300-mm-RWA-systeem.jpg?v=1702981499&width=1600 | https://skylux.eu/cdn/shop/files/e5a82811-1bb0-48e4-a776-cacb59c7c092_e54ae0eb-8dab-4bfb-92c9-b93eecbe06e0.jpg?v=1688551389&width=1600 | //skylux.eu/cdn/shop/files/E_MH_Mounting_instructions_Skylux_160_CE_LM.pdf?v=12406716259046007223 | //skylux.eu/cdn/shop/files/E_TD_Technical_File_Skylux_Skylux_160_CE_Electric.pdf?v=3667116872303399239 | <style type="text/css" id="isPasted"> <!--td { border: 1px solid #cccccc; } br { mso-data-placement: same-cell; } --> </style> <table border="1" cellpadding="0" cellspacing="0" dir="ltr" style="table-layout:fixed;font-size:10pt;font-family:Arial;border-collapse:collapse;border:none;"><tbody> <tr style="height:20px;"> <td style="overflow:hidden;padding:0px 3px 0px 3px;vertical-align:bottom;"></td> <td style="overflow:hidden;padding:0px 3px 0px 3px;vertical-align:bottom;"></td> <td style="overflow:hidden;padding:0px 3px 0px 3px;vertical-align:bottom;"></td> <td data-sheets-value='{"1":2,"2":"Ut-value"}' style="overflow:hidden;padding:0px 3px 0px 3px;vertical-align:bottom;font-weight:bold;text-align:center;">Ut-value</td> <td data-sheets-value='{"1":2,"2":"LT-value"}' style="overflow:hidden;padding:0px 3px 0px 3px;vertical-align:bottom;font-weight:bold;text-align:center;">LT-value</td> <td data-sheets-value='{"1":2,"2":"g-value"}' style="overflow:hidden;padding:0px 3px 0px 3px;vertical-align:bottom;font-weight:bold;text-align:center;">g-value</td> <td data-sheets-value='{"1":2,"2":"Rw-value "}' style="overflow:hidden;padding:0px 3px 0px 3px;vertical-align:bottom;font-weight:bold;text-align:center;">Rw-value </td> </tr> <tr style="height:20px;"> <td style="overflow:hidden;padding:0px 3px 0px 3px;vertical-align:bottom;"></td> <td style="overflow:hidden;padding:0px 3px 0px 3px;vertical-align:bottom;"></td> <td style="overflow:hidden;padding:0px 3px 0px 3px;vertical-align:bottom;"></td> <td data-sheets-numberformat='{"1":2,"2":"0.00","3":1}' data-sheets-value='{"1":2,"2":"EN 1873 : 2014"}' style="overflow:hidden;padding:0px 3px 0px 3px;vertical-align:bottom;text-align:center;">EN 1873 : 2014</td> <td data-sheets-numberformat='{"1":2,"2":"0","3":1}' data-sheets-value='{"1":2,"2":"EN ISO 13468 EN 16153 EN 410"}' style="overflow:hidden;padding:0px 3px 0px 3px;vertical-align:bottom;text-align:center;">EN ISO 13468 EN 16153 EN 410</td> <td data-sheets-numberformat='{"1":2,"2":"0","3":1}' data-sheets-value='{"1":2,"2":"EN 410"}' style="overflow:hidden;padding:0px 3px 0px 3px;vertical-align:bottom;text-align:center;">EN 410</td> <td data-sheets-value='{"1":2,"2":"EN ISO 140-3\t\t"}' style="overflow:hidden;padding:0px 3px 0px 3px;vertical-align:bottom;text-align:center;">EN ISO 140-3 </td> </tr> <tr style="height:20px;"> <td data-sheets-value='{"1":2,"2":"Material"}' style="border-bottom:1px solid #000000;overflow:hidden;padding:0px 3px 0px 3px;vertical-align:bottom;background-color:#000000;font-weight:bold;color:#ffffff;">Material</td> <td data-sheets-value='{"1":2,"2":"Walls"}' style="border-bottom:1px solid #000000;overflow:hidden;padding:0px 3px 0px 3px;vertical-align:bottom;background-color:#000000;font-weight:bold;color:#ffffff;">Walls</td> <td data-sheets-value='{"1":2,"2":"Shells"}' style="border-bottom:1px solid #000000;overflow:hidden;padding:0px 3px 0px 3px;vertical-align:bottom;background-color:#000000;font-weight:bold;color:#ffffff;">Shells</td> <td data-sheets-numberformat='{"1":2,"2":"0.00","3":1}' data-sheets-value='{"1":2,"2":"(W/m²K)\t"}' style="border-bottom:1px solid #000000;overflow:hidden;padding:0px 3px 0px 3px;vertical-align:bottom;background-color:#000000;font-weight:bold;color:#ffffff;text-align:center;">(W/m²K) </td> <td data-sheets-numberformat='{"1":2,"2":"0","3":1}' data-sheets-value='{"1":2,"2":"(%)"}' style="border-bottom:1px solid #000000;overflow:hidden;padding:0px 3px 0px 3px;vertical-align:bottom;background-color:#000000;font-weight:bold;color:#ffffff;text-align:center;">(%)</td> <td data-sheets-numberformat='{"1":2,"2":"0","3":1}' data-sheets-value='{"1":2,"2":"(%)"}' style="border-bottom:1px solid #000000;overflow:hidden;padding:0px 3px 0px 3px;vertical-align:bottom;background-color:#000000;font-weight:bold;color:#ffffff;text-align:center;">(%)</td> <td data-sheets-value='{"1":2,"2":"(dB)"}' style="border-bottom:1px solid #000000;overflow:hidden;padding:0px 3px 0px 3px;vertical-align:bottom;background-color:#000000;font-weight:bold;color:#ffffff;text-align:center;">(dB)</td> </tr> <tr style="height:20px;"> <td data-sheets-value='{"1":2,"2":"Acrylic"}' style="border-left:1px solid #000000;overflow:hidden;padding:0px 3px 0px 3px;vertical-align:bottom;font-weight:bold;">Acrylic</td> <td data-sheets-value='{"1":2,"2":"Single-walled"}' style="overflow:hidden;padding:0px 3px 0px 3px;vertical-align:bottom;font-weight:bold;">Single-walled</td> <td data-sheets-value='{"1":2,"2":"Clear (H)"}' style="border-right:1px solid #000000;overflow:hidden;padding:0px 3px 0px 3px;vertical-align:bottom;font-weight:bold;">Clear (H)</td> <td data-sheets-numberformat='{"1":2,"2":"0.00","3":1}' data-sheets-value='{"1":3,"3":5.17}' style="overflow:hidden;padding:0px 3px 0px 3px;vertical-align:bottom;text-align:center;">5.17</td> <td data-sheets-numberformat='{"1":2,"2":"0","3":1}' data-sheets-value='{"1":3,"3":90}' style="overflow:hidden;padding:0px 3px 0px 3px;vertical-align:bottom;text-align:center;">90</td> <td data-sheets-numberformat='{"1":2,"2":"0","3":1}' data-sheets-value='{"1":3,"3":87}' style="overflow:hidden;padding:0px 3px 0px 3px;vertical-align:bottom;text-align:center;">87</td> <td data-sheets-numberformat='{"1":2,"2":"0","3":1}' data-sheets-value='{"1":2,"2":"-"}' style="border-right:1px solid #000000;overflow:hidden;padding:0px 3px 0px 3px;vertical-align:bottom;text-align:center;">-</td> </tr> <tr style="height:20px;"> <td data-sheets-value='{"1":2,"2":"PMMA"}' style="border-left:1px solid #000000;overflow:hidden;padding:0px 3px 0px 3px;vertical-align:bottom;font-weight:bold;">PMMA</td> <td data-sheets-value='{"1":2,"2":"Single-walled"}' style="overflow:hidden;padding:0px 3px 0px 3px;vertical-align:bottom;font-weight:bold;">Single-walled</td> <td data-sheets-value='{"1":2,"2":"Opal (O)"}' style="border-right:1px solid #000000;overflow:hidden;padding:0px 3px 0px 3px;vertical-align:bottom;font-weight:bold;">Opal (O)</td> <td data-sheets-numberformat='{"1":2,"2":"0.00","3":1}' data-sheets-value='{"1":3,"3":5.17}' style="overflow:hidden;padding:0px 3px 0px 3px;vertical-align:bottom;text-align:center;">5.17</td> <td data-sheets-numberformat='{"1":2,"2":"0","3":1}' data-sheets-value='{"1":3,"3":83}' style="overflow:hidden;padding:0px 3px 0px 3px;vertical-align:bottom;text-align:center;">83</td> <td data-sheets-numberformat='{"1":2,"2":"0","3":1}' data-sheets-value='{"1":3,"3":76}' style="overflow:hidden;padding:0px 3px 0px 3px;vertical-align:bottom;text-align:center;">76</td> <td data-sheets-numberformat='{"1":2,"2":"0","3":1}' data-sheets-value='{"1":2,"2":"-"}' style="border-right:1px solid #000000;overflow:hidden;padding:0px 3px 0px 3px;vertical-align:bottom;text-align:center;">-</td> </tr> <tr style="height:20px;"> <td style="border-left:1px solid #000000;overflow:hidden;padding:0px 3px 0px 3px;vertical-align:bottom;font-weight:bold;"></td> <td data-sheets-value='{"1":2,"2":"Double-walled"}' style="overflow:hidden;padding:0px 3px 0px 3px;vertical-align:bottom;font-weight:bold;">Double-walled</td> <td data-sheets-value='{"1":2,"2":"Clear (H/H)"}' style="border-right:1px solid #000000;overflow:hidden;padding:0px 3px 0px 3px;vertical-align:bottom;font-weight:bold;">Clear (H/H)</td> <td data-sheets-numberformat='{"1":2,"2":"0.00","3":1}' data-sheets-value='{"1":3,"3":2.9}' style="overflow:hidden;padding:0px 3px 0px 3px;vertical-align:bottom;text-align:center;">2.90</td> <td data-sheets-numberformat='{"1":2,"2":"0","3":1}' data-sheets-value='{"1":3,"3":81}' style="overflow:hidden;padding:0px 3px 0px 3px;vertical-align:bottom;text-align:center;">81</td> <td data-sheets-numberformat='{"1":2,"2":"0","3":1}' data-sheets-value='{"1":3,"3":75}' style="overflow:hidden;padding:0px 3px 0px 3px;vertical-align:bottom;text-align:center;">75</td> <td data-sheets-numberformat='{"1":2,"2":"0","3":1}' data-sheets-value='{"1":3,"3":20}' style="border-right:1px solid #000000;overflow:hidden;padding:0px 3px 0px 3px;vertical-align:bottom;text-align:center;">20</td> </tr> <tr style="height:20px;"> <td style="border-left:1px solid #000000;overflow:hidden;padding:0px 3px 0px 3px;vertical-align:bottom;font-weight:bold;"></td> <td data-sheets-value='{"1":2,"2":"Double-walled"}' style="overflow:hidden;padding:0px 3px 0px 3px;vertical-align:bottom;font-weight:bold;">Double-walled</td> <td data-sheets-value='{"1":2,"2":"Opal (O/O)"}' style="border-right:1px solid #000000;overflow:hidden;padding:0px 3px 0px 3px;vertical-align:bottom;font-weight:bold;">Opal (O/O)</td> <td data-sheets-numberformat='{"1":2,"2":"0.00","3":1}' data-sheets-value='{"1":3,"3":2.9}' style="overflow:hidden;padding:0px 3px 0px 3px;vertical-align:bottom;text-align:center;">2.90</td> <td data-sheets-numberformat='{"1":2,"2":"0","3":1}' data-sheets-value='{"1":3,"3":69}' style="overflow:hidden;padding:0px 3px 0px 3px;vertical-align:bottom;text-align:center;">69</td> <td data-sheets-numberformat='{"1":2,"2":"0","3":1}' data-sheets-value='{"1":3,"3":58}' style="overflow:hidden;padding:0px 3px 0px 3px;vertical-align:bottom;text-align:center;">58</td> <td data-sheets-numberformat='{"1":2,"2":"0","3":1}' data-sheets-value='{"1":3,"3":20}' style="border-right:1px solid #000000;overflow:hidden;padding:0px 3px 0px 3px;vertical-align:bottom;text-align:center;">20</td> </tr> <tr style="height:20px;"> <td style="border-left:1px solid #000000;overflow:hidden;padding:0px 3px 0px 3px;vertical-align:bottom;font-weight:bold;"></td> <td data-sheets-value='{"1":2,"2":"Triple-walled"}' style="overflow:hidden;padding:0px 3px 0px 3px;vertical-align:bottom;font-weight:bold;">Triple-walled</td> <td data-sheets-value='{"1":2,"2":"Clear (H/H/H)"}' style="border-right:1px solid #000000;overflow:hidden;padding:0px 3px 0px 3px;vertical-align:bottom;font-weight:bold;">Clear (H/H/H)</td> <td data-sheets-numberformat='{"1":2,"2":"0.00","3":1}' data-sheets-value='{"1":3,"3":1.7}' style="overflow:hidden;padding:0px 3px 0px 3px;vertical-align:bottom;text-align:center;">1.70</td> <td data-sheets-numberformat='{"1":2,"2":"0","3":1}' data-sheets-value='{"1":3,"3":73}' style="overflow:hidden;padding:0px 3px 0px 3px;vertical-align:bottom;text-align:center;">73</td> <td data-sheets-numberformat='{"1":2,"2":"0","3":1}' data-sheets-value='{"1":3,"3":65}' style="overflow:hidden;padding:0px 3px 0px 3px;vertical-align:bottom;text-align:center;">65</td> <td data-sheets-numberformat='{"1":2,"2":"0","3":1}' data-sheets-value='{"1":3,"3":22}' style="border-right:1px solid #000000;overflow:hidden;padding:0px 3px 0px 3px;vertical-align:bottom;text-align:center;">22</td> </tr> <tr style="height:20px;"> <td style="border-left:1px solid #000000;overflow:hidden;padding:0px 3px 0px 3px;vertical-align:bottom;font-weight:bold;"></td> <td data-sheets-value='{"1":2,"2":"Triple-walled"}' style="overflow:hidden;padding:0px 3px 0px 3px;vertical-align:bottom;font-weight:bold;">Triple-walled</td> <td data-sheets-value='{"1":2,"2":"Opal (O/H/O)"}' style="border-right:1px solid #000000;overflow:hidden;padding:0px 3px 0px 3px;vertical-align:bottom;font-weight:bold;">Opal (O/H/O)</td> <td data-sheets-numberformat='{"1":2,"2":"0.00","3":1}' data-sheets-value='{"1":3,"3":1.7}' style="overflow:hidden;padding:0px 3px 0px 3px;vertical-align:bottom;text-align:center;">1.70</td> <td data-sheets-numberformat='{"1":2,"2":"0","3":1}' data-sheets-value='{"1":3,"3":62}' style="overflow:hidden;padding:0px 3px 0px 3px;vertical-align:bottom;text-align:center;">62</td> <td data-sheets-numberformat='{"1":2,"2":"0","3":1}' data-sheets-value='{"1":3,"3":51}' style="overflow:hidden;padding:0px 3px 0px 3px;vertical-align:bottom;text-align:center;">51</td> <td data-sheets-numberformat='{"1":2,"2":"0","3":1}' data-sheets-value='{"1":3,"3":22}' style="border-right:1px solid #000000;overflow:hidden;padding:0px 3px 0px 3px;vertical-align:bottom;text-align:center;">22</td> </tr> <tr style="height:20px;"> <td style="border-left:1px solid #000000;overflow:hidden;padding:0px 3px 0px 3px;vertical-align:bottom;font-weight:bold;"></td> <td data-sheets-value='{"1":2,"2":"Four-walled"}' style="overflow:hidden;padding:0px 3px 0px 3px;vertical-align:bottom;font-weight:bold;">Four-walled</td> <td data-sheets-value='{"1":2,"2":"Clear (H/H/H/H)"}' style="border-right:1px solid #000000;overflow:hidden;padding:0px 3px 0px 3px;vertical-align:bottom;font-weight:bold;">Clear (H/H/H/H)</td> <td data-sheets-numberformat='{"1":2,"2":"0.00","3":1}' data-sheets-value='{"1":3,"3":1.28}' style="overflow:hidden;padding:0px 3px 0px 3px;vertical-align:bottom;text-align:center;">1.28</td> <td data-sheets-numberformat='{"1":2,"2":"0","3":1}' data-sheets-value='{"1":3,"3":64}' style="overflow:hidden;padding:0px 3px 0px 3px;vertical-align:bottom;text-align:center;">64</td> <td data-sheets-numberformat='{"1":2,"2":"0","3":1}' data-sheets-value='{"1":3,"3":54}' style="overflow:hidden;padding:0px 3px 0px 3px;vertical-align:bottom;text-align:center;">54</td> <td data-sheets-numberformat='{"1":2,"2":"0","3":1}' data-sheets-value='{"1":3,"3":23}' style="border-right:1px solid #000000;overflow:hidden;padding:0px 3px 0px 3px;vertical-align:bottom;text-align:center;">23</td> </tr> <tr style="height:20px;"> <td style="border-bottom:1px solid #000000;border-left:1px solid #000000;overflow:hidden;padding:0px 3px 0px 3px;vertical-align:bottom;"></td> <td data-sheets-value='{"1":2,"2":"Four-walled"}' style="border-bottom:1px solid #000000;overflow:hidden;padding:0px 3px 0px 3px;vertical-align:bottom;font-weight:bold;">Four-walled</td> <td data-sheets-value='{"1":2,"2":"Opal (H/H/O/H)"}' style="border-right:1px solid #000000;border-bottom:1px solid #000000;overflow:hidden;padding:0px 3px 0px 3px;vertical-align:bottom;font-weight:bold;">Opal (H/H/O/H)</td> <td data-sheets-numberformat='{"1":2,"2":"0.00","3":1}' data-sheets-value='{"1":3,"3":1.28}' style="border-bottom:1px solid #000000;overflow:hidden;padding:0px 3px 0px 3px;vertical-align:bottom;text-align:center;">1.28</td> <td data-sheets-numberformat='{"1":2,"2":"0","3":1}' data-sheets-value='{"1":3,"3":59}' style="border-bottom:1px solid #000000;overflow:hidden;padding:0px 3px 0px 3px;vertical-align:bottom;text-align:center;">59</td> <td data-sheets-numberformat='{"1":2,"2":"0","3":1}' data-sheets-value='{"1":3,"3":48}' style="border-bottom:1px solid #000000;overflow:hidden;padding:0px 3px 0px 3px;vertical-align:bottom;text-align:center;">48</td> <td data-sheets-numberformat='{"1":2,"2":"0","3":1}' data-sheets-value='{"1":3,"3":23}' style="border-right:1px solid #000000;border-bottom:1px solid #000000;overflow:hidden;padding:0px 3px 0px 3px;vertical-align:bottom;text-align:center;">23</td> </tr> <tr style="height:20px;"> <td data-sheets-value='{"1":2,"2":"Polycarbonate "}' style="border-left:1px solid #000000;overflow:hidden;padding:0px 3px 0px 3px;vertical-align:bottom;font-weight:bold;">Polycarbonate </td> <td data-sheets-value='{"1":2,"2":"Single-walled"}' style="overflow:hidden;padding:0px 3px 0px 3px;vertical-align:bottom;font-weight:bold;">Single-walled</td> <td data-sheets-value='{"1":2,"2":"Clear (A)"}' style="border-right:1px solid #000000;overflow:hidden;padding:0px 3px 0px 3px;vertical-align:bottom;font-weight:bold;">Clear (A)</td> <td data-sheets-numberformat='{"1":2,"2":"0.00","3":1}' data-sheets-value='{"1":3,"3":5.17}' style="overflow:hidden;padding:0px 3px 0px 3px;vertical-align:bottom;text-align:center;">5.17</td> <td data-sheets-numberformat='{"1":2,"2":"0","3":1}' data-sheets-value='{"1":3,"3":88}' style="overflow:hidden;padding:0px 3px 0px 3px;vertical-align:bottom;text-align:center;">88</td> <td data-sheets-numberformat='{"1":2,"2":"0","3":1}' data-sheets-value='{"1":3,"3":83}' style="overflow:hidden;padding:0px 3px 0px 3px;vertical-align:bottom;text-align:center;">83</td> <td data-sheets-numberformat='{"1":2,"2":"0","3":1}' data-sheets-value='{"1":2,"2":"-"}' style="border-right:1px solid #000000;overflow:hidden;padding:0px 3px 0px 3px;vertical-align:bottom;text-align:center;">-</td> </tr> <tr style="height:20px;"> <td data-sheets-value='{"1":2,"2":"PC"}' style="border-left:1px solid #000000;overflow:hidden;padding:0px 3px 0px 3px;vertical-align:bottom;font-weight:bold;">PC</td> <td data-sheets-value='{"1":2,"2":"Single-walled"}' style="overflow:hidden;padding:0px 3px 0px 3px;vertical-align:bottom;font-weight:bold;">Single-walled</td> <td data-sheets-value='{"1":2,"2":"Opal (D)"}' style="border-right:1px solid #000000;overflow:hidden;padding:0px 3px 0px 3px;vertical-align:bottom;font-weight:bold;">Opal (D)</td> <td data-sheets-numberformat='{"1":2,"2":"0.00","3":1}' data-sheets-value='{"1":3,"3":5.17}' style="overflow:hidden;padding:0px 3px 0px 3px;vertical-align:bottom;text-align:center;">5.17</td> <td data-sheets-numberformat='{"1":2,"2":"0","3":1}' data-sheets-value='{"1":3,"3":58}' style="overflow:hidden;padding:0px 3px 0px 3px;vertical-align:bottom;text-align:center;">58</td> <td data-sheets-numberformat='{"1":2,"2":"0","3":1}' data-sheets-value='{"1":3,"3":60}' style="overflow:hidden;padding:0px 3px 0px 3px;vertical-align:bottom;text-align:center;">60</td> <td data-sheets-numberformat='{"1":2,"2":"0","3":1}' data-sheets-value='{"1":2,"2":"-"}' style="border-right:1px solid #000000;overflow:hidden;padding:0px 3px 0px 3px;vertical-align:bottom;text-align:center;">-</td> </tr> <tr style="height:20px;"> <td style="border-left:1px solid #000000;overflow:hidden;padding:0px 3px 0px 3px;vertical-align:bottom;font-weight:bold;"></td> <td data-sheets-value='{"1":2,"2":"Double-walled"}' style="overflow:hidden;padding:0px 3px 0px 3px;vertical-align:bottom;font-weight:bold;">Double-walled</td> <td data-sheets-value='{"1":2,"2":"Clear (A/H)"}' style="border-right:1px solid #000000;overflow:hidden;padding:0px 3px 0px 3px;vertical-align:bottom;font-weight:bold;">Clear (A/H)</td> <td data-sheets-numberformat='{"1":2,"2":"0.00","3":1}' data-sheets-value='{"1":3,"3":2.9}' style="overflow:hidden;padding:0px 3px 0px 3px;vertical-align:bottom;text-align:center;">2.90</td> <td data-sheets-numberformat='{"1":2,"2":"0","3":1}' data-sheets-value='{"1":3,"3":79}' style="overflow:hidden;padding:0px 3px 0px 3px;vertical-align:bottom;text-align:center;">79</td> <td data-sheets-numberformat='{"1":2,"2":"0","3":1}' data-sheets-value='{"1":3,"3":72}' style="overflow:hidden;padding:0px 3px 0px 3px;vertical-align:bottom;text-align:center;">72</td> <td data-sheets-numberformat='{"1":2,"2":"0","3":1}' data-sheets-value='{"1":3,"3":20}' style="border-right:1px solid #000000;overflow:hidden;padding:0px 3px 0px 3px;vertical-align:bottom;text-align:center;">20</td> </tr> <tr style="height:20px;"> <td style="border-left:1px solid #000000;overflow:hidden;padding:0px 3px 0px 3px;vertical-align:bottom;font-weight:bold;"></td> <td data-sheets-value='{"1":2,"2":"Double-walled"}' style="overflow:hidden;padding:0px 3px 0px 3px;vertical-align:bottom;font-weight:bold;">Double-walled</td> <td data-sheets-value='{"1":2,"2":"Clear (A/A)"}' style="border-right:1px solid #000000;overflow:hidden;padding:0px 3px 0px 3px;vertical-align:bottom;font-weight:bold;">Clear (A/A)</td> <td data-sheets-numberformat='{"1":2,"2":"0.00","3":1}' data-sheets-value='{"1":3,"3":2.9}' style="overflow:hidden;padding:0px 3px 0px 3px;vertical-align:bottom;text-align:center;">2.90</td> <td data-sheets-numberformat='{"1":2,"2":"0","3":1}' data-sheets-value='{"1":3,"3":77}' style="overflow:hidden;padding:0px 3px 0px 3px;vertical-align:bottom;text-align:center;">77</td> <td data-sheets-numberformat='{"1":2,"2":"0","3":1}' data-sheets-value='{"1":3,"3":69}' style="overflow:hidden;padding:0px 3px 0px 3px;vertical-align:bottom;text-align:center;">69</td> <td data-sheets-numberformat='{"1":2,"2":"0","3":1}' data-sheets-value='{"1":3,"3":20}' style="border-right:1px solid #000000;overflow:hidden;padding:0px 3px 0px 3px;vertical-align:bottom;text-align:center;">20</td> </tr> <tr style="height:20px;"> <td style="border-left:1px solid #000000;overflow:hidden;padding:0px 3px 0px 3px;vertical-align:bottom;font-weight:bold;"></td> <td data-sheets-value='{"1":2,"2":"Double-walled"}' style="overflow:hidden;padding:0px 3px 0px 3px;vertical-align:bottom;font-weight:bold;">Double-walled</td> <td data-sheets-value='{"1":2,"2":"Opal (A/O)"}' style="border-right:1px solid #000000;overflow:hidden;padding:0px 3px 0px 3px;vertical-align:bottom;font-weight:bold;">Opal (A/O)</td> <td data-sheets-numberformat='{"1":2,"2":"0.00","3":1}' data-sheets-value='{"1":3,"3":2.9}' style="overflow:hidden;padding:0px 3px 0px 3px;vertical-align:bottom;text-align:center;">2.90</td> <td data-sheets-numberformat='{"1":2,"2":"0","3":1}' data-sheets-value='{"1":3,"3":73}' style="overflow:hidden;padding:0px 3px 0px 3px;vertical-align:bottom;text-align:center;">73</td> <td data-sheets-numberformat='{"1":2,"2":"0","3":1}' data-sheets-value='{"1":3,"3":63}' style="overflow:hidden;padding:0px 3px 0px 3px;vertical-align:bottom;text-align:center;">63</td> <td data-sheets-numberformat='{"1":2,"2":"0","3":1}' data-sheets-value='{"1":3,"3":20}' style="border-right:1px solid #000000;overflow:hidden;padding:0px 3px 0px 3px;vertical-align:bottom;text-align:center;">20</td> </tr> <tr style="height:20px;"> <td style="border-left:1px solid #000000;overflow:hidden;padding:0px 3px 0px 3px;vertical-align:bottom;font-weight:bold;"></td> <td data-sheets-value='{"1":2,"2":"Double-walled"}' style="overflow:hidden;padding:0px 3px 0px 3px;vertical-align:bottom;font-weight:bold;">Double-walled</td> <td data-sheets-value='{"1":2,"2":"Opal (A/D)"}' style="border-right:1px solid #000000;overflow:hidden;padding:0px 3px 0px 3px;vertical-align:bottom;font-weight:bold;">Opal (A/D)</td> <td data-sheets-numberformat='{"1":2,"2":"0.00","3":1}' data-sheets-value='{"1":3,"3":2.9}' style="overflow:hidden;padding:0px 3px 0px 3px;vertical-align:bottom;text-align:center;">2.90</td> <td data-sheets-numberformat='{"1":2,"2":"0","3":1}' data-sheets-value='{"1":3,"3":51}' style="overflow:hidden;padding:0px 3px 0px 3px;vertical-align:bottom;text-align:center;">51</td> <td data-sheets-numberformat='{"1":2,"2":"0","3":1}' data-sheets-value='{"1":3,"3":50}' style="overflow:hidden;padding:0px 3px 0px 3px;vertical-align:bottom;text-align:center;">50</td> <td data-sheets-numberformat='{"1":2,"2":"0","3":1}' data-sheets-value='{"1":3,"3":20}' style="border-right:1px solid #000000;overflow:hidden;padding:0px 3px 0px 3px;vertical-align:bottom;text-align:center;">20</td> </tr> <tr style="height:20px;"> <td style="border-left:1px solid #000000;overflow:hidden;padding:0px 3px 0px 3px;vertical-align:bottom;font-weight:bold;"></td> <td data-sheets-value='{"1":2,"2":"Triple-walled"}' style="overflow:hidden;padding:0px 3px 0px 3px;vertical-align:bottom;font-weight:bold;">Triple-walled</td> <td data-sheets-value='{"1":2,"2":"Clear (A/H/H)"}' style="border-right:1px solid #000000;overflow:hidden;padding:0px 3px 0px 3px;vertical-align:bottom;font-weight:bold;">Clear (A/H/H)</td> <td data-sheets-numberformat='{"1":2,"2":"0.00","3":1}' data-sheets-value='{"1":3,"3":1.7}' style="overflow:hidden;padding:0px 3px 0px 3px;vertical-align:bottom;text-align:center;">1.70</td> <td data-sheets-numberformat='{"1":2,"2":"0","3":1}' data-sheets-value='{"1":3,"3":71}' style="overflow:hidden;padding:0px 3px 0px 3px;vertical-align:bottom;text-align:center;">71</td> <td data-sheets-numberformat='{"1":2,"2":"0","3":1}' data-sheets-value='{"1":3,"3":63}' style="overflow:hidden;padding:0px 3px 0px 3px;vertical-align:bottom;text-align:center;">63</td> <td data-sheets-numberformat='{"1":2,"2":"0","3":1}' data-sheets-value='{"1":3,"3":22}' style="border-right:1px solid #000000;overflow:hidden;padding:0px 3px 0px 3px;vertical-align:bottom;text-align:center;">22</td> </tr> <tr style="height:20px;"> <td style="border-left:1px solid #000000;overflow:hidden;padding:0px 3px 0px 3px;vertical-align:bottom;font-weight:bold;"></td> <td data-sheets-value='{"1":2,"2":"Triple-walled"}' style="overflow:hidden;padding:0px 3px 0px 3px;vertical-align:bottom;font-weight:bold;">Triple-walled</td> <td data-sheets-value='{"1":2,"2":"Opal (A/O/O)"}' style="border-right:1px solid #000000;overflow:hidden;padding:0px 3px 0px 3px;vertical-align:bottom;font-weight:bold;">Opal (A/O/O)</td> <td data-sheets-numberformat='{"1":2,"2":"0.00","3":1}' data-sheets-value='{"1":3,"3":1.7}' style="overflow:hidden;padding:0px 3px 0px 3px;vertical-align:bottom;text-align:center;">1.70</td> <td data-sheets-numberformat='{"1":2,"2":"0","3":1}' data-sheets-value='{"1":3,"3":61}' style="overflow:hidden;padding:0px 3px 0px 3px;vertical-align:bottom;text-align:center;">61</td> <td data-sheets-numberformat='{"1":2,"2":"0","3":1}' data-sheets-value='{"1":3,"3":48}' style="overflow:hidden;padding:0px 3px 0px 3px;vertical-align:bottom;text-align:center;">48</td> <td data-sheets-numberformat='{"1":2,"2":"0","3":1}' data-sheets-value='{"1":3,"3":22}' style="border-right:1px solid #000000;overflow:hidden;padding:0px 3px 0px 3px;vertical-align:bottom;text-align:center;">22</td> </tr> <tr style="height:20px;"> <td style="border-left:1px solid #000000;overflow:hidden;padding:0px 3px 0px 3px;vertical-align:bottom;font-weight:bold;"></td> <td data-sheets-value='{"1":2,"2":"Four-walled"}' style="overflow:hidden;padding:0px 3px 0px 3px;vertical-align:bottom;font-weight:bold;">Four-walled</td> <td data-sheets-value='{"1":2,"2":"Clear (A/H/H/H)"}' style="border-right:1px solid #000000;overflow:hidden;padding:0px 3px 0px 3px;vertical-align:bottom;font-weight:bold;">Clear (A/H/H/H)</td> <td data-sheets-numberformat='{"1":2,"2":"0.00","3":1}' data-sheets-value='{"1":3,"3":1.28}' style="overflow:hidden;padding:0px 3px 0px 3px;vertical-align:bottom;text-align:center;">1.28</td> <td data-sheets-numberformat='{"1":2,"2":"0","3":1}' data-sheets-value='{"1":3,"3":64}' style="overflow:hidden;padding:0px 3px 0px 3px;vertical-align:bottom;text-align:center;">64</td> <td data-sheets-numberformat='{"1":2,"2":"0","3":1}' data-sheets-value='{"1":3,"3":52}' style="overflow:hidden;padding:0px 3px 0px 3px;vertical-align:bottom;text-align:center;">52</td> <td data-sheets-numberformat='{"1":2,"2":"0","3":1}' data-sheets-value='{"1":3,"3":23}' style="border-right:1px solid #000000;overflow:hidden;padding:0px 3px 0px 3px;vertical-align:bottom;text-align:center;">23</td> </tr> <tr style="height:20px;"> <td style="border-bottom:1px solid #000000;border-left:1px solid #000000;overflow:hidden;padding:0px 3px 0px 3px;vertical-align:bottom;"></td> <td data-sheets-value='{"1":2,"2":"Four-walled"}' style="border-bottom:1px solid #000000;overflow:hidden;padding:0px 3px 0px 3px;vertical-align:bottom;font-weight:bold;">Four-walled</td> <td data-sheets-value='{"1":2,"2":"Opal (A/H/O/H)"}' style="border-right:1px solid #000000;border-bottom:1px solid #000000;overflow:hidden;padding:0px 3px 0px 3px;vertical-align:bottom;font-weight:bold;">Opal (A/H/O/H)</td> <td data-sheets-numberformat='{"1":2,"2":"0.00","3":1}' data-sheets-value='{"1":3,"3":1.28}' style="border-bottom:1px solid #000000;overflow:hidden;padding:0px 3px 0px 3px;vertical-align:bottom;text-align:center;">1.28</td> <td data-sheets-numberformat='{"1":2,"2":"0","3":1}' data-sheets-value='{"1":3,"3":59}' style="border-bottom:1px solid #000000;overflow:hidden;padding:0px 3px 0px 3px;vertical-align:bottom;text-align:center;">59</td> <td data-sheets-numberformat='{"1":2,"2":"0","3":1}' data-sheets-value='{"1":3,"3":46}' style="border-bottom:1px solid #000000;overflow:hidden;padding:0px 3px 0px 3px;vertical-align:bottom;text-align:center;">46</td> <td data-sheets-numberformat='{"1":2,"2":"0","3":1}' data-sheets-value='{"1":3,"3":23}' style="border-right:1px solid #000000;border-bottom:1px solid #000000;overflow:hidden;padding:0px 3px 0px 3px;vertical-align:bottom;text-align:center;">23</td> </tr> <tr style="height:20px;"> <td data-sheets-value='{"1":2,"2":"Polycarbonate"}' style="border-left:1px solid #000000;overflow:hidden;padding:0px 3px 0px 3px;vertical-align:bottom;font-weight:bold;">Polycarbonate</td> <td data-sheets-value='{"1":2,"2":"Single-walled"}' style="overflow:hidden;padding:0px 3px 0px 3px;vertical-align:bottom;font-weight:bold;">Single-walled</td> <td data-sheets-value='{"1":2,"2":"Heatstop Opal (T)"}' style="border-right:1px solid #000000;overflow:hidden;padding:0px 3px 0px 3px;vertical-align:bottom;font-weight:bold;">Heatstop Opal (T)</td> <td data-sheets-numberformat='{"1":2,"2":"0.00","3":1}' data-sheets-value='{"1":3,"3":5.17}' style="overflow:hidden;padding:0px 3px 0px 3px;vertical-align:bottom;text-align:center;">5.17</td> <td data-sheets-numberformat='{"1":2,"2":"0","3":1}' data-sheets-value='{"1":3,"3":49}' style="overflow:hidden;padding:0px 3px 0px 3px;vertical-align:bottom;text-align:center;">49</td> <td data-sheets-numberformat='{"1":2,"2":"0","3":1}' data-sheets-value='{"1":3,"3":59}' style="overflow:hidden;padding:0px 3px 0px 3px;vertical-align:bottom;text-align:center;">59</td> <td data-sheets-numberformat='{"1":2,"2":"0","3":1}' data-sheets-value='{"1":2,"2":"-"}' style="border-right:1px solid #000000;overflow:hidden;padding:0px 3px 0px 3px;vertical-align:bottom;text-align:center;">-</td> </tr> <tr style="height:20px;"> <td data-sheets-value='{"1":2,"2":"Heatstop PC"}' style="border-left:1px solid #000000;overflow:hidden;padding:0px 3px 0px 3px;vertical-align:bottom;font-weight:bold;">Heatstop PC</td> <td data-sheets-value='{"1":2,"2":"Double-walled"}' style="overflow:hidden;padding:0px 3px 0px 3px;vertical-align:bottom;font-weight:bold;">Double-walled</td> <td data-sheets-value='{"1":2,"2":"Clear (T/H)"}' style="border-right:1px solid #000000;overflow:hidden;padding:0px 3px 0px 3px;vertical-align:bottom;font-weight:bold;">Clear (T/H)</td> <td data-sheets-numberformat='{"1":2,"2":"0.00","3":1}' data-sheets-value='{"1":3,"3":2.9}' style="overflow:hidden;padding:0px 3px 0px 3px;vertical-align:bottom;text-align:center;">2.90</td> <td data-sheets-numberformat='{"1":2,"2":"0","3":1}' data-sheets-value='{"1":3,"3":44}' style="overflow:hidden;padding:0px 3px 0px 3px;vertical-align:bottom;text-align:center;">44</td> <td data-sheets-numberformat='{"1":2,"2":"0","3":1}' data-sheets-value='{"1":3,"3":51}' style="overflow:hidden;padding:0px 3px 0px 3px;vertical-align:bottom;text-align:center;">51</td> <td data-sheets-numberformat='{"1":2,"2":"0","3":1}' data-sheets-value='{"1":3,"3":20}' style="border-right:1px solid #000000;overflow:hidden;padding:0px 3px 0px 3px;vertical-align:bottom;text-align:center;">20</td> </tr> <tr style="height:20px;"> <td style="border-left:1px solid #000000;overflow:hidden;padding:0px 3px 0px 3px;vertical-align:bottom;font-weight:bold;"></td> <td data-sheets-value='{"1":2,"2":"Double-walled"}' style="overflow:hidden;padding:0px 3px 0px 3px;vertical-align:bottom;font-weight:bold;">Double-walled</td> <td data-sheets-value='{"1":2,"2":"Opal (T/O)"}' style="border-right:1px solid #000000;overflow:hidden;padding:0px 3px 0px 3px;vertical-align:bottom;font-weight:bold;">Opal (T/O)</td> <td data-sheets-numberformat='{"1":2,"2":"0.00","3":1}' data-sheets-value='{"1":3,"3":2.9}' style="overflow:hidden;padding:0px 3px 0px 3px;vertical-align:bottom;text-align:center;">2.90</td> <td data-sheets-numberformat='{"1":2,"2":"0","3":1}' data-sheets-value='{"1":3,"3":41}' style="overflow:hidden;padding:0px 3px 0px 3px;vertical-align:bottom;text-align:center;">41</td> <td data-sheets-numberformat='{"1":2,"2":"0","3":1}' data-sheets-value='{"1":3,"3":45}' style="overflow:hidden;padding:0px 3px 0px 3px;vertical-align:bottom;text-align:center;">45</td> <td data-sheets-numberformat='{"1":2,"2":"0","3":1}' data-sheets-value='{"1":3,"3":20}' style="border-right:1px solid #000000;overflow:hidden;padding:0px 3px 0px 3px;vertical-align:bottom;text-align:center;">20</td> </tr> <tr style="height:20px;"> <td style="border-left:1px solid #000000;overflow:hidden;padding:0px 3px 0px 3px;vertical-align:bottom;font-weight:bold;"></td> <td data-sheets-value='{"1":2,"2":"Triple-walled"}' style="overflow:hidden; | skylux-160-ce-met-koepel-en-pvc-opstand-30-20-met-lm-motor-en-windvang-1100-x-2300-mm | 8586040115533 | 46872373264717
Smoke and heat exhaust (SHEV) | SHE system | Skylux | Skylux 160° CE with skylight and PVC curb 30/20 with LM-actuator and spoiler 1200 x 1200 mm |  | 26602 | 5412970266020 | 4337.85 | Yes | 30-45 | 76.01 | 1200 x 1200 mm | 1200 | 1200 |  | PVC 30/20 (30 cm high & roof opening = 20 cm larger than daylight size) | Square | 5.17 W/m²K - 1.28 W/m²K | 87% - 32% | 90% - 32% | 20dB - 23dB | 160° CE (for industry) | skylight | with spoiler | E | Single actuator | Maximum four-walled skylight possible for this product | Ut-value LT-value g-value Rw-value EN 1873 : 2014 EN ISO 13468 EN 16153 EN 410 EN 410 EN ISO 140-3 Material Walls Shells (W/m²K) (%) (%) (dB) Acrylic Single-walled Clear (H) 5.17 90 87 - PMMA Single-walled Opal (O) 5.17 83 76 - Double-walled Clear (H/H) 2.90 81 75 20 Double-walled Opal (O/O) 2.90 69 58 20 Triple-walled Clear (H/H/H) 1.70 73 65 22 Triple-walled Opal (O/H/O) 1.70 62 51 22 Four-walled Clear (H/H/H/H) 1.28 64 54 23 Four-walled Opal (H/H/O/H) 1.28 59 48 23 Polycarbonate Single-walled Clear (A) 5.17 88 83 - PC Single-walled Opal (D) 5.17 58 60 - Double-walled Clear (A/H) 2.90 79 72 20 Double-walled Clear (A/A) 2.90 77 69 20 Double-walled Opal (A/O) 2.90 73 63 20 Double-walled Opal (A/D) 2.90 51 50 20 Triple-walled Clear (A/H/H) 1.70 71 63 22 Triple-walled Opal (A/O/O) 1.70 61 48 22 Four-walled Clear (A/H/H/H) 1.28 64 52 23 Four-walled Opal (A/H/O/H) 1.28 59 46 23 Polycarbonate Single-walled Heatstop Opal (T) 5.17 49 59 - Heatstop PC Double-walled Clear (T/H) 2.90 44 51 20 Double-walled Opal (T/O) 2.90 41 45 20 Triple-walled Clear (T/H/H) 1.70 40 <td data-sheets-numberformat='{"1":2,"2":"0","3":1}' data-sheets-value='{"1":3,"3":44}' style="overflow:hidden;paddin | https://skylux.eu/en/products/skylux-160-ce-met-koepel-en-pvc-opstand-30-20-met-lm-motor-en-windvang-1200-x-1200-mm | https://skylux.eu/cdn/shop/files/Skylux-160deg-CE-met-koepel-en-pvc-opstand-3020-met-LM-motor-en-windvang-1200-x-1200-mm-RWA-systeem.jpg?v=1702981505&width=1600 | https://skylux.eu/cdn/shop/files/e5a82811-1bb0-48e4-a776-cacb59c7c092_29ff3055-ec7c-4d50-b857-9559c1f08bee.jpg?v=1688551390&width=1600 | //skylux.eu/cdn/shop/files/E_MH_Mounting_instructions_Skylux_160_CE_LM.pdf?v=12406716259046007223 | //skylux.eu/cdn/shop/files/E_TD_Technical_File_Skylux_Skylux_160_CE_Electric.pdf?v=3667116872303399239 | <style type="text/css" id="isPasted"> <!--td { border: 1px solid #cccccc; } br { mso-data-placement: same-cell; } --> </style> <table border="1" cellpadding="0" cellspacing="0" dir="ltr" style="table-layout:fixed;font-size:10pt;font-family:Arial;border-collapse:collapse;border:none;"><tbody> <tr style="height:20px;"> <td style="overflow:hidden;padding:0px 3px 0px 3px;vertical-align:bottom;"></td> <td style="overflow:hidden;padding:0px 3px 0px 3px;vertical-align:bottom;"></td> <td style="overflow:hidden;padding:0px 3px 0px 3px;vertical-align:bottom;"></td> <td data-sheets-value='{"1":2,"2":"Ut-value"}' style="overflow:hidden;padding:0px 3px 0px 3px;vertical-align:bottom;font-weight:bold;text-align:center;">Ut-value</td> <td data-sheets-value='{"1":2,"2":"LT-value"}' style="overflow:hidden;padding:0px 3px 0px 3px;vertical-align:bottom;font-weight:bold;text-align:center;">LT-value</td> <td data-sheets-value='{"1":2,"2":"g-value"}' style="overflow:hidden;padding:0px 3px 0px 3px;vertical-align:bottom;font-weight:bold;text-align:center;">g-value</td> <td data-sheets-value='{"1":2,"2":"Rw-value "}' style="overflow:hidden;padding:0px 3px 0px 3px;vertical-align:bottom;font-weight:bold;text-align:center;">Rw-value </td> </tr> <tr style="height:20px;"> <td style="overflow:hidden;padding:0px 3px 0px 3px;vertical-align:bottom;"></td> <td style="overflow:hidden;padding:0px 3px 0px 3px;vertical-align:bottom;"></td> <td style="overflow:hidden;padding:0px 3px 0px 3px;vertical-align:bottom;"></td> <td data-sheets-numberformat='{"1":2,"2":"0.00","3":1}' data-sheets-value='{"1":2,"2":"EN 1873 : 2014"}' style="overflow:hidden;padding:0px 3px 0px 3px;vertical-align:bottom;text-align:center;">EN 1873 : 2014</td> <td data-sheets-numberformat='{"1":2,"2":"0","3":1}' data-sheets-value='{"1":2,"2":"EN ISO 13468 EN 16153 EN 410"}' style="overflow:hidden;padding:0px 3px 0px 3px;vertical-align:bottom;text-align:center;">EN ISO 13468 EN 16153 EN 410</td> <td data-sheets-numberformat='{"1":2,"2":"0","3":1}' data-sheets-value='{"1":2,"2":"EN 410"}' style="overflow:hidden;padding:0px 3px 0px 3px;vertical-align:bottom;text-align:center;">EN 410</td> <td data-sheets-value='{"1":2,"2":"EN ISO 140-3\t\t"}' style="overflow:hidden;padding:0px 3px 0px 3px;vertical-align:bottom;text-align:center;">EN ISO 140-3 </td> </tr> <tr style="height:20px;"> <td data-sheets-value='{"1":2,"2":"Material"}' style="border-bottom:1px solid #000000;overflow:hidden;padding:0px 3px 0px 3px;vertical-align:bottom;background-color:#000000;font-weight:bold;color:#ffffff;">Material</td> <td data-sheets-value='{"1":2,"2":"Walls"}' style="border-bottom:1px solid #000000;overflow:hidden;padding:0px 3px 0px 3px;vertical-align:bottom;background-color:#000000;font-weight:bold;color:#ffffff;">Walls</td> <td data-sheets-value='{"1":2,"2":"Shells"}' style="border-bottom:1px solid #000000;overflow:hidden;padding:0px 3px 0px 3px;vertical-align:bottom;background-color:#000000;font-weight:bold;color:#ffffff;">Shells</td> <td data-sheets-numberformat='{"1":2,"2":"0.00","3":1}' data-sheets-value='{"1":2,"2":"(W/m²K)\t"}' style="border-bottom:1px solid #000000;overflow:hidden;padding:0px 3px 0px 3px;vertical-align:bottom;background-color:#000000;font-weight:bold;color:#ffffff;text-align:center;">(W/m²K) </td> <td data-sheets-numberformat='{"1":2,"2":"0","3":1}' data-sheets-value='{"1":2,"2":"(%)"}' style="border-bottom:1px solid #000000;overflow:hidden;padding:0px 3px 0px 3px;vertical-align:bottom;background-color:#000000;font-weight:bold;color:#ffffff;text-align:center;">(%)</td> <td data-sheets-numberformat='{"1":2,"2":"0","3":1}' data-sheets-value='{"1":2,"2":"(%)"}' style="border-bottom:1px solid #000000;overflow:hidden;padding:0px 3px 0px 3px;vertical-align:bottom;background-color:#000000;font-weight:bold;color:#ffffff;text-align:center;">(%)</td> <td data-sheets-value='{"1":2,"2":"(dB)"}' style="border-bottom:1px solid #000000;overflow:hidden;padding:0px 3px 0px 3px;vertical-align:bottom;background-color:#000000;font-weight:bold;color:#ffffff;text-align:center;">(dB)</td> </tr> <tr style="height:20px;"> <td data-sheets-value='{"1":2,"2":"Acrylic"}' style="border-left:1px solid #000000;overflow:hidden;padding:0px 3px 0px 3px;vertical-align:bottom;font-weight:bold;">Acrylic</td> <td data-sheets-value='{"1":2,"2":"Single-walled"}' style="overflow:hidden;padding:0px 3px 0px 3px;vertical-align:bottom;font-weight:bold;">Single-walled</td> <td data-sheets-value='{"1":2,"2":"Clear (H)"}' style="border-right:1px solid #000000;overflow:hidden;padding:0px 3px 0px 3px;vertical-align:bottom;font-weight:bold;">Clear (H)</td> <td data-sheets-numberformat='{"1":2,"2":"0.00","3":1}' data-sheets-value='{"1":3,"3":5.17}' style="overflow:hidden;padding:0px 3px 0px 3px;vertical-align:bottom;text-align:center;">5.17</td> <td data-sheets-numberformat='{"1":2,"2":"0","3":1}' data-sheets-value='{"1":3,"3":90}' style="overflow:hidden;padding:0px 3px 0px 3px;vertical-align:bottom;text-align:center;">90</td> <td data-sheets-numberformat='{"1":2,"2":"0","3":1}' data-sheets-value='{"1":3,"3":87}' style="overflow:hidden;padding:0px 3px 0px 3px;vertical-align:bottom;text-align:center;">87</td> <td data-sheets-numberformat='{"1":2,"2":"0","3":1}' data-sheets-value='{"1":2,"2":"-"}' style="border-right:1px solid #000000;overflow:hidden;padding:0px 3px 0px 3px;vertical-align:bottom;text-align:center;">-</td> </tr> <tr style="height:20px;"> <td data-sheets-value='{"1":2,"2":"PMMA"}' style="border-left:1px solid #000000;overflow:hidden;padding:0px 3px 0px 3px;vertical-align:bottom;font-weight:bold;">PMMA</td> <td data-sheets-value='{"1":2,"2":"Single-walled"}' style="overflow:hidden;padding:0px 3px 0px 3px;vertical-align:bottom;font-weight:bold;">Single-walled</td> <td data-sheets-value='{"1":2,"2":"Opal (O)"}' style="border-right:1px solid #000000;overflow:hidden;padding:0px 3px 0px 3px;vertical-align:bottom;font-weight:bold;">Opal (O)</td> <td data-sheets-numberformat='{"1":2,"2":"0.00","3":1}' data-sheets-value='{"1":3,"3":5.17}' style="overflow:hidden;padding:0px 3px 0px 3px;vertical-align:bottom;text-align:center;">5.17</td> <td data-sheets-numberformat='{"1":2,"2":"0","3":1}' data-sheets-value='{"1":3,"3":83}' style="overflow:hidden;padding:0px 3px 0px 3px;vertical-align:bottom;text-align:center;">83</td> <td data-sheets-numberformat='{"1":2,"2":"0","3":1}' data-sheets-value='{"1":3,"3":76}' style="overflow:hidden;padding:0px 3px 0px 3px;vertical-align:bottom;text-align:center;">76</td> <td data-sheets-numberformat='{"1":2,"2":"0","3":1}' data-sheets-value='{"1":2,"2":"-"}' style="border-right:1px solid #000000;overflow:hidden;padding:0px 3px 0px 3px;vertical-align:bottom;text-align:center;">-</td> </tr> <tr style="height:20px;"> <td style="border-left:1px solid #000000;overflow:hidden;padding:0px 3px 0px 3px;vertical-align:bottom;font-weight:bold;"></td> <td data-sheets-value='{"1":2,"2":"Double-walled"}' style="overflow:hidden;padding:0px 3px 0px 3px;vertical-align:bottom;font-weight:bold;">Double-walled</td> <td data-sheets-value='{"1":2,"2":"Clear (H/H)"}' style="border-right:1px solid #000000;overflow:hidden;padding:0px 3px 0px 3px;vertical-align:bottom;font-weight:bold;">Clear (H/H)</td> <td data-sheets-numberformat='{"1":2,"2":"0.00","3":1}' data-sheets-value='{"1":3,"3":2.9}' style="overflow:hidden;padding:0px 3px 0px 3px;vertical-align:bottom;text-align:center;">2.90</td> <td data-sheets-numberformat='{"1":2,"2":"0","3":1}' data-sheets-value='{"1":3,"3":81}' style="overflow:hidden;padding:0px 3px 0px 3px;vertical-align:bottom;text-align:center;">81</td> <td data-sheets-numberformat='{"1":2,"2":"0","3":1}' data-sheets-value='{"1":3,"3":75}' style="overflow:hidden;padding:0px 3px 0px 3px;vertical-align:bottom;text-align:center;">75</td> <td data-sheets-numberformat='{"1":2,"2":"0","3":1}' data-sheets-value='{"1":3,"3":20}' style="border-right:1px solid #000000;overflow:hidden;padding:0px 3px 0px 3px;vertical-align:bottom;text-align:center;">20</td> </tr> <tr style="height:20px;"> <td style="border-left:1px solid #000000;overflow:hidden;padding:0px 3px 0px 3px;vertical-align:bottom;font-weight:bold;"></td> <td data-sheets-value='{"1":2,"2":"Double-walled"}' style="overflow:hidden;padding:0px 3px 0px 3px;vertical-align:bottom;font-weight:bold;">Double-walled</td> <td data-sheets-value='{"1":2,"2":"Opal (O/O)"}' style="border-right:1px solid #000000;overflow:hidden;padding:0px 3px 0px 3px;vertical-align:bottom;font-weight:bold;">Opal (O/O)</td> <td data-sheets-numberformat='{"1":2,"2":"0.00","3":1}' data-sheets-value='{"1":3,"3":2.9}' style="overflow:hidden;padding:0px 3px 0px 3px;vertical-align:bottom;text-align:center;">2.90</td> <td data-sheets-numberformat='{"1":2,"2":"0","3":1}' data-sheets-value='{"1":3,"3":69}' style="overflow:hidden;padding:0px 3px 0px 3px;vertical-align:bottom;text-align:center;">69</td> <td data-sheets-numberformat='{"1":2,"2":"0","3":1}' data-sheets-value='{"1":3,"3":58}' style="overflow:hidden;padding:0px 3px 0px 3px;vertical-align:bottom;text-align:center;">58</td> <td data-sheets-numberformat='{"1":2,"2":"0","3":1}' data-sheets-value='{"1":3,"3":20}' style="border-right:1px solid #000000;overflow:hidden;padding:0px 3px 0px 3px;vertical-align:bottom;text-align:center;">20</td> </tr> <tr style="height:20px;"> <td style="border-left:1px solid #000000;overflow:hidden;padding:0px 3px 0px 3px;vertical-align:bottom;font-weight:bold;"></td> <td data-sheets-value='{"1":2,"2":"Triple-walled"}' style="overflow:hidden;padding:0px 3px 0px 3px;vertical-align:bottom;font-weight:bold;">Triple-walled</td> <td data-sheets-value='{"1":2,"2":"Clear (H/H/H)"}' style="border-right:1px solid #000000;overflow:hidden;padding:0px 3px 0px 3px;vertical-align:bottom;font-weight:bold;">Clear (H/H/H)</td> <td data-sheets-numberformat='{"1":2,"2":"0.00","3":1}' data-sheets-value='{"1":3,"3":1.7}' style="overflow:hidden;padding:0px 3px 0px 3px;vertical-align:bottom;text-align:center;">1.70</td> <td data-sheets-numberformat='{"1":2,"2":"0","3":1}' data-sheets-value='{"1":3,"3":73}' style="overflow:hidden;padding:0px 3px 0px 3px;vertical-align:bottom;text-align:center;">73</td> <td data-sheets-numberformat='{"1":2,"2":"0","3":1}' data-sheets-value='{"1":3,"3":65}' style="overflow:hidden;padding:0px 3px 0px 3px;vertical-align:bottom;text-align:center;">65</td> <td data-sheets-numberformat='{"1":2,"2":"0","3":1}' data-sheets-value='{"1":3,"3":22}' style="border-right:1px solid #000000;overflow:hidden;padding:0px 3px 0px 3px;vertical-align:bottom;text-align:center;">22</td> </tr> <tr style="height:20px;"> <td style="border-left:1px solid #000000;overflow:hidden;padding:0px 3px 0px 3px;vertical-align:bottom;font-weight:bold;"></td> <td data-sheets-value='{"1":2,"2":"Triple-walled"}' style="overflow:hidden;padding:0px 3px 0px 3px;vertical-align:bottom;font-weight:bold;">Triple-walled</td> <td data-sheets-value='{"1":2,"2":"Opal (O/H/O)"}' style="border-right:1px solid #000000;overflow:hidden;padding:0px 3px 0px 3px;vertical-align:bottom;font-weight:bold;">Opal (O/H/O)</td> <td data-sheets-numberformat='{"1":2,"2":"0.00","3":1}' data-sheets-value='{"1":3,"3":1.7}' style="overflow:hidden;padding:0px 3px 0px 3px;vertical-align:bottom;text-align:center;">1.70</td> <td data-sheets-numberformat='{"1":2,"2":"0","3":1}' data-sheets-value='{"1":3,"3":62}' style="overflow:hidden;padding:0px 3px 0px 3px;vertical-align:bottom;text-align:center;">62</td> <td data-sheets-numberformat='{"1":2,"2":"0","3":1}' data-sheets-value='{"1":3,"3":51}' style="overflow:hidden;padding:0px 3px 0px 3px;vertical-align:bottom;text-align:center;">51</td> <td data-sheets-numberformat='{"1":2,"2":"0","3":1}' data-sheets-value='{"1":3,"3":22}' style="border-right:1px solid #000000;overflow:hidden;padding:0px 3px 0px 3px;vertical-align:bottom;text-align:center;">22</td> </tr> <tr style="height:20px;"> <td style="border-left:1px solid #000000;overflow:hidden;padding:0px 3px 0px 3px;vertical-align:bottom;font-weight:bold;"></td> <td data-sheets-value='{"1":2,"2":"Four-walled"}' style="overflow:hidden;padding:0px 3px 0px 3px;vertical-align:bottom;font-weight:bold;">Four-walled</td> <td data-sheets-value='{"1":2,"2":"Clear (H/H/H/H)"}' style="border-right:1px solid #000000;overflow:hidden;padding:0px 3px 0px 3px;vertical-align:bottom;font-weight:bold;">Clear (H/H/H/H)</td> <td data-sheets-numberformat='{"1":2,"2":"0.00","3":1}' data-sheets-value='{"1":3,"3":1.28}' style="overflow:hidden;padding:0px 3px 0px 3px;vertical-align:bottom;text-align:center;">1.28</td> <td data-sheets-numberformat='{"1":2,"2":"0","3":1}' data-sheets-value='{"1":3,"3":64}' style="overflow:hidden;padding:0px 3px 0px 3px;vertical-align:bottom;text-align:center;">64</td> <td data-sheets-numberformat='{"1":2,"2":"0","3":1}' data-sheets-value='{"1":3,"3":54}' style="overflow:hidden;padding:0px 3px 0px 3px;vertical-align:bottom;text-align:center;">54</td> <td data-sheets-numberformat='{"1":2,"2":"0","3":1}' data-sheets-value='{"1":3,"3":23}' style="border-right:1px solid #000000;overflow:hidden;padding:0px 3px 0px 3px;vertical-align:bottom;text-align:center;">23</td> </tr> <tr style="height:20px;"> <td style="border-bottom:1px solid #000000;border-left:1px solid #000000;overflow:hidden;padding:0px 3px 0px 3px;vertical-align:bottom;"></td> <td data-sheets-value='{"1":2,"2":"Four-walled"}' style="border-bottom:1px solid #000000;overflow:hidden;padding:0px 3px 0px 3px;vertical-align:bottom;font-weight:bold;">Four-walled</td> <td data-sheets-value='{"1":2,"2":"Opal (H/H/O/H)"}' style="border-right:1px solid #000000;border-bottom:1px solid #000000;overflow:hidden;padding:0px 3px 0px 3px;vertical-align:bottom;font-weight:bold;">Opal (H/H/O/H)</td> <td data-sheets-numberformat='{"1":2,"2":"0.00","3":1}' data-sheets-value='{"1":3,"3":1.28}' style="border-bottom:1px solid #000000;overflow:hidden;padding:0px 3px 0px 3px;vertical-align:bottom;text-align:center;">1.28</td> <td data-sheets-numberformat='{"1":2,"2":"0","3":1}' data-sheets-value='{"1":3,"3":59}' style="border-bottom:1px solid #000000;overflow:hidden;padding:0px 3px 0px 3px;vertical-align:bottom;text-align:center;">59</td> <td data-sheets-numberformat='{"1":2,"2":"0","3":1}' data-sheets-value='{"1":3,"3":48}' style="border-bottom:1px solid #000000;overflow:hidden;padding:0px 3px 0px 3px;vertical-align:bottom;text-align:center;">48</td> <td data-sheets-numberformat='{"1":2,"2":"0","3":1}' data-sheets-value='{"1":3,"3":23}' style="border-right:1px solid #000000;border-bottom:1px solid #000000;overflow:hidden;padding:0px 3px 0px 3px;vertical-align:bottom;text-align:center;">23</td> </tr> <tr style="height:20px;"> <td data-sheets-value='{"1":2,"2":"Polycarbonate "}' style="border-left:1px solid #000000;overflow:hidden;padding:0px 3px 0px 3px;vertical-align:bottom;font-weight:bold;">Polycarbonate </td> <td data-sheets-value='{"1":2,"2":"Single-walled"}' style="overflow:hidden;padding:0px 3px 0px 3px;vertical-align:bottom;font-weight:bold;">Single-walled</td> <td data-sheets-value='{"1":2,"2":"Clear (A)"}' style="border-right:1px solid #000000;overflow:hidden;padding:0px 3px 0px 3px;vertical-align:bottom;font-weight:bold;">Clear (A)</td> <td data-sheets-numberformat='{"1":2,"2":"0.00","3":1}' data-sheets-value='{"1":3,"3":5.17}' style="overflow:hidden;padding:0px 3px 0px 3px;vertical-align:bottom;text-align:center;">5.17</td> <td data-sheets-numberformat='{"1":2,"2":"0","3":1}' data-sheets-value='{"1":3,"3":88}' style="overflow:hidden;padding:0px 3px 0px 3px;vertical-align:bottom;text-align:center;">88</td> <td data-sheets-numberformat='{"1":2,"2":"0","3":1}' data-sheets-value='{"1":3,"3":83}' style="overflow:hidden;padding:0px 3px 0px 3px;vertical-align:bottom;text-align:center;">83</td> <td data-sheets-numberformat='{"1":2,"2":"0","3":1}' data-sheets-value='{"1":2,"2":"-"}' style="border-right:1px solid #000000;overflow:hidden;padding:0px 3px 0px 3px;vertical-align:bottom;text-align:center;">-</td> </tr> <tr style="height:20px;"> <td data-sheets-value='{"1":2,"2":"PC"}' style="border-left:1px solid #000000;overflow:hidden;padding:0px 3px 0px 3px;vertical-align:bottom;font-weight:bold;">PC</td> <td data-sheets-value='{"1":2,"2":"Single-walled"}' style="overflow:hidden;padding:0px 3px 0px 3px;vertical-align:bottom;font-weight:bold;">Single-walled</td> <td data-sheets-value='{"1":2,"2":"Opal (D)"}' style="border-right:1px solid #000000;overflow:hidden;padding:0px 3px 0px 3px;vertical-align:bottom;font-weight:bold;">Opal (D)</td> <td data-sheets-numberformat='{"1":2,"2":"0.00","3":1}' data-sheets-value='{"1":3,"3":5.17}' style="overflow:hidden;padding:0px 3px 0px 3px;vertical-align:bottom;text-align:center;">5.17</td> <td data-sheets-numberformat='{"1":2,"2":"0","3":1}' data-sheets-value='{"1":3,"3":58}' style="overflow:hidden;padding:0px 3px 0px 3px;vertical-align:bottom;text-align:center;">58</td> <td data-sheets-numberformat='{"1":2,"2":"0","3":1}' data-sheets-value='{"1":3,"3":60}' style="overflow:hidden;padding:0px 3px 0px 3px;vertical-align:bottom;text-align:center;">60</td> <td data-sheets-numberformat='{"1":2,"2":"0","3":1}' data-sheets-value='{"1":2,"2":"-"}' style="border-right:1px solid #000000;overflow:hidden;padding:0px 3px 0px 3px;vertical-align:bottom;text-align:center;">-</td> </tr> <tr style="height:20px;"> <td style="border-left:1px solid #000000;overflow:hidden;padding:0px 3px 0px 3px;vertical-align:bottom;font-weight:bold;"></td> <td data-sheets-value='{"1":2,"2":"Double-walled"}' style="overflow:hidden;padding:0px 3px 0px 3px;vertical-align:bottom;font-weight:bold;">Double-walled</td> <td data-sheets-value='{"1":2,"2":"Clear (A/H)"}' style="border-right:1px solid #000000;overflow:hidden;padding:0px 3px 0px 3px;vertical-align:bottom;font-weight:bold;">Clear (A/H)</td> <td data-sheets-numberformat='{"1":2,"2":"0.00","3":1}' data-sheets-value='{"1":3,"3":2.9}' style="overflow:hidden;padding:0px 3px 0px 3px;vertical-align:bottom;text-align:center;">2.90</td> <td data-sheets-numberformat='{"1":2,"2":"0","3":1}' data-sheets-value='{"1":3,"3":79}' style="overflow:hidden;padding:0px 3px 0px 3px;vertical-align:bottom;text-align:center;">79</td> <td data-sheets-numberformat='{"1":2,"2":"0","3":1}' data-sheets-value='{"1":3,"3":72}' style="overflow:hidden;padding:0px 3px 0px 3px;vertical-align:bottom;text-align:center;">72</td> <td data-sheets-numberformat='{"1":2,"2":"0","3":1}' data-sheets-value='{"1":3,"3":20}' style="border-right:1px solid #000000;overflow:hidden;padding:0px 3px 0px 3px;vertical-align:bottom;text-align:center;">20</td> </tr> <tr style="height:20px;"> <td style="border-left:1px solid #000000;overflow:hidden;padding:0px 3px 0px 3px;vertical-align:bottom;font-weight:bold;"></td> <td data-sheets-value='{"1":2,"2":"Double-walled"}' style="overflow:hidden;padding:0px 3px 0px 3px;vertical-align:bottom;font-weight:bold;">Double-walled</td> <td data-sheets-value='{"1":2,"2":"Clear (A/A)"}' style="border-right:1px solid #000000;overflow:hidden;padding:0px 3px 0px 3px;vertical-align:bottom;font-weight:bold;">Clear (A/A)</td> <td data-sheets-numberformat='{"1":2,"2":"0.00","3":1}' data-sheets-value='{"1":3,"3":2.9}' style="overflow:hidden;padding:0px 3px 0px 3px;vertical-align:bottom;text-align:center;">2.90</td> <td data-sheets-numberformat='{"1":2,"2":"0","3":1}' data-sheets-value='{"1":3,"3":77}' style="overflow:hidden;padding:0px 3px 0px 3px;vertical-align:bottom;text-align:center;">77</td> <td data-sheets-numberformat='{"1":2,"2":"0","3":1}' data-sheets-value='{"1":3,"3":69}' style="overflow:hidden;padding:0px 3px 0px 3px;vertical-align:bottom;text-align:center;">69</td> <td data-sheets-numberformat='{"1":2,"2":"0","3":1}' data-sheets-value='{"1":3,"3":20}' style="border-right:1px solid #000000;overflow:hidden;padding:0px 3px 0px 3px;vertical-align:bottom;text-align:center;">20</td> </tr> <tr style="height:20px;"> <td style="border-left:1px solid #000000;overflow:hidden;padding:0px 3px 0px 3px;vertical-align:bottom;font-weight:bold;"></td> <td data-sheets-value='{"1":2,"2":"Double-walled"}' style="overflow:hidden;padding:0px 3px 0px 3px;vertical-align:bottom;font-weight:bold;">Double-walled</td> <td data-sheets-value='{"1":2,"2":"Opal (A/O)"}' style="border-right:1px solid #000000;overflow:hidden;padding:0px 3px 0px 3px;vertical-align:bottom;font-weight:bold;">Opal (A/O)</td> <td data-sheets-numberformat='{"1":2,"2":"0.00","3":1}' data-sheets-value='{"1":3,"3":2.9}' style="overflow:hidden;padding:0px 3px 0px 3px;vertical-align:bottom;text-align:center;">2.90</td> <td data-sheets-numberformat='{"1":2,"2":"0","3":1}' data-sheets-value='{"1":3,"3":73}' style="overflow:hidden;padding:0px 3px 0px 3px;vertical-align:bottom;text-align:center;">73</td> <td data-sheets-numberformat='{"1":2,"2":"0","3":1}' data-sheets-value='{"1":3,"3":63}' style="overflow:hidden;padding:0px 3px 0px 3px;vertical-align:bottom;text-align:center;">63</td> <td data-sheets-numberformat='{"1":2,"2":"0","3":1}' data-sheets-value='{"1":3,"3":20}' style="border-right:1px solid #000000;overflow:hidden;padding:0px 3px 0px 3px;vertical-align:bottom;text-align:center;">20</td> </tr> <tr style="height:20px;"> <td style="border-left:1px solid #000000;overflow:hidden;padding:0px 3px 0px 3px;vertical-align:bottom;font-weight:bold;"></td> <td data-sheets-value='{"1":2,"2":"Double-walled"}' style="overflow:hidden;padding:0px 3px 0px 3px;vertical-align:bottom;font-weight:bold;">Double-walled</td> <td data-sheets-value='{"1":2,"2":"Opal (A/D)"}' style="border-right:1px solid #000000;overflow:hidden;padding:0px 3px 0px 3px;vertical-align:bottom;font-weight:bold;">Opal (A/D)</td> <td data-sheets-numberformat='{"1":2,"2":"0.00","3":1}' data-sheets-value='{"1":3,"3":2.9}' style="overflow:hidden;padding:0px 3px 0px 3px;vertical-align:bottom;text-align:center;">2.90</td> <td data-sheets-numberformat='{"1":2,"2":"0","3":1}' data-sheets-value='{"1":3,"3":51}' style="overflow:hidden;padding:0px 3px 0px 3px;vertical-align:bottom;text-align:center;">51</td> <td data-sheets-numberformat='{"1":2,"2":"0","3":1}' data-sheets-value='{"1":3,"3":50}' style="overflow:hidden;padding:0px 3px 0px 3px;vertical-align:bottom;text-align:center;">50</td> <td data-sheets-numberformat='{"1":2,"2":"0","3":1}' data-sheets-value='{"1":3,"3":20}' style="border-right:1px solid #000000;overflow:hidden;padding:0px 3px 0px 3px;vertical-align:bottom;text-align:center;">20</td> </tr> <tr style="height:20px;"> <td style="border-left:1px solid #000000;overflow:hidden;padding:0px 3px 0px 3px;vertical-align:bottom;font-weight:bold;"></td> <td data-sheets-value='{"1":2,"2":"Triple-walled"}' style="overflow:hidden;padding:0px 3px 0px 3px;vertical-align:bottom;font-weight:bold;">Triple-walled</td> <td data-sheets-value='{"1":2,"2":"Clear (A/H/H)"}' style="border-right:1px solid #000000;overflow:hidden;padding:0px 3px 0px 3px;vertical-align:bottom;font-weight:bold;">Clear (A/H/H)</td> <td data-sheets-numberformat='{"1":2,"2":"0.00","3":1}' data-sheets-value='{"1":3,"3":1.7}' style="overflow:hidden;padding:0px 3px 0px 3px;vertical-align:bottom;text-align:center;">1.70</td> <td data-sheets-numberformat='{"1":2,"2":"0","3":1}' data-sheets-value='{"1":3,"3":71}' style="overflow:hidden;padding:0px 3px 0px 3px;vertical-align:bottom;text-align:center;">71</td> <td data-sheets-numberformat='{"1":2,"2":"0","3":1}' data-sheets-value='{"1":3,"3":63}' style="overflow:hidden;padding:0px 3px 0px 3px;vertical-align:bottom;text-align:center;">63</td> <td data-sheets-numberformat='{"1":2,"2":"0","3":1}' data-sheets-value='{"1":3,"3":22}' style="border-right:1px solid #000000;overflow:hidden;padding:0px 3px 0px 3px;vertical-align:bottom;text-align:center;">22</td> </tr> <tr style="height:20px;"> <td style="border-left:1px solid #000000;overflow:hidden;padding:0px 3px 0px 3px;vertical-align:bottom;font-weight:bold;"></td> <td data-sheets-value='{"1":2,"2":"Triple-walled"}' style="overflow:hidden;padding:0px 3px 0px 3px;vertical-align:bottom;font-weight:bold;">Triple-walled</td> <td data-sheets-value='{"1":2,"2":"Opal (A/O/O)"}' style="border-right:1px solid #000000;overflow:hidden;padding:0px 3px 0px 3px;vertical-align:bottom;font-weight:bold;">Opal (A/O/O)</td> <td data-sheets-numberformat='{"1":2,"2":"0.00","3":1}' data-sheets-value='{"1":3,"3":1.7}' style="overflow:hidden;padding:0px 3px 0px 3px;vertical-align:bottom;text-align:center;">1.70</td> <td data-sheets-numberformat='{"1":2,"2":"0","3":1}' data-sheets-value='{"1":3,"3":61}' style="overflow:hidden;padding:0px 3px 0px 3px;vertical-align:bottom;text-align:center;">61</td> <td data-sheets-numberformat='{"1":2,"2":"0","3":1}' data-sheets-value='{"1":3,"3":48}' style="overflow:hidden;padding:0px 3px 0px 3px;vertical-align:bottom;text-align:center;">48</td> <td data-sheets-numberformat='{"1":2,"2":"0","3":1}' data-sheets-value='{"1":3,"3":22}' style="border-right:1px solid #000000;overflow:hidden;padding:0px 3px 0px 3px;vertical-align:bottom;text-align:center;">22</td> </tr> <tr style="height:20px;"> <td style="border-left:1px solid #000000;overflow:hidden;padding:0px 3px 0px 3px;vertical-align:bottom;font-weight:bold;"></td> <td data-sheets-value='{"1":2,"2":"Four-walled"}' style="overflow:hidden;padding:0px 3px 0px 3px;vertical-align:bottom;font-weight:bold;">Four-walled</td> <td data-sheets-value='{"1":2,"2":"Clear (A/H/H/H)"}' style="border-right:1px solid #000000;overflow:hidden;padding:0px 3px 0px 3px;vertical-align:bottom;font-weight:bold;">Clear (A/H/H/H)</td> <td data-sheets-numberformat='{"1":2,"2":"0.00","3":1}' data-sheets-value='{"1":3,"3":1.28}' style="overflow:hidden;padding:0px 3px 0px 3px;vertical-align:bottom;text-align:center;">1.28</td> <td data-sheets-numberformat='{"1":2,"2":"0","3":1}' data-sheets-value='{"1":3,"3":64}' style="overflow:hidden;padding:0px 3px 0px 3px;vertical-align:bottom;text-align:center;">64</td> <td data-sheets-numberformat='{"1":2,"2":"0","3":1}' data-sheets-value='{"1":3,"3":52}' style="overflow:hidden;padding:0px 3px 0px 3px;vertical-align:bottom;text-align:center;">52</td> <td data-sheets-numberformat='{"1":2,"2":"0","3":1}' data-sheets-value='{"1":3,"3":23}' style="border-right:1px solid #000000;overflow:hidden;padding:0px 3px 0px 3px;vertical-align:bottom;text-align:center;">23</td> </tr> <tr style="height:20px;"> <td style="border-bottom:1px solid #000000;border-left:1px solid #000000;overflow:hidden;padding:0px 3px 0px 3px;vertical-align:bottom;"></td> <td data-sheets-value='{"1":2,"2":"Four-walled"}' style="border-bottom:1px solid #000000;overflow:hidden;padding:0px 3px 0px 3px;vertical-align:bottom;font-weight:bold;">Four-walled</td> <td data-sheets-value='{"1":2,"2":"Opal (A/H/O/H)"}' style="border-right:1px solid #000000;border-bottom:1px solid #000000;overflow:hidden;padding:0px 3px 0px 3px;vertical-align:bottom;font-weight:bold;">Opal (A/H/O/H)</td> <td data-sheets-numberformat='{"1":2,"2":"0.00","3":1}' data-sheets-value='{"1":3,"3":1.28}' style="border-bottom:1px solid #000000;overflow:hidden;padding:0px 3px 0px 3px;vertical-align:bottom;text-align:center;">1.28</td> <td data-sheets-numberformat='{"1":2,"2":"0","3":1}' data-sheets-value='{"1":3,"3":59}' style="border-bottom:1px solid #000000;overflow:hidden;padding:0px 3px 0px 3px;vertical-align:bottom;text-align:center;">59</td> <td data-sheets-numberformat='{"1":2,"2":"0","3":1}' data-sheets-value='{"1":3,"3":46}' style="border-bottom:1px solid #000000;overflow:hidden;padding:0px 3px 0px 3px;vertical-align:bottom;text-align:center;">46</td> <td data-sheets-numberformat='{"1":2,"2":"0","3":1}' data-sheets-value='{"1":3,"3":23}' style="border-right:1px solid #000000;border-bottom:1px solid #000000;overflow:hidden;padding:0px 3px 0px 3px;vertical-align:bottom;text-align:center;">23</td> </tr> <tr style="height:20px;"> <td data-sheets-value='{"1":2,"2":"Polycarbonate"}' style="border-left:1px solid #000000;overflow:hidden;padding:0px 3px 0px 3px;vertical-align:bottom;font-weight:bold;">Polycarbonate</td> <td data-sheets-value='{"1":2,"2":"Single-walled"}' style="overflow:hidden;padding:0px 3px 0px 3px;vertical-align:bottom;font-weight:bold;">Single-walled</td> <td data-sheets-value='{"1":2,"2":"Heatstop Opal (T)"}' style="border-right:1px solid #000000;overflow:hidden;padding:0px 3px 0px 3px;vertical-align:bottom;font-weight:bold;">Heatstop Opal (T)</td> <td data-sheets-numberformat='{"1":2,"2":"0.00","3":1}' data-sheets-value='{"1":3,"3":5.17}' style="overflow:hidden;padding:0px 3px 0px 3px;vertical-align:bottom;text-align:center;">5.17</td> <td data-sheets-numberformat='{"1":2,"2":"0","3":1}' data-sheets-value='{"1":3,"3":49}' style="overflow:hidden;padding:0px 3px 0px 3px;vertical-align:bottom;text-align:center;">49</td> <td data-sheets-numberformat='{"1":2,"2":"0","3":1}' data-sheets-value='{"1":3,"3":59}' style="overflow:hidden;padding:0px 3px 0px 3px;vertical-align:bottom;text-align:center;">59</td> <td data-sheets-numberformat='{"1":2,"2":"0","3":1}' data-sheets-value='{"1":2,"2":"-"}' style="border-right:1px solid #000000;overflow:hidden;padding:0px 3px 0px 3px;vertical-align:bottom;text-align:center;">-</td> </tr> <tr style="height:20px;"> <td data-sheets-value='{"1":2,"2":"Heatstop PC"}' style="border-left:1px solid #000000;overflow:hidden;padding:0px 3px 0px 3px;vertical-align:bottom;font-weight:bold;">Heatstop PC</td> <td data-sheets-value='{"1":2,"2":"Double-walled"}' style="overflow:hidden;padding:0px 3px 0px 3px;vertical-align:bottom;font-weight:bold;">Double-walled</td> <td data-sheets-value='{"1":2,"2":"Clear (T/H)"}' style="border-right:1px solid #000000;overflow:hidden;padding:0px 3px 0px 3px;vertical-align:bottom;font-weight:bold;">Clear (T/H)</td> <td data-sheets-numberformat='{"1":2,"2":"0.00","3":1}' data-sheets-value='{"1":3,"3":2.9}' style="overflow:hidden;padding:0px 3px 0px 3px;vertical-align:bottom;text-align:center;">2.90</td> <td data-sheets-numberformat='{"1":2,"2":"0","3":1}' data-sheets-value='{"1":3,"3":44}' style="overflow:hidden;padding:0px 3px 0px 3px;vertical-align:bottom;text-align:center;">44</td> <td data-sheets-numberformat='{"1":2,"2":"0","3":1}' data-sheets-value='{"1":3,"3":51}' style="overflow:hidden;padding:0px 3px 0px 3px;vertical-align:bottom;text-align:center;">51</td> <td data-sheets-numberformat='{"1":2,"2":"0","3":1}' data-sheets-value='{"1":3,"3":20}' style="border-right:1px solid #000000;overflow:hidden;padding:0px 3px 0px 3px;vertical-align:bottom;text-align:center;">20</td> </tr> <tr style="height:20px;"> <td style="border-left:1px solid #000000;overflow:hidden;padding:0px 3px 0px 3px;vertical-align:bottom;font-weight:bold;"></td> <td data-sheets-value='{"1":2,"2":"Double-walled"}' style="overflow:hidden;padding:0px 3px 0px 3px;vertical-align:bottom;font-weight:bold;">Double-walled</td> <td data-sheets-value='{"1":2,"2":"Opal (T/O)"}' style="border-right:1px solid #000000;overflow:hidden;padding:0px 3px 0px 3px;vertical-align:bottom;font-weight:bold;">Opal (T/O)</td> <td data-sheets-numberformat='{"1":2,"2":"0.00","3":1}' data-sheets-value='{"1":3,"3":2.9}' style="overflow:hidden;padding:0px 3px 0px 3px;vertical-align:bottom;text-align:center;">2.90</td> <td data-sheets-numberformat='{"1":2,"2":"0","3":1}' data-sheets-value='{"1":3,"3":41}' style="overflow:hidden;padding:0px 3px 0px 3px;vertical-align:bottom;text-align:center;">41</td> <td data-sheets-numberformat='{"1":2,"2":"0","3":1}' data-sheets-value='{"1":3,"3":45}' style="overflow:hidden;padding:0px 3px 0px 3px;vertical-align:bottom;text-align:center;">45</td> <td data-sheets-numberformat='{"1":2,"2":"0","3":1}' data-sheets-value='{"1":3,"3":20}' style="border-right:1px solid #000000;overflow:hidden;padding:0px 3px 0px 3px;vertical-align:bottom;text-align:center;">20</td> </tr> <tr style="height:20px;"> <td style="border-left:1px solid #000000;overflow:hidden;padding:0px 3px 0px 3px;vertical-align:bottom;font-weight:bold;"></td> <td data-sheets-value='{"1":2,"2":"Triple-walled"}' style="overflow:hidden; | skylux-160-ce-met-koepel-en-pvc-opstand-30-20-met-lm-motor-en-windvang-1200-x-1200-mm | 8586040148301 | 46872373330253
Smoke and heat exhaust (SHEV) | SHE system | Skylux | Skylux 160° CE with skylight and PVC curb 30/20 with LM-actuator and spoiler 1200 x 1400 mm |  | 26603 | 5412970266037 | 4703.3 | Yes | 30-45 | 80.79 | 1200 x 1400 mm | 1400 | 1200 |  | PVC 30/20 (30 cm high & roof opening = 20 cm larger than daylight size) | Rectangular | 5.17 W/m²K - 1.28 W/m²K | 87% - 32% | 90% - 32% | 20dB - 23dB | 160° CE (for industry) | skylight | with spoiler | E | Single actuator | Maximum four-walled skylight possible for this product | Ut-value LT-value g-value Rw-value EN 1873 : 2014 EN ISO 13468 EN 16153 EN 410 EN 410 EN ISO 140-3 Material Walls Shells (W/m²K) (%) (%) (dB) Acrylic Single-walled Clear (H) 5.17 90 87 - PMMA Single-walled Opal (O) 5.17 83 76 - Double-walled Clear (H/H) 2.90 81 75 20 Double-walled Opal (O/O) 2.90 69 58 20 Triple-walled Clear (H/H/H) 1.70 73 65 22 Triple-walled Opal (O/H/O) 1.70 62 51 22 Four-walled Clear (H/H/H/H) 1.28 64 54 23 Four-walled Opal (H/H/O/H) 1.28 59 48 23 Polycarbonate Single-walled Clear (A) 5.17 88 83 - PC Single-walled Opal (D) 5.17 58 60 - Double-walled Clear (A/H) 2.90 79 72 20 Double-walled Clear (A/A) 2.90 77 69 20 Double-walled Opal (A/O) 2.90 73 63 20 Double-walled Opal (A/D) 2.90 51 50 20 Triple-walled Clear (A/H/H) 1.70 71 63 22 Triple-walled Opal (A/O/O) 1.70 61 48 22 Four-walled Clear (A/H/H/H) 1.28 64 52 23 Four-walled Opal (A/H/O/H) 1.28 59 46 23 Polycarbonate Single-walled Heatstop Opal (T) 5.17 49 59 - Heatstop PC Double-walled Clear (T/H) 2.90 44 51 20 Double-walled Opal (T/O) 2.90 41 45 20 Triple-walled Clear (T/H/H) 1.70 40 <td data-sheets-numberformat='{"1":2,"2":"0","3":1}' data-sheets-value='{"1":3,"3":44}' style="overflow:hidden;paddin | https://skylux.eu/en/products/skylux-160-ce-met-koepel-en-pvc-opstand-30-20-met-lm-motor-en-windvang-1200-x-1400-mm | https://skylux.eu/cdn/shop/files/Skylux-160deg-CE-met-koepel-en-pvc-opstand-3020-met-LM-motor-en-windvang-1200-x-1400-mm-RWA-systeem.jpg?v=1702981511&width=1600 | https://skylux.eu/cdn/shop/files/e5a82811-1bb0-48e4-a776-cacb59c7c092_5a5b7fa6-9fb4-4af8-8f13-87ac90ce4536.jpg?v=1688551391&width=1600 | //skylux.eu/cdn/shop/files/E_MH_Mounting_instructions_Skylux_160_CE_LM.pdf?v=12406716259046007223 | //skylux.eu/cdn/shop/files/E_TD_Technical_File_Skylux_Skylux_160_CE_Electric.pdf?v=3667116872303399239 | <style type="text/css" id="isPasted"> <!--td { border: 1px solid #cccccc; } br { mso-data-placement: same-cell; } --> </style> <table border="1" cellpadding="0" cellspacing="0" dir="ltr" style="table-layout:fixed;font-size:10pt;font-family:Arial;border-collapse:collapse;border:none;"><tbody> <tr style="height:20px;"> <td style="overflow:hidden;padding:0px 3px 0px 3px;vertical-align:bottom;"></td> <td style="overflow:hidden;padding:0px 3px 0px 3px;vertical-align:bottom;"></td> <td style="overflow:hidden;padding:0px 3px 0px 3px;vertical-align:bottom;"></td> <td data-sheets-value='{"1":2,"2":"Ut-value"}' style="overflow:hidden;padding:0px 3px 0px 3px;vertical-align:bottom;font-weight:bold;text-align:center;">Ut-value</td> <td data-sheets-value='{"1":2,"2":"LT-value"}' style="overflow:hidden;padding:0px 3px 0px 3px;vertical-align:bottom;font-weight:bold;text-align:center;">LT-value</td> <td data-sheets-value='{"1":2,"2":"g-value"}' style="overflow:hidden;padding:0px 3px 0px 3px;vertical-align:bottom;font-weight:bold;text-align:center;">g-value</td> <td data-sheets-value='{"1":2,"2":"Rw-value "}' style="overflow:hidden;padding:0px 3px 0px 3px;vertical-align:bottom;font-weight:bold;text-align:center;">Rw-value </td> </tr> <tr style="height:20px;"> <td style="overflow:hidden;padding:0px 3px 0px 3px;vertical-align:bottom;"></td> <td style="overflow:hidden;padding:0px 3px 0px 3px;vertical-align:bottom;"></td> <td style="overflow:hidden;padding:0px 3px 0px 3px;vertical-align:bottom;"></td> <td data-sheets-numberformat='{"1":2,"2":"0.00","3":1}' data-sheets-value='{"1":2,"2":"EN 1873 : 2014"}' style="overflow:hidden;padding:0px 3px 0px 3px;vertical-align:bottom;text-align:center;">EN 1873 : 2014</td> <td data-sheets-numberformat='{"1":2,"2":"0","3":1}' data-sheets-value='{"1":2,"2":"EN ISO 13468 EN 16153 EN 410"}' style="overflow:hidden;padding:0px 3px 0px 3px;vertical-align:bottom;text-align:center;">EN ISO 13468 EN 16153 EN 410</td> <td data-sheets-numberformat='{"1":2,"2":"0","3":1}' data-sheets-value='{"1":2,"2":"EN 410"}' style="overflow:hidden;padding:0px 3px 0px 3px;vertical-align:bottom;text-align:center;">EN 410</td> <td data-sheets-value='{"1":2,"2":"EN ISO 140-3\t\t"}' style="overflow:hidden;padding:0px 3px 0px 3px;vertical-align:bottom;text-align:center;">EN ISO 140-3 </td> </tr> <tr style="height:20px;"> <td data-sheets-value='{"1":2,"2":"Material"}' style="border-bottom:1px solid #000000;overflow:hidden;padding:0px 3px 0px 3px;vertical-align:bottom;background-color:#000000;font-weight:bold;color:#ffffff;">Material</td> <td data-sheets-value='{"1":2,"2":"Walls"}' style="border-bottom:1px solid #000000;overflow:hidden;padding:0px 3px 0px 3px;vertical-align:bottom;background-color:#000000;font-weight:bold;color:#ffffff;">Walls</td> <td data-sheets-value='{"1":2,"2":"Shells"}' style="border-bottom:1px solid #000000;overflow:hidden;padding:0px 3px 0px 3px;vertical-align:bottom;background-color:#000000;font-weight:bold;color:#ffffff;">Shells</td> <td data-sheets-numberformat='{"1":2,"2":"0.00","3":1}' data-sheets-value='{"1":2,"2":"(W/m²K)\t"}' style="border-bottom:1px solid #000000;overflow:hidden;padding:0px 3px 0px 3px;vertical-align:bottom;background-color:#000000;font-weight:bold;color:#ffffff;text-align:center;">(W/m²K) </td> <td data-sheets-numberformat='{"1":2,"2":"0","3":1}' data-sheets-value='{"1":2,"2":"(%)"}' style="border-bottom:1px solid #000000;overflow:hidden;padding:0px 3px 0px 3px;vertical-align:bottom;background-color:#000000;font-weight:bold;color:#ffffff;text-align:center;">(%)</td> <td data-sheets-numberformat='{"1":2,"2":"0","3":1}' data-sheets-value='{"1":2,"2":"(%)"}' style="border-bottom:1px solid #000000;overflow:hidden;padding:0px 3px 0px 3px;vertical-align:bottom;background-color:#000000;font-weight:bold;color:#ffffff;text-align:center;">(%)</td> <td data-sheets-value='{"1":2,"2":"(dB)"}' style="border-bottom:1px solid #000000;overflow:hidden;padding:0px 3px 0px 3px;vertical-align:bottom;background-color:#000000;font-weight:bold;color:#ffffff;text-align:center;">(dB)</td> </tr> <tr style="height:20px;"> <td data-sheets-value='{"1":2,"2":"Acrylic"}' style="border-left:1px solid #000000;overflow:hidden;padding:0px 3px 0px 3px;vertical-align:bottom;font-weight:bold;">Acrylic</td> <td data-sheets-value='{"1":2,"2":"Single-walled"}' style="overflow:hidden;padding:0px 3px 0px 3px;vertical-align:bottom;font-weight:bold;">Single-walled</td> <td data-sheets-value='{"1":2,"2":"Clear (H)"}' style="border-right:1px solid #000000;overflow:hidden;padding:0px 3px 0px 3px;vertical-align:bottom;font-weight:bold;">Clear (H)</td> <td data-sheets-numberformat='{"1":2,"2":"0.00","3":1}' data-sheets-value='{"1":3,"3":5.17}' style="overflow:hidden;padding:0px 3px 0px 3px;vertical-align:bottom;text-align:center;">5.17</td> <td data-sheets-numberformat='{"1":2,"2":"0","3":1}' data-sheets-value='{"1":3,"3":90}' style="overflow:hidden;padding:0px 3px 0px 3px;vertical-align:bottom;text-align:center;">90</td> <td data-sheets-numberformat='{"1":2,"2":"0","3":1}' data-sheets-value='{"1":3,"3":87}' style="overflow:hidden;padding:0px 3px 0px 3px;vertical-align:bottom;text-align:center;">87</td> <td data-sheets-numberformat='{"1":2,"2":"0","3":1}' data-sheets-value='{"1":2,"2":"-"}' style="border-right:1px solid #000000;overflow:hidden;padding:0px 3px 0px 3px;vertical-align:bottom;text-align:center;">-</td> </tr> <tr style="height:20px;"> <td data-sheets-value='{"1":2,"2":"PMMA"}' style="border-left:1px solid #000000;overflow:hidden;padding:0px 3px 0px 3px;vertical-align:bottom;font-weight:bold;">PMMA</td> <td data-sheets-value='{"1":2,"2":"Single-walled"}' style="overflow:hidden;padding:0px 3px 0px 3px;vertical-align:bottom;font-weight:bold;">Single-walled</td> <td data-sheets-value='{"1":2,"2":"Opal (O)"}' style="border-right:1px solid #000000;overflow:hidden;padding:0px 3px 0px 3px;vertical-align:bottom;font-weight:bold;">Opal (O)</td> <td data-sheets-numberformat='{"1":2,"2":"0.00","3":1}' data-sheets-value='{"1":3,"3":5.17}' style="overflow:hidden;padding:0px 3px 0px 3px;vertical-align:bottom;text-align:center;">5.17</td> <td data-sheets-numberformat='{"1":2,"2":"0","3":1}' data-sheets-value='{"1":3,"3":83}' style="overflow:hidden;padding:0px 3px 0px 3px;vertical-align:bottom;text-align:center;">83</td> <td data-sheets-numberformat='{"1":2,"2":"0","3":1}' data-sheets-value='{"1":3,"3":76}' style="overflow:hidden;padding:0px 3px 0px 3px;vertical-align:bottom;text-align:center;">76</td> <td data-sheets-numberformat='{"1":2,"2":"0","3":1}' data-sheets-value='{"1":2,"2":"-"}' style="border-right:1px solid #000000;overflow:hidden;padding:0px 3px 0px 3px;vertical-align:bottom;text-align:center;">-</td> </tr> <tr style="height:20px;"> <td style="border-left:1px solid #000000;overflow:hidden;padding:0px 3px 0px 3px;vertical-align:bottom;font-weight:bold;"></td> <td data-sheets-value='{"1":2,"2":"Double-walled"}' style="overflow:hidden;padding:0px 3px 0px 3px;vertical-align:bottom;font-weight:bold;">Double-walled</td> <td data-sheets-value='{"1":2,"2":"Clear (H/H)"}' style="border-right:1px solid #000000;overflow:hidden;padding:0px 3px 0px 3px;vertical-align:bottom;font-weight:bold;">Clear (H/H)</td> <td data-sheets-numberformat='{"1":2,"2":"0.00","3":1}' data-sheets-value='{"1":3,"3":2.9}' style="overflow:hidden;padding:0px 3px 0px 3px;vertical-align:bottom;text-align:center;">2.90</td> <td data-sheets-numberformat='{"1":2,"2":"0","3":1}' data-sheets-value='{"1":3,"3":81}' style="overflow:hidden;padding:0px 3px 0px 3px;vertical-align:bottom;text-align:center;">81</td> <td data-sheets-numberformat='{"1":2,"2":"0","3":1}' data-sheets-value='{"1":3,"3":75}' style="overflow:hidden;padding:0px 3px 0px 3px;vertical-align:bottom;text-align:center;">75</td> <td data-sheets-numberformat='{"1":2,"2":"0","3":1}' data-sheets-value='{"1":3,"3":20}' style="border-right:1px solid #000000;overflow:hidden;padding:0px 3px 0px 3px;vertical-align:bottom;text-align:center;">20</td> </tr> <tr style="height:20px;"> <td style="border-left:1px solid #000000;overflow:hidden;padding:0px 3px 0px 3px;vertical-align:bottom;font-weight:bold;"></td> <td data-sheets-value='{"1":2,"2":"Double-walled"}' style="overflow:hidden;padding:0px 3px 0px 3px;vertical-align:bottom;font-weight:bold;">Double-walled</td> <td data-sheets-value='{"1":2,"2":"Opal (O/O)"}' style="border-right:1px solid #000000;overflow:hidden;padding:0px 3px 0px 3px;vertical-align:bottom;font-weight:bold;">Opal (O/O)</td> <td data-sheets-numberformat='{"1":2,"2":"0.00","3":1}' data-sheets-value='{"1":3,"3":2.9}' style="overflow:hidden;padding:0px 3px 0px 3px;vertical-align:bottom;text-align:center;">2.90</td> <td data-sheets-numberformat='{"1":2,"2":"0","3":1}' data-sheets-value='{"1":3,"3":69}' style="overflow:hidden;padding:0px 3px 0px 3px;vertical-align:bottom;text-align:center;">69</td> <td data-sheets-numberformat='{"1":2,"2":"0","3":1}' data-sheets-value='{"1":3,"3":58}' style="overflow:hidden;padding:0px 3px 0px 3px;vertical-align:bottom;text-align:center;">58</td> <td data-sheets-numberformat='{"1":2,"2":"0","3":1}' data-sheets-value='{"1":3,"3":20}' style="border-right:1px solid #000000;overflow:hidden;padding:0px 3px 0px 3px;vertical-align:bottom;text-align:center;">20</td> </tr> <tr style="height:20px;"> <td style="border-left:1px solid #000000;overflow:hidden;padding:0px 3px 0px 3px;vertical-align:bottom;font-weight:bold;"></td> <td data-sheets-value='{"1":2,"2":"Triple-walled"}' style="overflow:hidden;padding:0px 3px 0px 3px;vertical-align:bottom;font-weight:bold;">Triple-walled</td> <td data-sheets-value='{"1":2,"2":"Clear (H/H/H)"}' style="border-right:1px solid #000000;overflow:hidden;padding:0px 3px 0px 3px;vertical-align:bottom;font-weight:bold;">Clear (H/H/H)</td> <td data-sheets-numberformat='{"1":2,"2":"0.00","3":1}' data-sheets-value='{"1":3,"3":1.7}' style="overflow:hidden;padding:0px 3px 0px 3px;vertical-align:bottom;text-align:center;">1.70</td> <td data-sheets-numberformat='{"1":2,"2":"0","3":1}' data-sheets-value='{"1":3,"3":73}' style="overflow:hidden;padding:0px 3px 0px 3px;vertical-align:bottom;text-align:center;">73</td> <td data-sheets-numberformat='{"1":2,"2":"0","3":1}' data-sheets-value='{"1":3,"3":65}' style="overflow:hidden;padding:0px 3px 0px 3px;vertical-align:bottom;text-align:center;">65</td> <td data-sheets-numberformat='{"1":2,"2":"0","3":1}' data-sheets-value='{"1":3,"3":22}' style="border-right:1px solid #000000;overflow:hidden;padding:0px 3px 0px 3px;vertical-align:bottom;text-align:center;">22</td> </tr> <tr style="height:20px;"> <td style="border-left:1px solid #000000;overflow:hidden;padding:0px 3px 0px 3px;vertical-align:bottom;font-weight:bold;"></td> <td data-sheets-value='{"1":2,"2":"Triple-walled"}' style="overflow:hidden;padding:0px 3px 0px 3px;vertical-align:bottom;font-weight:bold;">Triple-walled</td> <td data-sheets-value='{"1":2,"2":"Opal (O/H/O)"}' style="border-right:1px solid #000000;overflow:hidden;padding:0px 3px 0px 3px;vertical-align:bottom;font-weight:bold;">Opal (O/H/O)</td> <td data-sheets-numberformat='{"1":2,"2":"0.00","3":1}' data-sheets-value='{"1":3,"3":1.7}' style="overflow:hidden;padding:0px 3px 0px 3px;vertical-align:bottom;text-align:center;">1.70</td> <td data-sheets-numberformat='{"1":2,"2":"0","3":1}' data-sheets-value='{"1":3,"3":62}' style="overflow:hidden;padding:0px 3px 0px 3px;vertical-align:bottom;text-align:center;">62</td> <td data-sheets-numberformat='{"1":2,"2":"0","3":1}' data-sheets-value='{"1":3,"3":51}' style="overflow:hidden;padding:0px 3px 0px 3px;vertical-align:bottom;text-align:center;">51</td> <td data-sheets-numberformat='{"1":2,"2":"0","3":1}' data-sheets-value='{"1":3,"3":22}' style="border-right:1px solid #000000;overflow:hidden;padding:0px 3px 0px 3px;vertical-align:bottom;text-align:center;">22</td> </tr> <tr style="height:20px;"> <td style="border-left:1px solid #000000;overflow:hidden;padding:0px 3px 0px 3px;vertical-align:bottom;font-weight:bold;"></td> <td data-sheets-value='{"1":2,"2":"Four-walled"}' style="overflow:hidden;padding:0px 3px 0px 3px;vertical-align:bottom;font-weight:bold;">Four-walled</td> <td data-sheets-value='{"1":2,"2":"Clear (H/H/H/H)"}' style="border-right:1px solid #000000;overflow:hidden;padding:0px 3px 0px 3px;vertical-align:bottom;font-weight:bold;">Clear (H/H/H/H)</td> <td data-sheets-numberformat='{"1":2,"2":"0.00","3":1}' data-sheets-value='{"1":3,"3":1.28}' style="overflow:hidden;padding:0px 3px 0px 3px;vertical-align:bottom;text-align:center;">1.28</td> <td data-sheets-numberformat='{"1":2,"2":"0","3":1}' data-sheets-value='{"1":3,"3":64}' style="overflow:hidden;padding:0px 3px 0px 3px;vertical-align:bottom;text-align:center;">64</td> <td data-sheets-numberformat='{"1":2,"2":"0","3":1}' data-sheets-value='{"1":3,"3":54}' style="overflow:hidden;padding:0px 3px 0px 3px;vertical-align:bottom;text-align:center;">54</td> <td data-sheets-numberformat='{"1":2,"2":"0","3":1}' data-sheets-value='{"1":3,"3":23}' style="border-right:1px solid #000000;overflow:hidden;padding:0px 3px 0px 3px;vertical-align:bottom;text-align:center;">23</td> </tr> <tr style="height:20px;"> <td style="border-bottom:1px solid #000000;border-left:1px solid #000000;overflow:hidden;padding:0px 3px 0px 3px;vertical-align:bottom;"></td> <td data-sheets-value='{"1":2,"2":"Four-walled"}' style="border-bottom:1px solid #000000;overflow:hidden;padding:0px 3px 0px 3px;vertical-align:bottom;font-weight:bold;">Four-walled</td> <td data-sheets-value='{"1":2,"2":"Opal (H/H/O/H)"}' style="border-right:1px solid #000000;border-bottom:1px solid #000000;overflow:hidden;padding:0px 3px 0px 3px;vertical-align:bottom;font-weight:bold;">Opal (H/H/O/H)</td> <td data-sheets-numberformat='{"1":2,"2":"0.00","3":1}' data-sheets-value='{"1":3,"3":1.28}' style="border-bottom:1px solid #000000;overflow:hidden;padding:0px 3px 0px 3px;vertical-align:bottom;text-align:center;">1.28</td> <td data-sheets-numberformat='{"1":2,"2":"0","3":1}' data-sheets-value='{"1":3,"3":59}' style="border-bottom:1px solid #000000;overflow:hidden;padding:0px 3px 0px 3px;vertical-align:bottom;text-align:center;">59</td> <td data-sheets-numberformat='{"1":2,"2":"0","3":1}' data-sheets-value='{"1":3,"3":48}' style="border-bottom:1px solid #000000;overflow:hidden;padding:0px 3px 0px 3px;vertical-align:bottom;text-align:center;">48</td> <td data-sheets-numberformat='{"1":2,"2":"0","3":1}' data-sheets-value='{"1":3,"3":23}' style="border-right:1px solid #000000;border-bottom:1px solid #000000;overflow:hidden;padding:0px 3px 0px 3px;vertical-align:bottom;text-align:center;">23</td> </tr> <tr style="height:20px;"> <td data-sheets-value='{"1":2,"2":"Polycarbonate "}' style="border-left:1px solid #000000;overflow:hidden;padding:0px 3px 0px 3px;vertical-align:bottom;font-weight:bold;">Polycarbonate </td> <td data-sheets-value='{"1":2,"2":"Single-walled"}' style="overflow:hidden;padding:0px 3px 0px 3px;vertical-align:bottom;font-weight:bold;">Single-walled</td> <td data-sheets-value='{"1":2,"2":"Clear (A)"}' style="border-right:1px solid #000000;overflow:hidden;padding:0px 3px 0px 3px;vertical-align:bottom;font-weight:bold;">Clear (A)</td> <td data-sheets-numberformat='{"1":2,"2":"0.00","3":1}' data-sheets-value='{"1":3,"3":5.17}' style="overflow:hidden;padding:0px 3px 0px 3px;vertical-align:bottom;text-align:center;">5.17</td> <td data-sheets-numberformat='{"1":2,"2":"0","3":1}' data-sheets-value='{"1":3,"3":88}' style="overflow:hidden;padding:0px 3px 0px 3px;vertical-align:bottom;text-align:center;">88</td> <td data-sheets-numberformat='{"1":2,"2":"0","3":1}' data-sheets-value='{"1":3,"3":83}' style="overflow:hidden;padding:0px 3px 0px 3px;vertical-align:bottom;text-align:center;">83</td> <td data-sheets-numberformat='{"1":2,"2":"0","3":1}' data-sheets-value='{"1":2,"2":"-"}' style="border-right:1px solid #000000;overflow:hidden;padding:0px 3px 0px 3px;vertical-align:bottom;text-align:center;">-</td> </tr> <tr style="height:20px;"> <td data-sheets-value='{"1":2,"2":"PC"}' style="border-left:1px solid #000000;overflow:hidden;padding:0px 3px 0px 3px;vertical-align:bottom;font-weight:bold;">PC</td> <td data-sheets-value='{"1":2,"2":"Single-walled"}' style="overflow:hidden;padding:0px 3px 0px 3px;vertical-align:bottom;font-weight:bold;">Single-walled</td> <td data-sheets-value='{"1":2,"2":"Opal (D)"}' style="border-right:1px solid #000000;overflow:hidden;padding:0px 3px 0px 3px;vertical-align:bottom;font-weight:bold;">Opal (D)</td> <td data-sheets-numberformat='{"1":2,"2":"0.00","3":1}' data-sheets-value='{"1":3,"3":5.17}' style="overflow:hidden;padding:0px 3px 0px 3px;vertical-align:bottom;text-align:center;">5.17</td> <td data-sheets-numberformat='{"1":2,"2":"0","3":1}' data-sheets-value='{"1":3,"3":58}' style="overflow:hidden;padding:0px 3px 0px 3px;vertical-align:bottom;text-align:center;">58</td> <td data-sheets-numberformat='{"1":2,"2":"0","3":1}' data-sheets-value='{"1":3,"3":60}' style="overflow:hidden;padding:0px 3px 0px 3px;vertical-align:bottom;text-align:center;">60</td> <td data-sheets-numberformat='{"1":2,"2":"0","3":1}' data-sheets-value='{"1":2,"2":"-"}' style="border-right:1px solid #000000;overflow:hidden;padding:0px 3px 0px 3px;vertical-align:bottom;text-align:center;">-</td> </tr> <tr style="height:20px;"> <td style="border-left:1px solid #000000;overflow:hidden;padding:0px 3px 0px 3px;vertical-align:bottom;font-weight:bold;"></td> <td data-sheets-value='{"1":2,"2":"Double-walled"}' style="overflow:hidden;padding:0px 3px 0px 3px;vertical-align:bottom;font-weight:bold;">Double-walled</td> <td data-sheets-value='{"1":2,"2":"Clear (A/H)"}' style="border-right:1px solid #000000;overflow:hidden;padding:0px 3px 0px 3px;vertical-align:bottom;font-weight:bold;">Clear (A/H)</td> <td data-sheets-numberformat='{"1":2,"2":"0.00","3":1}' data-sheets-value='{"1":3,"3":2.9}' style="overflow:hidden;padding:0px 3px 0px 3px;vertical-align:bottom;text-align:center;">2.90</td> <td data-sheets-numberformat='{"1":2,"2":"0","3":1}' data-sheets-value='{"1":3,"3":79}' style="overflow:hidden;padding:0px 3px 0px 3px;vertical-align:bottom;text-align:center;">79</td> <td data-sheets-numberformat='{"1":2,"2":"0","3":1}' data-sheets-value='{"1":3,"3":72}' style="overflow:hidden;padding:0px 3px 0px 3px;vertical-align:bottom;text-align:center;">72</td> <td data-sheets-numberformat='{"1":2,"2":"0","3":1}' data-sheets-value='{"1":3,"3":20}' style="border-right:1px solid #000000;overflow:hidden;padding:0px 3px 0px 3px;vertical-align:bottom;text-align:center;">20</td> </tr> <tr style="height:20px;"> <td style="border-left:1px solid #000000;overflow:hidden;padding:0px 3px 0px 3px;vertical-align:bottom;font-weight:bold;"></td> <td data-sheets-value='{"1":2,"2":"Double-walled"}' style="overflow:hidden;padding:0px 3px 0px 3px;vertical-align:bottom;font-weight:bold;">Double-walled</td> <td data-sheets-value='{"1":2,"2":"Clear (A/A)"}' style="border-right:1px solid #000000;overflow:hidden;padding:0px 3px 0px 3px;vertical-align:bottom;font-weight:bold;">Clear (A/A)</td> <td data-sheets-numberformat='{"1":2,"2":"0.00","3":1}' data-sheets-value='{"1":3,"3":2.9}' style="overflow:hidden;padding:0px 3px 0px 3px;vertical-align:bottom;text-align:center;">2.90</td> <td data-sheets-numberformat='{"1":2,"2":"0","3":1}' data-sheets-value='{"1":3,"3":77}' style="overflow:hidden;padding:0px 3px 0px 3px;vertical-align:bottom;text-align:center;">77</td> <td data-sheets-numberformat='{"1":2,"2":"0","3":1}' data-sheets-value='{"1":3,"3":69}' style="overflow:hidden;padding:0px 3px 0px 3px;vertical-align:bottom;text-align:center;">69</td> <td data-sheets-numberformat='{"1":2,"2":"0","3":1}' data-sheets-value='{"1":3,"3":20}' style="border-right:1px solid #000000;overflow:hidden;padding:0px 3px 0px 3px;vertical-align:bottom;text-align:center;">20</td> </tr> <tr style="height:20px;"> <td style="border-left:1px solid #000000;overflow:hidden;padding:0px 3px 0px 3px;vertical-align:bottom;font-weight:bold;"></td> <td data-sheets-value='{"1":2,"2":"Double-walled"}' style="overflow:hidden;padding:0px 3px 0px 3px;vertical-align:bottom;font-weight:bold;">Double-walled</td> <td data-sheets-value='{"1":2,"2":"Opal (A/O)"}' style="border-right:1px solid #000000;overflow:hidden;padding:0px 3px 0px 3px;vertical-align:bottom;font-weight:bold;">Opal (A/O)</td> <td data-sheets-numberformat='{"1":2,"2":"0.00","3":1}' data-sheets-value='{"1":3,"3":2.9}' style="overflow:hidden;padding:0px 3px 0px 3px;vertical-align:bottom;text-align:center;">2.90</td> <td data-sheets-numberformat='{"1":2,"2":"0","3":1}' data-sheets-value='{"1":3,"3":73}' style="overflow:hidden;padding:0px 3px 0px 3px;vertical-align:bottom;text-align:center;">73</td> <td data-sheets-numberformat='{"1":2,"2":"0","3":1}' data-sheets-value='{"1":3,"3":63}' style="overflow:hidden;padding:0px 3px 0px 3px;vertical-align:bottom;text-align:center;">63</td> <td data-sheets-numberformat='{"1":2,"2":"0","3":1}' data-sheets-value='{"1":3,"3":20}' style="border-right:1px solid #000000;overflow:hidden;padding:0px 3px 0px 3px;vertical-align:bottom;text-align:center;">20</td> </tr> <tr style="height:20px;"> <td style="border-left:1px solid #000000;overflow:hidden;padding:0px 3px 0px 3px;vertical-align:bottom;font-weight:bold;"></td> <td data-sheets-value='{"1":2,"2":"Double-walled"}' style="overflow:hidden;padding:0px 3px 0px 3px;vertical-align:bottom;font-weight:bold;">Double-walled</td> <td data-sheets-value='{"1":2,"2":"Opal (A/D)"}' style="border-right:1px solid #000000;overflow:hidden;padding:0px 3px 0px 3px;vertical-align:bottom;font-weight:bold;">Opal (A/D)</td> <td data-sheets-numberformat='{"1":2,"2":"0.00","3":1}' data-sheets-value='{"1":3,"3":2.9}' style="overflow:hidden;padding:0px 3px 0px 3px;vertical-align:bottom;text-align:center;">2.90</td> <td data-sheets-numberformat='{"1":2,"2":"0","3":1}' data-sheets-value='{"1":3,"3":51}' style="overflow:hidden;padding:0px 3px 0px 3px;vertical-align:bottom;text-align:center;">51</td> <td data-sheets-numberformat='{"1":2,"2":"0","3":1}' data-sheets-value='{"1":3,"3":50}' style="overflow:hidden;padding:0px 3px 0px 3px;vertical-align:bottom;text-align:center;">50</td> <td data-sheets-numberformat='{"1":2,"2":"0","3":1}' data-sheets-value='{"1":3,"3":20}' style="border-right:1px solid #000000;overflow:hidden;padding:0px 3px 0px 3px;vertical-align:bottom;text-align:center;">20</td> </tr> <tr style="height:20px;"> <td style="border-left:1px solid #000000;overflow:hidden;padding:0px 3px 0px 3px;vertical-align:bottom;font-weight:bold;"></td> <td data-sheets-value='{"1":2,"2":"Triple-walled"}' style="overflow:hidden;padding:0px 3px 0px 3px;vertical-align:bottom;font-weight:bold;">Triple-walled</td> <td data-sheets-value='{"1":2,"2":"Clear (A/H/H)"}' style="border-right:1px solid #000000;overflow:hidden;padding:0px 3px 0px 3px;vertical-align:bottom;font-weight:bold;">Clear (A/H/H)</td> <td data-sheets-numberformat='{"1":2,"2":"0.00","3":1}' data-sheets-value='{"1":3,"3":1.7}' style="overflow:hidden;padding:0px 3px 0px 3px;vertical-align:bottom;text-align:center;">1.70</td> <td data-sheets-numberformat='{"1":2,"2":"0","3":1}' data-sheets-value='{"1":3,"3":71}' style="overflow:hidden;padding:0px 3px 0px 3px;vertical-align:bottom;text-align:center;">71</td> <td data-sheets-numberformat='{"1":2,"2":"0","3":1}' data-sheets-value='{"1":3,"3":63}' style="overflow:hidden;padding:0px 3px 0px 3px;vertical-align:bottom;text-align:center;">63</td> <td data-sheets-numberformat='{"1":2,"2":"0","3":1}' data-sheets-value='{"1":3,"3":22}' style="border-right:1px solid #000000;overflow:hidden;padding:0px 3px 0px 3px;vertical-align:bottom;text-align:center;">22</td> </tr> <tr style="height:20px;"> <td style="border-left:1px solid #000000;overflow:hidden;padding:0px 3px 0px 3px;vertical-align:bottom;font-weight:bold;"></td> <td data-sheets-value='{"1":2,"2":"Triple-walled"}' style="overflow:hidden;padding:0px 3px 0px 3px;vertical-align:bottom;font-weight:bold;">Triple-walled</td> <td data-sheets-value='{"1":2,"2":"Opal (A/O/O)"}' style="border-right:1px solid #000000;overflow:hidden;padding:0px 3px 0px 3px;vertical-align:bottom;font-weight:bold;">Opal (A/O/O)</td> <td data-sheets-numberformat='{"1":2,"2":"0.00","3":1}' data-sheets-value='{"1":3,"3":1.7}' style="overflow:hidden;padding:0px 3px 0px 3px;vertical-align:bottom;text-align:center;">1.70</td> <td data-sheets-numberformat='{"1":2,"2":"0","3":1}' data-sheets-value='{"1":3,"3":61}' style="overflow:hidden;padding:0px 3px 0px 3px;vertical-align:bottom;text-align:center;">61</td> <td data-sheets-numberformat='{"1":2,"2":"0","3":1}' data-sheets-value='{"1":3,"3":48}' style="overflow:hidden;padding:0px 3px 0px 3px;vertical-align:bottom;text-align:center;">48</td> <td data-sheets-numberformat='{"1":2,"2":"0","3":1}' data-sheets-value='{"1":3,"3":22}' style="border-right:1px solid #000000;overflow:hidden;padding:0px 3px 0px 3px;vertical-align:bottom;text-align:center;">22</td> </tr> <tr style="height:20px;"> <td style="border-left:1px solid #000000;overflow:hidden;padding:0px 3px 0px 3px;vertical-align:bottom;font-weight:bold;"></td> <td data-sheets-value='{"1":2,"2":"Four-walled"}' style="overflow:hidden;padding:0px 3px 0px 3px;vertical-align:bottom;font-weight:bold;">Four-walled</td> <td data-sheets-value='{"1":2,"2":"Clear (A/H/H/H)"}' style="border-right:1px solid #000000;overflow:hidden;padding:0px 3px 0px 3px;vertical-align:bottom;font-weight:bold;">Clear (A/H/H/H)</td> <td data-sheets-numberformat='{"1":2,"2":"0.00","3":1}' data-sheets-value='{"1":3,"3":1.28}' style="overflow:hidden;padding:0px 3px 0px 3px;vertical-align:bottom;text-align:center;">1.28</td> <td data-sheets-numberformat='{"1":2,"2":"0","3":1}' data-sheets-value='{"1":3,"3":64}' style="overflow:hidden;padding:0px 3px 0px 3px;vertical-align:bottom;text-align:center;">64</td> <td data-sheets-numberformat='{"1":2,"2":"0","3":1}' data-sheets-value='{"1":3,"3":52}' style="overflow:hidden;padding:0px 3px 0px 3px;vertical-align:bottom;text-align:center;">52</td> <td data-sheets-numberformat='{"1":2,"2":"0","3":1}' data-sheets-value='{"1":3,"3":23}' style="border-right:1px solid #000000;overflow:hidden;padding:0px 3px 0px 3px;vertical-align:bottom;text-align:center;">23</td> </tr> <tr style="height:20px;"> <td style="border-bottom:1px solid #000000;border-left:1px solid #000000;overflow:hidden;padding:0px 3px 0px 3px;vertical-align:bottom;"></td> <td data-sheets-value='{"1":2,"2":"Four-walled"}' style="border-bottom:1px solid #000000;overflow:hidden;padding:0px 3px 0px 3px;vertical-align:bottom;font-weight:bold;">Four-walled</td> <td data-sheets-value='{"1":2,"2":"Opal (A/H/O/H)"}' style="border-right:1px solid #000000;border-bottom:1px solid #000000;overflow:hidden;padding:0px 3px 0px 3px;vertical-align:bottom;font-weight:bold;">Opal (A/H/O/H)</td> <td data-sheets-numberformat='{"1":2,"2":"0.00","3":1}' data-sheets-value='{"1":3,"3":1.28}' style="border-bottom:1px solid #000000;overflow:hidden;padding:0px 3px 0px 3px;vertical-align:bottom;text-align:center;">1.28</td> <td data-sheets-numberformat='{"1":2,"2":"0","3":1}' data-sheets-value='{"1":3,"3":59}' style="border-bottom:1px solid #000000;overflow:hidden;padding:0px 3px 0px 3px;vertical-align:bottom;text-align:center;">59</td> <td data-sheets-numberformat='{"1":2,"2":"0","3":1}' data-sheets-value='{"1":3,"3":46}' style="border-bottom:1px solid #000000;overflow:hidden;padding:0px 3px 0px 3px;vertical-align:bottom;text-align:center;">46</td> <td data-sheets-numberformat='{"1":2,"2":"0","3":1}' data-sheets-value='{"1":3,"3":23}' style="border-right:1px solid #000000;border-bottom:1px solid #000000;overflow:hidden;padding:0px 3px 0px 3px;vertical-align:bottom;text-align:center;">23</td> </tr> <tr style="height:20px;"> <td data-sheets-value='{"1":2,"2":"Polycarbonate"}' style="border-left:1px solid #000000;overflow:hidden;padding:0px 3px 0px 3px;vertical-align:bottom;font-weight:bold;">Polycarbonate</td> <td data-sheets-value='{"1":2,"2":"Single-walled"}' style="overflow:hidden;padding:0px 3px 0px 3px;vertical-align:bottom;font-weight:bold;">Single-walled</td> <td data-sheets-value='{"1":2,"2":"Heatstop Opal (T)"}' style="border-right:1px solid #000000;overflow:hidden;padding:0px 3px 0px 3px;vertical-align:bottom;font-weight:bold;">Heatstop Opal (T)</td> <td data-sheets-numberformat='{"1":2,"2":"0.00","3":1}' data-sheets-value='{"1":3,"3":5.17}' style="overflow:hidden;padding:0px 3px 0px 3px;vertical-align:bottom;text-align:center;">5.17</td> <td data-sheets-numberformat='{"1":2,"2":"0","3":1}' data-sheets-value='{"1":3,"3":49}' style="overflow:hidden;padding:0px 3px 0px 3px;vertical-align:bottom;text-align:center;">49</td> <td data-sheets-numberformat='{"1":2,"2":"0","3":1}' data-sheets-value='{"1":3,"3":59}' style="overflow:hidden;padding:0px 3px 0px 3px;vertical-align:bottom;text-align:center;">59</td> <td data-sheets-numberformat='{"1":2,"2":"0","3":1}' data-sheets-value='{"1":2,"2":"-"}' style="border-right:1px solid #000000;overflow:hidden;padding:0px 3px 0px 3px;vertical-align:bottom;text-align:center;">-</td> </tr> <tr style="height:20px;"> <td data-sheets-value='{"1":2,"2":"Heatstop PC"}' style="border-left:1px solid #000000;overflow:hidden;padding:0px 3px 0px 3px;vertical-align:bottom;font-weight:bold;">Heatstop PC</td> <td data-sheets-value='{"1":2,"2":"Double-walled"}' style="overflow:hidden;padding:0px 3px 0px 3px;vertical-align:bottom;font-weight:bold;">Double-walled</td> <td data-sheets-value='{"1":2,"2":"Clear (T/H)"}' style="border-right:1px solid #000000;overflow:hidden;padding:0px 3px 0px 3px;vertical-align:bottom;font-weight:bold;">Clear (T/H)</td> <td data-sheets-numberformat='{"1":2,"2":"0.00","3":1}' data-sheets-value='{"1":3,"3":2.9}' style="overflow:hidden;padding:0px 3px 0px 3px;vertical-align:bottom;text-align:center;">2.90</td> <td data-sheets-numberformat='{"1":2,"2":"0","3":1}' data-sheets-value='{"1":3,"3":44}' style="overflow:hidden;padding:0px 3px 0px 3px;vertical-align:bottom;text-align:center;">44</td> <td data-sheets-numberformat='{"1":2,"2":"0","3":1}' data-sheets-value='{"1":3,"3":51}' style="overflow:hidden;padding:0px 3px 0px 3px;vertical-align:bottom;text-align:center;">51</td> <td data-sheets-numberformat='{"1":2,"2":"0","3":1}' data-sheets-value='{"1":3,"3":20}' style="border-right:1px solid #000000;overflow:hidden;padding:0px 3px 0px 3px;vertical-align:bottom;text-align:center;">20</td> </tr> <tr style="height:20px;"> <td style="border-left:1px solid #000000;overflow:hidden;padding:0px 3px 0px 3px;vertical-align:bottom;font-weight:bold;"></td> <td data-sheets-value='{"1":2,"2":"Double-walled"}' style="overflow:hidden;padding:0px 3px 0px 3px;vertical-align:bottom;font-weight:bold;">Double-walled</td> <td data-sheets-value='{"1":2,"2":"Opal (T/O)"}' style="border-right:1px solid #000000;overflow:hidden;padding:0px 3px 0px 3px;vertical-align:bottom;font-weight:bold;">Opal (T/O)</td> <td data-sheets-numberformat='{"1":2,"2":"0.00","3":1}' data-sheets-value='{"1":3,"3":2.9}' style="overflow:hidden;padding:0px 3px 0px 3px;vertical-align:bottom;text-align:center;">2.90</td> <td data-sheets-numberformat='{"1":2,"2":"0","3":1}' data-sheets-value='{"1":3,"3":41}' style="overflow:hidden;padding:0px 3px 0px 3px;vertical-align:bottom;text-align:center;">41</td> <td data-sheets-numberformat='{"1":2,"2":"0","3":1}' data-sheets-value='{"1":3,"3":45}' style="overflow:hidden;padding:0px 3px 0px 3px;vertical-align:bottom;text-align:center;">45</td> <td data-sheets-numberformat='{"1":2,"2":"0","3":1}' data-sheets-value='{"1":3,"3":20}' style="border-right:1px solid #000000;overflow:hidden;padding:0px 3px 0px 3px;vertical-align:bottom;text-align:center;">20</td> </tr> <tr style="height:20px;"> <td style="border-left:1px solid #000000;overflow:hidden;padding:0px 3px 0px 3px;vertical-align:bottom;font-weight:bold;"></td> <td data-sheets-value='{"1":2,"2":"Triple-walled"}' style="overflow:hidden; | skylux-160-ce-met-koepel-en-pvc-opstand-30-20-met-lm-motor-en-windvang-1200-x-1400-mm | 8586040181069 | 46872373395789
Smoke and heat exhaust (SHEV) | SHE system | Skylux | Skylux 160° CE with skylight and PVC curb 30/20 with LM-actuator and spoiler 1200 x 1500 mm |  | 26604 | 5412970266044 | 4944.1 | Yes | 30-45 | 81.4 | 1200 x 1500 mm | 1500 | 1200 |  | PVC 30/20 (30 cm high & roof opening = 20 cm larger than daylight size) | Rectangular | 5.17 W/m²K - 1.28 W/m²K | 87% - 32% | 90% - 32% | 20dB - 23dB | 160° CE (for industry) | skylight | with spoiler | E | Single actuator | Maximum four-walled skylight possible for this product | Ut-value LT-value g-value Rw-value EN 1873 : 2014 EN ISO 13468 EN 16153 EN 410 EN 410 EN ISO 140-3 Material Walls Shells (W/m²K) (%) (%) (dB) Acrylic Single-walled Clear (H) 5.17 90 87 - PMMA Single-walled Opal (O) 5.17 83 76 - Double-walled Clear (H/H) 2.90 81 75 20 Double-walled Opal (O/O) 2.90 69 58 20 Triple-walled Clear (H/H/H) 1.70 73 65 22 Triple-walled Opal (O/H/O) 1.70 62 51 22 Four-walled Clear (H/H/H/H) 1.28 64 54 23 Four-walled Opal (H/H/O/H) 1.28 59 48 23 Polycarbonate Single-walled Clear (A) 5.17 88 83 - PC Single-walled Opal (D) 5.17 58 60 - Double-walled Clear (A/H) 2.90 79 72 20 Double-walled Clear (A/A) 2.90 77 69 20 Double-walled Opal (A/O) 2.90 73 63 20 Double-walled Opal (A/D) 2.90 51 50 20 Triple-walled Clear (A/H/H) 1.70 71 63 22 Triple-walled Opal (A/O/O) 1.70 61 48 22 Four-walled Clear (A/H/H/H) 1.28 64 52 23 Four-walled Opal (A/H/O/H) 1.28 59 46 23 Polycarbonate Single-walled Heatstop Opal (T) 5.17 49 59 - Heatstop PC Double-walled Clear (T/H) 2.90 44 51 20 Double-walled Opal (T/O) 2.90 41 45 20 Triple-walled Clear (T/H/H) 1.70 40 <td data-sheets-numberformat='{"1":2,"2":"0","3":1}' data-sheets-value='{"1":3,"3":44}' style="overflow:hidden;paddin | https://skylux.eu/en/products/skylux-160-ce-met-koepel-en-pvc-opstand-30-20-met-lm-motor-en-windvang-1200-x-1500-mm | https://skylux.eu/cdn/shop/files/Skylux-160deg-CE-met-koepel-en-pvc-opstand-3020-met-LM-motor-en-windvang-1200-x-1500-mm-RWA-systeem.jpg?v=1702981516&width=1600 | https://skylux.eu/cdn/shop/files/e5a82811-1bb0-48e4-a776-cacb59c7c092_c04be9fb-94e7-4053-9f54-f697f8381a67.jpg?v=1688551392&width=1600 | //skylux.eu/cdn/shop/files/E_MH_Mounting_instructions_Skylux_160_CE_LM.pdf?v=12406716259046007223 | //skylux.eu/cdn/shop/files/E_TD_Technical_File_Skylux_Skylux_160_CE_Electric.pdf?v=3667116872303399239 | <style type="text/css" id="isPasted"> <!--td { border: 1px solid #cccccc; } br { mso-data-placement: same-cell; } --> </style> <table border="1" cellpadding="0" cellspacing="0" dir="ltr" style="table-layout:fixed;font-size:10pt;font-family:Arial;border-collapse:collapse;border:none;"><tbody> <tr style="height:20px;"> <td style="overflow:hidden;padding:0px 3px 0px 3px;vertical-align:bottom;"></td> <td style="overflow:hidden;padding:0px 3px 0px 3px;vertical-align:bottom;"></td> <td style="overflow:hidden;padding:0px 3px 0px 3px;vertical-align:bottom;"></td> <td data-sheets-value='{"1":2,"2":"Ut-value"}' style="overflow:hidden;padding:0px 3px 0px 3px;vertical-align:bottom;font-weight:bold;text-align:center;">Ut-value</td> <td data-sheets-value='{"1":2,"2":"LT-value"}' style="overflow:hidden;padding:0px 3px 0px 3px;vertical-align:bottom;font-weight:bold;text-align:center;">LT-value</td> <td data-sheets-value='{"1":2,"2":"g-value"}' style="overflow:hidden;padding:0px 3px 0px 3px;vertical-align:bottom;font-weight:bold;text-align:center;">g-value</td> <td data-sheets-value='{"1":2,"2":"Rw-value "}' style="overflow:hidden;padding:0px 3px 0px 3px;vertical-align:bottom;font-weight:bold;text-align:center;">Rw-value </td> </tr> <tr style="height:20px;"> <td style="overflow:hidden;padding:0px 3px 0px 3px;vertical-align:bottom;"></td> <td style="overflow:hidden;padding:0px 3px 0px 3px;vertical-align:bottom;"></td> <td style="overflow:hidden;padding:0px 3px 0px 3px;vertical-align:bottom;"></td> <td data-sheets-numberformat='{"1":2,"2":"0.00","3":1}' data-sheets-value='{"1":2,"2":"EN 1873 : 2014"}' style="overflow:hidden;padding:0px 3px 0px 3px;vertical-align:bottom;text-align:center;">EN 1873 : 2014</td> <td data-sheets-numberformat='{"1":2,"2":"0","3":1}' data-sheets-value='{"1":2,"2":"EN ISO 13468 EN 16153 EN 410"}' style="overflow:hidden;padding:0px 3px 0px 3px;vertical-align:bottom;text-align:center;">EN ISO 13468 EN 16153 EN 410</td> <td data-sheets-numberformat='{"1":2,"2":"0","3":1}' data-sheets-value='{"1":2,"2":"EN 410"}' style="overflow:hidden;padding:0px 3px 0px 3px;vertical-align:bottom;text-align:center;">EN 410</td> <td data-sheets-value='{"1":2,"2":"EN ISO 140-3\t\t"}' style="overflow:hidden;padding:0px 3px 0px 3px;vertical-align:bottom;text-align:center;">EN ISO 140-3 </td> </tr> <tr style="height:20px;"> <td data-sheets-value='{"1":2,"2":"Material"}' style="border-bottom:1px solid #000000;overflow:hidden;padding:0px 3px 0px 3px;vertical-align:bottom;background-color:#000000;font-weight:bold;color:#ffffff;">Material</td> <td data-sheets-value='{"1":2,"2":"Walls"}' style="border-bottom:1px solid #000000;overflow:hidden;padding:0px 3px 0px 3px;vertical-align:bottom;background-color:#000000;font-weight:bold;color:#ffffff;">Walls</td> <td data-sheets-value='{"1":2,"2":"Shells"}' style="border-bottom:1px solid #000000;overflow:hidden;padding:0px 3px 0px 3px;vertical-align:bottom;background-color:#000000;font-weight:bold;color:#ffffff;">Shells</td> <td data-sheets-numberformat='{"1":2,"2":"0.00","3":1}' data-sheets-value='{"1":2,"2":"(W/m²K)\t"}' style="border-bottom:1px solid #000000;overflow:hidden;padding:0px 3px 0px 3px;vertical-align:bottom;background-color:#000000;font-weight:bold;color:#ffffff;text-align:center;">(W/m²K) </td> <td data-sheets-numberformat='{"1":2,"2":"0","3":1}' data-sheets-value='{"1":2,"2":"(%)"}' style="border-bottom:1px solid #000000;overflow:hidden;padding:0px 3px 0px 3px;vertical-align:bottom;background-color:#000000;font-weight:bold;color:#ffffff;text-align:center;">(%)</td> <td data-sheets-numberformat='{"1":2,"2":"0","3":1}' data-sheets-value='{"1":2,"2":"(%)"}' style="border-bottom:1px solid #000000;overflow:hidden;padding:0px 3px 0px 3px;vertical-align:bottom;background-color:#000000;font-weight:bold;color:#ffffff;text-align:center;">(%)</td> <td data-sheets-value='{"1":2,"2":"(dB)"}' style="border-bottom:1px solid #000000;overflow:hidden;padding:0px 3px 0px 3px;vertical-align:bottom;background-color:#000000;font-weight:bold;color:#ffffff;text-align:center;">(dB)</td> </tr> <tr style="height:20px;"> <td data-sheets-value='{"1":2,"2":"Acrylic"}' style="border-left:1px solid #000000;overflow:hidden;padding:0px 3px 0px 3px;vertical-align:bottom;font-weight:bold;">Acrylic</td> <td data-sheets-value='{"1":2,"2":"Single-walled"}' style="overflow:hidden;padding:0px 3px 0px 3px;vertical-align:bottom;font-weight:bold;">Single-walled</td> <td data-sheets-value='{"1":2,"2":"Clear (H)"}' style="border-right:1px solid #000000;overflow:hidden;padding:0px 3px 0px 3px;vertical-align:bottom;font-weight:bold;">Clear (H)</td> <td data-sheets-numberformat='{"1":2,"2":"0.00","3":1}' data-sheets-value='{"1":3,"3":5.17}' style="overflow:hidden;padding:0px 3px 0px 3px;vertical-align:bottom;text-align:center;">5.17</td> <td data-sheets-numberformat='{"1":2,"2":"0","3":1}' data-sheets-value='{"1":3,"3":90}' style="overflow:hidden;padding:0px 3px 0px 3px;vertical-align:bottom;text-align:center;">90</td> <td data-sheets-numberformat='{"1":2,"2":"0","3":1}' data-sheets-value='{"1":3,"3":87}' style="overflow:hidden;padding:0px 3px 0px 3px;vertical-align:bottom;text-align:center;">87</td> <td data-sheets-numberformat='{"1":2,"2":"0","3":1}' data-sheets-value='{"1":2,"2":"-"}' style="border-right:1px solid #000000;overflow:hidden;padding:0px 3px 0px 3px;vertical-align:bottom;text-align:center;">-</td> </tr> <tr style="height:20px;"> <td data-sheets-value='{"1":2,"2":"PMMA"}' style="border-left:1px solid #000000;overflow:hidden;padding:0px 3px 0px 3px;vertical-align:bottom;font-weight:bold;">PMMA</td> <td data-sheets-value='{"1":2,"2":"Single-walled"}' style="overflow:hidden;padding:0px 3px 0px 3px;vertical-align:bottom;font-weight:bold;">Single-walled</td> <td data-sheets-value='{"1":2,"2":"Opal (O)"}' style="border-right:1px solid #000000;overflow:hidden;padding:0px 3px 0px 3px;vertical-align:bottom;font-weight:bold;">Opal (O)</td> <td data-sheets-numberformat='{"1":2,"2":"0.00","3":1}' data-sheets-value='{"1":3,"3":5.17}' style="overflow:hidden;padding:0px 3px 0px 3px;vertical-align:bottom;text-align:center;">5.17</td> <td data-sheets-numberformat='{"1":2,"2":"0","3":1}' data-sheets-value='{"1":3,"3":83}' style="overflow:hidden;padding:0px 3px 0px 3px;vertical-align:bottom;text-align:center;">83</td> <td data-sheets-numberformat='{"1":2,"2":"0","3":1}' data-sheets-value='{"1":3,"3":76}' style="overflow:hidden;padding:0px 3px 0px 3px;vertical-align:bottom;text-align:center;">76</td> <td data-sheets-numberformat='{"1":2,"2":"0","3":1}' data-sheets-value='{"1":2,"2":"-"}' style="border-right:1px solid #000000;overflow:hidden;padding:0px 3px 0px 3px;vertical-align:bottom;text-align:center;">-</td> </tr> <tr style="height:20px;"> <td style="border-left:1px solid #000000;overflow:hidden;padding:0px 3px 0px 3px;vertical-align:bottom;font-weight:bold;"></td> <td data-sheets-value='{"1":2,"2":"Double-walled"}' style="overflow:hidden;padding:0px 3px 0px 3px;vertical-align:bottom;font-weight:bold;">Double-walled</td> <td data-sheets-value='{"1":2,"2":"Clear (H/H)"}' style="border-right:1px solid #000000;overflow:hidden;padding:0px 3px 0px 3px;vertical-align:bottom;font-weight:bold;">Clear (H/H)</td> <td data-sheets-numberformat='{"1":2,"2":"0.00","3":1}' data-sheets-value='{"1":3,"3":2.9}' style="overflow:hidden;padding:0px 3px 0px 3px;vertical-align:bottom;text-align:center;">2.90</td> <td data-sheets-numberformat='{"1":2,"2":"0","3":1}' data-sheets-value='{"1":3,"3":81}' style="overflow:hidden;padding:0px 3px 0px 3px;vertical-align:bottom;text-align:center;">81</td> <td data-sheets-numberformat='{"1":2,"2":"0","3":1}' data-sheets-value='{"1":3,"3":75}' style="overflow:hidden;padding:0px 3px 0px 3px;vertical-align:bottom;text-align:center;">75</td> <td data-sheets-numberformat='{"1":2,"2":"0","3":1}' data-sheets-value='{"1":3,"3":20}' style="border-right:1px solid #000000;overflow:hidden;padding:0px 3px 0px 3px;vertical-align:bottom;text-align:center;">20</td> </tr> <tr style="height:20px;"> <td style="border-left:1px solid #000000;overflow:hidden;padding:0px 3px 0px 3px;vertical-align:bottom;font-weight:bold;"></td> <td data-sheets-value='{"1":2,"2":"Double-walled"}' style="overflow:hidden;padding:0px 3px 0px 3px;vertical-align:bottom;font-weight:bold;">Double-walled</td> <td data-sheets-value='{"1":2,"2":"Opal (O/O)"}' style="border-right:1px solid #000000;overflow:hidden;padding:0px 3px 0px 3px;vertical-align:bottom;font-weight:bold;">Opal (O/O)</td> <td data-sheets-numberformat='{"1":2,"2":"0.00","3":1}' data-sheets-value='{"1":3,"3":2.9}' style="overflow:hidden;padding:0px 3px 0px 3px;vertical-align:bottom;text-align:center;">2.90</td> <td data-sheets-numberformat='{"1":2,"2":"0","3":1}' data-sheets-value='{"1":3,"3":69}' style="overflow:hidden;padding:0px 3px 0px 3px;vertical-align:bottom;text-align:center;">69</td> <td data-sheets-numberformat='{"1":2,"2":"0","3":1}' data-sheets-value='{"1":3,"3":58}' style="overflow:hidden;padding:0px 3px 0px 3px;vertical-align:bottom;text-align:center;">58</td> <td data-sheets-numberformat='{"1":2,"2":"0","3":1}' data-sheets-value='{"1":3,"3":20}' style="border-right:1px solid #000000;overflow:hidden;padding:0px 3px 0px 3px;vertical-align:bottom;text-align:center;">20</td> </tr> <tr style="height:20px;"> <td style="border-left:1px solid #000000;overflow:hidden;padding:0px 3px 0px 3px;vertical-align:bottom;font-weight:bold;"></td> <td data-sheets-value='{"1":2,"2":"Triple-walled"}' style="overflow:hidden;padding:0px 3px 0px 3px;vertical-align:bottom;font-weight:bold;">Triple-walled</td> <td data-sheets-value='{"1":2,"2":"Clear (H/H/H)"}' style="border-right:1px solid #000000;overflow:hidden;padding:0px 3px 0px 3px;vertical-align:bottom;font-weight:bold;">Clear (H/H/H)</td> <td data-sheets-numberformat='{"1":2,"2":"0.00","3":1}' data-sheets-value='{"1":3,"3":1.7}' style="overflow:hidden;padding:0px 3px 0px 3px;vertical-align:bottom;text-align:center;">1.70</td> <td data-sheets-numberformat='{"1":2,"2":"0","3":1}' data-sheets-value='{"1":3,"3":73}' style="overflow:hidden;padding:0px 3px 0px 3px;vertical-align:bottom;text-align:center;">73</td> <td data-sheets-numberformat='{"1":2,"2":"0","3":1}' data-sheets-value='{"1":3,"3":65}' style="overflow:hidden;padding:0px 3px 0px 3px;vertical-align:bottom;text-align:center;">65</td> <td data-sheets-numberformat='{"1":2,"2":"0","3":1}' data-sheets-value='{"1":3,"3":22}' style="border-right:1px solid #000000;overflow:hidden;padding:0px 3px 0px 3px;vertical-align:bottom;text-align:center;">22</td> </tr> <tr style="height:20px;"> <td style="border-left:1px solid #000000;overflow:hidden;padding:0px 3px 0px 3px;vertical-align:bottom;font-weight:bold;"></td> <td data-sheets-value='{"1":2,"2":"Triple-walled"}' style="overflow:hidden;padding:0px 3px 0px 3px;vertical-align:bottom;font-weight:bold;">Triple-walled</td> <td data-sheets-value='{"1":2,"2":"Opal (O/H/O)"}' style="border-right:1px solid #000000;overflow:hidden;padding:0px 3px 0px 3px;vertical-align:bottom;font-weight:bold;">Opal (O/H/O)</td> <td data-sheets-numberformat='{"1":2,"2":"0.00","3":1}' data-sheets-value='{"1":3,"3":1.7}' style="overflow:hidden;padding:0px 3px 0px 3px;vertical-align:bottom;text-align:center;">1.70</td> <td data-sheets-numberformat='{"1":2,"2":"0","3":1}' data-sheets-value='{"1":3,"3":62}' style="overflow:hidden;padding:0px 3px 0px 3px;vertical-align:bottom;text-align:center;">62</td> <td data-sheets-numberformat='{"1":2,"2":"0","3":1}' data-sheets-value='{"1":3,"3":51}' style="overflow:hidden;padding:0px 3px 0px 3px;vertical-align:bottom;text-align:center;">51</td> <td data-sheets-numberformat='{"1":2,"2":"0","3":1}' data-sheets-value='{"1":3,"3":22}' style="border-right:1px solid #000000;overflow:hidden;padding:0px 3px 0px 3px;vertical-align:bottom;text-align:center;">22</td> </tr> <tr style="height:20px;"> <td style="border-left:1px solid #000000;overflow:hidden;padding:0px 3px 0px 3px;vertical-align:bottom;font-weight:bold;"></td> <td data-sheets-value='{"1":2,"2":"Four-walled"}' style="overflow:hidden;padding:0px 3px 0px 3px;vertical-align:bottom;font-weight:bold;">Four-walled</td> <td data-sheets-value='{"1":2,"2":"Clear (H/H/H/H)"}' style="border-right:1px solid #000000;overflow:hidden;padding:0px 3px 0px 3px;vertical-align:bottom;font-weight:bold;">Clear (H/H/H/H)</td> <td data-sheets-numberformat='{"1":2,"2":"0.00","3":1}' data-sheets-value='{"1":3,"3":1.28}' style="overflow:hidden;padding:0px 3px 0px 3px;vertical-align:bottom;text-align:center;">1.28</td> <td data-sheets-numberformat='{"1":2,"2":"0","3":1}' data-sheets-value='{"1":3,"3":64}' style="overflow:hidden;padding:0px 3px 0px 3px;vertical-align:bottom;text-align:center;">64</td> <td data-sheets-numberformat='{"1":2,"2":"0","3":1}' data-sheets-value='{"1":3,"3":54}' style="overflow:hidden;padding:0px 3px 0px 3px;vertical-align:bottom;text-align:center;">54</td> <td data-sheets-numberformat='{"1":2,"2":"0","3":1}' data-sheets-value='{"1":3,"3":23}' style="border-right:1px solid #000000;overflow:hidden;padding:0px 3px 0px 3px;vertical-align:bottom;text-align:center;">23</td> </tr> <tr style="height:20px;"> <td style="border-bottom:1px solid #000000;border-left:1px solid #000000;overflow:hidden;padding:0px 3px 0px 3px;vertical-align:bottom;"></td> <td data-sheets-value='{"1":2,"2":"Four-walled"}' style="border-bottom:1px solid #000000;overflow:hidden;padding:0px 3px 0px 3px;vertical-align:bottom;font-weight:bold;">Four-walled</td> <td data-sheets-value='{"1":2,"2":"Opal (H/H/O/H)"}' style="border-right:1px solid #000000;border-bottom:1px solid #000000;overflow:hidden;padding:0px 3px 0px 3px;vertical-align:bottom;font-weight:bold;">Opal (H/H/O/H)</td> <td data-sheets-numberformat='{"1":2,"2":"0.00","3":1}' data-sheets-value='{"1":3,"3":1.28}' style="border-bottom:1px solid #000000;overflow:hidden;padding:0px 3px 0px 3px;vertical-align:bottom;text-align:center;">1.28</td> <td data-sheets-numberformat='{"1":2,"2":"0","3":1}' data-sheets-value='{"1":3,"3":59}' style="border-bottom:1px solid #000000;overflow:hidden;padding:0px 3px 0px 3px;vertical-align:bottom;text-align:center;">59</td> <td data-sheets-numberformat='{"1":2,"2":"0","3":1}' data-sheets-value='{"1":3,"3":48}' style="border-bottom:1px solid #000000;overflow:hidden;padding:0px 3px 0px 3px;vertical-align:bottom;text-align:center;">48</td> <td data-sheets-numberformat='{"1":2,"2":"0","3":1}' data-sheets-value='{"1":3,"3":23}' style="border-right:1px solid #000000;border-bottom:1px solid #000000;overflow:hidden;padding:0px 3px 0px 3px;vertical-align:bottom;text-align:center;">23</td> </tr> <tr style="height:20px;"> <td data-sheets-value='{"1":2,"2":"Polycarbonate "}' style="border-left:1px solid #000000;overflow:hidden;padding:0px 3px 0px 3px;vertical-align:bottom;font-weight:bold;">Polycarbonate </td> <td data-sheets-value='{"1":2,"2":"Single-walled"}' style="overflow:hidden;padding:0px 3px 0px 3px;vertical-align:bottom;font-weight:bold;">Single-walled</td> <td data-sheets-value='{"1":2,"2":"Clear (A)"}' style="border-right:1px solid #000000;overflow:hidden;padding:0px 3px 0px 3px;vertical-align:bottom;font-weight:bold;">Clear (A)</td> <td data-sheets-numberformat='{"1":2,"2":"0.00","3":1}' data-sheets-value='{"1":3,"3":5.17}' style="overflow:hidden;padding:0px 3px 0px 3px;vertical-align:bottom;text-align:center;">5.17</td> <td data-sheets-numberformat='{"1":2,"2":"0","3":1}' data-sheets-value='{"1":3,"3":88}' style="overflow:hidden;padding:0px 3px 0px 3px;vertical-align:bottom;text-align:center;">88</td> <td data-sheets-numberformat='{"1":2,"2":"0","3":1}' data-sheets-value='{"1":3,"3":83}' style="overflow:hidden;padding:0px 3px 0px 3px;vertical-align:bottom;text-align:center;">83</td> <td data-sheets-numberformat='{"1":2,"2":"0","3":1}' data-sheets-value='{"1":2,"2":"-"}' style="border-right:1px solid #000000;overflow:hidden;padding:0px 3px 0px 3px;vertical-align:bottom;text-align:center;">-</td> </tr> <tr style="height:20px;"> <td data-sheets-value='{"1":2,"2":"PC"}' style="border-left:1px solid #000000;overflow:hidden;padding:0px 3px 0px 3px;vertical-align:bottom;font-weight:bold;">PC</td> <td data-sheets-value='{"1":2,"2":"Single-walled"}' style="overflow:hidden;padding:0px 3px 0px 3px;vertical-align:bottom;font-weight:bold;">Single-walled</td> <td data-sheets-value='{"1":2,"2":"Opal (D)"}' style="border-right:1px solid #000000;overflow:hidden;padding:0px 3px 0px 3px;vertical-align:bottom;font-weight:bold;">Opal (D)</td> <td data-sheets-numberformat='{"1":2,"2":"0.00","3":1}' data-sheets-value='{"1":3,"3":5.17}' style="overflow:hidden;padding:0px 3px 0px 3px;vertical-align:bottom;text-align:center;">5.17</td> <td data-sheets-numberformat='{"1":2,"2":"0","3":1}' data-sheets-value='{"1":3,"3":58}' style="overflow:hidden;padding:0px 3px 0px 3px;vertical-align:bottom;text-align:center;">58</td> <td data-sheets-numberformat='{"1":2,"2":"0","3":1}' data-sheets-value='{"1":3,"3":60}' style="overflow:hidden;padding:0px 3px 0px 3px;vertical-align:bottom;text-align:center;">60</td> <td data-sheets-numberformat='{"1":2,"2":"0","3":1}' data-sheets-value='{"1":2,"2":"-"}' style="border-right:1px solid #000000;overflow:hidden;padding:0px 3px 0px 3px;vertical-align:bottom;text-align:center;">-</td> </tr> <tr style="height:20px;"> <td style="border-left:1px solid #000000;overflow:hidden;padding:0px 3px 0px 3px;vertical-align:bottom;font-weight:bold;"></td> <td data-sheets-value='{"1":2,"2":"Double-walled"}' style="overflow:hidden;padding:0px 3px 0px 3px;vertical-align:bottom;font-weight:bold;">Double-walled</td> <td data-sheets-value='{"1":2,"2":"Clear (A/H)"}' style="border-right:1px solid #000000;overflow:hidden;padding:0px 3px 0px 3px;vertical-align:bottom;font-weight:bold;">Clear (A/H)</td> <td data-sheets-numberformat='{"1":2,"2":"0.00","3":1}' data-sheets-value='{"1":3,"3":2.9}' style="overflow:hidden;padding:0px 3px 0px 3px;vertical-align:bottom;text-align:center;">2.90</td> <td data-sheets-numberformat='{"1":2,"2":"0","3":1}' data-sheets-value='{"1":3,"3":79}' style="overflow:hidden;padding:0px 3px 0px 3px;vertical-align:bottom;text-align:center;">79</td> <td data-sheets-numberformat='{"1":2,"2":"0","3":1}' data-sheets-value='{"1":3,"3":72}' style="overflow:hidden;padding:0px 3px 0px 3px;vertical-align:bottom;text-align:center;">72</td> <td data-sheets-numberformat='{"1":2,"2":"0","3":1}' data-sheets-value='{"1":3,"3":20}' style="border-right:1px solid #000000;overflow:hidden;padding:0px 3px 0px 3px;vertical-align:bottom;text-align:center;">20</td> </tr> <tr style="height:20px;"> <td style="border-left:1px solid #000000;overflow:hidden;padding:0px 3px 0px 3px;vertical-align:bottom;font-weight:bold;"></td> <td data-sheets-value='{"1":2,"2":"Double-walled"}' style="overflow:hidden;padding:0px 3px 0px 3px;vertical-align:bottom;font-weight:bold;">Double-walled</td> <td data-sheets-value='{"1":2,"2":"Clear (A/A)"}' style="border-right:1px solid #000000;overflow:hidden;padding:0px 3px 0px 3px;vertical-align:bottom;font-weight:bold;">Clear (A/A)</td> <td data-sheets-numberformat='{"1":2,"2":"0.00","3":1}' data-sheets-value='{"1":3,"3":2.9}' style="overflow:hidden;padding:0px 3px 0px 3px;vertical-align:bottom;text-align:center;">2.90</td> <td data-sheets-numberformat='{"1":2,"2":"0","3":1}' data-sheets-value='{"1":3,"3":77}' style="overflow:hidden;padding:0px 3px 0px 3px;vertical-align:bottom;text-align:center;">77</td> <td data-sheets-numberformat='{"1":2,"2":"0","3":1}' data-sheets-value='{"1":3,"3":69}' style="overflow:hidden;padding:0px 3px 0px 3px;vertical-align:bottom;text-align:center;">69</td> <td data-sheets-numberformat='{"1":2,"2":"0","3":1}' data-sheets-value='{"1":3,"3":20}' style="border-right:1px solid #000000;overflow:hidden;padding:0px 3px 0px 3px;vertical-align:bottom;text-align:center;">20</td> </tr> <tr style="height:20px;"> <td style="border-left:1px solid #000000;overflow:hidden;padding:0px 3px 0px 3px;vertical-align:bottom;font-weight:bold;"></td> <td data-sheets-value='{"1":2,"2":"Double-walled"}' style="overflow:hidden;padding:0px 3px 0px 3px;vertical-align:bottom;font-weight:bold;">Double-walled</td> <td data-sheets-value='{"1":2,"2":"Opal (A/O)"}' style="border-right:1px solid #000000;overflow:hidden;padding:0px 3px 0px 3px;vertical-align:bottom;font-weight:bold;">Opal (A/O)</td> <td data-sheets-numberformat='{"1":2,"2":"0.00","3":1}' data-sheets-value='{"1":3,"3":2.9}' style="overflow:hidden;padding:0px 3px 0px 3px;vertical-align:bottom;text-align:center;">2.90</td> <td data-sheets-numberformat='{"1":2,"2":"0","3":1}' data-sheets-value='{"1":3,"3":73}' style="overflow:hidden;padding:0px 3px 0px 3px;vertical-align:bottom;text-align:center;">73</td> <td data-sheets-numberformat='{"1":2,"2":"0","3":1}' data-sheets-value='{"1":3,"3":63}' style="overflow:hidden;padding:0px 3px 0px 3px;vertical-align:bottom;text-align:center;">63</td> <td data-sheets-numberformat='{"1":2,"2":"0","3":1}' data-sheets-value='{"1":3,"3":20}' style="border-right:1px solid #000000;overflow:hidden;padding:0px 3px 0px 3px;vertical-align:bottom;text-align:center;">20</td> </tr> <tr style="height:20px;"> <td style="border-left:1px solid #000000;overflow:hidden;padding:0px 3px 0px 3px;vertical-align:bottom;font-weight:bold;"></td> <td data-sheets-value='{"1":2,"2":"Double-walled"}' style="overflow:hidden;padding:0px 3px 0px 3px;vertical-align:bottom;font-weight:bold;">Double-walled</td> <td data-sheets-value='{"1":2,"2":"Opal (A/D)"}' style="border-right:1px solid #000000;overflow:hidden;padding:0px 3px 0px 3px;vertical-align:bottom;font-weight:bold;">Opal (A/D)</td> <td data-sheets-numberformat='{"1":2,"2":"0.00","3":1}' data-sheets-value='{"1":3,"3":2.9}' style="overflow:hidden;padding:0px 3px 0px 3px;vertical-align:bottom;text-align:center;">2.90</td> <td data-sheets-numberformat='{"1":2,"2":"0","3":1}' data-sheets-value='{"1":3,"3":51}' style="overflow:hidden;padding:0px 3px 0px 3px;vertical-align:bottom;text-align:center;">51</td> <td data-sheets-numberformat='{"1":2,"2":"0","3":1}' data-sheets-value='{"1":3,"3":50}' style="overflow:hidden;padding:0px 3px 0px 3px;vertical-align:bottom;text-align:center;">50</td> <td data-sheets-numberformat='{"1":2,"2":"0","3":1}' data-sheets-value='{"1":3,"3":20}' style="border-right:1px solid #000000;overflow:hidden;padding:0px 3px 0px 3px;vertical-align:bottom;text-align:center;">20</td> </tr> <tr style="height:20px;"> <td style="border-left:1px solid #000000;overflow:hidden;padding:0px 3px 0px 3px;vertical-align:bottom;font-weight:bold;"></td> <td data-sheets-value='{"1":2,"2":"Triple-walled"}' style="overflow:hidden;padding:0px 3px 0px 3px;vertical-align:bottom;font-weight:bold;">Triple-walled</td> <td data-sheets-value='{"1":2,"2":"Clear (A/H/H)"}' style="border-right:1px solid #000000;overflow:hidden;padding:0px 3px 0px 3px;vertical-align:bottom;font-weight:bold;">Clear (A/H/H)</td> <td data-sheets-numberformat='{"1":2,"2":"0.00","3":1}' data-sheets-value='{"1":3,"3":1.7}' style="overflow:hidden;padding:0px 3px 0px 3px;vertical-align:bottom;text-align:center;">1.70</td> <td data-sheets-numberformat='{"1":2,"2":"0","3":1}' data-sheets-value='{"1":3,"3":71}' style="overflow:hidden;padding:0px 3px 0px 3px;vertical-align:bottom;text-align:center;">71</td> <td data-sheets-numberformat='{"1":2,"2":"0","3":1}' data-sheets-value='{"1":3,"3":63}' style="overflow:hidden;padding:0px 3px 0px 3px;vertical-align:bottom;text-align:center;">63</td> <td data-sheets-numberformat='{"1":2,"2":"0","3":1}' data-sheets-value='{"1":3,"3":22}' style="border-right:1px solid #000000;overflow:hidden;padding:0px 3px 0px 3px;vertical-align:bottom;text-align:center;">22</td> </tr> <tr style="height:20px;"> <td style="border-left:1px solid #000000;overflow:hidden;padding:0px 3px 0px 3px;vertical-align:bottom;font-weight:bold;"></td> <td data-sheets-value='{"1":2,"2":"Triple-walled"}' style="overflow:hidden;padding:0px 3px 0px 3px;vertical-align:bottom;font-weight:bold;">Triple-walled</td> <td data-sheets-value='{"1":2,"2":"Opal (A/O/O)"}' style="border-right:1px solid #000000;overflow:hidden;padding:0px 3px 0px 3px;vertical-align:bottom;font-weight:bold;">Opal (A/O/O)</td> <td data-sheets-numberformat='{"1":2,"2":"0.00","3":1}' data-sheets-value='{"1":3,"3":1.7}' style="overflow:hidden;padding:0px 3px 0px 3px;vertical-align:bottom;text-align:center;">1.70</td> <td data-sheets-numberformat='{"1":2,"2":"0","3":1}' data-sheets-value='{"1":3,"3":61}' style="overflow:hidden;padding:0px 3px 0px 3px;vertical-align:bottom;text-align:center;">61</td> <td data-sheets-numberformat='{"1":2,"2":"0","3":1}' data-sheets-value='{"1":3,"3":48}' style="overflow:hidden;padding:0px 3px 0px 3px;vertical-align:bottom;text-align:center;">48</td> <td data-sheets-numberformat='{"1":2,"2":"0","3":1}' data-sheets-value='{"1":3,"3":22}' style="border-right:1px solid #000000;overflow:hidden;padding:0px 3px 0px 3px;vertical-align:bottom;text-align:center;">22</td> </tr> <tr style="height:20px;"> <td style="border-left:1px solid #000000;overflow:hidden;padding:0px 3px 0px 3px;vertical-align:bottom;font-weight:bold;"></td> <td data-sheets-value='{"1":2,"2":"Four-walled"}' style="overflow:hidden;padding:0px 3px 0px 3px;vertical-align:bottom;font-weight:bold;">Four-walled</td> <td data-sheets-value='{"1":2,"2":"Clear (A/H/H/H)"}' style="border-right:1px solid #000000;overflow:hidden;padding:0px 3px 0px 3px;vertical-align:bottom;font-weight:bold;">Clear (A/H/H/H)</td> <td data-sheets-numberformat='{"1":2,"2":"0.00","3":1}' data-sheets-value='{"1":3,"3":1.28}' style="overflow:hidden;padding:0px 3px 0px 3px;vertical-align:bottom;text-align:center;">1.28</td> <td data-sheets-numberformat='{"1":2,"2":"0","3":1}' data-sheets-value='{"1":3,"3":64}' style="overflow:hidden;padding:0px 3px 0px 3px;vertical-align:bottom;text-align:center;">64</td> <td data-sheets-numberformat='{"1":2,"2":"0","3":1}' data-sheets-value='{"1":3,"3":52}' style="overflow:hidden;padding:0px 3px 0px 3px;vertical-align:bottom;text-align:center;">52</td> <td data-sheets-numberformat='{"1":2,"2":"0","3":1}' data-sheets-value='{"1":3,"3":23}' style="border-right:1px solid #000000;overflow:hidden;padding:0px 3px 0px 3px;vertical-align:bottom;text-align:center;">23</td> </tr> <tr style="height:20px;"> <td style="border-bottom:1px solid #000000;border-left:1px solid #000000;overflow:hidden;padding:0px 3px 0px 3px;vertical-align:bottom;"></td> <td data-sheets-value='{"1":2,"2":"Four-walled"}' style="border-bottom:1px solid #000000;overflow:hidden;padding:0px 3px 0px 3px;vertical-align:bottom;font-weight:bold;">Four-walled</td> <td data-sheets-value='{"1":2,"2":"Opal (A/H/O/H)"}' style="border-right:1px solid #000000;border-bottom:1px solid #000000;overflow:hidden;padding:0px 3px 0px 3px;vertical-align:bottom;font-weight:bold;">Opal (A/H/O/H)</td> <td data-sheets-numberformat='{"1":2,"2":"0.00","3":1}' data-sheets-value='{"1":3,"3":1.28}' style="border-bottom:1px solid #000000;overflow:hidden;padding:0px 3px 0px 3px;vertical-align:bottom;text-align:center;">1.28</td> <td data-sheets-numberformat='{"1":2,"2":"0","3":1}' data-sheets-value='{"1":3,"3":59}' style="border-bottom:1px solid #000000;overflow:hidden;padding:0px 3px 0px 3px;vertical-align:bottom;text-align:center;">59</td> <td data-sheets-numberformat='{"1":2,"2":"0","3":1}' data-sheets-value='{"1":3,"3":46}' style="border-bottom:1px solid #000000;overflow:hidden;padding:0px 3px 0px 3px;vertical-align:bottom;text-align:center;">46</td> <td data-sheets-numberformat='{"1":2,"2":"0","3":1}' data-sheets-value='{"1":3,"3":23}' style="border-right:1px solid #000000;border-bottom:1px solid #000000;overflow:hidden;padding:0px 3px 0px 3px;vertical-align:bottom;text-align:center;">23</td> </tr> <tr style="height:20px;"> <td data-sheets-value='{"1":2,"2":"Polycarbonate"}' style="border-left:1px solid #000000;overflow:hidden;padding:0px 3px 0px 3px;vertical-align:bottom;font-weight:bold;">Polycarbonate</td> <td data-sheets-value='{"1":2,"2":"Single-walled"}' style="overflow:hidden;padding:0px 3px 0px 3px;vertical-align:bottom;font-weight:bold;">Single-walled</td> <td data-sheets-value='{"1":2,"2":"Heatstop Opal (T)"}' style="border-right:1px solid #000000;overflow:hidden;padding:0px 3px 0px 3px;vertical-align:bottom;font-weight:bold;">Heatstop Opal (T)</td> <td data-sheets-numberformat='{"1":2,"2":"0.00","3":1}' data-sheets-value='{"1":3,"3":5.17}' style="overflow:hidden;padding:0px 3px 0px 3px;vertical-align:bottom;text-align:center;">5.17</td> <td data-sheets-numberformat='{"1":2,"2":"0","3":1}' data-sheets-value='{"1":3,"3":49}' style="overflow:hidden;padding:0px 3px 0px 3px;vertical-align:bottom;text-align:center;">49</td> <td data-sheets-numberformat='{"1":2,"2":"0","3":1}' data-sheets-value='{"1":3,"3":59}' style="overflow:hidden;padding:0px 3px 0px 3px;vertical-align:bottom;text-align:center;">59</td> <td data-sheets-numberformat='{"1":2,"2":"0","3":1}' data-sheets-value='{"1":2,"2":"-"}' style="border-right:1px solid #000000;overflow:hidden;padding:0px 3px 0px 3px;vertical-align:bottom;text-align:center;">-</td> </tr> <tr style="height:20px;"> <td data-sheets-value='{"1":2,"2":"Heatstop PC"}' style="border-left:1px solid #000000;overflow:hidden;padding:0px 3px 0px 3px;vertical-align:bottom;font-weight:bold;">Heatstop PC</td> <td data-sheets-value='{"1":2,"2":"Double-walled"}' style="overflow:hidden;padding:0px 3px 0px 3px;vertical-align:bottom;font-weight:bold;">Double-walled</td> <td data-sheets-value='{"1":2,"2":"Clear (T/H)"}' style="border-right:1px solid #000000;overflow:hidden;padding:0px 3px 0px 3px;vertical-align:bottom;font-weight:bold;">Clear (T/H)</td> <td data-sheets-numberformat='{"1":2,"2":"0.00","3":1}' data-sheets-value='{"1":3,"3":2.9}' style="overflow:hidden;padding:0px 3px 0px 3px;vertical-align:bottom;text-align:center;">2.90</td> <td data-sheets-numberformat='{"1":2,"2":"0","3":1}' data-sheets-value='{"1":3,"3":44}' style="overflow:hidden;padding:0px 3px 0px 3px;vertical-align:bottom;text-align:center;">44</td> <td data-sheets-numberformat='{"1":2,"2":"0","3":1}' data-sheets-value='{"1":3,"3":51}' style="overflow:hidden;padding:0px 3px 0px 3px;vertical-align:bottom;text-align:center;">51</td> <td data-sheets-numberformat='{"1":2,"2":"0","3":1}' data-sheets-value='{"1":3,"3":20}' style="border-right:1px solid #000000;overflow:hidden;padding:0px 3px 0px 3px;vertical-align:bottom;text-align:center;">20</td> </tr> <tr style="height:20px;"> <td style="border-left:1px solid #000000;overflow:hidden;padding:0px 3px 0px 3px;vertical-align:bottom;font-weight:bold;"></td> <td data-sheets-value='{"1":2,"2":"Double-walled"}' style="overflow:hidden;padding:0px 3px 0px 3px;vertical-align:bottom;font-weight:bold;">Double-walled</td> <td data-sheets-value='{"1":2,"2":"Opal (T/O)"}' style="border-right:1px solid #000000;overflow:hidden;padding:0px 3px 0px 3px;vertical-align:bottom;font-weight:bold;">Opal (T/O)</td> <td data-sheets-numberformat='{"1":2,"2":"0.00","3":1}' data-sheets-value='{"1":3,"3":2.9}' style="overflow:hidden;padding:0px 3px 0px 3px;vertical-align:bottom;text-align:center;">2.90</td> <td data-sheets-numberformat='{"1":2,"2":"0","3":1}' data-sheets-value='{"1":3,"3":41}' style="overflow:hidden;padding:0px 3px 0px 3px;vertical-align:bottom;text-align:center;">41</td> <td data-sheets-numberformat='{"1":2,"2":"0","3":1}' data-sheets-value='{"1":3,"3":45}' style="overflow:hidden;padding:0px 3px 0px 3px;vertical-align:bottom;text-align:center;">45</td> <td data-sheets-numberformat='{"1":2,"2":"0","3":1}' data-sheets-value='{"1":3,"3":20}' style="border-right:1px solid #000000;overflow:hidden;padding:0px 3px 0px 3px;vertical-align:bottom;text-align:center;">20</td> </tr> <tr style="height:20px;"> <td style="border-left:1px solid #000000;overflow:hidden;padding:0px 3px 0px 3px;vertical-align:bottom;font-weight:bold;"></td> <td data-sheets-value='{"1":2,"2":"Triple-walled"}' style="overflow:hidden; | skylux-160-ce-met-koepel-en-pvc-opstand-30-20-met-lm-motor-en-windvang-1200-x-1500-mm | 8586040279373 | 46872373494093
Smoke and heat exhaust (SHEV) | SHE system | Skylux | Skylux 160° CE with skylight and PVC curb 30/20 with LM-actuator and spoiler 1200 x 1800 mm |  | 26605 | 5412970266051 | 5340.95 | Yes | 30-45 | 100.83 | 1200 x 1800 mm | 1800 | 1200 |  | PVC 30/20 (30 cm high & roof opening = 20 cm larger than daylight size) | Rectangular | 5.17 W/m²K - 1.28 W/m²K | 87% - 32% | 90% - 32% | 20dB - 23dB | 160° CE (for industry) | skylight | with spoiler | E | Single actuator | Maximum four-walled skylight possible for this product | Ut-value LT-value g-value Rw-value EN 1873 : 2014 EN ISO 13468 EN 16153 EN 410 EN 410 EN ISO 140-3 Material Walls Shells (W/m²K) (%) (%) (dB) Acrylic Single-walled Clear (H) 5.17 90 87 - PMMA Single-walled Opal (O) 5.17 83 76 - Double-walled Clear (H/H) 2.90 81 75 20 Double-walled Opal (O/O) 2.90 69 58 20 Triple-walled Clear (H/H/H) 1.70 73 65 22 Triple-walled Opal (O/H/O) 1.70 62 51 22 Four-walled Clear (H/H/H/H) 1.28 64 54 23 Four-walled Opal (H/H/O/H) 1.28 59 48 23 Polycarbonate Single-walled Clear (A) 5.17 88 83 - PC Single-walled Opal (D) 5.17 58 60 - Double-walled Clear (A/H) 2.90 79 72 20 Double-walled Clear (A/A) 2.90 77 69 20 Double-walled Opal (A/O) 2.90 73 63 20 Double-walled Opal (A/D) 2.90 51 50 20 Triple-walled Clear (A/H/H) 1.70 71 63 22 Triple-walled Opal (A/O/O) 1.70 61 48 22 Four-walled Clear (A/H/H/H) 1.28 64 52 23 Four-walled Opal (A/H/O/H) 1.28 59 46 23 Polycarbonate Single-walled Heatstop Opal (T) 5.17 49 59 - Heatstop PC Double-walled Clear (T/H) 2.90 44 51 20 Double-walled Opal (T/O) 2.90 41 45 20 Triple-walled Clear (T/H/H) 1.70 40 <td data-sheets-numberformat='{"1":2,"2":"0","3":1}' data-sheets-value='{"1":3,"3":44}' style="overflow:hidden;paddin | https://skylux.eu/en/products/skylux-160-ce-met-koepel-en-pvc-opstand-30-20-met-lm-motor-en-windvang-1200-x-1800-mm | https://skylux.eu/cdn/shop/files/Skylux-160deg-CE-met-koepel-en-pvc-opstand-3020-met-LM-motor-en-windvang-1200-x-1800-mm-RWA-systeem.jpg?v=1702981522&width=1600 | https://skylux.eu/cdn/shop/files/e5a82811-1bb0-48e4-a776-cacb59c7c092_706af68f-0fa9-44bf-8fdf-5d23fd730788.jpg?v=1688551393&width=1600 | //skylux.eu/cdn/shop/files/E_MH_Mounting_instructions_Skylux_160_CE_LM.pdf?v=12406716259046007223 | //skylux.eu/cdn/shop/files/E_TD_Technical_File_Skylux_Skylux_160_CE_Electric.pdf?v=3667116872303399239 | <style type="text/css" id="isPasted"> <!--td { border: 1px solid #cccccc; } br { mso-data-placement: same-cell; } --> </style> <table border="1" cellpadding="0" cellspacing="0" dir="ltr" style="table-layout:fixed;font-size:10pt;font-family:Arial;border-collapse:collapse;border:none;"><tbody> <tr style="height:20px;"> <td style="overflow:hidden;padding:0px 3px 0px 3px;vertical-align:bottom;"></td> <td style="overflow:hidden;padding:0px 3px 0px 3px;vertical-align:bottom;"></td> <td style="overflow:hidden;padding:0px 3px 0px 3px;vertical-align:bottom;"></td> <td data-sheets-value='{"1":2,"2":"Ut-value"}' style="overflow:hidden;padding:0px 3px 0px 3px;vertical-align:bottom;font-weight:bold;text-align:center;">Ut-value</td> <td data-sheets-value='{"1":2,"2":"LT-value"}' style="overflow:hidden;padding:0px 3px 0px 3px;vertical-align:bottom;font-weight:bold;text-align:center;">LT-value</td> <td data-sheets-value='{"1":2,"2":"g-value"}' style="overflow:hidden;padding:0px 3px 0px 3px;vertical-align:bottom;font-weight:bold;text-align:center;">g-value</td> <td data-sheets-value='{"1":2,"2":"Rw-value "}' style="overflow:hidden;padding:0px 3px 0px 3px;vertical-align:bottom;font-weight:bold;text-align:center;">Rw-value </td> </tr> <tr style="height:20px;"> <td style="overflow:hidden;padding:0px 3px 0px 3px;vertical-align:bottom;"></td> <td style="overflow:hidden;padding:0px 3px 0px 3px;vertical-align:bottom;"></td> <td style="overflow:hidden;padding:0px 3px 0px 3px;vertical-align:bottom;"></td> <td data-sheets-numberformat='{"1":2,"2":"0.00","3":1}' data-sheets-value='{"1":2,"2":"EN 1873 : 2014"}' style="overflow:hidden;padding:0px 3px 0px 3px;vertical-align:bottom;text-align:center;">EN 1873 : 2014</td> <td data-sheets-numberformat='{"1":2,"2":"0","3":1}' data-sheets-value='{"1":2,"2":"EN ISO 13468 EN 16153 EN 410"}' style="overflow:hidden;padding:0px 3px 0px 3px;vertical-align:bottom;text-align:center;">EN ISO 13468 EN 16153 EN 410</td> <td data-sheets-numberformat='{"1":2,"2":"0","3":1}' data-sheets-value='{"1":2,"2":"EN 410"}' style="overflow:hidden;padding:0px 3px 0px 3px;vertical-align:bottom;text-align:center;">EN 410</td> <td data-sheets-value='{"1":2,"2":"EN ISO 140-3\t\t"}' style="overflow:hidden;padding:0px 3px 0px 3px;vertical-align:bottom;text-align:center;">EN ISO 140-3 </td> </tr> <tr style="height:20px;"> <td data-sheets-value='{"1":2,"2":"Material"}' style="border-bottom:1px solid #000000;overflow:hidden;padding:0px 3px 0px 3px;vertical-align:bottom;background-color:#000000;font-weight:bold;color:#ffffff;">Material</td> <td data-sheets-value='{"1":2,"2":"Walls"}' style="border-bottom:1px solid #000000;overflow:hidden;padding:0px 3px 0px 3px;vertical-align:bottom;background-color:#000000;font-weight:bold;color:#ffffff;">Walls</td> <td data-sheets-value='{"1":2,"2":"Shells"}' style="border-bottom:1px solid #000000;overflow:hidden;padding:0px 3px 0px 3px;vertical-align:bottom;background-color:#000000;font-weight:bold;color:#ffffff;">Shells</td> <td data-sheets-numberformat='{"1":2,"2":"0.00","3":1}' data-sheets-value='{"1":2,"2":"(W/m²K)\t"}' style="border-bottom:1px solid #000000;overflow:hidden;padding:0px 3px 0px 3px;vertical-align:bottom;background-color:#000000;font-weight:bold;color:#ffffff;text-align:center;">(W/m²K) </td> <td data-sheets-numberformat='{"1":2,"2":"0","3":1}' data-sheets-value='{"1":2,"2":"(%)"}' style="border-bottom:1px solid #000000;overflow:hidden;padding:0px 3px 0px 3px;vertical-align:bottom;background-color:#000000;font-weight:bold;color:#ffffff;text-align:center;">(%)</td> <td data-sheets-numberformat='{"1":2,"2":"0","3":1}' data-sheets-value='{"1":2,"2":"(%)"}' style="border-bottom:1px solid #000000;overflow:hidden;padding:0px 3px 0px 3px;vertical-align:bottom;background-color:#000000;font-weight:bold;color:#ffffff;text-align:center;">(%)</td> <td data-sheets-value='{"1":2,"2":"(dB)"}' style="border-bottom:1px solid #000000;overflow:hidden;padding:0px 3px 0px 3px;vertical-align:bottom;background-color:#000000;font-weight:bold;color:#ffffff;text-align:center;">(dB)</td> </tr> <tr style="height:20px;"> <td data-sheets-value='{"1":2,"2":"Acrylic"}' style="border-left:1px solid #000000;overflow:hidden;padding:0px 3px 0px 3px;vertical-align:bottom;font-weight:bold;">Acrylic</td> <td data-sheets-value='{"1":2,"2":"Single-walled"}' style="overflow:hidden;padding:0px 3px 0px 3px;vertical-align:bottom;font-weight:bold;">Single-walled</td> <td data-sheets-value='{"1":2,"2":"Clear (H)"}' style="border-right:1px solid #000000;overflow:hidden;padding:0px 3px 0px 3px;vertical-align:bottom;font-weight:bold;">Clear (H)</td> <td data-sheets-numberformat='{"1":2,"2":"0.00","3":1}' data-sheets-value='{"1":3,"3":5.17}' style="overflow:hidden;padding:0px 3px 0px 3px;vertical-align:bottom;text-align:center;">5.17</td> <td data-sheets-numberformat='{"1":2,"2":"0","3":1}' data-sheets-value='{"1":3,"3":90}' style="overflow:hidden;padding:0px 3px 0px 3px;vertical-align:bottom;text-align:center;">90</td> <td data-sheets-numberformat='{"1":2,"2":"0","3":1}' data-sheets-value='{"1":3,"3":87}' style="overflow:hidden;padding:0px 3px 0px 3px;vertical-align:bottom;text-align:center;">87</td> <td data-sheets-numberformat='{"1":2,"2":"0","3":1}' data-sheets-value='{"1":2,"2":"-"}' style="border-right:1px solid #000000;overflow:hidden;padding:0px 3px 0px 3px;vertical-align:bottom;text-align:center;">-</td> </tr> <tr style="height:20px;"> <td data-sheets-value='{"1":2,"2":"PMMA"}' style="border-left:1px solid #000000;overflow:hidden;padding:0px 3px 0px 3px;vertical-align:bottom;font-weight:bold;">PMMA</td> <td data-sheets-value='{"1":2,"2":"Single-walled"}' style="overflow:hidden;padding:0px 3px 0px 3px;vertical-align:bottom;font-weight:bold;">Single-walled</td> <td data-sheets-value='{"1":2,"2":"Opal (O)"}' style="border-right:1px solid #000000;overflow:hidden;padding:0px 3px 0px 3px;vertical-align:bottom;font-weight:bold;">Opal (O)</td> <td data-sheets-numberformat='{"1":2,"2":"0.00","3":1}' data-sheets-value='{"1":3,"3":5.17}' style="overflow:hidden;padding:0px 3px 0px 3px;vertical-align:bottom;text-align:center;">5.17</td> <td data-sheets-numberformat='{"1":2,"2":"0","3":1}' data-sheets-value='{"1":3,"3":83}' style="overflow:hidden;padding:0px 3px 0px 3px;vertical-align:bottom;text-align:center;">83</td> <td data-sheets-numberformat='{"1":2,"2":"0","3":1}' data-sheets-value='{"1":3,"3":76}' style="overflow:hidden;padding:0px 3px 0px 3px;vertical-align:bottom;text-align:center;">76</td> <td data-sheets-numberformat='{"1":2,"2":"0","3":1}' data-sheets-value='{"1":2,"2":"-"}' style="border-right:1px solid #000000;overflow:hidden;padding:0px 3px 0px 3px;vertical-align:bottom;text-align:center;">-</td> </tr> <tr style="height:20px;"> <td style="border-left:1px solid #000000;overflow:hidden;padding:0px 3px 0px 3px;vertical-align:bottom;font-weight:bold;"></td> <td data-sheets-value='{"1":2,"2":"Double-walled"}' style="overflow:hidden;padding:0px 3px 0px 3px;vertical-align:bottom;font-weight:bold;">Double-walled</td> <td data-sheets-value='{"1":2,"2":"Clear (H/H)"}' style="border-right:1px solid #000000;overflow:hidden;padding:0px 3px 0px 3px;vertical-align:bottom;font-weight:bold;">Clear (H/H)</td> <td data-sheets-numberformat='{"1":2,"2":"0.00","3":1}' data-sheets-value='{"1":3,"3":2.9}' style="overflow:hidden;padding:0px 3px 0px 3px;vertical-align:bottom;text-align:center;">2.90</td> <td data-sheets-numberformat='{"1":2,"2":"0","3":1}' data-sheets-value='{"1":3,"3":81}' style="overflow:hidden;padding:0px 3px 0px 3px;vertical-align:bottom;text-align:center;">81</td> <td data-sheets-numberformat='{"1":2,"2":"0","3":1}' data-sheets-value='{"1":3,"3":75}' style="overflow:hidden;padding:0px 3px 0px 3px;vertical-align:bottom;text-align:center;">75</td> <td data-sheets-numberformat='{"1":2,"2":"0","3":1}' data-sheets-value='{"1":3,"3":20}' style="border-right:1px solid #000000;overflow:hidden;padding:0px 3px 0px 3px;vertical-align:bottom;text-align:center;">20</td> </tr> <tr style="height:20px;"> <td style="border-left:1px solid #000000;overflow:hidden;padding:0px 3px 0px 3px;vertical-align:bottom;font-weight:bold;"></td> <td data-sheets-value='{"1":2,"2":"Double-walled"}' style="overflow:hidden;padding:0px 3px 0px 3px;vertical-align:bottom;font-weight:bold;">Double-walled</td> <td data-sheets-value='{"1":2,"2":"Opal (O/O)"}' style="border-right:1px solid #000000;overflow:hidden;padding:0px 3px 0px 3px;vertical-align:bottom;font-weight:bold;">Opal (O/O)</td> <td data-sheets-numberformat='{"1":2,"2":"0.00","3":1}' data-sheets-value='{"1":3,"3":2.9}' style="overflow:hidden;padding:0px 3px 0px 3px;vertical-align:bottom;text-align:center;">2.90</td> <td data-sheets-numberformat='{"1":2,"2":"0","3":1}' data-sheets-value='{"1":3,"3":69}' style="overflow:hidden;padding:0px 3px 0px 3px;vertical-align:bottom;text-align:center;">69</td> <td data-sheets-numberformat='{"1":2,"2":"0","3":1}' data-sheets-value='{"1":3,"3":58}' style="overflow:hidden;padding:0px 3px 0px 3px;vertical-align:bottom;text-align:center;">58</td> <td data-sheets-numberformat='{"1":2,"2":"0","3":1}' data-sheets-value='{"1":3,"3":20}' style="border-right:1px solid #000000;overflow:hidden;padding:0px 3px 0px 3px;vertical-align:bottom;text-align:center;">20</td> </tr> <tr style="height:20px;"> <td style="border-left:1px solid #000000;overflow:hidden;padding:0px 3px 0px 3px;vertical-align:bottom;font-weight:bold;"></td> <td data-sheets-value='{"1":2,"2":"Triple-walled"}' style="overflow:hidden;padding:0px 3px 0px 3px;vertical-align:bottom;font-weight:bold;">Triple-walled</td> <td data-sheets-value='{"1":2,"2":"Clear (H/H/H)"}' style="border-right:1px solid #000000;overflow:hidden;padding:0px 3px 0px 3px;vertical-align:bottom;font-weight:bold;">Clear (H/H/H)</td> <td data-sheets-numberformat='{"1":2,"2":"0.00","3":1}' data-sheets-value='{"1":3,"3":1.7}' style="overflow:hidden;padding:0px 3px 0px 3px;vertical-align:bottom;text-align:center;">1.70</td> <td data-sheets-numberformat='{"1":2,"2":"0","3":1}' data-sheets-value='{"1":3,"3":73}' style="overflow:hidden;padding:0px 3px 0px 3px;vertical-align:bottom;text-align:center;">73</td> <td data-sheets-numberformat='{"1":2,"2":"0","3":1}' data-sheets-value='{"1":3,"3":65}' style="overflow:hidden;padding:0px 3px 0px 3px;vertical-align:bottom;text-align:center;">65</td> <td data-sheets-numberformat='{"1":2,"2":"0","3":1}' data-sheets-value='{"1":3,"3":22}' style="border-right:1px solid #000000;overflow:hidden;padding:0px 3px 0px 3px;vertical-align:bottom;text-align:center;">22</td> </tr> <tr style="height:20px;"> <td style="border-left:1px solid #000000;overflow:hidden;padding:0px 3px 0px 3px;vertical-align:bottom;font-weight:bold;"></td> <td data-sheets-value='{"1":2,"2":"Triple-walled"}' style="overflow:hidden;padding:0px 3px 0px 3px;vertical-align:bottom;font-weight:bold;">Triple-walled</td> <td data-sheets-value='{"1":2,"2":"Opal (O/H/O)"}' style="border-right:1px solid #000000;overflow:hidden;padding:0px 3px 0px 3px;vertical-align:bottom;font-weight:bold;">Opal (O/H/O)</td> <td data-sheets-numberformat='{"1":2,"2":"0.00","3":1}' data-sheets-value='{"1":3,"3":1.7}' style="overflow:hidden;padding:0px 3px 0px 3px;vertical-align:bottom;text-align:center;">1.70</td> <td data-sheets-numberformat='{"1":2,"2":"0","3":1}' data-sheets-value='{"1":3,"3":62}' style="overflow:hidden;padding:0px 3px 0px 3px;vertical-align:bottom;text-align:center;">62</td> <td data-sheets-numberformat='{"1":2,"2":"0","3":1}' data-sheets-value='{"1":3,"3":51}' style="overflow:hidden;padding:0px 3px 0px 3px;vertical-align:bottom;text-align:center;">51</td> <td data-sheets-numberformat='{"1":2,"2":"0","3":1}' data-sheets-value='{"1":3,"3":22}' style="border-right:1px solid #000000;overflow:hidden;padding:0px 3px 0px 3px;vertical-align:bottom;text-align:center;">22</td> </tr> <tr style="height:20px;"> <td style="border-left:1px solid #000000;overflow:hidden;padding:0px 3px 0px 3px;vertical-align:bottom;font-weight:bold;"></td> <td data-sheets-value='{"1":2,"2":"Four-walled"}' style="overflow:hidden;padding:0px 3px 0px 3px;vertical-align:bottom;font-weight:bold;">Four-walled</td> <td data-sheets-value='{"1":2,"2":"Clear (H/H/H/H)"}' style="border-right:1px solid #000000;overflow:hidden;padding:0px 3px 0px 3px;vertical-align:bottom;font-weight:bold;">Clear (H/H/H/H)</td> <td data-sheets-numberformat='{"1":2,"2":"0.00","3":1}' data-sheets-value='{"1":3,"3":1.28}' style="overflow:hidden;padding:0px 3px 0px 3px;vertical-align:bottom;text-align:center;">1.28</td> <td data-sheets-numberformat='{"1":2,"2":"0","3":1}' data-sheets-value='{"1":3,"3":64}' style="overflow:hidden;padding:0px 3px 0px 3px;vertical-align:bottom;text-align:center;">64</td> <td data-sheets-numberformat='{"1":2,"2":"0","3":1}' data-sheets-value='{"1":3,"3":54}' style="overflow:hidden;padding:0px 3px 0px 3px;vertical-align:bottom;text-align:center;">54</td> <td data-sheets-numberformat='{"1":2,"2":"0","3":1}' data-sheets-value='{"1":3,"3":23}' style="border-right:1px solid #000000;overflow:hidden;padding:0px 3px 0px 3px;vertical-align:bottom;text-align:center;">23</td> </tr> <tr style="height:20px;"> <td style="border-bottom:1px solid #000000;border-left:1px solid #000000;overflow:hidden;padding:0px 3px 0px 3px;vertical-align:bottom;"></td> <td data-sheets-value='{"1":2,"2":"Four-walled"}' style="border-bottom:1px solid #000000;overflow:hidden;padding:0px 3px 0px 3px;vertical-align:bottom;font-weight:bold;">Four-walled</td> <td data-sheets-value='{"1":2,"2":"Opal (H/H/O/H)"}' style="border-right:1px solid #000000;border-bottom:1px solid #000000;overflow:hidden;padding:0px 3px 0px 3px;vertical-align:bottom;font-weight:bold;">Opal (H/H/O/H)</td> <td data-sheets-numberformat='{"1":2,"2":"0.00","3":1}' data-sheets-value='{"1":3,"3":1.28}' style="border-bottom:1px solid #000000;overflow:hidden;padding:0px 3px 0px 3px;vertical-align:bottom;text-align:center;">1.28</td> <td data-sheets-numberformat='{"1":2,"2":"0","3":1}' data-sheets-value='{"1":3,"3":59}' style="border-bottom:1px solid #000000;overflow:hidden;padding:0px 3px 0px 3px;vertical-align:bottom;text-align:center;">59</td> <td data-sheets-numberformat='{"1":2,"2":"0","3":1}' data-sheets-value='{"1":3,"3":48}' style="border-bottom:1px solid #000000;overflow:hidden;padding:0px 3px 0px 3px;vertical-align:bottom;text-align:center;">48</td> <td data-sheets-numberformat='{"1":2,"2":"0","3":1}' data-sheets-value='{"1":3,"3":23}' style="border-right:1px solid #000000;border-bottom:1px solid #000000;overflow:hidden;padding:0px 3px 0px 3px;vertical-align:bottom;text-align:center;">23</td> </tr> <tr style="height:20px;"> <td data-sheets-value='{"1":2,"2":"Polycarbonate "}' style="border-left:1px solid #000000;overflow:hidden;padding:0px 3px 0px 3px;vertical-align:bottom;font-weight:bold;">Polycarbonate </td> <td data-sheets-value='{"1":2,"2":"Single-walled"}' style="overflow:hidden;padding:0px 3px 0px 3px;vertical-align:bottom;font-weight:bold;">Single-walled</td> <td data-sheets-value='{"1":2,"2":"Clear (A)"}' style="border-right:1px solid #000000;overflow:hidden;padding:0px 3px 0px 3px;vertical-align:bottom;font-weight:bold;">Clear (A)</td> <td data-sheets-numberformat='{"1":2,"2":"0.00","3":1}' data-sheets-value='{"1":3,"3":5.17}' style="overflow:hidden;padding:0px 3px 0px 3px;vertical-align:bottom;text-align:center;">5.17</td> <td data-sheets-numberformat='{"1":2,"2":"0","3":1}' data-sheets-value='{"1":3,"3":88}' style="overflow:hidden;padding:0px 3px 0px 3px;vertical-align:bottom;text-align:center;">88</td> <td data-sheets-numberformat='{"1":2,"2":"0","3":1}' data-sheets-value='{"1":3,"3":83}' style="overflow:hidden;padding:0px 3px 0px 3px;vertical-align:bottom;text-align:center;">83</td> <td data-sheets-numberformat='{"1":2,"2":"0","3":1}' data-sheets-value='{"1":2,"2":"-"}' style="border-right:1px solid #000000;overflow:hidden;padding:0px 3px 0px 3px;vertical-align:bottom;text-align:center;">-</td> </tr> <tr style="height:20px;"> <td data-sheets-value='{"1":2,"2":"PC"}' style="border-left:1px solid #000000;overflow:hidden;padding:0px 3px 0px 3px;vertical-align:bottom;font-weight:bold;">PC</td> <td data-sheets-value='{"1":2,"2":"Single-walled"}' style="overflow:hidden;padding:0px 3px 0px 3px;vertical-align:bottom;font-weight:bold;">Single-walled</td> <td data-sheets-value='{"1":2,"2":"Opal (D)"}' style="border-right:1px solid #000000;overflow:hidden;padding:0px 3px 0px 3px;vertical-align:bottom;font-weight:bold;">Opal (D)</td> <td data-sheets-numberformat='{"1":2,"2":"0.00","3":1}' data-sheets-value='{"1":3,"3":5.17}' style="overflow:hidden;padding:0px 3px 0px 3px;vertical-align:bottom;text-align:center;">5.17</td> <td data-sheets-numberformat='{"1":2,"2":"0","3":1}' data-sheets-value='{"1":3,"3":58}' style="overflow:hidden;padding:0px 3px 0px 3px;vertical-align:bottom;text-align:center;">58</td> <td data-sheets-numberformat='{"1":2,"2":"0","3":1}' data-sheets-value='{"1":3,"3":60}' style="overflow:hidden;padding:0px 3px 0px 3px;vertical-align:bottom;text-align:center;">60</td> <td data-sheets-numberformat='{"1":2,"2":"0","3":1}' data-sheets-value='{"1":2,"2":"-"}' style="border-right:1px solid #000000;overflow:hidden;padding:0px 3px 0px 3px;vertical-align:bottom;text-align:center;">-</td> </tr> <tr style="height:20px;"> <td style="border-left:1px solid #000000;overflow:hidden;padding:0px 3px 0px 3px;vertical-align:bottom;font-weight:bold;"></td> <td data-sheets-value='{"1":2,"2":"Double-walled"}' style="overflow:hidden;padding:0px 3px 0px 3px;vertical-align:bottom;font-weight:bold;">Double-walled</td> <td data-sheets-value='{"1":2,"2":"Clear (A/H)"}' style="border-right:1px solid #000000;overflow:hidden;padding:0px 3px 0px 3px;vertical-align:bottom;font-weight:bold;">Clear (A/H)</td> <td data-sheets-numberformat='{"1":2,"2":"0.00","3":1}' data-sheets-value='{"1":3,"3":2.9}' style="overflow:hidden;padding:0px 3px 0px 3px;vertical-align:bottom;text-align:center;">2.90</td> <td data-sheets-numberformat='{"1":2,"2":"0","3":1}' data-sheets-value='{"1":3,"3":79}' style="overflow:hidden;padding:0px 3px 0px 3px;vertical-align:bottom;text-align:center;">79</td> <td data-sheets-numberformat='{"1":2,"2":"0","3":1}' data-sheets-value='{"1":3,"3":72}' style="overflow:hidden;padding:0px 3px 0px 3px;vertical-align:bottom;text-align:center;">72</td> <td data-sheets-numberformat='{"1":2,"2":"0","3":1}' data-sheets-value='{"1":3,"3":20}' style="border-right:1px solid #000000;overflow:hidden;padding:0px 3px 0px 3px;vertical-align:bottom;text-align:center;">20</td> </tr> <tr style="height:20px;"> <td style="border-left:1px solid #000000;overflow:hidden;padding:0px 3px 0px 3px;vertical-align:bottom;font-weight:bold;"></td> <td data-sheets-value='{"1":2,"2":"Double-walled"}' style="overflow:hidden;padding:0px 3px 0px 3px;vertical-align:bottom;font-weight:bold;">Double-walled</td> <td data-sheets-value='{"1":2,"2":"Clear (A/A)"}' style="border-right:1px solid #000000;overflow:hidden;padding:0px 3px 0px 3px;vertical-align:bottom;font-weight:bold;">Clear (A/A)</td> <td data-sheets-numberformat='{"1":2,"2":"0.00","3":1}' data-sheets-value='{"1":3,"3":2.9}' style="overflow:hidden;padding:0px 3px 0px 3px;vertical-align:bottom;text-align:center;">2.90</td> <td data-sheets-numberformat='{"1":2,"2":"0","3":1}' data-sheets-value='{"1":3,"3":77}' style="overflow:hidden;padding:0px 3px 0px 3px;vertical-align:bottom;text-align:center;">77</td> <td data-sheets-numberformat='{"1":2,"2":"0","3":1}' data-sheets-value='{"1":3,"3":69}' style="overflow:hidden;padding:0px 3px 0px 3px;vertical-align:bottom;text-align:center;">69</td> <td data-sheets-numberformat='{"1":2,"2":"0","3":1}' data-sheets-value='{"1":3,"3":20}' style="border-right:1px solid #000000;overflow:hidden;padding:0px 3px 0px 3px;vertical-align:bottom;text-align:center;">20</td> </tr> <tr style="height:20px;"> <td style="border-left:1px solid #000000;overflow:hidden;padding:0px 3px 0px 3px;vertical-align:bottom;font-weight:bold;"></td> <td data-sheets-value='{"1":2,"2":"Double-walled"}' style="overflow:hidden;padding:0px 3px 0px 3px;vertical-align:bottom;font-weight:bold;">Double-walled</td> <td data-sheets-value='{"1":2,"2":"Opal (A/O)"}' style="border-right:1px solid #000000;overflow:hidden;padding:0px 3px 0px 3px;vertical-align:bottom;font-weight:bold;">Opal (A/O)</td> <td data-sheets-numberformat='{"1":2,"2":"0.00","3":1}' data-sheets-value='{"1":3,"3":2.9}' style="overflow:hidden;padding:0px 3px 0px 3px;vertical-align:bottom;text-align:center;">2.90</td> <td data-sheets-numberformat='{"1":2,"2":"0","3":1}' data-sheets-value='{"1":3,"3":73}' style="overflow:hidden;padding:0px 3px 0px 3px;vertical-align:bottom;text-align:center;">73</td> <td data-sheets-numberformat='{"1":2,"2":"0","3":1}' data-sheets-value='{"1":3,"3":63}' style="overflow:hidden;padding:0px 3px 0px 3px;vertical-align:bottom;text-align:center;">63</td> <td data-sheets-numberformat='{"1":2,"2":"0","3":1}' data-sheets-value='{"1":3,"3":20}' style="border-right:1px solid #000000;overflow:hidden;padding:0px 3px 0px 3px;vertical-align:bottom;text-align:center;">20</td> </tr> <tr style="height:20px;"> <td style="border-left:1px solid #000000;overflow:hidden;padding:0px 3px 0px 3px;vertical-align:bottom;font-weight:bold;"></td> <td data-sheets-value='{"1":2,"2":"Double-walled"}' style="overflow:hidden;padding:0px 3px 0px 3px;vertical-align:bottom;font-weight:bold;">Double-walled</td> <td data-sheets-value='{"1":2,"2":"Opal (A/D)"}' style="border-right:1px solid #000000;overflow:hidden;padding:0px 3px 0px 3px;vertical-align:bottom;font-weight:bold;">Opal (A/D)</td> <td data-sheets-numberformat='{"1":2,"2":"0.00","3":1}' data-sheets-value='{"1":3,"3":2.9}' style="overflow:hidden;padding:0px 3px 0px 3px;vertical-align:bottom;text-align:center;">2.90</td> <td data-sheets-numberformat='{"1":2,"2":"0","3":1}' data-sheets-value='{"1":3,"3":51}' style="overflow:hidden;padding:0px 3px 0px 3px;vertical-align:bottom;text-align:center;">51</td> <td data-sheets-numberformat='{"1":2,"2":"0","3":1}' data-sheets-value='{"1":3,"3":50}' style="overflow:hidden;padding:0px 3px 0px 3px;vertical-align:bottom;text-align:center;">50</td> <td data-sheets-numberformat='{"1":2,"2":"0","3":1}' data-sheets-value='{"1":3,"3":20}' style="border-right:1px solid #000000;overflow:hidden;padding:0px 3px 0px 3px;vertical-align:bottom;text-align:center;">20</td> </tr> <tr style="height:20px;"> <td style="border-left:1px solid #000000;overflow:hidden;padding:0px 3px 0px 3px;vertical-align:bottom;font-weight:bold;"></td> <td data-sheets-value='{"1":2,"2":"Triple-walled"}' style="overflow:hidden;padding:0px 3px 0px 3px;vertical-align:bottom;font-weight:bold;">Triple-walled</td> <td data-sheets-value='{"1":2,"2":"Clear (A/H/H)"}' style="border-right:1px solid #000000;overflow:hidden;padding:0px 3px 0px 3px;vertical-align:bottom;font-weight:bold;">Clear (A/H/H)</td> <td data-sheets-numberformat='{"1":2,"2":"0.00","3":1}' data-sheets-value='{"1":3,"3":1.7}' style="overflow:hidden;padding:0px 3px 0px 3px;vertical-align:bottom;text-align:center;">1.70</td> <td data-sheets-numberformat='{"1":2,"2":"0","3":1}' data-sheets-value='{"1":3,"3":71}' style="overflow:hidden;padding:0px 3px 0px 3px;vertical-align:bottom;text-align:center;">71</td> <td data-sheets-numberformat='{"1":2,"2":"0","3":1}' data-sheets-value='{"1":3,"3":63}' style="overflow:hidden;padding:0px 3px 0px 3px;vertical-align:bottom;text-align:center;">63</td> <td data-sheets-numberformat='{"1":2,"2":"0","3":1}' data-sheets-value='{"1":3,"3":22}' style="border-right:1px solid #000000;overflow:hidden;padding:0px 3px 0px 3px;vertical-align:bottom;text-align:center;">22</td> </tr> <tr style="height:20px;"> <td style="border-left:1px solid #000000;overflow:hidden;padding:0px 3px 0px 3px;vertical-align:bottom;font-weight:bold;"></td> <td data-sheets-value='{"1":2,"2":"Triple-walled"}' style="overflow:hidden;padding:0px 3px 0px 3px;vertical-align:bottom;font-weight:bold;">Triple-walled</td> <td data-sheets-value='{"1":2,"2":"Opal (A/O/O)"}' style="border-right:1px solid #000000;overflow:hidden;padding:0px 3px 0px 3px;vertical-align:bottom;font-weight:bold;">Opal (A/O/O)</td> <td data-sheets-numberformat='{"1":2,"2":"0.00","3":1}' data-sheets-value='{"1":3,"3":1.7}' style="overflow:hidden;padding:0px 3px 0px 3px;vertical-align:bottom;text-align:center;">1.70</td> <td data-sheets-numberformat='{"1":2,"2":"0","3":1}' data-sheets-value='{"1":3,"3":61}' style="overflow:hidden;padding:0px 3px 0px 3px;vertical-align:bottom;text-align:center;">61</td> <td data-sheets-numberformat='{"1":2,"2":"0","3":1}' data-sheets-value='{"1":3,"3":48}' style="overflow:hidden;padding:0px 3px 0px 3px;vertical-align:bottom;text-align:center;">48</td> <td data-sheets-numberformat='{"1":2,"2":"0","3":1}' data-sheets-value='{"1":3,"3":22}' style="border-right:1px solid #000000;overflow:hidden;padding:0px 3px 0px 3px;vertical-align:bottom;text-align:center;">22</td> </tr> <tr style="height:20px;"> <td style="border-left:1px solid #000000;overflow:hidden;padding:0px 3px 0px 3px;vertical-align:bottom;font-weight:bold;"></td> <td data-sheets-value='{"1":2,"2":"Four-walled"}' style="overflow:hidden;padding:0px 3px 0px 3px;vertical-align:bottom;font-weight:bold;">Four-walled</td> <td data-sheets-value='{"1":2,"2":"Clear (A/H/H/H)"}' style="border-right:1px solid #000000;overflow:hidden;padding:0px 3px 0px 3px;vertical-align:bottom;font-weight:bold;">Clear (A/H/H/H)</td> <td data-sheets-numberformat='{"1":2,"2":"0.00","3":1}' data-sheets-value='{"1":3,"3":1.28}' style="overflow:hidden;padding:0px 3px 0px 3px;vertical-align:bottom;text-align:center;">1.28</td> <td data-sheets-numberformat='{"1":2,"2":"0","3":1}' data-sheets-value='{"1":3,"3":64}' style="overflow:hidden;padding:0px 3px 0px 3px;vertical-align:bottom;text-align:center;">64</td> <td data-sheets-numberformat='{"1":2,"2":"0","3":1}' data-sheets-value='{"1":3,"3":52}' style="overflow:hidden;padding:0px 3px 0px 3px;vertical-align:bottom;text-align:center;">52</td> <td data-sheets-numberformat='{"1":2,"2":"0","3":1}' data-sheets-value='{"1":3,"3":23}' style="border-right:1px solid #000000;overflow:hidden;padding:0px 3px 0px 3px;vertical-align:bottom;text-align:center;">23</td> </tr> <tr style="height:20px;"> <td style="border-bottom:1px solid #000000;border-left:1px solid #000000;overflow:hidden;padding:0px 3px 0px 3px;vertical-align:bottom;"></td> <td data-sheets-value='{"1":2,"2":"Four-walled"}' style="border-bottom:1px solid #000000;overflow:hidden;padding:0px 3px 0px 3px;vertical-align:bottom;font-weight:bold;">Four-walled</td> <td data-sheets-value='{"1":2,"2":"Opal (A/H/O/H)"}' style="border-right:1px solid #000000;border-bottom:1px solid #000000;overflow:hidden;padding:0px 3px 0px 3px;vertical-align:bottom;font-weight:bold;">Opal (A/H/O/H)</td> <td data-sheets-numberformat='{"1":2,"2":"0.00","3":1}' data-sheets-value='{"1":3,"3":1.28}' style="border-bottom:1px solid #000000;overflow:hidden;padding:0px 3px 0px 3px;vertical-align:bottom;text-align:center;">1.28</td> <td data-sheets-numberformat='{"1":2,"2":"0","3":1}' data-sheets-value='{"1":3,"3":59}' style="border-bottom:1px solid #000000;overflow:hidden;padding:0px 3px 0px 3px;vertical-align:bottom;text-align:center;">59</td> <td data-sheets-numberformat='{"1":2,"2":"0","3":1}' data-sheets-value='{"1":3,"3":46}' style="border-bottom:1px solid #000000;overflow:hidden;padding:0px 3px 0px 3px;vertical-align:bottom;text-align:center;">46</td> <td data-sheets-numberformat='{"1":2,"2":"0","3":1}' data-sheets-value='{"1":3,"3":23}' style="border-right:1px solid #000000;border-bottom:1px solid #000000;overflow:hidden;padding:0px 3px 0px 3px;vertical-align:bottom;text-align:center;">23</td> </tr> <tr style="height:20px;"> <td data-sheets-value='{"1":2,"2":"Polycarbonate"}' style="border-left:1px solid #000000;overflow:hidden;padding:0px 3px 0px 3px;vertical-align:bottom;font-weight:bold;">Polycarbonate</td> <td data-sheets-value='{"1":2,"2":"Single-walled"}' style="overflow:hidden;padding:0px 3px 0px 3px;vertical-align:bottom;font-weight:bold;">Single-walled</td> <td data-sheets-value='{"1":2,"2":"Heatstop Opal (T)"}' style="border-right:1px solid #000000;overflow:hidden;padding:0px 3px 0px 3px;vertical-align:bottom;font-weight:bold;">Heatstop Opal (T)</td> <td data-sheets-numberformat='{"1":2,"2":"0.00","3":1}' data-sheets-value='{"1":3,"3":5.17}' style="overflow:hidden;padding:0px 3px 0px 3px;vertical-align:bottom;text-align:center;">5.17</td> <td data-sheets-numberformat='{"1":2,"2":"0","3":1}' data-sheets-value='{"1":3,"3":49}' style="overflow:hidden;padding:0px 3px 0px 3px;vertical-align:bottom;text-align:center;">49</td> <td data-sheets-numberformat='{"1":2,"2":"0","3":1}' data-sheets-value='{"1":3,"3":59}' style="overflow:hidden;padding:0px 3px 0px 3px;vertical-align:bottom;text-align:center;">59</td> <td data-sheets-numberformat='{"1":2,"2":"0","3":1}' data-sheets-value='{"1":2,"2":"-"}' style="border-right:1px solid #000000;overflow:hidden;padding:0px 3px 0px 3px;vertical-align:bottom;text-align:center;">-</td> </tr> <tr style="height:20px;"> <td data-sheets-value='{"1":2,"2":"Heatstop PC"}' style="border-left:1px solid #000000;overflow:hidden;padding:0px 3px 0px 3px;vertical-align:bottom;font-weight:bold;">Heatstop PC</td> <td data-sheets-value='{"1":2,"2":"Double-walled"}' style="overflow:hidden;padding:0px 3px 0px 3px;vertical-align:bottom;font-weight:bold;">Double-walled</td> <td data-sheets-value='{"1":2,"2":"Clear (T/H)"}' style="border-right:1px solid #000000;overflow:hidden;padding:0px 3px 0px 3px;vertical-align:bottom;font-weight:bold;">Clear (T/H)</td> <td data-sheets-numberformat='{"1":2,"2":"0.00","3":1}' data-sheets-value='{"1":3,"3":2.9}' style="overflow:hidden;padding:0px 3px 0px 3px;vertical-align:bottom;text-align:center;">2.90</td> <td data-sheets-numberformat='{"1":2,"2":"0","3":1}' data-sheets-value='{"1":3,"3":44}' style="overflow:hidden;padding:0px 3px 0px 3px;vertical-align:bottom;text-align:center;">44</td> <td data-sheets-numberformat='{"1":2,"2":"0","3":1}' data-sheets-value='{"1":3,"3":51}' style="overflow:hidden;padding:0px 3px 0px 3px;vertical-align:bottom;text-align:center;">51</td> <td data-sheets-numberformat='{"1":2,"2":"0","3":1}' data-sheets-value='{"1":3,"3":20}' style="border-right:1px solid #000000;overflow:hidden;padding:0px 3px 0px 3px;vertical-align:bottom;text-align:center;">20</td> </tr> <tr style="height:20px;"> <td style="border-left:1px solid #000000;overflow:hidden;padding:0px 3px 0px 3px;vertical-align:bottom;font-weight:bold;"></td> <td data-sheets-value='{"1":2,"2":"Double-walled"}' style="overflow:hidden;padding:0px 3px 0px 3px;vertical-align:bottom;font-weight:bold;">Double-walled</td> <td data-sheets-value='{"1":2,"2":"Opal (T/O)"}' style="border-right:1px solid #000000;overflow:hidden;padding:0px 3px 0px 3px;vertical-align:bottom;font-weight:bold;">Opal (T/O)</td> <td data-sheets-numberformat='{"1":2,"2":"0.00","3":1}' data-sheets-value='{"1":3,"3":2.9}' style="overflow:hidden;padding:0px 3px 0px 3px;vertical-align:bottom;text-align:center;">2.90</td> <td data-sheets-numberformat='{"1":2,"2":"0","3":1}' data-sheets-value='{"1":3,"3":41}' style="overflow:hidden;padding:0px 3px 0px 3px;vertical-align:bottom;text-align:center;">41</td> <td data-sheets-numberformat='{"1":2,"2":"0","3":1}' data-sheets-value='{"1":3,"3":45}' style="overflow:hidden;padding:0px 3px 0px 3px;vertical-align:bottom;text-align:center;">45</td> <td data-sheets-numberformat='{"1":2,"2":"0","3":1}' data-sheets-value='{"1":3,"3":20}' style="border-right:1px solid #000000;overflow:hidden;padding:0px 3px 0px 3px;vertical-align:bottom;text-align:center;">20</td> </tr> <tr style="height:20px;"> <td style="border-left:1px solid #000000;overflow:hidden;padding:0px 3px 0px 3px;vertical-align:bottom;font-weight:bold;"></td> <td data-sheets-value='{"1":2,"2":"Triple-walled"}' style="overflow:hidden; | skylux-160-ce-met-koepel-en-pvc-opstand-30-20-met-lm-motor-en-windvang-1200-x-1800-mm | 8586040377677 | 46872373625165
Smoke and heat exhaust (SHEV) | SHE system | Skylux | Skylux 160° CE with skylight and PVC curb 30/20 with LM-actuator and spoiler 1200 x 2100 mm |  | 26606 | 5412970266068 | 5823.75 | Yes | 30-45 | 102.34 | 1200 x 2100 mm | 2100 | 1200 |  | PVC 30/20 (30 cm high & roof opening = 20 cm larger than daylight size) | Rectangular | 5.17 W/m²K - 1.28 W/m²K | 87% - 32% | 90% - 32% | 20dB - 23dB | 160° CE (for industry) | skylight | with spoiler | E | Single actuator | Maximum four-walled skylight possible for this product | Ut-value LT-value g-value Rw-value EN 1873 : 2014 EN ISO 13468 EN 16153 EN 410 EN 410 EN ISO 140-3 Material Walls Shells (W/m²K) (%) (%) (dB) Acrylic Single-walled Clear (H) 5.17 90 87 - PMMA Single-walled Opal (O) 5.17 83 76 - Double-walled Clear (H/H) 2.90 81 75 20 Double-walled Opal (O/O) 2.90 69 58 20 Triple-walled Clear (H/H/H) 1.70 73 65 22 Triple-walled Opal (O/H/O) 1.70 62 51 22 Four-walled Clear (H/H/H/H) 1.28 64 54 23 Four-walled Opal (H/H/O/H) 1.28 59 48 23 Polycarbonate Single-walled Clear (A) 5.17 88 83 - PC Single-walled Opal (D) 5.17 58 60 - Double-walled Clear (A/H) 2.90 79 72 20 Double-walled Clear (A/A) 2.90 77 69 20 Double-walled Opal (A/O) 2.90 73 63 20 Double-walled Opal (A/D) 2.90 51 50 20 Triple-walled Clear (A/H/H) 1.70 71 63 22 Triple-walled Opal (A/O/O) 1.70 61 48 22 Four-walled Clear (A/H/H/H) 1.28 64 52 23 Four-walled Opal (A/H/O/H) 1.28 59 46 23 Polycarbonate Single-walled Heatstop Opal (T) 5.17 49 59 - Heatstop PC Double-walled Clear (T/H) 2.90 44 51 20 Double-walled Opal (T/O) 2.90 41 45 20 Triple-walled Clear (T/H/H) 1.70 40 <td data-sheets-numberformat='{"1":2,"2":"0","3":1}' data-sheets-value='{"1":3,"3":44}' style="overflow:hidden;paddin | https://skylux.eu/en/products/skylux-160-ce-met-koepel-en-pvc-opstand-30-20-met-lm-motor-en-windvang-1200-x-2100-mm | https://skylux.eu/cdn/shop/files/Skylux-160deg-CE-met-koepel-en-pvc-opstand-3020-met-LM-motor-en-windvang-1200-x-2100-mm-RWA-systeem.jpg?v=1702981528&width=1600 | https://skylux.eu/cdn/shop/files/e5a82811-1bb0-48e4-a776-cacb59c7c092_a7e67fae-e339-4bc9-b5b1-3ee6018fd594.jpg?v=1688551394&width=1600 | //skylux.eu/cdn/shop/files/E_MH_Mounting_instructions_Skylux_160_CE_LM.pdf?v=12406716259046007223 | //skylux.eu/cdn/shop/files/E_TD_Technical_File_Skylux_Skylux_160_CE_Electric.pdf?v=3667116872303399239 | <style type="text/css" id="isPasted"> <!--td { border: 1px solid #cccccc; } br { mso-data-placement: same-cell; } --> </style> <table border="1" cellpadding="0" cellspacing="0" dir="ltr" style="table-layout:fixed;font-size:10pt;font-family:Arial;border-collapse:collapse;border:none;"><tbody> <tr style="height:20px;"> <td style="overflow:hidden;padding:0px 3px 0px 3px;vertical-align:bottom;"></td> <td style="overflow:hidden;padding:0px 3px 0px 3px;vertical-align:bottom;"></td> <td style="overflow:hidden;padding:0px 3px 0px 3px;vertical-align:bottom;"></td> <td data-sheets-value='{"1":2,"2":"Ut-value"}' style="overflow:hidden;padding:0px 3px 0px 3px;vertical-align:bottom;font-weight:bold;text-align:center;">Ut-value</td> <td data-sheets-value='{"1":2,"2":"LT-value"}' style="overflow:hidden;padding:0px 3px 0px 3px;vertical-align:bottom;font-weight:bold;text-align:center;">LT-value</td> <td data-sheets-value='{"1":2,"2":"g-value"}' style="overflow:hidden;padding:0px 3px 0px 3px;vertical-align:bottom;font-weight:bold;text-align:center;">g-value</td> <td data-sheets-value='{"1":2,"2":"Rw-value "}' style="overflow:hidden;padding:0px 3px 0px 3px;vertical-align:bottom;font-weight:bold;text-align:center;">Rw-value </td> </tr> <tr style="height:20px;"> <td style="overflow:hidden;padding:0px 3px 0px 3px;vertical-align:bottom;"></td> <td style="overflow:hidden;padding:0px 3px 0px 3px;vertical-align:bottom;"></td> <td style="overflow:hidden;padding:0px 3px 0px 3px;vertical-align:bottom;"></td> <td data-sheets-numberformat='{"1":2,"2":"0.00","3":1}' data-sheets-value='{"1":2,"2":"EN 1873 : 2014"}' style="overflow:hidden;padding:0px 3px 0px 3px;vertical-align:bottom;text-align:center;">EN 1873 : 2014</td> <td data-sheets-numberformat='{"1":2,"2":"0","3":1}' data-sheets-value='{"1":2,"2":"EN ISO 13468 EN 16153 EN 410"}' style="overflow:hidden;padding:0px 3px 0px 3px;vertical-align:bottom;text-align:center;">EN ISO 13468 EN 16153 EN 410</td> <td data-sheets-numberformat='{"1":2,"2":"0","3":1}' data-sheets-value='{"1":2,"2":"EN 410"}' style="overflow:hidden;padding:0px 3px 0px 3px;vertical-align:bottom;text-align:center;">EN 410</td> <td data-sheets-value='{"1":2,"2":"EN ISO 140-3\t\t"}' style="overflow:hidden;padding:0px 3px 0px 3px;vertical-align:bottom;text-align:center;">EN ISO 140-3 </td> </tr> <tr style="height:20px;"> <td data-sheets-value='{"1":2,"2":"Material"}' style="border-bottom:1px solid #000000;overflow:hidden;padding:0px 3px 0px 3px;vertical-align:bottom;background-color:#000000;font-weight:bold;color:#ffffff;">Material</td> <td data-sheets-value='{"1":2,"2":"Walls"}' style="border-bottom:1px solid #000000;overflow:hidden;padding:0px 3px 0px 3px;vertical-align:bottom;background-color:#000000;font-weight:bold;color:#ffffff;">Walls</td> <td data-sheets-value='{"1":2,"2":"Shells"}' style="border-bottom:1px solid #000000;overflow:hidden;padding:0px 3px 0px 3px;vertical-align:bottom;background-color:#000000;font-weight:bold;color:#ffffff;">Shells</td> <td data-sheets-numberformat='{"1":2,"2":"0.00","3":1}' data-sheets-value='{"1":2,"2":"(W/m²K)\t"}' style="border-bottom:1px solid #000000;overflow:hidden;padding:0px 3px 0px 3px;vertical-align:bottom;background-color:#000000;font-weight:bold;color:#ffffff;text-align:center;">(W/m²K) </td> <td data-sheets-numberformat='{"1":2,"2":"0","3":1}' data-sheets-value='{"1":2,"2":"(%)"}' style="border-bottom:1px solid #000000;overflow:hidden;padding:0px 3px 0px 3px;vertical-align:bottom;background-color:#000000;font-weight:bold;color:#ffffff;text-align:center;">(%)</td> <td data-sheets-numberformat='{"1":2,"2":"0","3":1}' data-sheets-value='{"1":2,"2":"(%)"}' style="border-bottom:1px solid #000000;overflow:hidden;padding:0px 3px 0px 3px;vertical-align:bottom;background-color:#000000;font-weight:bold;color:#ffffff;text-align:center;">(%)</td> <td data-sheets-value='{"1":2,"2":"(dB)"}' style="border-bottom:1px solid #000000;overflow:hidden;padding:0px 3px 0px 3px;vertical-align:bottom;background-color:#000000;font-weight:bold;color:#ffffff;text-align:center;">(dB)</td> </tr> <tr style="height:20px;"> <td data-sheets-value='{"1":2,"2":"Acrylic"}' style="border-left:1px solid #000000;overflow:hidden;padding:0px 3px 0px 3px;vertical-align:bottom;font-weight:bold;">Acrylic</td> <td data-sheets-value='{"1":2,"2":"Single-walled"}' style="overflow:hidden;padding:0px 3px 0px 3px;vertical-align:bottom;font-weight:bold;">Single-walled</td> <td data-sheets-value='{"1":2,"2":"Clear (H)"}' style="border-right:1px solid #000000;overflow:hidden;padding:0px 3px 0px 3px;vertical-align:bottom;font-weight:bold;">Clear (H)</td> <td data-sheets-numberformat='{"1":2,"2":"0.00","3":1}' data-sheets-value='{"1":3,"3":5.17}' style="overflow:hidden;padding:0px 3px 0px 3px;vertical-align:bottom;text-align:center;">5.17</td> <td data-sheets-numberformat='{"1":2,"2":"0","3":1}' data-sheets-value='{"1":3,"3":90}' style="overflow:hidden;padding:0px 3px 0px 3px;vertical-align:bottom;text-align:center;">90</td> <td data-sheets-numberformat='{"1":2,"2":"0","3":1}' data-sheets-value='{"1":3,"3":87}' style="overflow:hidden;padding:0px 3px 0px 3px;vertical-align:bottom;text-align:center;">87</td> <td data-sheets-numberformat='{"1":2,"2":"0","3":1}' data-sheets-value='{"1":2,"2":"-"}' style="border-right:1px solid #000000;overflow:hidden;padding:0px 3px 0px 3px;vertical-align:bottom;text-align:center;">-</td> </tr> <tr style="height:20px;"> <td data-sheets-value='{"1":2,"2":"PMMA"}' style="border-left:1px solid #000000;overflow:hidden;padding:0px 3px 0px 3px;vertical-align:bottom;font-weight:bold;">PMMA</td> <td data-sheets-value='{"1":2,"2":"Single-walled"}' style="overflow:hidden;padding:0px 3px 0px 3px;vertical-align:bottom;font-weight:bold;">Single-walled</td> <td data-sheets-value='{"1":2,"2":"Opal (O)"}' style="border-right:1px solid #000000;overflow:hidden;padding:0px 3px 0px 3px;vertical-align:bottom;font-weight:bold;">Opal (O)</td> <td data-sheets-numberformat='{"1":2,"2":"0.00","3":1}' data-sheets-value='{"1":3,"3":5.17}' style="overflow:hidden;padding:0px 3px 0px 3px;vertical-align:bottom;text-align:center;">5.17</td> <td data-sheets-numberformat='{"1":2,"2":"0","3":1}' data-sheets-value='{"1":3,"3":83}' style="overflow:hidden;padding:0px 3px 0px 3px;vertical-align:bottom;text-align:center;">83</td> <td data-sheets-numberformat='{"1":2,"2":"0","3":1}' data-sheets-value='{"1":3,"3":76}' style="overflow:hidden;padding:0px 3px 0px 3px;vertical-align:bottom;text-align:center;">76</td> <td data-sheets-numberformat='{"1":2,"2":"0","3":1}' data-sheets-value='{"1":2,"2":"-"}' style="border-right:1px solid #000000;overflow:hidden;padding:0px 3px 0px 3px;vertical-align:bottom;text-align:center;">-</td> </tr> <tr style="height:20px;"> <td style="border-left:1px solid #000000;overflow:hidden;padding:0px 3px 0px 3px;vertical-align:bottom;font-weight:bold;"></td> <td data-sheets-value='{"1":2,"2":"Double-walled"}' style="overflow:hidden;padding:0px 3px 0px 3px;vertical-align:bottom;font-weight:bold;">Double-walled</td> <td data-sheets-value='{"1":2,"2":"Clear (H/H)"}' style="border-right:1px solid #000000;overflow:hidden;padding:0px 3px 0px 3px;vertical-align:bottom;font-weight:bold;">Clear (H/H)</td> <td data-sheets-numberformat='{"1":2,"2":"0.00","3":1}' data-sheets-value='{"1":3,"3":2.9}' style="overflow:hidden;padding:0px 3px 0px 3px;vertical-align:bottom;text-align:center;">2.90</td> <td data-sheets-numberformat='{"1":2,"2":"0","3":1}' data-sheets-value='{"1":3,"3":81}' style="overflow:hidden;padding:0px 3px 0px 3px;vertical-align:bottom;text-align:center;">81</td> <td data-sheets-numberformat='{"1":2,"2":"0","3":1}' data-sheets-value='{"1":3,"3":75}' style="overflow:hidden;padding:0px 3px 0px 3px;vertical-align:bottom;text-align:center;">75</td> <td data-sheets-numberformat='{"1":2,"2":"0","3":1}' data-sheets-value='{"1":3,"3":20}' style="border-right:1px solid #000000;overflow:hidden;padding:0px 3px 0px 3px;vertical-align:bottom;text-align:center;">20</td> </tr> <tr style="height:20px;"> <td style="border-left:1px solid #000000;overflow:hidden;padding:0px 3px 0px 3px;vertical-align:bottom;font-weight:bold;"></td> <td data-sheets-value='{"1":2,"2":"Double-walled"}' style="overflow:hidden;padding:0px 3px 0px 3px;vertical-align:bottom;font-weight:bold;">Double-walled</td> <td data-sheets-value='{"1":2,"2":"Opal (O/O)"}' style="border-right:1px solid #000000;overflow:hidden;padding:0px 3px 0px 3px;vertical-align:bottom;font-weight:bold;">Opal (O/O)</td> <td data-sheets-numberformat='{"1":2,"2":"0.00","3":1}' data-sheets-value='{"1":3,"3":2.9}' style="overflow:hidden;padding:0px 3px 0px 3px;vertical-align:bottom;text-align:center;">2.90</td> <td data-sheets-numberformat='{"1":2,"2":"0","3":1}' data-sheets-value='{"1":3,"3":69}' style="overflow:hidden;padding:0px 3px 0px 3px;vertical-align:bottom;text-align:center;">69</td> <td data-sheets-numberformat='{"1":2,"2":"0","3":1}' data-sheets-value='{"1":3,"3":58}' style="overflow:hidden;padding:0px 3px 0px 3px;vertical-align:bottom;text-align:center;">58</td> <td data-sheets-numberformat='{"1":2,"2":"0","3":1}' data-sheets-value='{"1":3,"3":20}' style="border-right:1px solid #000000;overflow:hidden;padding:0px 3px 0px 3px;vertical-align:bottom;text-align:center;">20</td> </tr> <tr style="height:20px;"> <td style="border-left:1px solid #000000;overflow:hidden;padding:0px 3px 0px 3px;vertical-align:bottom;font-weight:bold;"></td> <td data-sheets-value='{"1":2,"2":"Triple-walled"}' style="overflow:hidden;padding:0px 3px 0px 3px;vertical-align:bottom;font-weight:bold;">Triple-walled</td> <td data-sheets-value='{"1":2,"2":"Clear (H/H/H)"}' style="border-right:1px solid #000000;overflow:hidden;padding:0px 3px 0px 3px;vertical-align:bottom;font-weight:bold;">Clear (H/H/H)</td> <td data-sheets-numberformat='{"1":2,"2":"0.00","3":1}' data-sheets-value='{"1":3,"3":1.7}' style="overflow:hidden;padding:0px 3px 0px 3px;vertical-align:bottom;text-align:center;">1.70</td> <td data-sheets-numberformat='{"1":2,"2":"0","3":1}' data-sheets-value='{"1":3,"3":73}' style="overflow:hidden;padding:0px 3px 0px 3px;vertical-align:bottom;text-align:center;">73</td> <td data-sheets-numberformat='{"1":2,"2":"0","3":1}' data-sheets-value='{"1":3,"3":65}' style="overflow:hidden;padding:0px 3px 0px 3px;vertical-align:bottom;text-align:center;">65</td> <td data-sheets-numberformat='{"1":2,"2":"0","3":1}' data-sheets-value='{"1":3,"3":22}' style="border-right:1px solid #000000;overflow:hidden;padding:0px 3px 0px 3px;vertical-align:bottom;text-align:center;">22</td> </tr> <tr style="height:20px;"> <td style="border-left:1px solid #000000;overflow:hidden;padding:0px 3px 0px 3px;vertical-align:bottom;font-weight:bold;"></td> <td data-sheets-value='{"1":2,"2":"Triple-walled"}' style="overflow:hidden;padding:0px 3px 0px 3px;vertical-align:bottom;font-weight:bold;">Triple-walled</td> <td data-sheets-value='{"1":2,"2":"Opal (O/H/O)"}' style="border-right:1px solid #000000;overflow:hidden;padding:0px 3px 0px 3px;vertical-align:bottom;font-weight:bold;">Opal (O/H/O)</td> <td data-sheets-numberformat='{"1":2,"2":"0.00","3":1}' data-sheets-value='{"1":3,"3":1.7}' style="overflow:hidden;padding:0px 3px 0px 3px;vertical-align:bottom;text-align:center;">1.70</td> <td data-sheets-numberformat='{"1":2,"2":"0","3":1}' data-sheets-value='{"1":3,"3":62}' style="overflow:hidden;padding:0px 3px 0px 3px;vertical-align:bottom;text-align:center;">62</td> <td data-sheets-numberformat='{"1":2,"2":"0","3":1}' data-sheets-value='{"1":3,"3":51}' style="overflow:hidden;padding:0px 3px 0px 3px;vertical-align:bottom;text-align:center;">51</td> <td data-sheets-numberformat='{"1":2,"2":"0","3":1}' data-sheets-value='{"1":3,"3":22}' style="border-right:1px solid #000000;overflow:hidden;padding:0px 3px 0px 3px;vertical-align:bottom;text-align:center;">22</td> </tr> <tr style="height:20px;"> <td style="border-left:1px solid #000000;overflow:hidden;padding:0px 3px 0px 3px;vertical-align:bottom;font-weight:bold;"></td> <td data-sheets-value='{"1":2,"2":"Four-walled"}' style="overflow:hidden;padding:0px 3px 0px 3px;vertical-align:bottom;font-weight:bold;">Four-walled</td> <td data-sheets-value='{"1":2,"2":"Clear (H/H/H/H)"}' style="border-right:1px solid #000000;overflow:hidden;padding:0px 3px 0px 3px;vertical-align:bottom;font-weight:bold;">Clear (H/H/H/H)</td> <td data-sheets-numberformat='{"1":2,"2":"0.00","3":1}' data-sheets-value='{"1":3,"3":1.28}' style="overflow:hidden;padding:0px 3px 0px 3px;vertical-align:bottom;text-align:center;">1.28</td> <td data-sheets-numberformat='{"1":2,"2":"0","3":1}' data-sheets-value='{"1":3,"3":64}' style="overflow:hidden;padding:0px 3px 0px 3px;vertical-align:bottom;text-align:center;">64</td> <td data-sheets-numberformat='{"1":2,"2":"0","3":1}' data-sheets-value='{"1":3,"3":54}' style="overflow:hidden;padding:0px 3px 0px 3px;vertical-align:bottom;text-align:center;">54</td> <td data-sheets-numberformat='{"1":2,"2":"0","3":1}' data-sheets-value='{"1":3,"3":23}' style="border-right:1px solid #000000;overflow:hidden;padding:0px 3px 0px 3px;vertical-align:bottom;text-align:center;">23</td> </tr> <tr style="height:20px;"> <td style="border-bottom:1px solid #000000;border-left:1px solid #000000;overflow:hidden;padding:0px 3px 0px 3px;vertical-align:bottom;"></td> <td data-sheets-value='{"1":2,"2":"Four-walled"}' style="border-bottom:1px solid #000000;overflow:hidden;padding:0px 3px 0px 3px;vertical-align:bottom;font-weight:bold;">Four-walled</td> <td data-sheets-value='{"1":2,"2":"Opal (H/H/O/H)"}' style="border-right:1px solid #000000;border-bottom:1px solid #000000;overflow:hidden;padding:0px 3px 0px 3px;vertical-align:bottom;font-weight:bold;">Opal (H/H/O/H)</td> <td data-sheets-numberformat='{"1":2,"2":"0.00","3":1}' data-sheets-value='{"1":3,"3":1.28}' style="border-bottom:1px solid #000000;overflow:hidden;padding:0px 3px 0px 3px;vertical-align:bottom;text-align:center;">1.28</td> <td data-sheets-numberformat='{"1":2,"2":"0","3":1}' data-sheets-value='{"1":3,"3":59}' style="border-bottom:1px solid #000000;overflow:hidden;padding:0px 3px 0px 3px;vertical-align:bottom;text-align:center;">59</td> <td data-sheets-numberformat='{"1":2,"2":"0","3":1}' data-sheets-value='{"1":3,"3":48}' style="border-bottom:1px solid #000000;overflow:hidden;padding:0px 3px 0px 3px;vertical-align:bottom;text-align:center;">48</td> <td data-sheets-numberformat='{"1":2,"2":"0","3":1}' data-sheets-value='{"1":3,"3":23}' style="border-right:1px solid #000000;border-bottom:1px solid #000000;overflow:hidden;padding:0px 3px 0px 3px;vertical-align:bottom;text-align:center;">23</td> </tr> <tr style="height:20px;"> <td data-sheets-value='{"1":2,"2":"Polycarbonate "}' style="border-left:1px solid #000000;overflow:hidden;padding:0px 3px 0px 3px;vertical-align:bottom;font-weight:bold;">Polycarbonate </td> <td data-sheets-value='{"1":2,"2":"Single-walled"}' style="overflow:hidden;padding:0px 3px 0px 3px;vertical-align:bottom;font-weight:bold;">Single-walled</td> <td data-sheets-value='{"1":2,"2":"Clear (A)"}' style="border-right:1px solid #000000;overflow:hidden;padding:0px 3px 0px 3px;vertical-align:bottom;font-weight:bold;">Clear (A)</td> <td data-sheets-numberformat='{"1":2,"2":"0.00","3":1}' data-sheets-value='{"1":3,"3":5.17}' style="overflow:hidden;padding:0px 3px 0px 3px;vertical-align:bottom;text-align:center;">5.17</td> <td data-sheets-numberformat='{"1":2,"2":"0","3":1}' data-sheets-value='{"1":3,"3":88}' style="overflow:hidden;padding:0px 3px 0px 3px;vertical-align:bottom;text-align:center;">88</td> <td data-sheets-numberformat='{"1":2,"2":"0","3":1}' data-sheets-value='{"1":3,"3":83}' style="overflow:hidden;padding:0px 3px 0px 3px;vertical-align:bottom;text-align:center;">83</td> <td data-sheets-numberformat='{"1":2,"2":"0","3":1}' data-sheets-value='{"1":2,"2":"-"}' style="border-right:1px solid #000000;overflow:hidden;padding:0px 3px 0px 3px;vertical-align:bottom;text-align:center;">-</td> </tr> <tr style="height:20px;"> <td data-sheets-value='{"1":2,"2":"PC"}' style="border-left:1px solid #000000;overflow:hidden;padding:0px 3px 0px 3px;vertical-align:bottom;font-weight:bold;">PC</td> <td data-sheets-value='{"1":2,"2":"Single-walled"}' style="overflow:hidden;padding:0px 3px 0px 3px;vertical-align:bottom;font-weight:bold;">Single-walled</td> <td data-sheets-value='{"1":2,"2":"Opal (D)"}' style="border-right:1px solid #000000;overflow:hidden;padding:0px 3px 0px 3px;vertical-align:bottom;font-weight:bold;">Opal (D)</td> <td data-sheets-numberformat='{"1":2,"2":"0.00","3":1}' data-sheets-value='{"1":3,"3":5.17}' style="overflow:hidden;padding:0px 3px 0px 3px;vertical-align:bottom;text-align:center;">5.17</td> <td data-sheets-numberformat='{"1":2,"2":"0","3":1}' data-sheets-value='{"1":3,"3":58}' style="overflow:hidden;padding:0px 3px 0px 3px;vertical-align:bottom;text-align:center;">58</td> <td data-sheets-numberformat='{"1":2,"2":"0","3":1}' data-sheets-value='{"1":3,"3":60}' style="overflow:hidden;padding:0px 3px 0px 3px;vertical-align:bottom;text-align:center;">60</td> <td data-sheets-numberformat='{"1":2,"2":"0","3":1}' data-sheets-value='{"1":2,"2":"-"}' style="border-right:1px solid #000000;overflow:hidden;padding:0px 3px 0px 3px;vertical-align:bottom;text-align:center;">-</td> </tr> <tr style="height:20px;"> <td style="border-left:1px solid #000000;overflow:hidden;padding:0px 3px 0px 3px;vertical-align:bottom;font-weight:bold;"></td> <td data-sheets-value='{"1":2,"2":"Double-walled"}' style="overflow:hidden;padding:0px 3px 0px 3px;vertical-align:bottom;font-weight:bold;">Double-walled</td> <td data-sheets-value='{"1":2,"2":"Clear (A/H)"}' style="border-right:1px solid #000000;overflow:hidden;padding:0px 3px 0px 3px;vertical-align:bottom;font-weight:bold;">Clear (A/H)</td> <td data-sheets-numberformat='{"1":2,"2":"0.00","3":1}' data-sheets-value='{"1":3,"3":2.9}' style="overflow:hidden;padding:0px 3px 0px 3px;vertical-align:bottom;text-align:center;">2.90</td> <td data-sheets-numberformat='{"1":2,"2":"0","3":1}' data-sheets-value='{"1":3,"3":79}' style="overflow:hidden;padding:0px 3px 0px 3px;vertical-align:bottom;text-align:center;">79</td> <td data-sheets-numberformat='{"1":2,"2":"0","3":1}' data-sheets-value='{"1":3,"3":72}' style="overflow:hidden;padding:0px 3px 0px 3px;vertical-align:bottom;text-align:center;">72</td> <td data-sheets-numberformat='{"1":2,"2":"0","3":1}' data-sheets-value='{"1":3,"3":20}' style="border-right:1px solid #000000;overflow:hidden;padding:0px 3px 0px 3px;vertical-align:bottom;text-align:center;">20</td> </tr> <tr style="height:20px;"> <td style="border-left:1px solid #000000;overflow:hidden;padding:0px 3px 0px 3px;vertical-align:bottom;font-weight:bold;"></td> <td data-sheets-value='{"1":2,"2":"Double-walled"}' style="overflow:hidden;padding:0px 3px 0px 3px;vertical-align:bottom;font-weight:bold;">Double-walled</td> <td data-sheets-value='{"1":2,"2":"Clear (A/A)"}' style="border-right:1px solid #000000;overflow:hidden;padding:0px 3px 0px 3px;vertical-align:bottom;font-weight:bold;">Clear (A/A)</td> <td data-sheets-numberformat='{"1":2,"2":"0.00","3":1}' data-sheets-value='{"1":3,"3":2.9}' style="overflow:hidden;padding:0px 3px 0px 3px;vertical-align:bottom;text-align:center;">2.90</td> <td data-sheets-numberformat='{"1":2,"2":"0","3":1}' data-sheets-value='{"1":3,"3":77}' style="overflow:hidden;padding:0px 3px 0px 3px;vertical-align:bottom;text-align:center;">77</td> <td data-sheets-numberformat='{"1":2,"2":"0","3":1}' data-sheets-value='{"1":3,"3":69}' style="overflow:hidden;padding:0px 3px 0px 3px;vertical-align:bottom;text-align:center;">69</td> <td data-sheets-numberformat='{"1":2,"2":"0","3":1}' data-sheets-value='{"1":3,"3":20}' style="border-right:1px solid #000000;overflow:hidden;padding:0px 3px 0px 3px;vertical-align:bottom;text-align:center;">20</td> </tr> <tr style="height:20px;"> <td style="border-left:1px solid #000000;overflow:hidden;padding:0px 3px 0px 3px;vertical-align:bottom;font-weight:bold;"></td> <td data-sheets-value='{"1":2,"2":"Double-walled"}' style="overflow:hidden;padding:0px 3px 0px 3px;vertical-align:bottom;font-weight:bold;">Double-walled</td> <td data-sheets-value='{"1":2,"2":"Opal (A/O)"}' style="border-right:1px solid #000000;overflow:hidden;padding:0px 3px 0px 3px;vertical-align:bottom;font-weight:bold;">Opal (A/O)</td> <td data-sheets-numberformat='{"1":2,"2":"0.00","3":1}' data-sheets-value='{"1":3,"3":2.9}' style="overflow:hidden;padding:0px 3px 0px 3px;vertical-align:bottom;text-align:center;">2.90</td> <td data-sheets-numberformat='{"1":2,"2":"0","3":1}' data-sheets-value='{"1":3,"3":73}' style="overflow:hidden;padding:0px 3px 0px 3px;vertical-align:bottom;text-align:center;">73</td> <td data-sheets-numberformat='{"1":2,"2":"0","3":1}' data-sheets-value='{"1":3,"3":63}' style="overflow:hidden;padding:0px 3px 0px 3px;vertical-align:bottom;text-align:center;">63</td> <td data-sheets-numberformat='{"1":2,"2":"0","3":1}' data-sheets-value='{"1":3,"3":20}' style="border-right:1px solid #000000;overflow:hidden;padding:0px 3px 0px 3px;vertical-align:bottom;text-align:center;">20</td> </tr> <tr style="height:20px;"> <td style="border-left:1px solid #000000;overflow:hidden;padding:0px 3px 0px 3px;vertical-align:bottom;font-weight:bold;"></td> <td data-sheets-value='{"1":2,"2":"Double-walled"}' style="overflow:hidden;padding:0px 3px 0px 3px;vertical-align:bottom;font-weight:bold;">Double-walled</td> <td data-sheets-value='{"1":2,"2":"Opal (A/D)"}' style="border-right:1px solid #000000;overflow:hidden;padding:0px 3px 0px 3px;vertical-align:bottom;font-weight:bold;">Opal (A/D)</td> <td data-sheets-numberformat='{"1":2,"2":"0.00","3":1}' data-sheets-value='{"1":3,"3":2.9}' style="overflow:hidden;padding:0px 3px 0px 3px;vertical-align:bottom;text-align:center;">2.90</td> <td data-sheets-numberformat='{"1":2,"2":"0","3":1}' data-sheets-value='{"1":3,"3":51}' style="overflow:hidden;padding:0px 3px 0px 3px;vertical-align:bottom;text-align:center;">51</td> <td data-sheets-numberformat='{"1":2,"2":"0","3":1}' data-sheets-value='{"1":3,"3":50}' style="overflow:hidden;padding:0px 3px 0px 3px;vertical-align:bottom;text-align:center;">50</td> <td data-sheets-numberformat='{"1":2,"2":"0","3":1}' data-sheets-value='{"1":3,"3":20}' style="border-right:1px solid #000000;overflow:hidden;padding:0px 3px 0px 3px;vertical-align:bottom;text-align:center;">20</td> </tr> <tr style="height:20px;"> <td style="border-left:1px solid #000000;overflow:hidden;padding:0px 3px 0px 3px;vertical-align:bottom;font-weight:bold;"></td> <td data-sheets-value='{"1":2,"2":"Triple-walled"}' style="overflow:hidden;padding:0px 3px 0px 3px;vertical-align:bottom;font-weight:bold;">Triple-walled</td> <td data-sheets-value='{"1":2,"2":"Clear (A/H/H)"}' style="border-right:1px solid #000000;overflow:hidden;padding:0px 3px 0px 3px;vertical-align:bottom;font-weight:bold;">Clear (A/H/H)</td> <td data-sheets-numberformat='{"1":2,"2":"0.00","3":1}' data-sheets-value='{"1":3,"3":1.7}' style="overflow:hidden;padding:0px 3px 0px 3px;vertical-align:bottom;text-align:center;">1.70</td> <td data-sheets-numberformat='{"1":2,"2":"0","3":1}' data-sheets-value='{"1":3,"3":71}' style="overflow:hidden;padding:0px 3px 0px 3px;vertical-align:bottom;text-align:center;">71</td> <td data-sheets-numberformat='{"1":2,"2":"0","3":1}' data-sheets-value='{"1":3,"3":63}' style="overflow:hidden;padding:0px 3px 0px 3px;vertical-align:bottom;text-align:center;">63</td> <td data-sheets-numberformat='{"1":2,"2":"0","3":1}' data-sheets-value='{"1":3,"3":22}' style="border-right:1px solid #000000;overflow:hidden;padding:0px 3px 0px 3px;vertical-align:bottom;text-align:center;">22</td> </tr> <tr style="height:20px;"> <td style="border-left:1px solid #000000;overflow:hidden;padding:0px 3px 0px 3px;vertical-align:bottom;font-weight:bold;"></td> <td data-sheets-value='{"1":2,"2":"Triple-walled"}' style="overflow:hidden;padding:0px 3px 0px 3px;vertical-align:bottom;font-weight:bold;">Triple-walled</td> <td data-sheets-value='{"1":2,"2":"Opal (A/O/O)"}' style="border-right:1px solid #000000;overflow:hidden;padding:0px 3px 0px 3px;vertical-align:bottom;font-weight:bold;">Opal (A/O/O)</td> <td data-sheets-numberformat='{"1":2,"2":"0.00","3":1}' data-sheets-value='{"1":3,"3":1.7}' style="overflow:hidden;padding:0px 3px 0px 3px;vertical-align:bottom;text-align:center;">1.70</td> <td data-sheets-numberformat='{"1":2,"2":"0","3":1}' data-sheets-value='{"1":3,"3":61}' style="overflow:hidden;padding:0px 3px 0px 3px;vertical-align:bottom;text-align:center;">61</td> <td data-sheets-numberformat='{"1":2,"2":"0","3":1}' data-sheets-value='{"1":3,"3":48}' style="overflow:hidden;padding:0px 3px 0px 3px;vertical-align:bottom;text-align:center;">48</td> <td data-sheets-numberformat='{"1":2,"2":"0","3":1}' data-sheets-value='{"1":3,"3":22}' style="border-right:1px solid #000000;overflow:hidden;padding:0px 3px 0px 3px;vertical-align:bottom;text-align:center;">22</td> </tr> <tr style="height:20px;"> <td style="border-left:1px solid #000000;overflow:hidden;padding:0px 3px 0px 3px;vertical-align:bottom;font-weight:bold;"></td> <td data-sheets-value='{"1":2,"2":"Four-walled"}' style="overflow:hidden;padding:0px 3px 0px 3px;vertical-align:bottom;font-weight:bold;">Four-walled</td> <td data-sheets-value='{"1":2,"2":"Clear (A/H/H/H)"}' style="border-right:1px solid #000000;overflow:hidden;padding:0px 3px 0px 3px;vertical-align:bottom;font-weight:bold;">Clear (A/H/H/H)</td> <td data-sheets-numberformat='{"1":2,"2":"0.00","3":1}' data-sheets-value='{"1":3,"3":1.28}' style="overflow:hidden;padding:0px 3px 0px 3px;vertical-align:bottom;text-align:center;">1.28</td> <td data-sheets-numberformat='{"1":2,"2":"0","3":1}' data-sheets-value='{"1":3,"3":64}' style="overflow:hidden;padding:0px 3px 0px 3px;vertical-align:bottom;text-align:center;">64</td> <td data-sheets-numberformat='{"1":2,"2":"0","3":1}' data-sheets-value='{"1":3,"3":52}' style="overflow:hidden;padding:0px 3px 0px 3px;vertical-align:bottom;text-align:center;">52</td> <td data-sheets-numberformat='{"1":2,"2":"0","3":1}' data-sheets-value='{"1":3,"3":23}' style="border-right:1px solid #000000;overflow:hidden;padding:0px 3px 0px 3px;vertical-align:bottom;text-align:center;">23</td> </tr> <tr style="height:20px;"> <td style="border-bottom:1px solid #000000;border-left:1px solid #000000;overflow:hidden;padding:0px 3px 0px 3px;vertical-align:bottom;"></td> <td data-sheets-value='{"1":2,"2":"Four-walled"}' style="border-bottom:1px solid #000000;overflow:hidden;padding:0px 3px 0px 3px;vertical-align:bottom;font-weight:bold;">Four-walled</td> <td data-sheets-value='{"1":2,"2":"Opal (A/H/O/H)"}' style="border-right:1px solid #000000;border-bottom:1px solid #000000;overflow:hidden;padding:0px 3px 0px 3px;vertical-align:bottom;font-weight:bold;">Opal (A/H/O/H)</td> <td data-sheets-numberformat='{"1":2,"2":"0.00","3":1}' data-sheets-value='{"1":3,"3":1.28}' style="border-bottom:1px solid #000000;overflow:hidden;padding:0px 3px 0px 3px;vertical-align:bottom;text-align:center;">1.28</td> <td data-sheets-numberformat='{"1":2,"2":"0","3":1}' data-sheets-value='{"1":3,"3":59}' style="border-bottom:1px solid #000000;overflow:hidden;padding:0px 3px 0px 3px;vertical-align:bottom;text-align:center;">59</td> <td data-sheets-numberformat='{"1":2,"2":"0","3":1}' data-sheets-value='{"1":3,"3":46}' style="border-bottom:1px solid #000000;overflow:hidden;padding:0px 3px 0px 3px;vertical-align:bottom;text-align:center;">46</td> <td data-sheets-numberformat='{"1":2,"2":"0","3":1}' data-sheets-value='{"1":3,"3":23}' style="border-right:1px solid #000000;border-bottom:1px solid #000000;overflow:hidden;padding:0px 3px 0px 3px;vertical-align:bottom;text-align:center;">23</td> </tr> <tr style="height:20px;"> <td data-sheets-value='{"1":2,"2":"Polycarbonate"}' style="border-left:1px solid #000000;overflow:hidden;padding:0px 3px 0px 3px;vertical-align:bottom;font-weight:bold;">Polycarbonate</td> <td data-sheets-value='{"1":2,"2":"Single-walled"}' style="overflow:hidden;padding:0px 3px 0px 3px;vertical-align:bottom;font-weight:bold;">Single-walled</td> <td data-sheets-value='{"1":2,"2":"Heatstop Opal (T)"}' style="border-right:1px solid #000000;overflow:hidden;padding:0px 3px 0px 3px;vertical-align:bottom;font-weight:bold;">Heatstop Opal (T)</td> <td data-sheets-numberformat='{"1":2,"2":"0.00","3":1}' data-sheets-value='{"1":3,"3":5.17}' style="overflow:hidden;padding:0px 3px 0px 3px;vertical-align:bottom;text-align:center;">5.17</td> <td data-sheets-numberformat='{"1":2,"2":"0","3":1}' data-sheets-value='{"1":3,"3":49}' style="overflow:hidden;padding:0px 3px 0px 3px;vertical-align:bottom;text-align:center;">49</td> <td data-sheets-numberformat='{"1":2,"2":"0","3":1}' data-sheets-value='{"1":3,"3":59}' style="overflow:hidden;padding:0px 3px 0px 3px;vertical-align:bottom;text-align:center;">59</td> <td data-sheets-numberformat='{"1":2,"2":"0","3":1}' data-sheets-value='{"1":2,"2":"-"}' style="border-right:1px solid #000000;overflow:hidden;padding:0px 3px 0px 3px;vertical-align:bottom;text-align:center;">-</td> </tr> <tr style="height:20px;"> <td data-sheets-value='{"1":2,"2":"Heatstop PC"}' style="border-left:1px solid #000000;overflow:hidden;padding:0px 3px 0px 3px;vertical-align:bottom;font-weight:bold;">Heatstop PC</td> <td data-sheets-value='{"1":2,"2":"Double-walled"}' style="overflow:hidden;padding:0px 3px 0px 3px;vertical-align:bottom;font-weight:bold;">Double-walled</td> <td data-sheets-value='{"1":2,"2":"Clear (T/H)"}' style="border-right:1px solid #000000;overflow:hidden;padding:0px 3px 0px 3px;vertical-align:bottom;font-weight:bold;">Clear (T/H)</td> <td data-sheets-numberformat='{"1":2,"2":"0.00","3":1}' data-sheets-value='{"1":3,"3":2.9}' style="overflow:hidden;padding:0px 3px 0px 3px;vertical-align:bottom;text-align:center;">2.90</td> <td data-sheets-numberformat='{"1":2,"2":"0","3":1}' data-sheets-value='{"1":3,"3":44}' style="overflow:hidden;padding:0px 3px 0px 3px;vertical-align:bottom;text-align:center;">44</td> <td data-sheets-numberformat='{"1":2,"2":"0","3":1}' data-sheets-value='{"1":3,"3":51}' style="overflow:hidden;padding:0px 3px 0px 3px;vertical-align:bottom;text-align:center;">51</td> <td data-sheets-numberformat='{"1":2,"2":"0","3":1}' data-sheets-value='{"1":3,"3":20}' style="border-right:1px solid #000000;overflow:hidden;padding:0px 3px 0px 3px;vertical-align:bottom;text-align:center;">20</td> </tr> <tr style="height:20px;"> <td style="border-left:1px solid #000000;overflow:hidden;padding:0px 3px 0px 3px;vertical-align:bottom;font-weight:bold;"></td> <td data-sheets-value='{"1":2,"2":"Double-walled"}' style="overflow:hidden;padding:0px 3px 0px 3px;vertical-align:bottom;font-weight:bold;">Double-walled</td> <td data-sheets-value='{"1":2,"2":"Opal (T/O)"}' style="border-right:1px solid #000000;overflow:hidden;padding:0px 3px 0px 3px;vertical-align:bottom;font-weight:bold;">Opal (T/O)</td> <td data-sheets-numberformat='{"1":2,"2":"0.00","3":1}' data-sheets-value='{"1":3,"3":2.9}' style="overflow:hidden;padding:0px 3px 0px 3px;vertical-align:bottom;text-align:center;">2.90</td> <td data-sheets-numberformat='{"1":2,"2":"0","3":1}' data-sheets-value='{"1":3,"3":41}' style="overflow:hidden;padding:0px 3px 0px 3px;vertical-align:bottom;text-align:center;">41</td> <td data-sheets-numberformat='{"1":2,"2":"0","3":1}' data-sheets-value='{"1":3,"3":45}' style="overflow:hidden;padding:0px 3px 0px 3px;vertical-align:bottom;text-align:center;">45</td> <td data-sheets-numberformat='{"1":2,"2":"0","3":1}' data-sheets-value='{"1":3,"3":20}' style="border-right:1px solid #000000;overflow:hidden;padding:0px 3px 0px 3px;vertical-align:bottom;text-align:center;">20</td> </tr> <tr style="height:20px;"> <td style="border-left:1px solid #000000;overflow:hidden;padding:0px 3px 0px 3px;vertical-align:bottom;font-weight:bold;"></td> <td data-sheets-value='{"1":2,"2":"Triple-walled"}' style="overflow:hidden; | skylux-160-ce-met-koepel-en-pvc-opstand-30-20-met-lm-motor-en-windvang-1200-x-2100-mm | 8586040410445 | 46872373690701
Smoke and heat exhaust (SHEV) | SHE system | Skylux | Skylux 160° CE with skylight and PVC curb 30/20 with LM-actuator and spoiler 1300 x 1300 mm |  | 26607 | 5412970266075 | 4486.7 | Yes | 30-45 | 79.8 | 1300 x 1300 mm | 1300 | 1300 |  | PVC 30/20 (30 cm high & roof opening = 20 cm larger than daylight size) | Square | 5.17 W/m²K - 1.28 W/m²K | 87% - 32% | 90% - 32% | 20dB - 23dB | 160° CE (for industry) | skylight | with spoiler | E | Single actuator | Maximum four-walled skylight possible for this product | Ut-value LT-value g-value Rw-value EN 1873 : 2014 EN ISO 13468 EN 16153 EN 410 EN 410 EN ISO 140-3 Material Walls Shells (W/m²K) (%) (%) (dB) Acrylic Single-walled Clear (H) 5.17 90 87 - PMMA Single-walled Opal (O) 5.17 83 76 - Double-walled Clear (H/H) 2.90 81 75 20 Double-walled Opal (O/O) 2.90 69 58 20 Triple-walled Clear (H/H/H) 1.70 73 65 22 Triple-walled Opal (O/H/O) 1.70 62 51 22 Four-walled Clear (H/H/H/H) 1.28 64 54 23 Four-walled Opal (H/H/O/H) 1.28 59 48 23 Polycarbonate Single-walled Clear (A) 5.17 88 83 - PC Single-walled Opal (D) 5.17 58 60 - Double-walled Clear (A/H) 2.90 79 72 20 Double-walled Clear (A/A) 2.90 77 69 20 Double-walled Opal (A/O) 2.90 73 63 20 Double-walled Opal (A/D) 2.90 51 50 20 Triple-walled Clear (A/H/H) 1.70 71 63 22 Triple-walled Opal (A/O/O) 1.70 61 48 22 Four-walled Clear (A/H/H/H) 1.28 64 52 23 Four-walled Opal (A/H/O/H) 1.28 59 46 23 Polycarbonate Single-walled Heatstop Opal (T) 5.17 49 59 - Heatstop PC Double-walled Clear (T/H) 2.90 44 51 20 Double-walled Opal (T/O) 2.90 41 45 20 Triple-walled Clear (T/H/H) 1.70 40 <td data-sheets-numberformat='{"1":2,"2":"0","3":1}' data-sheets-value='{"1":3,"3":44}' style="overflow:hidden;paddin | https://skylux.eu/en/products/skylux-160-ce-met-koepel-en-pvc-opstand-30-20-met-lm-motor-en-windvang-1300-x-1300-mm | https://skylux.eu/cdn/shop/files/Skylux-160deg-CE-met-koepel-en-pvc-opstand-3020-met-LM-motor-en-windvang-1300-x-1300-mm-RWA-systeem.jpg?v=1702981540&width=1600 | https://skylux.eu/cdn/shop/files/e5a82811-1bb0-48e4-a776-cacb59c7c092_fce18bcb-f20e-4ab1-a9d0-12d4000e36f6.jpg?v=1688551397&width=1600 | //skylux.eu/cdn/shop/files/E_MH_Mounting_instructions_Skylux_160_CE_LM.pdf?v=12406716259046007223 | //skylux.eu/cdn/shop/files/E_TD_Technical_File_Skylux_Skylux_160_CE_Electric.pdf?v=3667116872303399239 | <style type="text/css" id="isPasted"> <!--td { border: 1px solid #cccccc; } br { mso-data-placement: same-cell; } --> </style> <table border="1" cellpadding="0" cellspacing="0" dir="ltr" style="table-layout:fixed;font-size:10pt;font-family:Arial;border-collapse:collapse;border:none;"><tbody> <tr style="height:20px;"> <td style="overflow:hidden;padding:0px 3px 0px 3px;vertical-align:bottom;"></td> <td style="overflow:hidden;padding:0px 3px 0px 3px;vertical-align:bottom;"></td> <td style="overflow:hidden;padding:0px 3px 0px 3px;vertical-align:bottom;"></td> <td data-sheets-value='{"1":2,"2":"Ut-value"}' style="overflow:hidden;padding:0px 3px 0px 3px;vertical-align:bottom;font-weight:bold;text-align:center;">Ut-value</td> <td data-sheets-value='{"1":2,"2":"LT-value"}' style="overflow:hidden;padding:0px 3px 0px 3px;vertical-align:bottom;font-weight:bold;text-align:center;">LT-value</td> <td data-sheets-value='{"1":2,"2":"g-value"}' style="overflow:hidden;padding:0px 3px 0px 3px;vertical-align:bottom;font-weight:bold;text-align:center;">g-value</td> <td data-sheets-value='{"1":2,"2":"Rw-value "}' style="overflow:hidden;padding:0px 3px 0px 3px;vertical-align:bottom;font-weight:bold;text-align:center;">Rw-value </td> </tr> <tr style="height:20px;"> <td style="overflow:hidden;padding:0px 3px 0px 3px;vertical-align:bottom;"></td> <td style="overflow:hidden;padding:0px 3px 0px 3px;vertical-align:bottom;"></td> <td style="overflow:hidden;padding:0px 3px 0px 3px;vertical-align:bottom;"></td> <td data-sheets-numberformat='{"1":2,"2":"0.00","3":1}' data-sheets-value='{"1":2,"2":"EN 1873 : 2014"}' style="overflow:hidden;padding:0px 3px 0px 3px;vertical-align:bottom;text-align:center;">EN 1873 : 2014</td> <td data-sheets-numberformat='{"1":2,"2":"0","3":1}' data-sheets-value='{"1":2,"2":"EN ISO 13468 EN 16153 EN 410"}' style="overflow:hidden;padding:0px 3px 0px 3px;vertical-align:bottom;text-align:center;">EN ISO 13468 EN 16153 EN 410</td> <td data-sheets-numberformat='{"1":2,"2":"0","3":1}' data-sheets-value='{"1":2,"2":"EN 410"}' style="overflow:hidden;padding:0px 3px 0px 3px;vertical-align:bottom;text-align:center;">EN 410</td> <td data-sheets-value='{"1":2,"2":"EN ISO 140-3\t\t"}' style="overflow:hidden;padding:0px 3px 0px 3px;vertical-align:bottom;text-align:center;">EN ISO 140-3 </td> </tr> <tr style="height:20px;"> <td data-sheets-value='{"1":2,"2":"Material"}' style="border-bottom:1px solid #000000;overflow:hidden;padding:0px 3px 0px 3px;vertical-align:bottom;background-color:#000000;font-weight:bold;color:#ffffff;">Material</td> <td data-sheets-value='{"1":2,"2":"Walls"}' style="border-bottom:1px solid #000000;overflow:hidden;padding:0px 3px 0px 3px;vertical-align:bottom;background-color:#000000;font-weight:bold;color:#ffffff;">Walls</td> <td data-sheets-value='{"1":2,"2":"Shells"}' style="border-bottom:1px solid #000000;overflow:hidden;padding:0px 3px 0px 3px;vertical-align:bottom;background-color:#000000;font-weight:bold;color:#ffffff;">Shells</td> <td data-sheets-numberformat='{"1":2,"2":"0.00","3":1}' data-sheets-value='{"1":2,"2":"(W/m²K)\t"}' style="border-bottom:1px solid #000000;overflow:hidden;padding:0px 3px 0px 3px;vertical-align:bottom;background-color:#000000;font-weight:bold;color:#ffffff;text-align:center;">(W/m²K) </td> <td data-sheets-numberformat='{"1":2,"2":"0","3":1}' data-sheets-value='{"1":2,"2":"(%)"}' style="border-bottom:1px solid #000000;overflow:hidden;padding:0px 3px 0px 3px;vertical-align:bottom;background-color:#000000;font-weight:bold;color:#ffffff;text-align:center;">(%)</td> <td data-sheets-numberformat='{"1":2,"2":"0","3":1}' data-sheets-value='{"1":2,"2":"(%)"}' style="border-bottom:1px solid #000000;overflow:hidden;padding:0px 3px 0px 3px;vertical-align:bottom;background-color:#000000;font-weight:bold;color:#ffffff;text-align:center;">(%)</td> <td data-sheets-value='{"1":2,"2":"(dB)"}' style="border-bottom:1px solid #000000;overflow:hidden;padding:0px 3px 0px 3px;vertical-align:bottom;background-color:#000000;font-weight:bold;color:#ffffff;text-align:center;">(dB)</td> </tr> <tr style="height:20px;"> <td data-sheets-value='{"1":2,"2":"Acrylic"}' style="border-left:1px solid #000000;overflow:hidden;padding:0px 3px 0px 3px;vertical-align:bottom;font-weight:bold;">Acrylic</td> <td data-sheets-value='{"1":2,"2":"Single-walled"}' style="overflow:hidden;padding:0px 3px 0px 3px;vertical-align:bottom;font-weight:bold;">Single-walled</td> <td data-sheets-value='{"1":2,"2":"Clear (H)"}' style="border-right:1px solid #000000;overflow:hidden;padding:0px 3px 0px 3px;vertical-align:bottom;font-weight:bold;">Clear (H)</td> <td data-sheets-numberformat='{"1":2,"2":"0.00","3":1}' data-sheets-value='{"1":3,"3":5.17}' style="overflow:hidden;padding:0px 3px 0px 3px;vertical-align:bottom;text-align:center;">5.17</td> <td data-sheets-numberformat='{"1":2,"2":"0","3":1}' data-sheets-value='{"1":3,"3":90}' style="overflow:hidden;padding:0px 3px 0px 3px;vertical-align:bottom;text-align:center;">90</td> <td data-sheets-numberformat='{"1":2,"2":"0","3":1}' data-sheets-value='{"1":3,"3":87}' style="overflow:hidden;padding:0px 3px 0px 3px;vertical-align:bottom;text-align:center;">87</td> <td data-sheets-numberformat='{"1":2,"2":"0","3":1}' data-sheets-value='{"1":2,"2":"-"}' style="border-right:1px solid #000000;overflow:hidden;padding:0px 3px 0px 3px;vertical-align:bottom;text-align:center;">-</td> </tr> <tr style="height:20px;"> <td data-sheets-value='{"1":2,"2":"PMMA"}' style="border-left:1px solid #000000;overflow:hidden;padding:0px 3px 0px 3px;vertical-align:bottom;font-weight:bold;">PMMA</td> <td data-sheets-value='{"1":2,"2":"Single-walled"}' style="overflow:hidden;padding:0px 3px 0px 3px;vertical-align:bottom;font-weight:bold;">Single-walled</td> <td data-sheets-value='{"1":2,"2":"Opal (O)"}' style="border-right:1px solid #000000;overflow:hidden;padding:0px 3px 0px 3px;vertical-align:bottom;font-weight:bold;">Opal (O)</td> <td data-sheets-numberformat='{"1":2,"2":"0.00","3":1}' data-sheets-value='{"1":3,"3":5.17}' style="overflow:hidden;padding:0px 3px 0px 3px;vertical-align:bottom;text-align:center;">5.17</td> <td data-sheets-numberformat='{"1":2,"2":"0","3":1}' data-sheets-value='{"1":3,"3":83}' style="overflow:hidden;padding:0px 3px 0px 3px;vertical-align:bottom;text-align:center;">83</td> <td data-sheets-numberformat='{"1":2,"2":"0","3":1}' data-sheets-value='{"1":3,"3":76}' style="overflow:hidden;padding:0px 3px 0px 3px;vertical-align:bottom;text-align:center;">76</td> <td data-sheets-numberformat='{"1":2,"2":"0","3":1}' data-sheets-value='{"1":2,"2":"-"}' style="border-right:1px solid #000000;overflow:hidden;padding:0px 3px 0px 3px;vertical-align:bottom;text-align:center;">-</td> </tr> <tr style="height:20px;"> <td style="border-left:1px solid #000000;overflow:hidden;padding:0px 3px 0px 3px;vertical-align:bottom;font-weight:bold;"></td> <td data-sheets-value='{"1":2,"2":"Double-walled"}' style="overflow:hidden;padding:0px 3px 0px 3px;vertical-align:bottom;font-weight:bold;">Double-walled</td> <td data-sheets-value='{"1":2,"2":"Clear (H/H)"}' style="border-right:1px solid #000000;overflow:hidden;padding:0px 3px 0px 3px;vertical-align:bottom;font-weight:bold;">Clear (H/H)</td> <td data-sheets-numberformat='{"1":2,"2":"0.00","3":1}' data-sheets-value='{"1":3,"3":2.9}' style="overflow:hidden;padding:0px 3px 0px 3px;vertical-align:bottom;text-align:center;">2.90</td> <td data-sheets-numberformat='{"1":2,"2":"0","3":1}' data-sheets-value='{"1":3,"3":81}' style="overflow:hidden;padding:0px 3px 0px 3px;vertical-align:bottom;text-align:center;">81</td> <td data-sheets-numberformat='{"1":2,"2":"0","3":1}' data-sheets-value='{"1":3,"3":75}' style="overflow:hidden;padding:0px 3px 0px 3px;vertical-align:bottom;text-align:center;">75</td> <td data-sheets-numberformat='{"1":2,"2":"0","3":1}' data-sheets-value='{"1":3,"3":20}' style="border-right:1px solid #000000;overflow:hidden;padding:0px 3px 0px 3px;vertical-align:bottom;text-align:center;">20</td> </tr> <tr style="height:20px;"> <td style="border-left:1px solid #000000;overflow:hidden;padding:0px 3px 0px 3px;vertical-align:bottom;font-weight:bold;"></td> <td data-sheets-value='{"1":2,"2":"Double-walled"}' style="overflow:hidden;padding:0px 3px 0px 3px;vertical-align:bottom;font-weight:bold;">Double-walled</td> <td data-sheets-value='{"1":2,"2":"Opal (O/O)"}' style="border-right:1px solid #000000;overflow:hidden;padding:0px 3px 0px 3px;vertical-align:bottom;font-weight:bold;">Opal (O/O)</td> <td data-sheets-numberformat='{"1":2,"2":"0.00","3":1}' data-sheets-value='{"1":3,"3":2.9}' style="overflow:hidden;padding:0px 3px 0px 3px;vertical-align:bottom;text-align:center;">2.90</td> <td data-sheets-numberformat='{"1":2,"2":"0","3":1}' data-sheets-value='{"1":3,"3":69}' style="overflow:hidden;padding:0px 3px 0px 3px;vertical-align:bottom;text-align:center;">69</td> <td data-sheets-numberformat='{"1":2,"2":"0","3":1}' data-sheets-value='{"1":3,"3":58}' style="overflow:hidden;padding:0px 3px 0px 3px;vertical-align:bottom;text-align:center;">58</td> <td data-sheets-numberformat='{"1":2,"2":"0","3":1}' data-sheets-value='{"1":3,"3":20}' style="border-right:1px solid #000000;overflow:hidden;padding:0px 3px 0px 3px;vertical-align:bottom;text-align:center;">20</td> </tr> <tr style="height:20px;"> <td style="border-left:1px solid #000000;overflow:hidden;padding:0px 3px 0px 3px;vertical-align:bottom;font-weight:bold;"></td> <td data-sheets-value='{"1":2,"2":"Triple-walled"}' style="overflow:hidden;padding:0px 3px 0px 3px;vertical-align:bottom;font-weight:bold;">Triple-walled</td> <td data-sheets-value='{"1":2,"2":"Clear (H/H/H)"}' style="border-right:1px solid #000000;overflow:hidden;padding:0px 3px 0px 3px;vertical-align:bottom;font-weight:bold;">Clear (H/H/H)</td> <td data-sheets-numberformat='{"1":2,"2":"0.00","3":1}' data-sheets-value='{"1":3,"3":1.7}' style="overflow:hidden;padding:0px 3px 0px 3px;vertical-align:bottom;text-align:center;">1.70</td> <td data-sheets-numberformat='{"1":2,"2":"0","3":1}' data-sheets-value='{"1":3,"3":73}' style="overflow:hidden;padding:0px 3px 0px 3px;vertical-align:bottom;text-align:center;">73</td> <td data-sheets-numberformat='{"1":2,"2":"0","3":1}' data-sheets-value='{"1":3,"3":65}' style="overflow:hidden;padding:0px 3px 0px 3px;vertical-align:bottom;text-align:center;">65</td> <td data-sheets-numberformat='{"1":2,"2":"0","3":1}' data-sheets-value='{"1":3,"3":22}' style="border-right:1px solid #000000;overflow:hidden;padding:0px 3px 0px 3px;vertical-align:bottom;text-align:center;">22</td> </tr> <tr style="height:20px;"> <td style="border-left:1px solid #000000;overflow:hidden;padding:0px 3px 0px 3px;vertical-align:bottom;font-weight:bold;"></td> <td data-sheets-value='{"1":2,"2":"Triple-walled"}' style="overflow:hidden;padding:0px 3px 0px 3px;vertical-align:bottom;font-weight:bold;">Triple-walled</td> <td data-sheets-value='{"1":2,"2":"Opal (O/H/O)"}' style="border-right:1px solid #000000;overflow:hidden;padding:0px 3px 0px 3px;vertical-align:bottom;font-weight:bold;">Opal (O/H/O)</td> <td data-sheets-numberformat='{"1":2,"2":"0.00","3":1}' data-sheets-value='{"1":3,"3":1.7}' style="overflow:hidden;padding:0px 3px 0px 3px;vertical-align:bottom;text-align:center;">1.70</td> <td data-sheets-numberformat='{"1":2,"2":"0","3":1}' data-sheets-value='{"1":3,"3":62}' style="overflow:hidden;padding:0px 3px 0px 3px;vertical-align:bottom;text-align:center;">62</td> <td data-sheets-numberformat='{"1":2,"2":"0","3":1}' data-sheets-value='{"1":3,"3":51}' style="overflow:hidden;padding:0px 3px 0px 3px;vertical-align:bottom;text-align:center;">51</td> <td data-sheets-numberformat='{"1":2,"2":"0","3":1}' data-sheets-value='{"1":3,"3":22}' style="border-right:1px solid #000000;overflow:hidden;padding:0px 3px 0px 3px;vertical-align:bottom;text-align:center;">22</td> </tr> <tr style="height:20px;"> <td style="border-left:1px solid #000000;overflow:hidden;padding:0px 3px 0px 3px;vertical-align:bottom;font-weight:bold;"></td> <td data-sheets-value='{"1":2,"2":"Four-walled"}' style="overflow:hidden;padding:0px 3px 0px 3px;vertical-align:bottom;font-weight:bold;">Four-walled</td> <td data-sheets-value='{"1":2,"2":"Clear (H/H/H/H)"}' style="border-right:1px solid #000000;overflow:hidden;padding:0px 3px 0px 3px;vertical-align:bottom;font-weight:bold;">Clear (H/H/H/H)</td> <td data-sheets-numberformat='{"1":2,"2":"0.00","3":1}' data-sheets-value='{"1":3,"3":1.28}' style="overflow:hidden;padding:0px 3px 0px 3px;vertical-align:bottom;text-align:center;">1.28</td> <td data-sheets-numberformat='{"1":2,"2":"0","3":1}' data-sheets-value='{"1":3,"3":64}' style="overflow:hidden;padding:0px 3px 0px 3px;vertical-align:bottom;text-align:center;">64</td> <td data-sheets-numberformat='{"1":2,"2":"0","3":1}' data-sheets-value='{"1":3,"3":54}' style="overflow:hidden;padding:0px 3px 0px 3px;vertical-align:bottom;text-align:center;">54</td> <td data-sheets-numberformat='{"1":2,"2":"0","3":1}' data-sheets-value='{"1":3,"3":23}' style="border-right:1px solid #000000;overflow:hidden;padding:0px 3px 0px 3px;vertical-align:bottom;text-align:center;">23</td> </tr> <tr style="height:20px;"> <td style="border-bottom:1px solid #000000;border-left:1px solid #000000;overflow:hidden;padding:0px 3px 0px 3px;vertical-align:bottom;"></td> <td data-sheets-value='{"1":2,"2":"Four-walled"}' style="border-bottom:1px solid #000000;overflow:hidden;padding:0px 3px 0px 3px;vertical-align:bottom;font-weight:bold;">Four-walled</td> <td data-sheets-value='{"1":2,"2":"Opal (H/H/O/H)"}' style="border-right:1px solid #000000;border-bottom:1px solid #000000;overflow:hidden;padding:0px 3px 0px 3px;vertical-align:bottom;font-weight:bold;">Opal (H/H/O/H)</td> <td data-sheets-numberformat='{"1":2,"2":"0.00","3":1}' data-sheets-value='{"1":3,"3":1.28}' style="border-bottom:1px solid #000000;overflow:hidden;padding:0px 3px 0px 3px;vertical-align:bottom;text-align:center;">1.28</td> <td data-sheets-numberformat='{"1":2,"2":"0","3":1}' data-sheets-value='{"1":3,"3":59}' style="border-bottom:1px solid #000000;overflow:hidden;padding:0px 3px 0px 3px;vertical-align:bottom;text-align:center;">59</td> <td data-sheets-numberformat='{"1":2,"2":"0","3":1}' data-sheets-value='{"1":3,"3":48}' style="border-bottom:1px solid #000000;overflow:hidden;padding:0px 3px 0px 3px;vertical-align:bottom;text-align:center;">48</td> <td data-sheets-numberformat='{"1":2,"2":"0","3":1}' data-sheets-value='{"1":3,"3":23}' style="border-right:1px solid #000000;border-bottom:1px solid #000000;overflow:hidden;padding:0px 3px 0px 3px;vertical-align:bottom;text-align:center;">23</td> </tr> <tr style="height:20px;"> <td data-sheets-value='{"1":2,"2":"Polycarbonate "}' style="border-left:1px solid #000000;overflow:hidden;padding:0px 3px 0px 3px;vertical-align:bottom;font-weight:bold;">Polycarbonate </td> <td data-sheets-value='{"1":2,"2":"Single-walled"}' style="overflow:hidden;padding:0px 3px 0px 3px;vertical-align:bottom;font-weight:bold;">Single-walled</td> <td data-sheets-value='{"1":2,"2":"Clear (A)"}' style="border-right:1px solid #000000;overflow:hidden;padding:0px 3px 0px 3px;vertical-align:bottom;font-weight:bold;">Clear (A)</td> <td data-sheets-numberformat='{"1":2,"2":"0.00","3":1}' data-sheets-value='{"1":3,"3":5.17}' style="overflow:hidden;padding:0px 3px 0px 3px;vertical-align:bottom;text-align:center;">5.17</td> <td data-sheets-numberformat='{"1":2,"2":"0","3":1}' data-sheets-value='{"1":3,"3":88}' style="overflow:hidden;padding:0px 3px 0px 3px;vertical-align:bottom;text-align:center;">88</td> <td data-sheets-numberformat='{"1":2,"2":"0","3":1}' data-sheets-value='{"1":3,"3":83}' style="overflow:hidden;padding:0px 3px 0px 3px;vertical-align:bottom;text-align:center;">83</td> <td data-sheets-numberformat='{"1":2,"2":"0","3":1}' data-sheets-value='{"1":2,"2":"-"}' style="border-right:1px solid #000000;overflow:hidden;padding:0px 3px 0px 3px;vertical-align:bottom;text-align:center;">-</td> </tr> <tr style="height:20px;"> <td data-sheets-value='{"1":2,"2":"PC"}' style="border-left:1px solid #000000;overflow:hidden;padding:0px 3px 0px 3px;vertical-align:bottom;font-weight:bold;">PC</td> <td data-sheets-value='{"1":2,"2":"Single-walled"}' style="overflow:hidden;padding:0px 3px 0px 3px;vertical-align:bottom;font-weight:bold;">Single-walled</td> <td data-sheets-value='{"1":2,"2":"Opal (D)"}' style="border-right:1px solid #000000;overflow:hidden;padding:0px 3px 0px 3px;vertical-align:bottom;font-weight:bold;">Opal (D)</td> <td data-sheets-numberformat='{"1":2,"2":"0.00","3":1}' data-sheets-value='{"1":3,"3":5.17}' style="overflow:hidden;padding:0px 3px 0px 3px;vertical-align:bottom;text-align:center;">5.17</td> <td data-sheets-numberformat='{"1":2,"2":"0","3":1}' data-sheets-value='{"1":3,"3":58}' style="overflow:hidden;padding:0px 3px 0px 3px;vertical-align:bottom;text-align:center;">58</td> <td data-sheets-numberformat='{"1":2,"2":"0","3":1}' data-sheets-value='{"1":3,"3":60}' style="overflow:hidden;padding:0px 3px 0px 3px;vertical-align:bottom;text-align:center;">60</td> <td data-sheets-numberformat='{"1":2,"2":"0","3":1}' data-sheets-value='{"1":2,"2":"-"}' style="border-right:1px solid #000000;overflow:hidden;padding:0px 3px 0px 3px;vertical-align:bottom;text-align:center;">-</td> </tr> <tr style="height:20px;"> <td style="border-left:1px solid #000000;overflow:hidden;padding:0px 3px 0px 3px;vertical-align:bottom;font-weight:bold;"></td> <td data-sheets-value='{"1":2,"2":"Double-walled"}' style="overflow:hidden;padding:0px 3px 0px 3px;vertical-align:bottom;font-weight:bold;">Double-walled</td> <td data-sheets-value='{"1":2,"2":"Clear (A/H)"}' style="border-right:1px solid #000000;overflow:hidden;padding:0px 3px 0px 3px;vertical-align:bottom;font-weight:bold;">Clear (A/H)</td> <td data-sheets-numberformat='{"1":2,"2":"0.00","3":1}' data-sheets-value='{"1":3,"3":2.9}' style="overflow:hidden;padding:0px 3px 0px 3px;vertical-align:bottom;text-align:center;">2.90</td> <td data-sheets-numberformat='{"1":2,"2":"0","3":1}' data-sheets-value='{"1":3,"3":79}' style="overflow:hidden;padding:0px 3px 0px 3px;vertical-align:bottom;text-align:center;">79</td> <td data-sheets-numberformat='{"1":2,"2":"0","3":1}' data-sheets-value='{"1":3,"3":72}' style="overflow:hidden;padding:0px 3px 0px 3px;vertical-align:bottom;text-align:center;">72</td> <td data-sheets-numberformat='{"1":2,"2":"0","3":1}' data-sheets-value='{"1":3,"3":20}' style="border-right:1px solid #000000;overflow:hidden;padding:0px 3px 0px 3px;vertical-align:bottom;text-align:center;">20</td> </tr> <tr style="height:20px;"> <td style="border-left:1px solid #000000;overflow:hidden;padding:0px 3px 0px 3px;vertical-align:bottom;font-weight:bold;"></td> <td data-sheets-value='{"1":2,"2":"Double-walled"}' style="overflow:hidden;padding:0px 3px 0px 3px;vertical-align:bottom;font-weight:bold;">Double-walled</td> <td data-sheets-value='{"1":2,"2":"Clear (A/A)"}' style="border-right:1px solid #000000;overflow:hidden;padding:0px 3px 0px 3px;vertical-align:bottom;font-weight:bold;">Clear (A/A)</td> <td data-sheets-numberformat='{"1":2,"2":"0.00","3":1}' data-sheets-value='{"1":3,"3":2.9}' style="overflow:hidden;padding:0px 3px 0px 3px;vertical-align:bottom;text-align:center;">2.90</td> <td data-sheets-numberformat='{"1":2,"2":"0","3":1}' data-sheets-value='{"1":3,"3":77}' style="overflow:hidden;padding:0px 3px 0px 3px;vertical-align:bottom;text-align:center;">77</td> <td data-sheets-numberformat='{"1":2,"2":"0","3":1}' data-sheets-value='{"1":3,"3":69}' style="overflow:hidden;padding:0px 3px 0px 3px;vertical-align:bottom;text-align:center;">69</td> <td data-sheets-numberformat='{"1":2,"2":"0","3":1}' data-sheets-value='{"1":3,"3":20}' style="border-right:1px solid #000000;overflow:hidden;padding:0px 3px 0px 3px;vertical-align:bottom;text-align:center;">20</td> </tr> <tr style="height:20px;"> <td style="border-left:1px solid #000000;overflow:hidden;padding:0px 3px 0px 3px;vertical-align:bottom;font-weight:bold;"></td> <td data-sheets-value='{"1":2,"2":"Double-walled"}' style="overflow:hidden;padding:0px 3px 0px 3px;vertical-align:bottom;font-weight:bold;">Double-walled</td> <td data-sheets-value='{"1":2,"2":"Opal (A/O)"}' style="border-right:1px solid #000000;overflow:hidden;padding:0px 3px 0px 3px;vertical-align:bottom;font-weight:bold;">Opal (A/O)</td> <td data-sheets-numberformat='{"1":2,"2":"0.00","3":1}' data-sheets-value='{"1":3,"3":2.9}' style="overflow:hidden;padding:0px 3px 0px 3px;vertical-align:bottom;text-align:center;">2.90</td> <td data-sheets-numberformat='{"1":2,"2":"0","3":1}' data-sheets-value='{"1":3,"3":73}' style="overflow:hidden;padding:0px 3px 0px 3px;vertical-align:bottom;text-align:center;">73</td> <td data-sheets-numberformat='{"1":2,"2":"0","3":1}' data-sheets-value='{"1":3,"3":63}' style="overflow:hidden;padding:0px 3px 0px 3px;vertical-align:bottom;text-align:center;">63</td> <td data-sheets-numberformat='{"1":2,"2":"0","3":1}' data-sheets-value='{"1":3,"3":20}' style="border-right:1px solid #000000;overflow:hidden;padding:0px 3px 0px 3px;vertical-align:bottom;text-align:center;">20</td> </tr> <tr style="height:20px;"> <td style="border-left:1px solid #000000;overflow:hidden;padding:0px 3px 0px 3px;vertical-align:bottom;font-weight:bold;"></td> <td data-sheets-value='{"1":2,"2":"Double-walled"}' style="overflow:hidden;padding:0px 3px 0px 3px;vertical-align:bottom;font-weight:bold;">Double-walled</td> <td data-sheets-value='{"1":2,"2":"Opal (A/D)"}' style="border-right:1px solid #000000;overflow:hidden;padding:0px 3px 0px 3px;vertical-align:bottom;font-weight:bold;">Opal (A/D)</td> <td data-sheets-numberformat='{"1":2,"2":"0.00","3":1}' data-sheets-value='{"1":3,"3":2.9}' style="overflow:hidden;padding:0px 3px 0px 3px;vertical-align:bottom;text-align:center;">2.90</td> <td data-sheets-numberformat='{"1":2,"2":"0","3":1}' data-sheets-value='{"1":3,"3":51}' style="overflow:hidden;padding:0px 3px 0px 3px;vertical-align:bottom;text-align:center;">51</td> <td data-sheets-numberformat='{"1":2,"2":"0","3":1}' data-sheets-value='{"1":3,"3":50}' style="overflow:hidden;padding:0px 3px 0px 3px;vertical-align:bottom;text-align:center;">50</td> <td data-sheets-numberformat='{"1":2,"2":"0","3":1}' data-sheets-value='{"1":3,"3":20}' style="border-right:1px solid #000000;overflow:hidden;padding:0px 3px 0px 3px;vertical-align:bottom;text-align:center;">20</td> </tr> <tr style="height:20px;"> <td style="border-left:1px solid #000000;overflow:hidden;padding:0px 3px 0px 3px;vertical-align:bottom;font-weight:bold;"></td> <td data-sheets-value='{"1":2,"2":"Triple-walled"}' style="overflow:hidden;padding:0px 3px 0px 3px;vertical-align:bottom;font-weight:bold;">Triple-walled</td> <td data-sheets-value='{"1":2,"2":"Clear (A/H/H)"}' style="border-right:1px solid #000000;overflow:hidden;padding:0px 3px 0px 3px;vertical-align:bottom;font-weight:bold;">Clear (A/H/H)</td> <td data-sheets-numberformat='{"1":2,"2":"0.00","3":1}' data-sheets-value='{"1":3,"3":1.7}' style="overflow:hidden;padding:0px 3px 0px 3px;vertical-align:bottom;text-align:center;">1.70</td> <td data-sheets-numberformat='{"1":2,"2":"0","3":1}' data-sheets-value='{"1":3,"3":71}' style="overflow:hidden;padding:0px 3px 0px 3px;vertical-align:bottom;text-align:center;">71</td> <td data-sheets-numberformat='{"1":2,"2":"0","3":1}' data-sheets-value='{"1":3,"3":63}' style="overflow:hidden;padding:0px 3px 0px 3px;vertical-align:bottom;text-align:center;">63</td> <td data-sheets-numberformat='{"1":2,"2":"0","3":1}' data-sheets-value='{"1":3,"3":22}' style="border-right:1px solid #000000;overflow:hidden;padding:0px 3px 0px 3px;vertical-align:bottom;text-align:center;">22</td> </tr> <tr style="height:20px;"> <td style="border-left:1px solid #000000;overflow:hidden;padding:0px 3px 0px 3px;vertical-align:bottom;font-weight:bold;"></td> <td data-sheets-value='{"1":2,"2":"Triple-walled"}' style="overflow:hidden;padding:0px 3px 0px 3px;vertical-align:bottom;font-weight:bold;">Triple-walled</td> <td data-sheets-value='{"1":2,"2":"Opal (A/O/O)"}' style="border-right:1px solid #000000;overflow:hidden;padding:0px 3px 0px 3px;vertical-align:bottom;font-weight:bold;">Opal (A/O/O)</td> <td data-sheets-numberformat='{"1":2,"2":"0.00","3":1}' data-sheets-value='{"1":3,"3":1.7}' style="overflow:hidden;padding:0px 3px 0px 3px;vertical-align:bottom;text-align:center;">1.70</td> <td data-sheets-numberformat='{"1":2,"2":"0","3":1}' data-sheets-value='{"1":3,"3":61}' style="overflow:hidden;padding:0px 3px 0px 3px;vertical-align:bottom;text-align:center;">61</td> <td data-sheets-numberformat='{"1":2,"2":"0","3":1}' data-sheets-value='{"1":3,"3":48}' style="overflow:hidden;padding:0px 3px 0px 3px;vertical-align:bottom;text-align:center;">48</td> <td data-sheets-numberformat='{"1":2,"2":"0","3":1}' data-sheets-value='{"1":3,"3":22}' style="border-right:1px solid #000000;overflow:hidden;padding:0px 3px 0px 3px;vertical-align:bottom;text-align:center;">22</td> </tr> <tr style="height:20px;"> <td style="border-left:1px solid #000000;overflow:hidden;padding:0px 3px 0px 3px;vertical-align:bottom;font-weight:bold;"></td> <td data-sheets-value='{"1":2,"2":"Four-walled"}' style="overflow:hidden;padding:0px 3px 0px 3px;vertical-align:bottom;font-weight:bold;">Four-walled</td> <td data-sheets-value='{"1":2,"2":"Clear (A/H/H/H)"}' style="border-right:1px solid #000000;overflow:hidden;padding:0px 3px 0px 3px;vertical-align:bottom;font-weight:bold;">Clear (A/H/H/H)</td> <td data-sheets-numberformat='{"1":2,"2":"0.00","3":1}' data-sheets-value='{"1":3,"3":1.28}' style="overflow:hidden;padding:0px 3px 0px 3px;vertical-align:bottom;text-align:center;">1.28</td> <td data-sheets-numberformat='{"1":2,"2":"0","3":1}' data-sheets-value='{"1":3,"3":64}' style="overflow:hidden;padding:0px 3px 0px 3px;vertical-align:bottom;text-align:center;">64</td> <td data-sheets-numberformat='{"1":2,"2":"0","3":1}' data-sheets-value='{"1":3,"3":52}' style="overflow:hidden;padding:0px 3px 0px 3px;vertical-align:bottom;text-align:center;">52</td> <td data-sheets-numberformat='{"1":2,"2":"0","3":1}' data-sheets-value='{"1":3,"3":23}' style="border-right:1px solid #000000;overflow:hidden;padding:0px 3px 0px 3px;vertical-align:bottom;text-align:center;">23</td> </tr> <tr style="height:20px;"> <td style="border-bottom:1px solid #000000;border-left:1px solid #000000;overflow:hidden;padding:0px 3px 0px 3px;vertical-align:bottom;"></td> <td data-sheets-value='{"1":2,"2":"Four-walled"}' style="border-bottom:1px solid #000000;overflow:hidden;padding:0px 3px 0px 3px;vertical-align:bottom;font-weight:bold;">Four-walled</td> <td data-sheets-value='{"1":2,"2":"Opal (A/H/O/H)"}' style="border-right:1px solid #000000;border-bottom:1px solid #000000;overflow:hidden;padding:0px 3px 0px 3px;vertical-align:bottom;font-weight:bold;">Opal (A/H/O/H)</td> <td data-sheets-numberformat='{"1":2,"2":"0.00","3":1}' data-sheets-value='{"1":3,"3":1.28}' style="border-bottom:1px solid #000000;overflow:hidden;padding:0px 3px 0px 3px;vertical-align:bottom;text-align:center;">1.28</td> <td data-sheets-numberformat='{"1":2,"2":"0","3":1}' data-sheets-value='{"1":3,"3":59}' style="border-bottom:1px solid #000000;overflow:hidden;padding:0px 3px 0px 3px;vertical-align:bottom;text-align:center;">59</td> <td data-sheets-numberformat='{"1":2,"2":"0","3":1}' data-sheets-value='{"1":3,"3":46}' style="border-bottom:1px solid #000000;overflow:hidden;padding:0px 3px 0px 3px;vertical-align:bottom;text-align:center;">46</td> <td data-sheets-numberformat='{"1":2,"2":"0","3":1}' data-sheets-value='{"1":3,"3":23}' style="border-right:1px solid #000000;border-bottom:1px solid #000000;overflow:hidden;padding:0px 3px 0px 3px;vertical-align:bottom;text-align:center;">23</td> </tr> <tr style="height:20px;"> <td data-sheets-value='{"1":2,"2":"Polycarbonate"}' style="border-left:1px solid #000000;overflow:hidden;padding:0px 3px 0px 3px;vertical-align:bottom;font-weight:bold;">Polycarbonate</td> <td data-sheets-value='{"1":2,"2":"Single-walled"}' style="overflow:hidden;padding:0px 3px 0px 3px;vertical-align:bottom;font-weight:bold;">Single-walled</td> <td data-sheets-value='{"1":2,"2":"Heatstop Opal (T)"}' style="border-right:1px solid #000000;overflow:hidden;padding:0px 3px 0px 3px;vertical-align:bottom;font-weight:bold;">Heatstop Opal (T)</td> <td data-sheets-numberformat='{"1":2,"2":"0.00","3":1}' data-sheets-value='{"1":3,"3":5.17}' style="overflow:hidden;padding:0px 3px 0px 3px;vertical-align:bottom;text-align:center;">5.17</td> <td data-sheets-numberformat='{"1":2,"2":"0","3":1}' data-sheets-value='{"1":3,"3":49}' style="overflow:hidden;padding:0px 3px 0px 3px;vertical-align:bottom;text-align:center;">49</td> <td data-sheets-numberformat='{"1":2,"2":"0","3":1}' data-sheets-value='{"1":3,"3":59}' style="overflow:hidden;padding:0px 3px 0px 3px;vertical-align:bottom;text-align:center;">59</td> <td data-sheets-numberformat='{"1":2,"2":"0","3":1}' data-sheets-value='{"1":2,"2":"-"}' style="border-right:1px solid #000000;overflow:hidden;padding:0px 3px 0px 3px;vertical-align:bottom;text-align:center;">-</td> </tr> <tr style="height:20px;"> <td data-sheets-value='{"1":2,"2":"Heatstop PC"}' style="border-left:1px solid #000000;overflow:hidden;padding:0px 3px 0px 3px;vertical-align:bottom;font-weight:bold;">Heatstop PC</td> <td data-sheets-value='{"1":2,"2":"Double-walled"}' style="overflow:hidden;padding:0px 3px 0px 3px;vertical-align:bottom;font-weight:bold;">Double-walled</td> <td data-sheets-value='{"1":2,"2":"Clear (T/H)"}' style="border-right:1px solid #000000;overflow:hidden;padding:0px 3px 0px 3px;vertical-align:bottom;font-weight:bold;">Clear (T/H)</td> <td data-sheets-numberformat='{"1":2,"2":"0.00","3":1}' data-sheets-value='{"1":3,"3":2.9}' style="overflow:hidden;padding:0px 3px 0px 3px;vertical-align:bottom;text-align:center;">2.90</td> <td data-sheets-numberformat='{"1":2,"2":"0","3":1}' data-sheets-value='{"1":3,"3":44}' style="overflow:hidden;padding:0px 3px 0px 3px;vertical-align:bottom;text-align:center;">44</td> <td data-sheets-numberformat='{"1":2,"2":"0","3":1}' data-sheets-value='{"1":3,"3":51}' style="overflow:hidden;padding:0px 3px 0px 3px;vertical-align:bottom;text-align:center;">51</td> <td data-sheets-numberformat='{"1":2,"2":"0","3":1}' data-sheets-value='{"1":3,"3":20}' style="border-right:1px solid #000000;overflow:hidden;padding:0px 3px 0px 3px;vertical-align:bottom;text-align:center;">20</td> </tr> <tr style="height:20px;"> <td style="border-left:1px solid #000000;overflow:hidden;padding:0px 3px 0px 3px;vertical-align:bottom;font-weight:bold;"></td> <td data-sheets-value='{"1":2,"2":"Double-walled"}' style="overflow:hidden;padding:0px 3px 0px 3px;vertical-align:bottom;font-weight:bold;">Double-walled</td> <td data-sheets-value='{"1":2,"2":"Opal (T/O)"}' style="border-right:1px solid #000000;overflow:hidden;padding:0px 3px 0px 3px;vertical-align:bottom;font-weight:bold;">Opal (T/O)</td> <td data-sheets-numberformat='{"1":2,"2":"0.00","3":1}' data-sheets-value='{"1":3,"3":2.9}' style="overflow:hidden;padding:0px 3px 0px 3px;vertical-align:bottom;text-align:center;">2.90</td> <td data-sheets-numberformat='{"1":2,"2":"0","3":1}' data-sheets-value='{"1":3,"3":41}' style="overflow:hidden;padding:0px 3px 0px 3px;vertical-align:bottom;text-align:center;">41</td> <td data-sheets-numberformat='{"1":2,"2":"0","3":1}' data-sheets-value='{"1":3,"3":45}' style="overflow:hidden;padding:0px 3px 0px 3px;vertical-align:bottom;text-align:center;">45</td> <td data-sheets-numberformat='{"1":2,"2":"0","3":1}' data-sheets-value='{"1":3,"3":20}' style="border-right:1px solid #000000;overflow:hidden;padding:0px 3px 0px 3px;vertical-align:bottom;text-align:center;">20</td> </tr> <tr style="height:20px;"> <td style="border-left:1px solid #000000;overflow:hidden;padding:0px 3px 0px 3px;vertical-align:bottom;font-weight:bold;"></td> <td data-sheets-value='{"1":2,"2":"Triple-walled"}' style="overflow:hidden; | skylux-160-ce-met-koepel-en-pvc-opstand-30-20-met-lm-motor-en-windvang-1300-x-1300-mm | 8586040475981 | 46872373789005
Smoke and heat exhaust (SHEV) | SHE system | Skylux | Skylux 160° CE with skylight and PVC curb 30/20 with LM-actuator and spoiler 1300 x 1600 mm |  | 26608 | 5412970266082 | 5234.5 | Yes | 30-45 | 90.09 | 1300 x 1600 mm | 1600 | 1300 |  | PVC 30/20 (30 cm high & roof opening = 20 cm larger than daylight size) | Rectangular | 5.17 W/m²K - 1.28 W/m²K | 87% - 32% | 90% - 32% | 20dB - 23dB | 160° CE (for industry) | skylight | with spoiler | E | Single actuator | Maximum four-walled skylight possible for this product | Ut-value LT-value g-value Rw-value EN 1873 : 2014 EN ISO 13468 EN 16153 EN 410 EN 410 EN ISO 140-3 Material Walls Shells (W/m²K) (%) (%) (dB) Acrylic Single-walled Clear (H) 5.17 90 87 - PMMA Single-walled Opal (O) 5.17 83 76 - Double-walled Clear (H/H) 2.90 81 75 20 Double-walled Opal (O/O) 2.90 69 58 20 Triple-walled Clear (H/H/H) 1.70 73 65 22 Triple-walled Opal (O/H/O) 1.70 62 51 22 Four-walled Clear (H/H/H/H) 1.28 64 54 23 Four-walled Opal (H/H/O/H) 1.28 59 48 23 Polycarbonate Single-walled Clear (A) 5.17 88 83 - PC Single-walled Opal (D) 5.17 58 60 - Double-walled Clear (A/H) 2.90 79 72 20 Double-walled Clear (A/A) 2.90 77 69 20 Double-walled Opal (A/O) 2.90 73 63 20 Double-walled Opal (A/D) 2.90 51 50 20 Triple-walled Clear (A/H/H) 1.70 71 63 22 Triple-walled Opal (A/O/O) 1.70 61 48 22 Four-walled Clear (A/H/H/H) 1.28 64 52 23 Four-walled Opal (A/H/O/H) 1.28 59 46 23 Polycarbonate Single-walled Heatstop Opal (T) 5.17 49 59 - Heatstop PC Double-walled Clear (T/H) 2.90 44 51 20 Double-walled Opal (T/O) 2.90 41 45 20 Triple-walled Clear (T/H/H) 1.70 40 <td data-sheets-numberformat='{"1":2,"2":"0","3":1}' data-sheets-value='{"1":3,"3":44}' style="overflow:hidden;paddin | https://skylux.eu/en/products/skylux-160-ce-met-koepel-en-pvc-opstand-30-20-met-lm-motor-en-windvang-1300-x-1600-mm | https://skylux.eu/cdn/shop/files/Skylux-160deg-CE-met-koepel-en-pvc-opstand-3020-met-LM-motor-en-windvang-1300-x-1600-mm-RWA-systeem.jpg?v=1702981546&width=1600 | https://skylux.eu/cdn/shop/files/e5a82811-1bb0-48e4-a776-cacb59c7c092_fff118fe-3613-46ff-a4d7-4e57da5ce691.jpg?v=1688551398&width=1600 | //skylux.eu/cdn/shop/files/E_MH_Mounting_instructions_Skylux_160_CE_LM.pdf?v=12406716259046007223 | //skylux.eu/cdn/shop/files/E_TD_Technical_File_Skylux_Skylux_160_CE_Electric.pdf?v=3667116872303399239 | <style type="text/css" id="isPasted"> <!--td { border: 1px solid #cccccc; } br { mso-data-placement: same-cell; } --> </style> <table border="1" cellpadding="0" cellspacing="0" dir="ltr" style="table-layout:fixed;font-size:10pt;font-family:Arial;border-collapse:collapse;border:none;"><tbody> <tr style="height:20px;"> <td style="overflow:hidden;padding:0px 3px 0px 3px;vertical-align:bottom;"></td> <td style="overflow:hidden;padding:0px 3px 0px 3px;vertical-align:bottom;"></td> <td style="overflow:hidden;padding:0px 3px 0px 3px;vertical-align:bottom;"></td> <td data-sheets-value='{"1":2,"2":"Ut-value"}' style="overflow:hidden;padding:0px 3px 0px 3px;vertical-align:bottom;font-weight:bold;text-align:center;">Ut-value</td> <td data-sheets-value='{"1":2,"2":"LT-value"}' style="overflow:hidden;padding:0px 3px 0px 3px;vertical-align:bottom;font-weight:bold;text-align:center;">LT-value</td> <td data-sheets-value='{"1":2,"2":"g-value"}' style="overflow:hidden;padding:0px 3px 0px 3px;vertical-align:bottom;font-weight:bold;text-align:center;">g-value</td> <td data-sheets-value='{"1":2,"2":"Rw-value "}' style="overflow:hidden;padding:0px 3px 0px 3px;vertical-align:bottom;font-weight:bold;text-align:center;">Rw-value </td> </tr> <tr style="height:20px;"> <td style="overflow:hidden;padding:0px 3px 0px 3px;vertical-align:bottom;"></td> <td style="overflow:hidden;padding:0px 3px 0px 3px;vertical-align:bottom;"></td> <td style="overflow:hidden;padding:0px 3px 0px 3px;vertical-align:bottom;"></td> <td data-sheets-numberformat='{"1":2,"2":"0.00","3":1}' data-sheets-value='{"1":2,"2":"EN 1873 : 2014"}' style="overflow:hidden;padding:0px 3px 0px 3px;vertical-align:bottom;text-align:center;">EN 1873 : 2014</td> <td data-sheets-numberformat='{"1":2,"2":"0","3":1}' data-sheets-value='{"1":2,"2":"EN ISO 13468 EN 16153 EN 410"}' style="overflow:hidden;padding:0px 3px 0px 3px;vertical-align:bottom;text-align:center;">EN ISO 13468 EN 16153 EN 410</td> <td data-sheets-numberformat='{"1":2,"2":"0","3":1}' data-sheets-value='{"1":2,"2":"EN 410"}' style="overflow:hidden;padding:0px 3px 0px 3px;vertical-align:bottom;text-align:center;">EN 410</td> <td data-sheets-value='{"1":2,"2":"EN ISO 140-3\t\t"}' style="overflow:hidden;padding:0px 3px 0px 3px;vertical-align:bottom;text-align:center;">EN ISO 140-3 </td> </tr> <tr style="height:20px;"> <td data-sheets-value='{"1":2,"2":"Material"}' style="border-bottom:1px solid #000000;overflow:hidden;padding:0px 3px 0px 3px;vertical-align:bottom;background-color:#000000;font-weight:bold;color:#ffffff;">Material</td> <td data-sheets-value='{"1":2,"2":"Walls"}' style="border-bottom:1px solid #000000;overflow:hidden;padding:0px 3px 0px 3px;vertical-align:bottom;background-color:#000000;font-weight:bold;color:#ffffff;">Walls</td> <td data-sheets-value='{"1":2,"2":"Shells"}' style="border-bottom:1px solid #000000;overflow:hidden;padding:0px 3px 0px 3px;vertical-align:bottom;background-color:#000000;font-weight:bold;color:#ffffff;">Shells</td> <td data-sheets-numberformat='{"1":2,"2":"0.00","3":1}' data-sheets-value='{"1":2,"2":"(W/m²K)\t"}' style="border-bottom:1px solid #000000;overflow:hidden;padding:0px 3px 0px 3px;vertical-align:bottom;background-color:#000000;font-weight:bold;color:#ffffff;text-align:center;">(W/m²K) </td> <td data-sheets-numberformat='{"1":2,"2":"0","3":1}' data-sheets-value='{"1":2,"2":"(%)"}' style="border-bottom:1px solid #000000;overflow:hidden;padding:0px 3px 0px 3px;vertical-align:bottom;background-color:#000000;font-weight:bold;color:#ffffff;text-align:center;">(%)</td> <td data-sheets-numberformat='{"1":2,"2":"0","3":1}' data-sheets-value='{"1":2,"2":"(%)"}' style="border-bottom:1px solid #000000;overflow:hidden;padding:0px 3px 0px 3px;vertical-align:bottom;background-color:#000000;font-weight:bold;color:#ffffff;text-align:center;">(%)</td> <td data-sheets-value='{"1":2,"2":"(dB)"}' style="border-bottom:1px solid #000000;overflow:hidden;padding:0px 3px 0px 3px;vertical-align:bottom;background-color:#000000;font-weight:bold;color:#ffffff;text-align:center;">(dB)</td> </tr> <tr style="height:20px;"> <td data-sheets-value='{"1":2,"2":"Acrylic"}' style="border-left:1px solid #000000;overflow:hidden;padding:0px 3px 0px 3px;vertical-align:bottom;font-weight:bold;">Acrylic</td> <td data-sheets-value='{"1":2,"2":"Single-walled"}' style="overflow:hidden;padding:0px 3px 0px 3px;vertical-align:bottom;font-weight:bold;">Single-walled</td> <td data-sheets-value='{"1":2,"2":"Clear (H)"}' style="border-right:1px solid #000000;overflow:hidden;padding:0px 3px 0px 3px;vertical-align:bottom;font-weight:bold;">Clear (H)</td> <td data-sheets-numberformat='{"1":2,"2":"0.00","3":1}' data-sheets-value='{"1":3,"3":5.17}' style="overflow:hidden;padding:0px 3px 0px 3px;vertical-align:bottom;text-align:center;">5.17</td> <td data-sheets-numberformat='{"1":2,"2":"0","3":1}' data-sheets-value='{"1":3,"3":90}' style="overflow:hidden;padding:0px 3px 0px 3px;vertical-align:bottom;text-align:center;">90</td> <td data-sheets-numberformat='{"1":2,"2":"0","3":1}' data-sheets-value='{"1":3,"3":87}' style="overflow:hidden;padding:0px 3px 0px 3px;vertical-align:bottom;text-align:center;">87</td> <td data-sheets-numberformat='{"1":2,"2":"0","3":1}' data-sheets-value='{"1":2,"2":"-"}' style="border-right:1px solid #000000;overflow:hidden;padding:0px 3px 0px 3px;vertical-align:bottom;text-align:center;">-</td> </tr> <tr style="height:20px;"> <td data-sheets-value='{"1":2,"2":"PMMA"}' style="border-left:1px solid #000000;overflow:hidden;padding:0px 3px 0px 3px;vertical-align:bottom;font-weight:bold;">PMMA</td> <td data-sheets-value='{"1":2,"2":"Single-walled"}' style="overflow:hidden;padding:0px 3px 0px 3px;vertical-align:bottom;font-weight:bold;">Single-walled</td> <td data-sheets-value='{"1":2,"2":"Opal (O)"}' style="border-right:1px solid #000000;overflow:hidden;padding:0px 3px 0px 3px;vertical-align:bottom;font-weight:bold;">Opal (O)</td> <td data-sheets-numberformat='{"1":2,"2":"0.00","3":1}' data-sheets-value='{"1":3,"3":5.17}' style="overflow:hidden;padding:0px 3px 0px 3px;vertical-align:bottom;text-align:center;">5.17</td> <td data-sheets-numberformat='{"1":2,"2":"0","3":1}' data-sheets-value='{"1":3,"3":83}' style="overflow:hidden;padding:0px 3px 0px 3px;vertical-align:bottom;text-align:center;">83</td> <td data-sheets-numberformat='{"1":2,"2":"0","3":1}' data-sheets-value='{"1":3,"3":76}' style="overflow:hidden;padding:0px 3px 0px 3px;vertical-align:bottom;text-align:center;">76</td> <td data-sheets-numberformat='{"1":2,"2":"0","3":1}' data-sheets-value='{"1":2,"2":"-"}' style="border-right:1px solid #000000;overflow:hidden;padding:0px 3px 0px 3px;vertical-align:bottom;text-align:center;">-</td> </tr> <tr style="height:20px;"> <td style="border-left:1px solid #000000;overflow:hidden;padding:0px 3px 0px 3px;vertical-align:bottom;font-weight:bold;"></td> <td data-sheets-value='{"1":2,"2":"Double-walled"}' style="overflow:hidden;padding:0px 3px 0px 3px;vertical-align:bottom;font-weight:bold;">Double-walled</td> <td data-sheets-value='{"1":2,"2":"Clear (H/H)"}' style="border-right:1px solid #000000;overflow:hidden;padding:0px 3px 0px 3px;vertical-align:bottom;font-weight:bold;">Clear (H/H)</td> <td data-sheets-numberformat='{"1":2,"2":"0.00","3":1}' data-sheets-value='{"1":3,"3":2.9}' style="overflow:hidden;padding:0px 3px 0px 3px;vertical-align:bottom;text-align:center;">2.90</td> <td data-sheets-numberformat='{"1":2,"2":"0","3":1}' data-sheets-value='{"1":3,"3":81}' style="overflow:hidden;padding:0px 3px 0px 3px;vertical-align:bottom;text-align:center;">81</td> <td data-sheets-numberformat='{"1":2,"2":"0","3":1}' data-sheets-value='{"1":3,"3":75}' style="overflow:hidden;padding:0px 3px 0px 3px;vertical-align:bottom;text-align:center;">75</td> <td data-sheets-numberformat='{"1":2,"2":"0","3":1}' data-sheets-value='{"1":3,"3":20}' style="border-right:1px solid #000000;overflow:hidden;padding:0px 3px 0px 3px;vertical-align:bottom;text-align:center;">20</td> </tr> <tr style="height:20px;"> <td style="border-left:1px solid #000000;overflow:hidden;padding:0px 3px 0px 3px;vertical-align:bottom;font-weight:bold;"></td> <td data-sheets-value='{"1":2,"2":"Double-walled"}' style="overflow:hidden;padding:0px 3px 0px 3px;vertical-align:bottom;font-weight:bold;">Double-walled</td> <td data-sheets-value='{"1":2,"2":"Opal (O/O)"}' style="border-right:1px solid #000000;overflow:hidden;padding:0px 3px 0px 3px;vertical-align:bottom;font-weight:bold;">Opal (O/O)</td> <td data-sheets-numberformat='{"1":2,"2":"0.00","3":1}' data-sheets-value='{"1":3,"3":2.9}' style="overflow:hidden;padding:0px 3px 0px 3px;vertical-align:bottom;text-align:center;">2.90</td> <td data-sheets-numberformat='{"1":2,"2":"0","3":1}' data-sheets-value='{"1":3,"3":69}' style="overflow:hidden;padding:0px 3px 0px 3px;vertical-align:bottom;text-align:center;">69</td> <td data-sheets-numberformat='{"1":2,"2":"0","3":1}' data-sheets-value='{"1":3,"3":58}' style="overflow:hidden;padding:0px 3px 0px 3px;vertical-align:bottom;text-align:center;">58</td> <td data-sheets-numberformat='{"1":2,"2":"0","3":1}' data-sheets-value='{"1":3,"3":20}' style="border-right:1px solid #000000;overflow:hidden;padding:0px 3px 0px 3px;vertical-align:bottom;text-align:center;">20</td> </tr> <tr style="height:20px;"> <td style="border-left:1px solid #000000;overflow:hidden;padding:0px 3px 0px 3px;vertical-align:bottom;font-weight:bold;"></td> <td data-sheets-value='{"1":2,"2":"Triple-walled"}' style="overflow:hidden;padding:0px 3px 0px 3px;vertical-align:bottom;font-weight:bold;">Triple-walled</td> <td data-sheets-value='{"1":2,"2":"Clear (H/H/H)"}' style="border-right:1px solid #000000;overflow:hidden;padding:0px 3px 0px 3px;vertical-align:bottom;font-weight:bold;">Clear (H/H/H)</td> <td data-sheets-numberformat='{"1":2,"2":"0.00","3":1}' data-sheets-value='{"1":3,"3":1.7}' style="overflow:hidden;padding:0px 3px 0px 3px;vertical-align:bottom;text-align:center;">1.70</td> <td data-sheets-numberformat='{"1":2,"2":"0","3":1}' data-sheets-value='{"1":3,"3":73}' style="overflow:hidden;padding:0px 3px 0px 3px;vertical-align:bottom;text-align:center;">73</td> <td data-sheets-numberformat='{"1":2,"2":"0","3":1}' data-sheets-value='{"1":3,"3":65}' style="overflow:hidden;padding:0px 3px 0px 3px;vertical-align:bottom;text-align:center;">65</td> <td data-sheets-numberformat='{"1":2,"2":"0","3":1}' data-sheets-value='{"1":3,"3":22}' style="border-right:1px solid #000000;overflow:hidden;padding:0px 3px 0px 3px;vertical-align:bottom;text-align:center;">22</td> </tr> <tr style="height:20px;"> <td style="border-left:1px solid #000000;overflow:hidden;padding:0px 3px 0px 3px;vertical-align:bottom;font-weight:bold;"></td> <td data-sheets-value='{"1":2,"2":"Triple-walled"}' style="overflow:hidden;padding:0px 3px 0px 3px;vertical-align:bottom;font-weight:bold;">Triple-walled</td> <td data-sheets-value='{"1":2,"2":"Opal (O/H/O)"}' style="border-right:1px solid #000000;overflow:hidden;padding:0px 3px 0px 3px;vertical-align:bottom;font-weight:bold;">Opal (O/H/O)</td> <td data-sheets-numberformat='{"1":2,"2":"0.00","3":1}' data-sheets-value='{"1":3,"3":1.7}' style="overflow:hidden;padding:0px 3px 0px 3px;vertical-align:bottom;text-align:center;">1.70</td> <td data-sheets-numberformat='{"1":2,"2":"0","3":1}' data-sheets-value='{"1":3,"3":62}' style="overflow:hidden;padding:0px 3px 0px 3px;vertical-align:bottom;text-align:center;">62</td> <td data-sheets-numberformat='{"1":2,"2":"0","3":1}' data-sheets-value='{"1":3,"3":51}' style="overflow:hidden;padding:0px 3px 0px 3px;vertical-align:bottom;text-align:center;">51</td> <td data-sheets-numberformat='{"1":2,"2":"0","3":1}' data-sheets-value='{"1":3,"3":22}' style="border-right:1px solid #000000;overflow:hidden;padding:0px 3px 0px 3px;vertical-align:bottom;text-align:center;">22</td> </tr> <tr style="height:20px;"> <td style="border-left:1px solid #000000;overflow:hidden;padding:0px 3px 0px 3px;vertical-align:bottom;font-weight:bold;"></td> <td data-sheets-value='{"1":2,"2":"Four-walled"}' style="overflow:hidden;padding:0px 3px 0px 3px;vertical-align:bottom;font-weight:bold;">Four-walled</td> <td data-sheets-value='{"1":2,"2":"Clear (H/H/H/H)"}' style="border-right:1px solid #000000;overflow:hidden;padding:0px 3px 0px 3px;vertical-align:bottom;font-weight:bold;">Clear (H/H/H/H)</td> <td data-sheets-numberformat='{"1":2,"2":"0.00","3":1}' data-sheets-value='{"1":3,"3":1.28}' style="overflow:hidden;padding:0px 3px 0px 3px;vertical-align:bottom;text-align:center;">1.28</td> <td data-sheets-numberformat='{"1":2,"2":"0","3":1}' data-sheets-value='{"1":3,"3":64}' style="overflow:hidden;padding:0px 3px 0px 3px;vertical-align:bottom;text-align:center;">64</td> <td data-sheets-numberformat='{"1":2,"2":"0","3":1}' data-sheets-value='{"1":3,"3":54}' style="overflow:hidden;padding:0px 3px 0px 3px;vertical-align:bottom;text-align:center;">54</td> <td data-sheets-numberformat='{"1":2,"2":"0","3":1}' data-sheets-value='{"1":3,"3":23}' style="border-right:1px solid #000000;overflow:hidden;padding:0px 3px 0px 3px;vertical-align:bottom;text-align:center;">23</td> </tr> <tr style="height:20px;"> <td style="border-bottom:1px solid #000000;border-left:1px solid #000000;overflow:hidden;padding:0px 3px 0px 3px;vertical-align:bottom;"></td> <td data-sheets-value='{"1":2,"2":"Four-walled"}' style="border-bottom:1px solid #000000;overflow:hidden;padding:0px 3px 0px 3px;vertical-align:bottom;font-weight:bold;">Four-walled</td> <td data-sheets-value='{"1":2,"2":"Opal (H/H/O/H)"}' style="border-right:1px solid #000000;border-bottom:1px solid #000000;overflow:hidden;padding:0px 3px 0px 3px;vertical-align:bottom;font-weight:bold;">Opal (H/H/O/H)</td> <td data-sheets-numberformat='{"1":2,"2":"0.00","3":1}' data-sheets-value='{"1":3,"3":1.28}' style="border-bottom:1px solid #000000;overflow:hidden;padding:0px 3px 0px 3px;vertical-align:bottom;text-align:center;">1.28</td> <td data-sheets-numberformat='{"1":2,"2":"0","3":1}' data-sheets-value='{"1":3,"3":59}' style="border-bottom:1px solid #000000;overflow:hidden;padding:0px 3px 0px 3px;vertical-align:bottom;text-align:center;">59</td> <td data-sheets-numberformat='{"1":2,"2":"0","3":1}' data-sheets-value='{"1":3,"3":48}' style="border-bottom:1px solid #000000;overflow:hidden;padding:0px 3px 0px 3px;vertical-align:bottom;text-align:center;">48</td> <td data-sheets-numberformat='{"1":2,"2":"0","3":1}' data-sheets-value='{"1":3,"3":23}' style="border-right:1px solid #000000;border-bottom:1px solid #000000;overflow:hidden;padding:0px 3px 0px 3px;vertical-align:bottom;text-align:center;">23</td> </tr> <tr style="height:20px;"> <td data-sheets-value='{"1":2,"2":"Polycarbonate "}' style="border-left:1px solid #000000;overflow:hidden;padding:0px 3px 0px 3px;vertical-align:bottom;font-weight:bold;">Polycarbonate </td> <td data-sheets-value='{"1":2,"2":"Single-walled"}' style="overflow:hidden;padding:0px 3px 0px 3px;vertical-align:bottom;font-weight:bold;">Single-walled</td> <td data-sheets-value='{"1":2,"2":"Clear (A)"}' style="border-right:1px solid #000000;overflow:hidden;padding:0px 3px 0px 3px;vertical-align:bottom;font-weight:bold;">Clear (A)</td> <td data-sheets-numberformat='{"1":2,"2":"0.00","3":1}' data-sheets-value='{"1":3,"3":5.17}' style="overflow:hidden;padding:0px 3px 0px 3px;vertical-align:bottom;text-align:center;">5.17</td> <td data-sheets-numberformat='{"1":2,"2":"0","3":1}' data-sheets-value='{"1":3,"3":88}' style="overflow:hidden;padding:0px 3px 0px 3px;vertical-align:bottom;text-align:center;">88</td> <td data-sheets-numberformat='{"1":2,"2":"0","3":1}' data-sheets-value='{"1":3,"3":83}' style="overflow:hidden;padding:0px 3px 0px 3px;vertical-align:bottom;text-align:center;">83</td> <td data-sheets-numberformat='{"1":2,"2":"0","3":1}' data-sheets-value='{"1":2,"2":"-"}' style="border-right:1px solid #000000;overflow:hidden;padding:0px 3px 0px 3px;vertical-align:bottom;text-align:center;">-</td> </tr> <tr style="height:20px;"> <td data-sheets-value='{"1":2,"2":"PC"}' style="border-left:1px solid #000000;overflow:hidden;padding:0px 3px 0px 3px;vertical-align:bottom;font-weight:bold;">PC</td> <td data-sheets-value='{"1":2,"2":"Single-walled"}' style="overflow:hidden;padding:0px 3px 0px 3px;vertical-align:bottom;font-weight:bold;">Single-walled</td> <td data-sheets-value='{"1":2,"2":"Opal (D)"}' style="border-right:1px solid #000000;overflow:hidden;padding:0px 3px 0px 3px;vertical-align:bottom;font-weight:bold;">Opal (D)</td> <td data-sheets-numberformat='{"1":2,"2":"0.00","3":1}' data-sheets-value='{"1":3,"3":5.17}' style="overflow:hidden;padding:0px 3px 0px 3px;vertical-align:bottom;text-align:center;">5.17</td> <td data-sheets-numberformat='{"1":2,"2":"0","3":1}' data-sheets-value='{"1":3,"3":58}' style="overflow:hidden;padding:0px 3px 0px 3px;vertical-align:bottom;text-align:center;">58</td> <td data-sheets-numberformat='{"1":2,"2":"0","3":1}' data-sheets-value='{"1":3,"3":60}' style="overflow:hidden;padding:0px 3px 0px 3px;vertical-align:bottom;text-align:center;">60</td> <td data-sheets-numberformat='{"1":2,"2":"0","3":1}' data-sheets-value='{"1":2,"2":"-"}' style="border-right:1px solid #000000;overflow:hidden;padding:0px 3px 0px 3px;vertical-align:bottom;text-align:center;">-</td> </tr> <tr style="height:20px;"> <td style="border-left:1px solid #000000;overflow:hidden;padding:0px 3px 0px 3px;vertical-align:bottom;font-weight:bold;"></td> <td data-sheets-value='{"1":2,"2":"Double-walled"}' style="overflow:hidden;padding:0px 3px 0px 3px;vertical-align:bottom;font-weight:bold;">Double-walled</td> <td data-sheets-value='{"1":2,"2":"Clear (A/H)"}' style="border-right:1px solid #000000;overflow:hidden;padding:0px 3px 0px 3px;vertical-align:bottom;font-weight:bold;">Clear (A/H)</td> <td data-sheets-numberformat='{"1":2,"2":"0.00","3":1}' data-sheets-value='{"1":3,"3":2.9}' style="overflow:hidden;padding:0px 3px 0px 3px;vertical-align:bottom;text-align:center;">2.90</td> <td data-sheets-numberformat='{"1":2,"2":"0","3":1}' data-sheets-value='{"1":3,"3":79}' style="overflow:hidden;padding:0px 3px 0px 3px;vertical-align:bottom;text-align:center;">79</td> <td data-sheets-numberformat='{"1":2,"2":"0","3":1}' data-sheets-value='{"1":3,"3":72}' style="overflow:hidden;padding:0px 3px 0px 3px;vertical-align:bottom;text-align:center;">72</td> <td data-sheets-numberformat='{"1":2,"2":"0","3":1}' data-sheets-value='{"1":3,"3":20}' style="border-right:1px solid #000000;overflow:hidden;padding:0px 3px 0px 3px;vertical-align:bottom;text-align:center;">20</td> </tr> <tr style="height:20px;"> <td style="border-left:1px solid #000000;overflow:hidden;padding:0px 3px 0px 3px;vertical-align:bottom;font-weight:bold;"></td> <td data-sheets-value='{"1":2,"2":"Double-walled"}' style="overflow:hidden;padding:0px 3px 0px 3px;vertical-align:bottom;font-weight:bold;">Double-walled</td> <td data-sheets-value='{"1":2,"2":"Clear (A/A)"}' style="border-right:1px solid #000000;overflow:hidden;padding:0px 3px 0px 3px;vertical-align:bottom;font-weight:bold;">Clear (A/A)</td> <td data-sheets-numberformat='{"1":2,"2":"0.00","3":1}' data-sheets-value='{"1":3,"3":2.9}' style="overflow:hidden;padding:0px 3px 0px 3px;vertical-align:bottom;text-align:center;">2.90</td> <td data-sheets-numberformat='{"1":2,"2":"0","3":1}' data-sheets-value='{"1":3,"3":77}' style="overflow:hidden;padding:0px 3px 0px 3px;vertical-align:bottom;text-align:center;">77</td> <td data-sheets-numberformat='{"1":2,"2":"0","3":1}' data-sheets-value='{"1":3,"3":69}' style="overflow:hidden;padding:0px 3px 0px 3px;vertical-align:bottom;text-align:center;">69</td> <td data-sheets-numberformat='{"1":2,"2":"0","3":1}' data-sheets-value='{"1":3,"3":20}' style="border-right:1px solid #000000;overflow:hidden;padding:0px 3px 0px 3px;vertical-align:bottom;text-align:center;">20</td> </tr> <tr style="height:20px;"> <td style="border-left:1px solid #000000;overflow:hidden;padding:0px 3px 0px 3px;vertical-align:bottom;font-weight:bold;"></td> <td data-sheets-value='{"1":2,"2":"Double-walled"}' style="overflow:hidden;padding:0px 3px 0px 3px;vertical-align:bottom;font-weight:bold;">Double-walled</td> <td data-sheets-value='{"1":2,"2":"Opal (A/O)"}' style="border-right:1px solid #000000;overflow:hidden;padding:0px 3px 0px 3px;vertical-align:bottom;font-weight:bold;">Opal (A/O)</td> <td data-sheets-numberformat='{"1":2,"2":"0.00","3":1}' data-sheets-value='{"1":3,"3":2.9}' style="overflow:hidden;padding:0px 3px 0px 3px;vertical-align:bottom;text-align:center;">2.90</td> <td data-sheets-numberformat='{"1":2,"2":"0","3":1}' data-sheets-value='{"1":3,"3":73}' style="overflow:hidden;padding:0px 3px 0px 3px;vertical-align:bottom;text-align:center;">73</td> <td data-sheets-numberformat='{"1":2,"2":"0","3":1}' data-sheets-value='{"1":3,"3":63}' style="overflow:hidden;padding:0px 3px 0px 3px;vertical-align:bottom;text-align:center;">63</td> <td data-sheets-numberformat='{"1":2,"2":"0","3":1}' data-sheets-value='{"1":3,"3":20}' style="border-right:1px solid #000000;overflow:hidden;padding:0px 3px 0px 3px;vertical-align:bottom;text-align:center;">20</td> </tr> <tr style="height:20px;"> <td style="border-left:1px solid #000000;overflow:hidden;padding:0px 3px 0px 3px;vertical-align:bottom;font-weight:bold;"></td> <td data-sheets-value='{"1":2,"2":"Double-walled"}' style="overflow:hidden;padding:0px 3px 0px 3px;vertical-align:bottom;font-weight:bold;">Double-walled</td> <td data-sheets-value='{"1":2,"2":"Opal (A/D)"}' style="border-right:1px solid #000000;overflow:hidden;padding:0px 3px 0px 3px;vertical-align:bottom;font-weight:bold;">Opal (A/D)</td> <td data-sheets-numberformat='{"1":2,"2":"0.00","3":1}' data-sheets-value='{"1":3,"3":2.9}' style="overflow:hidden;padding:0px 3px 0px 3px;vertical-align:bottom;text-align:center;">2.90</td> <td data-sheets-numberformat='{"1":2,"2":"0","3":1}' data-sheets-value='{"1":3,"3":51}' style="overflow:hidden;padding:0px 3px 0px 3px;vertical-align:bottom;text-align:center;">51</td> <td data-sheets-numberformat='{"1":2,"2":"0","3":1}' data-sheets-value='{"1":3,"3":50}' style="overflow:hidden;padding:0px 3px 0px 3px;vertical-align:bottom;text-align:center;">50</td> <td data-sheets-numberformat='{"1":2,"2":"0","3":1}' data-sheets-value='{"1":3,"3":20}' style="border-right:1px solid #000000;overflow:hidden;padding:0px 3px 0px 3px;vertical-align:bottom;text-align:center;">20</td> </tr> <tr style="height:20px;"> <td style="border-left:1px solid #000000;overflow:hidden;padding:0px 3px 0px 3px;vertical-align:bottom;font-weight:bold;"></td> <td data-sheets-value='{"1":2,"2":"Triple-walled"}' style="overflow:hidden;padding:0px 3px 0px 3px;vertical-align:bottom;font-weight:bold;">Triple-walled</td> <td data-sheets-value='{"1":2,"2":"Clear (A/H/H)"}' style="border-right:1px solid #000000;overflow:hidden;padding:0px 3px 0px 3px;vertical-align:bottom;font-weight:bold;">Clear (A/H/H)</td> <td data-sheets-numberformat='{"1":2,"2":"0.00","3":1}' data-sheets-value='{"1":3,"3":1.7}' style="overflow:hidden;padding:0px 3px 0px 3px;vertical-align:bottom;text-align:center;">1.70</td> <td data-sheets-numberformat='{"1":2,"2":"0","3":1}' data-sheets-value='{"1":3,"3":71}' style="overflow:hidden;padding:0px 3px 0px 3px;vertical-align:bottom;text-align:center;">71</td> <td data-sheets-numberformat='{"1":2,"2":"0","3":1}' data-sheets-value='{"1":3,"3":63}' style="overflow:hidden;padding:0px 3px 0px 3px;vertical-align:bottom;text-align:center;">63</td> <td data-sheets-numberformat='{"1":2,"2":"0","3":1}' data-sheets-value='{"1":3,"3":22}' style="border-right:1px solid #000000;overflow:hidden;padding:0px 3px 0px 3px;vertical-align:bottom;text-align:center;">22</td> </tr> <tr style="height:20px;"> <td style="border-left:1px solid #000000;overflow:hidden;padding:0px 3px 0px 3px;vertical-align:bottom;font-weight:bold;"></td> <td data-sheets-value='{"1":2,"2":"Triple-walled"}' style="overflow:hidden;padding:0px 3px 0px 3px;vertical-align:bottom;font-weight:bold;">Triple-walled</td> <td data-sheets-value='{"1":2,"2":"Opal (A/O/O)"}' style="border-right:1px solid #000000;overflow:hidden;padding:0px 3px 0px 3px;vertical-align:bottom;font-weight:bold;">Opal (A/O/O)</td> <td data-sheets-numberformat='{"1":2,"2":"0.00","3":1}' data-sheets-value='{"1":3,"3":1.7}' style="overflow:hidden;padding:0px 3px 0px 3px;vertical-align:bottom;text-align:center;">1.70</td> <td data-sheets-numberformat='{"1":2,"2":"0","3":1}' data-sheets-value='{"1":3,"3":61}' style="overflow:hidden;padding:0px 3px 0px 3px;vertical-align:bottom;text-align:center;">61</td> <td data-sheets-numberformat='{"1":2,"2":"0","3":1}' data-sheets-value='{"1":3,"3":48}' style="overflow:hidden;padding:0px 3px 0px 3px;vertical-align:bottom;text-align:center;">48</td> <td data-sheets-numberformat='{"1":2,"2":"0","3":1}' data-sheets-value='{"1":3,"3":22}' style="border-right:1px solid #000000;overflow:hidden;padding:0px 3px 0px 3px;vertical-align:bottom;text-align:center;">22</td> </tr> <tr style="height:20px;"> <td style="border-left:1px solid #000000;overflow:hidden;padding:0px 3px 0px 3px;vertical-align:bottom;font-weight:bold;"></td> <td data-sheets-value='{"1":2,"2":"Four-walled"}' style="overflow:hidden;padding:0px 3px 0px 3px;vertical-align:bottom;font-weight:bold;">Four-walled</td> <td data-sheets-value='{"1":2,"2":"Clear (A/H/H/H)"}' style="border-right:1px solid #000000;overflow:hidden;padding:0px 3px 0px 3px;vertical-align:bottom;font-weight:bold;">Clear (A/H/H/H)</td> <td data-sheets-numberformat='{"1":2,"2":"0.00","3":1}' data-sheets-value='{"1":3,"3":1.28}' style="overflow:hidden;padding:0px 3px 0px 3px;vertical-align:bottom;text-align:center;">1.28</td> <td data-sheets-numberformat='{"1":2,"2":"0","3":1}' data-sheets-value='{"1":3,"3":64}' style="overflow:hidden;padding:0px 3px 0px 3px;vertical-align:bottom;text-align:center;">64</td> <td data-sheets-numberformat='{"1":2,"2":"0","3":1}' data-sheets-value='{"1":3,"3":52}' style="overflow:hidden;padding:0px 3px 0px 3px;vertical-align:bottom;text-align:center;">52</td> <td data-sheets-numberformat='{"1":2,"2":"0","3":1}' data-sheets-value='{"1":3,"3":23}' style="border-right:1px solid #000000;overflow:hidden;padding:0px 3px 0px 3px;vertical-align:bottom;text-align:center;">23</td> </tr> <tr style="height:20px;"> <td style="border-bottom:1px solid #000000;border-left:1px solid #000000;overflow:hidden;padding:0px 3px 0px 3px;vertical-align:bottom;"></td> <td data-sheets-value='{"1":2,"2":"Four-walled"}' style="border-bottom:1px solid #000000;overflow:hidden;padding:0px 3px 0px 3px;vertical-align:bottom;font-weight:bold;">Four-walled</td> <td data-sheets-value='{"1":2,"2":"Opal (A/H/O/H)"}' style="border-right:1px solid #000000;border-bottom:1px solid #000000;overflow:hidden;padding:0px 3px 0px 3px;vertical-align:bottom;font-weight:bold;">Opal (A/H/O/H)</td> <td data-sheets-numberformat='{"1":2,"2":"0.00","3":1}' data-sheets-value='{"1":3,"3":1.28}' style="border-bottom:1px solid #000000;overflow:hidden;padding:0px 3px 0px 3px;vertical-align:bottom;text-align:center;">1.28</td> <td data-sheets-numberformat='{"1":2,"2":"0","3":1}' data-sheets-value='{"1":3,"3":59}' style="border-bottom:1px solid #000000;overflow:hidden;padding:0px 3px 0px 3px;vertical-align:bottom;text-align:center;">59</td> <td data-sheets-numberformat='{"1":2,"2":"0","3":1}' data-sheets-value='{"1":3,"3":46}' style="border-bottom:1px solid #000000;overflow:hidden;padding:0px 3px 0px 3px;vertical-align:bottom;text-align:center;">46</td> <td data-sheets-numberformat='{"1":2,"2":"0","3":1}' data-sheets-value='{"1":3,"3":23}' style="border-right:1px solid #000000;border-bottom:1px solid #000000;overflow:hidden;padding:0px 3px 0px 3px;vertical-align:bottom;text-align:center;">23</td> </tr> <tr style="height:20px;"> <td data-sheets-value='{"1":2,"2":"Polycarbonate"}' style="border-left:1px solid #000000;overflow:hidden;padding:0px 3px 0px 3px;vertical-align:bottom;font-weight:bold;">Polycarbonate</td> <td data-sheets-value='{"1":2,"2":"Single-walled"}' style="overflow:hidden;padding:0px 3px 0px 3px;vertical-align:bottom;font-weight:bold;">Single-walled</td> <td data-sheets-value='{"1":2,"2":"Heatstop Opal (T)"}' style="border-right:1px solid #000000;overflow:hidden;padding:0px 3px 0px 3px;vertical-align:bottom;font-weight:bold;">Heatstop Opal (T)</td> <td data-sheets-numberformat='{"1":2,"2":"0.00","3":1}' data-sheets-value='{"1":3,"3":5.17}' style="overflow:hidden;padding:0px 3px 0px 3px;vertical-align:bottom;text-align:center;">5.17</td> <td data-sheets-numberformat='{"1":2,"2":"0","3":1}' data-sheets-value='{"1":3,"3":49}' style="overflow:hidden;padding:0px 3px 0px 3px;vertical-align:bottom;text-align:center;">49</td> <td data-sheets-numberformat='{"1":2,"2":"0","3":1}' data-sheets-value='{"1":3,"3":59}' style="overflow:hidden;padding:0px 3px 0px 3px;vertical-align:bottom;text-align:center;">59</td> <td data-sheets-numberformat='{"1":2,"2":"0","3":1}' data-sheets-value='{"1":2,"2":"-"}' style="border-right:1px solid #000000;overflow:hidden;padding:0px 3px 0px 3px;vertical-align:bottom;text-align:center;">-</td> </tr> <tr style="height:20px;"> <td data-sheets-value='{"1":2,"2":"Heatstop PC"}' style="border-left:1px solid #000000;overflow:hidden;padding:0px 3px 0px 3px;vertical-align:bottom;font-weight:bold;">Heatstop PC</td> <td data-sheets-value='{"1":2,"2":"Double-walled"}' style="overflow:hidden;padding:0px 3px 0px 3px;vertical-align:bottom;font-weight:bold;">Double-walled</td> <td data-sheets-value='{"1":2,"2":"Clear (T/H)"}' style="border-right:1px solid #000000;overflow:hidden;padding:0px 3px 0px 3px;vertical-align:bottom;font-weight:bold;">Clear (T/H)</td> <td data-sheets-numberformat='{"1":2,"2":"0.00","3":1}' data-sheets-value='{"1":3,"3":2.9}' style="overflow:hidden;padding:0px 3px 0px 3px;vertical-align:bottom;text-align:center;">2.90</td> <td data-sheets-numberformat='{"1":2,"2":"0","3":1}' data-sheets-value='{"1":3,"3":44}' style="overflow:hidden;padding:0px 3px 0px 3px;vertical-align:bottom;text-align:center;">44</td> <td data-sheets-numberformat='{"1":2,"2":"0","3":1}' data-sheets-value='{"1":3,"3":51}' style="overflow:hidden;padding:0px 3px 0px 3px;vertical-align:bottom;text-align:center;">51</td> <td data-sheets-numberformat='{"1":2,"2":"0","3":1}' data-sheets-value='{"1":3,"3":20}' style="border-right:1px solid #000000;overflow:hidden;padding:0px 3px 0px 3px;vertical-align:bottom;text-align:center;">20</td> </tr> <tr style="height:20px;"> <td style="border-left:1px solid #000000;overflow:hidden;padding:0px 3px 0px 3px;vertical-align:bottom;font-weight:bold;"></td> <td data-sheets-value='{"1":2,"2":"Double-walled"}' style="overflow:hidden;padding:0px 3px 0px 3px;vertical-align:bottom;font-weight:bold;">Double-walled</td> <td data-sheets-value='{"1":2,"2":"Opal (T/O)"}' style="border-right:1px solid #000000;overflow:hidden;padding:0px 3px 0px 3px;vertical-align:bottom;font-weight:bold;">Opal (T/O)</td> <td data-sheets-numberformat='{"1":2,"2":"0.00","3":1}' data-sheets-value='{"1":3,"3":2.9}' style="overflow:hidden;padding:0px 3px 0px 3px;vertical-align:bottom;text-align:center;">2.90</td> <td data-sheets-numberformat='{"1":2,"2":"0","3":1}' data-sheets-value='{"1":3,"3":41}' style="overflow:hidden;padding:0px 3px 0px 3px;vertical-align:bottom;text-align:center;">41</td> <td data-sheets-numberformat='{"1":2,"2":"0","3":1}' data-sheets-value='{"1":3,"3":45}' style="overflow:hidden;padding:0px 3px 0px 3px;vertical-align:bottom;text-align:center;">45</td> <td data-sheets-numberformat='{"1":2,"2":"0","3":1}' data-sheets-value='{"1":3,"3":20}' style="border-right:1px solid #000000;overflow:hidden;padding:0px 3px 0px 3px;vertical-align:bottom;text-align:center;">20</td> </tr> <tr style="height:20px;"> <td style="border-left:1px solid #000000;overflow:hidden;padding:0px 3px 0px 3px;vertical-align:bottom;font-weight:bold;"></td> <td data-sheets-value='{"1":2,"2":"Triple-walled"}' style="overflow:hidden; | skylux-160-ce-met-koepel-en-pvc-opstand-30-20-met-lm-motor-en-windvang-1300-x-1600-mm | 8586040541517 | 46872373952845
Smoke and heat exhaust (SHEV) | SHE system | Skylux | Skylux 160° CE with skylight and PVC curb 30/20 with LM-actuator and spoiler 1300 x 1900 mm |  | 26609 | 5412970266099 | 5734.2 | Yes | 30-45 | 106.91 | 1300 x 1900 mm | 1900 | 1300 |  | PVC 30/20 (30 cm high & roof opening = 20 cm larger than daylight size) | Rectangular | 5.17 W/m²K - 1.28 W/m²K | 87% - 32% | 90% - 32% | 20dB - 23dB | 160° CE (for industry) | skylight | with spoiler | E | Single actuator | Maximum four-walled skylight possible for this product | Ut-value LT-value g-value Rw-value EN 1873 : 2014 EN ISO 13468 EN 16153 EN 410 EN 410 EN ISO 140-3 Material Walls Shells (W/m²K) (%) (%) (dB) Acrylic Single-walled Clear (H) 5.17 90 87 - PMMA Single-walled Opal (O) 5.17 83 76 - Double-walled Clear (H/H) 2.90 81 75 20 Double-walled Opal (O/O) 2.90 69 58 20 Triple-walled Clear (H/H/H) 1.70 73 65 22 Triple-walled Opal (O/H/O) 1.70 62 51 22 Four-walled Clear (H/H/H/H) 1.28 64 54 23 Four-walled Opal (H/H/O/H) 1.28 59 48 23 Polycarbonate Single-walled Clear (A) 5.17 88 83 - PC Single-walled Opal (D) 5.17 58 60 - Double-walled Clear (A/H) 2.90 79 72 20 Double-walled Clear (A/A) 2.90 77 69 20 Double-walled Opal (A/O) 2.90 73 63 20 Double-walled Opal (A/D) 2.90 51 50 20 Triple-walled Clear (A/H/H) 1.70 71 63 22 Triple-walled Opal (A/O/O) 1.70 61 48 22 Four-walled Clear (A/H/H/H) 1.28 64 52 23 Four-walled Opal (A/H/O/H) 1.28 59 46 23 Polycarbonate Single-walled Heatstop Opal (T) 5.17 49 59 - Heatstop PC Double-walled Clear (T/H) 2.90 44 51 20 Double-walled Opal (T/O) 2.90 41 45 20 Triple-walled Clear (T/H/H) 1.70 40 <td data-sheets-numberformat='{"1":2,"2":"0","3":1}' data-sheets-value='{"1":3,"3":44}' style="overflow:hidden;paddin | https://skylux.eu/en/products/skylux-160-ce-met-koepel-en-pvc-opstand-30-20-met-lm-motor-en-windvang-1300-x-1900-mm | https://skylux.eu/cdn/shop/files/Skylux-160deg-CE-met-koepel-en-pvc-opstand-3020-met-LM-motor-en-windvang-1300-x-1900-mm-RWA-systeem.jpg?v=1702981551&width=1600 | https://skylux.eu/cdn/shop/files/e5a82811-1bb0-48e4-a776-cacb59c7c092_97fdd123-7077-4cfc-8660-a9e68bd1866e.jpg?v=1688551399&width=1600 | //skylux.eu/cdn/shop/files/E_MH_Mounting_instructions_Skylux_160_CE_LM.pdf?v=12406716259046007223 | //skylux.eu/cdn/shop/files/E_TD_Technical_File_Skylux_Skylux_160_CE_Electric.pdf?v=3667116872303399239 | <style type="text/css" id="isPasted"> <!--td { border: 1px solid #cccccc; } br { mso-data-placement: same-cell; } --> </style> <table border="1" cellpadding="0" cellspacing="0" dir="ltr" style="table-layout:fixed;font-size:10pt;font-family:Arial;border-collapse:collapse;border:none;"><tbody> <tr style="height:20px;"> <td style="overflow:hidden;padding:0px 3px 0px 3px;vertical-align:bottom;"></td> <td style="overflow:hidden;padding:0px 3px 0px 3px;vertical-align:bottom;"></td> <td style="overflow:hidden;padding:0px 3px 0px 3px;vertical-align:bottom;"></td> <td data-sheets-value='{"1":2,"2":"Ut-value"}' style="overflow:hidden;padding:0px 3px 0px 3px;vertical-align:bottom;font-weight:bold;text-align:center;">Ut-value</td> <td data-sheets-value='{"1":2,"2":"LT-value"}' style="overflow:hidden;padding:0px 3px 0px 3px;vertical-align:bottom;font-weight:bold;text-align:center;">LT-value</td> <td data-sheets-value='{"1":2,"2":"g-value"}' style="overflow:hidden;padding:0px 3px 0px 3px;vertical-align:bottom;font-weight:bold;text-align:center;">g-value</td> <td data-sheets-value='{"1":2,"2":"Rw-value "}' style="overflow:hidden;padding:0px 3px 0px 3px;vertical-align:bottom;font-weight:bold;text-align:center;">Rw-value </td> </tr> <tr style="height:20px;"> <td style="overflow:hidden;padding:0px 3px 0px 3px;vertical-align:bottom;"></td> <td style="overflow:hidden;padding:0px 3px 0px 3px;vertical-align:bottom;"></td> <td style="overflow:hidden;padding:0px 3px 0px 3px;vertical-align:bottom;"></td> <td data-sheets-numberformat='{"1":2,"2":"0.00","3":1}' data-sheets-value='{"1":2,"2":"EN 1873 : 2014"}' style="overflow:hidden;padding:0px 3px 0px 3px;vertical-align:bottom;text-align:center;">EN 1873 : 2014</td> <td data-sheets-numberformat='{"1":2,"2":"0","3":1}' data-sheets-value='{"1":2,"2":"EN ISO 13468 EN 16153 EN 410"}' style="overflow:hidden;padding:0px 3px 0px 3px;vertical-align:bottom;text-align:center;">EN ISO 13468 EN 16153 EN 410</td> <td data-sheets-numberformat='{"1":2,"2":"0","3":1}' data-sheets-value='{"1":2,"2":"EN 410"}' style="overflow:hidden;padding:0px 3px 0px 3px;vertical-align:bottom;text-align:center;">EN 410</td> <td data-sheets-value='{"1":2,"2":"EN ISO 140-3\t\t"}' style="overflow:hidden;padding:0px 3px 0px 3px;vertical-align:bottom;text-align:center;">EN ISO 140-3 </td> </tr> <tr style="height:20px;"> <td data-sheets-value='{"1":2,"2":"Material"}' style="border-bottom:1px solid #000000;overflow:hidden;padding:0px 3px 0px 3px;vertical-align:bottom;background-color:#000000;font-weight:bold;color:#ffffff;">Material</td> <td data-sheets-value='{"1":2,"2":"Walls"}' style="border-bottom:1px solid #000000;overflow:hidden;padding:0px 3px 0px 3px;vertical-align:bottom;background-color:#000000;font-weight:bold;color:#ffffff;">Walls</td> <td data-sheets-value='{"1":2,"2":"Shells"}' style="border-bottom:1px solid #000000;overflow:hidden;padding:0px 3px 0px 3px;vertical-align:bottom;background-color:#000000;font-weight:bold;color:#ffffff;">Shells</td> <td data-sheets-numberformat='{"1":2,"2":"0.00","3":1}' data-sheets-value='{"1":2,"2":"(W/m²K)\t"}' style="border-bottom:1px solid #000000;overflow:hidden;padding:0px 3px 0px 3px;vertical-align:bottom;background-color:#000000;font-weight:bold;color:#ffffff;text-align:center;">(W/m²K) </td> <td data-sheets-numberformat='{"1":2,"2":"0","3":1}' data-sheets-value='{"1":2,"2":"(%)"}' style="border-bottom:1px solid #000000;overflow:hidden;padding:0px 3px 0px 3px;vertical-align:bottom;background-color:#000000;font-weight:bold;color:#ffffff;text-align:center;">(%)</td> <td data-sheets-numberformat='{"1":2,"2":"0","3":1}' data-sheets-value='{"1":2,"2":"(%)"}' style="border-bottom:1px solid #000000;overflow:hidden;padding:0px 3px 0px 3px;vertical-align:bottom;background-color:#000000;font-weight:bold;color:#ffffff;text-align:center;">(%)</td> <td data-sheets-value='{"1":2,"2":"(dB)"}' style="border-bottom:1px solid #000000;overflow:hidden;padding:0px 3px 0px 3px;vertical-align:bottom;background-color:#000000;font-weight:bold;color:#ffffff;text-align:center;">(dB)</td> </tr> <tr style="height:20px;"> <td data-sheets-value='{"1":2,"2":"Acrylic"}' style="border-left:1px solid #000000;overflow:hidden;padding:0px 3px 0px 3px;vertical-align:bottom;font-weight:bold;">Acrylic</td> <td data-sheets-value='{"1":2,"2":"Single-walled"}' style="overflow:hidden;padding:0px 3px 0px 3px;vertical-align:bottom;font-weight:bold;">Single-walled</td> <td data-sheets-value='{"1":2,"2":"Clear (H)"}' style="border-right:1px solid #000000;overflow:hidden;padding:0px 3px 0px 3px;vertical-align:bottom;font-weight:bold;">Clear (H)</td> <td data-sheets-numberformat='{"1":2,"2":"0.00","3":1}' data-sheets-value='{"1":3,"3":5.17}' style="overflow:hidden;padding:0px 3px 0px 3px;vertical-align:bottom;text-align:center;">5.17</td> <td data-sheets-numberformat='{"1":2,"2":"0","3":1}' data-sheets-value='{"1":3,"3":90}' style="overflow:hidden;padding:0px 3px 0px 3px;vertical-align:bottom;text-align:center;">90</td> <td data-sheets-numberformat='{"1":2,"2":"0","3":1}' data-sheets-value='{"1":3,"3":87}' style="overflow:hidden;padding:0px 3px 0px 3px;vertical-align:bottom;text-align:center;">87</td> <td data-sheets-numberformat='{"1":2,"2":"0","3":1}' data-sheets-value='{"1":2,"2":"-"}' style="border-right:1px solid #000000;overflow:hidden;padding:0px 3px 0px 3px;vertical-align:bottom;text-align:center;">-</td> </tr> <tr style="height:20px;"> <td data-sheets-value='{"1":2,"2":"PMMA"}' style="border-left:1px solid #000000;overflow:hidden;padding:0px 3px 0px 3px;vertical-align:bottom;font-weight:bold;">PMMA</td> <td data-sheets-value='{"1":2,"2":"Single-walled"}' style="overflow:hidden;padding:0px 3px 0px 3px;vertical-align:bottom;font-weight:bold;">Single-walled</td> <td data-sheets-value='{"1":2,"2":"Opal (O)"}' style="border-right:1px solid #000000;overflow:hidden;padding:0px 3px 0px 3px;vertical-align:bottom;font-weight:bold;">Opal (O)</td> <td data-sheets-numberformat='{"1":2,"2":"0.00","3":1}' data-sheets-value='{"1":3,"3":5.17}' style="overflow:hidden;padding:0px 3px 0px 3px;vertical-align:bottom;text-align:center;">5.17</td> <td data-sheets-numberformat='{"1":2,"2":"0","3":1}' data-sheets-value='{"1":3,"3":83}' style="overflow:hidden;padding:0px 3px 0px 3px;vertical-align:bottom;text-align:center;">83</td> <td data-sheets-numberformat='{"1":2,"2":"0","3":1}' data-sheets-value='{"1":3,"3":76}' style="overflow:hidden;padding:0px 3px 0px 3px;vertical-align:bottom;text-align:center;">76</td> <td data-sheets-numberformat='{"1":2,"2":"0","3":1}' data-sheets-value='{"1":2,"2":"-"}' style="border-right:1px solid #000000;overflow:hidden;padding:0px 3px 0px 3px;vertical-align:bottom;text-align:center;">-</td> </tr> <tr style="height:20px;"> <td style="border-left:1px solid #000000;overflow:hidden;padding:0px 3px 0px 3px;vertical-align:bottom;font-weight:bold;"></td> <td data-sheets-value='{"1":2,"2":"Double-walled"}' style="overflow:hidden;padding:0px 3px 0px 3px;vertical-align:bottom;font-weight:bold;">Double-walled</td> <td data-sheets-value='{"1":2,"2":"Clear (H/H)"}' style="border-right:1px solid #000000;overflow:hidden;padding:0px 3px 0px 3px;vertical-align:bottom;font-weight:bold;">Clear (H/H)</td> <td data-sheets-numberformat='{"1":2,"2":"0.00","3":1}' data-sheets-value='{"1":3,"3":2.9}' style="overflow:hidden;padding:0px 3px 0px 3px;vertical-align:bottom;text-align:center;">2.90</td> <td data-sheets-numberformat='{"1":2,"2":"0","3":1}' data-sheets-value='{"1":3,"3":81}' style="overflow:hidden;padding:0px 3px 0px 3px;vertical-align:bottom;text-align:center;">81</td> <td data-sheets-numberformat='{"1":2,"2":"0","3":1}' data-sheets-value='{"1":3,"3":75}' style="overflow:hidden;padding:0px 3px 0px 3px;vertical-align:bottom;text-align:center;">75</td> <td data-sheets-numberformat='{"1":2,"2":"0","3":1}' data-sheets-value='{"1":3,"3":20}' style="border-right:1px solid #000000;overflow:hidden;padding:0px 3px 0px 3px;vertical-align:bottom;text-align:center;">20</td> </tr> <tr style="height:20px;"> <td style="border-left:1px solid #000000;overflow:hidden;padding:0px 3px 0px 3px;vertical-align:bottom;font-weight:bold;"></td> <td data-sheets-value='{"1":2,"2":"Double-walled"}' style="overflow:hidden;padding:0px 3px 0px 3px;vertical-align:bottom;font-weight:bold;">Double-walled</td> <td data-sheets-value='{"1":2,"2":"Opal (O/O)"}' style="border-right:1px solid #000000;overflow:hidden;padding:0px 3px 0px 3px;vertical-align:bottom;font-weight:bold;">Opal (O/O)</td> <td data-sheets-numberformat='{"1":2,"2":"0.00","3":1}' data-sheets-value='{"1":3,"3":2.9}' style="overflow:hidden;padding:0px 3px 0px 3px;vertical-align:bottom;text-align:center;">2.90</td> <td data-sheets-numberformat='{"1":2,"2":"0","3":1}' data-sheets-value='{"1":3,"3":69}' style="overflow:hidden;padding:0px 3px 0px 3px;vertical-align:bottom;text-align:center;">69</td> <td data-sheets-numberformat='{"1":2,"2":"0","3":1}' data-sheets-value='{"1":3,"3":58}' style="overflow:hidden;padding:0px 3px 0px 3px;vertical-align:bottom;text-align:center;">58</td> <td data-sheets-numberformat='{"1":2,"2":"0","3":1}' data-sheets-value='{"1":3,"3":20}' style="border-right:1px solid #000000;overflow:hidden;padding:0px 3px 0px 3px;vertical-align:bottom;text-align:center;">20</td> </tr> <tr style="height:20px;"> <td style="border-left:1px solid #000000;overflow:hidden;padding:0px 3px 0px 3px;vertical-align:bottom;font-weight:bold;"></td> <td data-sheets-value='{"1":2,"2":"Triple-walled"}' style="overflow:hidden;padding:0px 3px 0px 3px;vertical-align:bottom;font-weight:bold;">Triple-walled</td> <td data-sheets-value='{"1":2,"2":"Clear (H/H/H)"}' style="border-right:1px solid #000000;overflow:hidden;padding:0px 3px 0px 3px;vertical-align:bottom;font-weight:bold;">Clear (H/H/H)</td> <td data-sheets-numberformat='{"1":2,"2":"0.00","3":1}' data-sheets-value='{"1":3,"3":1.7}' style="overflow:hidden;padding:0px 3px 0px 3px;vertical-align:bottom;text-align:center;">1.70</td> <td data-sheets-numberformat='{"1":2,"2":"0","3":1}' data-sheets-value='{"1":3,"3":73}' style="overflow:hidden;padding:0px 3px 0px 3px;vertical-align:bottom;text-align:center;">73</td> <td data-sheets-numberformat='{"1":2,"2":"0","3":1}' data-sheets-value='{"1":3,"3":65}' style="overflow:hidden;padding:0px 3px 0px 3px;vertical-align:bottom;text-align:center;">65</td> <td data-sheets-numberformat='{"1":2,"2":"0","3":1}' data-sheets-value='{"1":3,"3":22}' style="border-right:1px solid #000000;overflow:hidden;padding:0px 3px 0px 3px;vertical-align:bottom;text-align:center;">22</td> </tr> <tr style="height:20px;"> <td style="border-left:1px solid #000000;overflow:hidden;padding:0px 3px 0px 3px;vertical-align:bottom;font-weight:bold;"></td> <td data-sheets-value='{"1":2,"2":"Triple-walled"}' style="overflow:hidden;padding:0px 3px 0px 3px;vertical-align:bottom;font-weight:bold;">Triple-walled</td> <td data-sheets-value='{"1":2,"2":"Opal (O/H/O)"}' style="border-right:1px solid #000000;overflow:hidden;padding:0px 3px 0px 3px;vertical-align:bottom;font-weight:bold;">Opal (O/H/O)</td> <td data-sheets-numberformat='{"1":2,"2":"0.00","3":1}' data-sheets-value='{"1":3,"3":1.7}' style="overflow:hidden;padding:0px 3px 0px 3px;vertical-align:bottom;text-align:center;">1.70</td> <td data-sheets-numberformat='{"1":2,"2":"0","3":1}' data-sheets-value='{"1":3,"3":62}' style="overflow:hidden;padding:0px 3px 0px 3px;vertical-align:bottom;text-align:center;">62</td> <td data-sheets-numberformat='{"1":2,"2":"0","3":1}' data-sheets-value='{"1":3,"3":51}' style="overflow:hidden;padding:0px 3px 0px 3px;vertical-align:bottom;text-align:center;">51</td> <td data-sheets-numberformat='{"1":2,"2":"0","3":1}' data-sheets-value='{"1":3,"3":22}' style="border-right:1px solid #000000;overflow:hidden;padding:0px 3px 0px 3px;vertical-align:bottom;text-align:center;">22</td> </tr> <tr style="height:20px;"> <td style="border-left:1px solid #000000;overflow:hidden;padding:0px 3px 0px 3px;vertical-align:bottom;font-weight:bold;"></td> <td data-sheets-value='{"1":2,"2":"Four-walled"}' style="overflow:hidden;padding:0px 3px 0px 3px;vertical-align:bottom;font-weight:bold;">Four-walled</td> <td data-sheets-value='{"1":2,"2":"Clear (H/H/H/H)"}' style="border-right:1px solid #000000;overflow:hidden;padding:0px 3px 0px 3px;vertical-align:bottom;font-weight:bold;">Clear (H/H/H/H)</td> <td data-sheets-numberformat='{"1":2,"2":"0.00","3":1}' data-sheets-value='{"1":3,"3":1.28}' style="overflow:hidden;padding:0px 3px 0px 3px;vertical-align:bottom;text-align:center;">1.28</td> <td data-sheets-numberformat='{"1":2,"2":"0","3":1}' data-sheets-value='{"1":3,"3":64}' style="overflow:hidden;padding:0px 3px 0px 3px;vertical-align:bottom;text-align:center;">64</td> <td data-sheets-numberformat='{"1":2,"2":"0","3":1}' data-sheets-value='{"1":3,"3":54}' style="overflow:hidden;padding:0px 3px 0px 3px;vertical-align:bottom;text-align:center;">54</td> <td data-sheets-numberformat='{"1":2,"2":"0","3":1}' data-sheets-value='{"1":3,"3":23}' style="border-right:1px solid #000000;overflow:hidden;padding:0px 3px 0px 3px;vertical-align:bottom;text-align:center;">23</td> </tr> <tr style="height:20px;"> <td style="border-bottom:1px solid #000000;border-left:1px solid #000000;overflow:hidden;padding:0px 3px 0px 3px;vertical-align:bottom;"></td> <td data-sheets-value='{"1":2,"2":"Four-walled"}' style="border-bottom:1px solid #000000;overflow:hidden;padding:0px 3px 0px 3px;vertical-align:bottom;font-weight:bold;">Four-walled</td> <td data-sheets-value='{"1":2,"2":"Opal (H/H/O/H)"}' style="border-right:1px solid #000000;border-bottom:1px solid #000000;overflow:hidden;padding:0px 3px 0px 3px;vertical-align:bottom;font-weight:bold;">Opal (H/H/O/H)</td> <td data-sheets-numberformat='{"1":2,"2":"0.00","3":1}' data-sheets-value='{"1":3,"3":1.28}' style="border-bottom:1px solid #000000;overflow:hidden;padding:0px 3px 0px 3px;vertical-align:bottom;text-align:center;">1.28</td> <td data-sheets-numberformat='{"1":2,"2":"0","3":1}' data-sheets-value='{"1":3,"3":59}' style="border-bottom:1px solid #000000;overflow:hidden;padding:0px 3px 0px 3px;vertical-align:bottom;text-align:center;">59</td> <td data-sheets-numberformat='{"1":2,"2":"0","3":1}' data-sheets-value='{"1":3,"3":48}' style="border-bottom:1px solid #000000;overflow:hidden;padding:0px 3px 0px 3px;vertical-align:bottom;text-align:center;">48</td> <td data-sheets-numberformat='{"1":2,"2":"0","3":1}' data-sheets-value='{"1":3,"3":23}' style="border-right:1px solid #000000;border-bottom:1px solid #000000;overflow:hidden;padding:0px 3px 0px 3px;vertical-align:bottom;text-align:center;">23</td> </tr> <tr style="height:20px;"> <td data-sheets-value='{"1":2,"2":"Polycarbonate "}' style="border-left:1px solid #000000;overflow:hidden;padding:0px 3px 0px 3px;vertical-align:bottom;font-weight:bold;">Polycarbonate </td> <td data-sheets-value='{"1":2,"2":"Single-walled"}' style="overflow:hidden;padding:0px 3px 0px 3px;vertical-align:bottom;font-weight:bold;">Single-walled</td> <td data-sheets-value='{"1":2,"2":"Clear (A)"}' style="border-right:1px solid #000000;overflow:hidden;padding:0px 3px 0px 3px;vertical-align:bottom;font-weight:bold;">Clear (A)</td> <td data-sheets-numberformat='{"1":2,"2":"0.00","3":1}' data-sheets-value='{"1":3,"3":5.17}' style="overflow:hidden;padding:0px 3px 0px 3px;vertical-align:bottom;text-align:center;">5.17</td> <td data-sheets-numberformat='{"1":2,"2":"0","3":1}' data-sheets-value='{"1":3,"3":88}' style="overflow:hidden;padding:0px 3px 0px 3px;vertical-align:bottom;text-align:center;">88</td> <td data-sheets-numberformat='{"1":2,"2":"0","3":1}' data-sheets-value='{"1":3,"3":83}' style="overflow:hidden;padding:0px 3px 0px 3px;vertical-align:bottom;text-align:center;">83</td> <td data-sheets-numberformat='{"1":2,"2":"0","3":1}' data-sheets-value='{"1":2,"2":"-"}' style="border-right:1px solid #000000;overflow:hidden;padding:0px 3px 0px 3px;vertical-align:bottom;text-align:center;">-</td> </tr> <tr style="height:20px;"> <td data-sheets-value='{"1":2,"2":"PC"}' style="border-left:1px solid #000000;overflow:hidden;padding:0px 3px 0px 3px;vertical-align:bottom;font-weight:bold;">PC</td> <td data-sheets-value='{"1":2,"2":"Single-walled"}' style="overflow:hidden;padding:0px 3px 0px 3px;vertical-align:bottom;font-weight:bold;">Single-walled</td> <td data-sheets-value='{"1":2,"2":"Opal (D)"}' style="border-right:1px solid #000000;overflow:hidden;padding:0px 3px 0px 3px;vertical-align:bottom;font-weight:bold;">Opal (D)</td> <td data-sheets-numberformat='{"1":2,"2":"0.00","3":1}' data-sheets-value='{"1":3,"3":5.17}' style="overflow:hidden;padding:0px 3px 0px 3px;vertical-align:bottom;text-align:center;">5.17</td> <td data-sheets-numberformat='{"1":2,"2":"0","3":1}' data-sheets-value='{"1":3,"3":58}' style="overflow:hidden;padding:0px 3px 0px 3px;vertical-align:bottom;text-align:center;">58</td> <td data-sheets-numberformat='{"1":2,"2":"0","3":1}' data-sheets-value='{"1":3,"3":60}' style="overflow:hidden;padding:0px 3px 0px 3px;vertical-align:bottom;text-align:center;">60</td> <td data-sheets-numberformat='{"1":2,"2":"0","3":1}' data-sheets-value='{"1":2,"2":"-"}' style="border-right:1px solid #000000;overflow:hidden;padding:0px 3px 0px 3px;vertical-align:bottom;text-align:center;">-</td> </tr> <tr style="height:20px;"> <td style="border-left:1px solid #000000;overflow:hidden;padding:0px 3px 0px 3px;vertical-align:bottom;font-weight:bold;"></td> <td data-sheets-value='{"1":2,"2":"Double-walled"}' style="overflow:hidden;padding:0px 3px 0px 3px;vertical-align:bottom;font-weight:bold;">Double-walled</td> <td data-sheets-value='{"1":2,"2":"Clear (A/H)"}' style="border-right:1px solid #000000;overflow:hidden;padding:0px 3px 0px 3px;vertical-align:bottom;font-weight:bold;">Clear (A/H)</td> <td data-sheets-numberformat='{"1":2,"2":"0.00","3":1}' data-sheets-value='{"1":3,"3":2.9}' style="overflow:hidden;padding:0px 3px 0px 3px;vertical-align:bottom;text-align:center;">2.90</td> <td data-sheets-numberformat='{"1":2,"2":"0","3":1}' data-sheets-value='{"1":3,"3":79}' style="overflow:hidden;padding:0px 3px 0px 3px;vertical-align:bottom;text-align:center;">79</td> <td data-sheets-numberformat='{"1":2,"2":"0","3":1}' data-sheets-value='{"1":3,"3":72}' style="overflow:hidden;padding:0px 3px 0px 3px;vertical-align:bottom;text-align:center;">72</td> <td data-sheets-numberformat='{"1":2,"2":"0","3":1}' data-sheets-value='{"1":3,"3":20}' style="border-right:1px solid #000000;overflow:hidden;padding:0px 3px 0px 3px;vertical-align:bottom;text-align:center;">20</td> </tr> <tr style="height:20px;"> <td style="border-left:1px solid #000000;overflow:hidden;padding:0px 3px 0px 3px;vertical-align:bottom;font-weight:bold;"></td> <td data-sheets-value='{"1":2,"2":"Double-walled"}' style="overflow:hidden;padding:0px 3px 0px 3px;vertical-align:bottom;font-weight:bold;">Double-walled</td> <td data-sheets-value='{"1":2,"2":"Clear (A/A)"}' style="border-right:1px solid #000000;overflow:hidden;padding:0px 3px 0px 3px;vertical-align:bottom;font-weight:bold;">Clear (A/A)</td> <td data-sheets-numberformat='{"1":2,"2":"0.00","3":1}' data-sheets-value='{"1":3,"3":2.9}' style="overflow:hidden;padding:0px 3px 0px 3px;vertical-align:bottom;text-align:center;">2.90</td> <td data-sheets-numberformat='{"1":2,"2":"0","3":1}' data-sheets-value='{"1":3,"3":77}' style="overflow:hidden;padding:0px 3px 0px 3px;vertical-align:bottom;text-align:center;">77</td> <td data-sheets-numberformat='{"1":2,"2":"0","3":1}' data-sheets-value='{"1":3,"3":69}' style="overflow:hidden;padding:0px 3px 0px 3px;vertical-align:bottom;text-align:center;">69</td> <td data-sheets-numberformat='{"1":2,"2":"0","3":1}' data-sheets-value='{"1":3,"3":20}' style="border-right:1px solid #000000;overflow:hidden;padding:0px 3px 0px 3px;vertical-align:bottom;text-align:center;">20</td> </tr> <tr style="height:20px;"> <td style="border-left:1px solid #000000;overflow:hidden;padding:0px 3px 0px 3px;vertical-align:bottom;font-weight:bold;"></td> <td data-sheets-value='{"1":2,"2":"Double-walled"}' style="overflow:hidden;padding:0px 3px 0px 3px;vertical-align:bottom;font-weight:bold;">Double-walled</td> <td data-sheets-value='{"1":2,"2":"Opal (A/O)"}' style="border-right:1px solid #000000;overflow:hidden;padding:0px 3px 0px 3px;vertical-align:bottom;font-weight:bold;">Opal (A/O)</td> <td data-sheets-numberformat='{"1":2,"2":"0.00","3":1}' data-sheets-value='{"1":3,"3":2.9}' style="overflow:hidden;padding:0px 3px 0px 3px;vertical-align:bottom;text-align:center;">2.90</td> <td data-sheets-numberformat='{"1":2,"2":"0","3":1}' data-sheets-value='{"1":3,"3":73}' style="overflow:hidden;padding:0px 3px 0px 3px;vertical-align:bottom;text-align:center;">73</td> <td data-sheets-numberformat='{"1":2,"2":"0","3":1}' data-sheets-value='{"1":3,"3":63}' style="overflow:hidden;padding:0px 3px 0px 3px;vertical-align:bottom;text-align:center;">63</td> <td data-sheets-numberformat='{"1":2,"2":"0","3":1}' data-sheets-value='{"1":3,"3":20}' style="border-right:1px solid #000000;overflow:hidden;padding:0px 3px 0px 3px;vertical-align:bottom;text-align:center;">20</td> </tr> <tr style="height:20px;"> <td style="border-left:1px solid #000000;overflow:hidden;padding:0px 3px 0px 3px;vertical-align:bottom;font-weight:bold;"></td> <td data-sheets-value='{"1":2,"2":"Double-walled"}' style="overflow:hidden;padding:0px 3px 0px 3px;vertical-align:bottom;font-weight:bold;">Double-walled</td> <td data-sheets-value='{"1":2,"2":"Opal (A/D)"}' style="border-right:1px solid #000000;overflow:hidden;padding:0px 3px 0px 3px;vertical-align:bottom;font-weight:bold;">Opal (A/D)</td> <td data-sheets-numberformat='{"1":2,"2":"0.00","3":1}' data-sheets-value='{"1":3,"3":2.9}' style="overflow:hidden;padding:0px 3px 0px 3px;vertical-align:bottom;text-align:center;">2.90</td> <td data-sheets-numberformat='{"1":2,"2":"0","3":1}' data-sheets-value='{"1":3,"3":51}' style="overflow:hidden;padding:0px 3px 0px 3px;vertical-align:bottom;text-align:center;">51</td> <td data-sheets-numberformat='{"1":2,"2":"0","3":1}' data-sheets-value='{"1":3,"3":50}' style="overflow:hidden;padding:0px 3px 0px 3px;vertical-align:bottom;text-align:center;">50</td> <td data-sheets-numberformat='{"1":2,"2":"0","3":1}' data-sheets-value='{"1":3,"3":20}' style="border-right:1px solid #000000;overflow:hidden;padding:0px 3px 0px 3px;vertical-align:bottom;text-align:center;">20</td> </tr> <tr style="height:20px;"> <td style="border-left:1px solid #000000;overflow:hidden;padding:0px 3px 0px 3px;vertical-align:bottom;font-weight:bold;"></td> <td data-sheets-value='{"1":2,"2":"Triple-walled"}' style="overflow:hidden;padding:0px 3px 0px 3px;vertical-align:bottom;font-weight:bold;">Triple-walled</td> <td data-sheets-value='{"1":2,"2":"Clear (A/H/H)"}' style="border-right:1px solid #000000;overflow:hidden;padding:0px 3px 0px 3px;vertical-align:bottom;font-weight:bold;">Clear (A/H/H)</td> <td data-sheets-numberformat='{"1":2,"2":"0.00","3":1}' data-sheets-value='{"1":3,"3":1.7}' style="overflow:hidden;padding:0px 3px 0px 3px;vertical-align:bottom;text-align:center;">1.70</td> <td data-sheets-numberformat='{"1":2,"2":"0","3":1}' data-sheets-value='{"1":3,"3":71}' style="overflow:hidden;padding:0px 3px 0px 3px;vertical-align:bottom;text-align:center;">71</td> <td data-sheets-numberformat='{"1":2,"2":"0","3":1}' data-sheets-value='{"1":3,"3":63}' style="overflow:hidden;padding:0px 3px 0px 3px;vertical-align:bottom;text-align:center;">63</td> <td data-sheets-numberformat='{"1":2,"2":"0","3":1}' data-sheets-value='{"1":3,"3":22}' style="border-right:1px solid #000000;overflow:hidden;padding:0px 3px 0px 3px;vertical-align:bottom;text-align:center;">22</td> </tr> <tr style="height:20px;"> <td style="border-left:1px solid #000000;overflow:hidden;padding:0px 3px 0px 3px;vertical-align:bottom;font-weight:bold;"></td> <td data-sheets-value='{"1":2,"2":"Triple-walled"}' style="overflow:hidden;padding:0px 3px 0px 3px;vertical-align:bottom;font-weight:bold;">Triple-walled</td> <td data-sheets-value='{"1":2,"2":"Opal (A/O/O)"}' style="border-right:1px solid #000000;overflow:hidden;padding:0px 3px 0px 3px;vertical-align:bottom;font-weight:bold;">Opal (A/O/O)</td> <td data-sheets-numberformat='{"1":2,"2":"0.00","3":1}' data-sheets-value='{"1":3,"3":1.7}' style="overflow:hidden;padding:0px 3px 0px 3px;vertical-align:bottom;text-align:center;">1.70</td> <td data-sheets-numberformat='{"1":2,"2":"0","3":1}' data-sheets-value='{"1":3,"3":61}' style="overflow:hidden;padding:0px 3px 0px 3px;vertical-align:bottom;text-align:center;">61</td> <td data-sheets-numberformat='{"1":2,"2":"0","3":1}' data-sheets-value='{"1":3,"3":48}' style="overflow:hidden;padding:0px 3px 0px 3px;vertical-align:bottom;text-align:center;">48</td> <td data-sheets-numberformat='{"1":2,"2":"0","3":1}' data-sheets-value='{"1":3,"3":22}' style="border-right:1px solid #000000;overflow:hidden;padding:0px 3px 0px 3px;vertical-align:bottom;text-align:center;">22</td> </tr> <tr style="height:20px;"> <td style="border-left:1px solid #000000;overflow:hidden;padding:0px 3px 0px 3px;vertical-align:bottom;font-weight:bold;"></td> <td data-sheets-value='{"1":2,"2":"Four-walled"}' style="overflow:hidden;padding:0px 3px 0px 3px;vertical-align:bottom;font-weight:bold;">Four-walled</td> <td data-sheets-value='{"1":2,"2":"Clear (A/H/H/H)"}' style="border-right:1px solid #000000;overflow:hidden;padding:0px 3px 0px 3px;vertical-align:bottom;font-weight:bold;">Clear (A/H/H/H)</td> <td data-sheets-numberformat='{"1":2,"2":"0.00","3":1}' data-sheets-value='{"1":3,"3":1.28}' style="overflow:hidden;padding:0px 3px 0px 3px;vertical-align:bottom;text-align:center;">1.28</td> <td data-sheets-numberformat='{"1":2,"2":"0","3":1}' data-sheets-value='{"1":3,"3":64}' style="overflow:hidden;padding:0px 3px 0px 3px;vertical-align:bottom;text-align:center;">64</td> <td data-sheets-numberformat='{"1":2,"2":"0","3":1}' data-sheets-value='{"1":3,"3":52}' style="overflow:hidden;padding:0px 3px 0px 3px;vertical-align:bottom;text-align:center;">52</td> <td data-sheets-numberformat='{"1":2,"2":"0","3":1}' data-sheets-value='{"1":3,"3":23}' style="border-right:1px solid #000000;overflow:hidden;padding:0px 3px 0px 3px;vertical-align:bottom;text-align:center;">23</td> </tr> <tr style="height:20px;"> <td style="border-bottom:1px solid #000000;border-left:1px solid #000000;overflow:hidden;padding:0px 3px 0px 3px;vertical-align:bottom;"></td> <td data-sheets-value='{"1":2,"2":"Four-walled"}' style="border-bottom:1px solid #000000;overflow:hidden;padding:0px 3px 0px 3px;vertical-align:bottom;font-weight:bold;">Four-walled</td> <td data-sheets-value='{"1":2,"2":"Opal (A/H/O/H)"}' style="border-right:1px solid #000000;border-bottom:1px solid #000000;overflow:hidden;padding:0px 3px 0px 3px;vertical-align:bottom;font-weight:bold;">Opal (A/H/O/H)</td> <td data-sheets-numberformat='{"1":2,"2":"0.00","3":1}' data-sheets-value='{"1":3,"3":1.28}' style="border-bottom:1px solid #000000;overflow:hidden;padding:0px 3px 0px 3px;vertical-align:bottom;text-align:center;">1.28</td> <td data-sheets-numberformat='{"1":2,"2":"0","3":1}' data-sheets-value='{"1":3,"3":59}' style="border-bottom:1px solid #000000;overflow:hidden;padding:0px 3px 0px 3px;vertical-align:bottom;text-align:center;">59</td> <td data-sheets-numberformat='{"1":2,"2":"0","3":1}' data-sheets-value='{"1":3,"3":46}' style="border-bottom:1px solid #000000;overflow:hidden;padding:0px 3px 0px 3px;vertical-align:bottom;text-align:center;">46</td> <td data-sheets-numberformat='{"1":2,"2":"0","3":1}' data-sheets-value='{"1":3,"3":23}' style="border-right:1px solid #000000;border-bottom:1px solid #000000;overflow:hidden;padding:0px 3px 0px 3px;vertical-align:bottom;text-align:center;">23</td> </tr> <tr style="height:20px;"> <td data-sheets-value='{"1":2,"2":"Polycarbonate"}' style="border-left:1px solid #000000;overflow:hidden;padding:0px 3px 0px 3px;vertical-align:bottom;font-weight:bold;">Polycarbonate</td> <td data-sheets-value='{"1":2,"2":"Single-walled"}' style="overflow:hidden;padding:0px 3px 0px 3px;vertical-align:bottom;font-weight:bold;">Single-walled</td> <td data-sheets-value='{"1":2,"2":"Heatstop Opal (T)"}' style="border-right:1px solid #000000;overflow:hidden;padding:0px 3px 0px 3px;vertical-align:bottom;font-weight:bold;">Heatstop Opal (T)</td> <td data-sheets-numberformat='{"1":2,"2":"0.00","3":1}' data-sheets-value='{"1":3,"3":5.17}' style="overflow:hidden;padding:0px 3px 0px 3px;vertical-align:bottom;text-align:center;">5.17</td> <td data-sheets-numberformat='{"1":2,"2":"0","3":1}' data-sheets-value='{"1":3,"3":49}' style="overflow:hidden;padding:0px 3px 0px 3px;vertical-align:bottom;text-align:center;">49</td> <td data-sheets-numberformat='{"1":2,"2":"0","3":1}' data-sheets-value='{"1":3,"3":59}' style="overflow:hidden;padding:0px 3px 0px 3px;vertical-align:bottom;text-align:center;">59</td> <td data-sheets-numberformat='{"1":2,"2":"0","3":1}' data-sheets-value='{"1":2,"2":"-"}' style="border-right:1px solid #000000;overflow:hidden;padding:0px 3px 0px 3px;vertical-align:bottom;text-align:center;">-</td> </tr> <tr style="height:20px;"> <td data-sheets-value='{"1":2,"2":"Heatstop PC"}' style="border-left:1px solid #000000;overflow:hidden;padding:0px 3px 0px 3px;vertical-align:bottom;font-weight:bold;">Heatstop PC</td> <td data-sheets-value='{"1":2,"2":"Double-walled"}' style="overflow:hidden;padding:0px 3px 0px 3px;vertical-align:bottom;font-weight:bold;">Double-walled</td> <td data-sheets-value='{"1":2,"2":"Clear (T/H)"}' style="border-right:1px solid #000000;overflow:hidden;padding:0px 3px 0px 3px;vertical-align:bottom;font-weight:bold;">Clear (T/H)</td> <td data-sheets-numberformat='{"1":2,"2":"0.00","3":1}' data-sheets-value='{"1":3,"3":2.9}' style="overflow:hidden;padding:0px 3px 0px 3px;vertical-align:bottom;text-align:center;">2.90</td> <td data-sheets-numberformat='{"1":2,"2":"0","3":1}' data-sheets-value='{"1":3,"3":44}' style="overflow:hidden;padding:0px 3px 0px 3px;vertical-align:bottom;text-align:center;">44</td> <td data-sheets-numberformat='{"1":2,"2":"0","3":1}' data-sheets-value='{"1":3,"3":51}' style="overflow:hidden;padding:0px 3px 0px 3px;vertical-align:bottom;text-align:center;">51</td> <td data-sheets-numberformat='{"1":2,"2":"0","3":1}' data-sheets-value='{"1":3,"3":20}' style="border-right:1px solid #000000;overflow:hidden;padding:0px 3px 0px 3px;vertical-align:bottom;text-align:center;">20</td> </tr> <tr style="height:20px;"> <td style="border-left:1px solid #000000;overflow:hidden;padding:0px 3px 0px 3px;vertical-align:bottom;font-weight:bold;"></td> <td data-sheets-value='{"1":2,"2":"Double-walled"}' style="overflow:hidden;padding:0px 3px 0px 3px;vertical-align:bottom;font-weight:bold;">Double-walled</td> <td data-sheets-value='{"1":2,"2":"Opal (T/O)"}' style="border-right:1px solid #000000;overflow:hidden;padding:0px 3px 0px 3px;vertical-align:bottom;font-weight:bold;">Opal (T/O)</td> <td data-sheets-numberformat='{"1":2,"2":"0.00","3":1}' data-sheets-value='{"1":3,"3":2.9}' style="overflow:hidden;padding:0px 3px 0px 3px;vertical-align:bottom;text-align:center;">2.90</td> <td data-sheets-numberformat='{"1":2,"2":"0","3":1}' data-sheets-value='{"1":3,"3":41}' style="overflow:hidden;padding:0px 3px 0px 3px;vertical-align:bottom;text-align:center;">41</td> <td data-sheets-numberformat='{"1":2,"2":"0","3":1}' data-sheets-value='{"1":3,"3":45}' style="overflow:hidden;padding:0px 3px 0px 3px;vertical-align:bottom;text-align:center;">45</td> <td data-sheets-numberformat='{"1":2,"2":"0","3":1}' data-sheets-value='{"1":3,"3":20}' style="border-right:1px solid #000000;overflow:hidden;padding:0px 3px 0px 3px;vertical-align:bottom;text-align:center;">20</td> </tr> <tr style="height:20px;"> <td style="border-left:1px solid #000000;overflow:hidden;padding:0px 3px 0px 3px;vertical-align:bottom;font-weight:bold;"></td> <td data-sheets-value='{"1":2,"2":"Triple-walled"}' style="overflow:hidden; | skylux-160-ce-met-koepel-en-pvc-opstand-30-20-met-lm-motor-en-windvang-1300-x-1900-mm | 8586040672589 | 46872374083917
Smoke and heat exhaust (SHEV) | SHE system | Skylux | Skylux 160° CE with skylight and PVC curb 30/20 with LM-actuator and spoiler 1300 x 2000 mm |  | 26610 | 5412970266105 | 5814.05 | Yes | 30-45 | 109.31 | 1300 x 2000 mm | 2000 | 1300 |  | PVC 30/20 (30 cm high & roof opening = 20 cm larger than daylight size) | Rectangular | 5.17 W/m²K - 1.28 W/m²K | 87% - 32% | 90% - 32% | 20dB - 23dB | 160° CE (for industry) | skylight | with spoiler | E | Single actuator | Maximum four-walled skylight possible for this product | Ut-value LT-value g-value Rw-value EN 1873 : 2014 EN ISO 13468 EN 16153 EN 410 EN 410 EN ISO 140-3 Material Walls Shells (W/m²K) (%) (%) (dB) Acrylic Single-walled Clear (H) 5.17 90 87 - PMMA Single-walled Opal (O) 5.17 83 76 - Double-walled Clear (H/H) 2.90 81 75 20 Double-walled Opal (O/O) 2.90 69 58 20 Triple-walled Clear (H/H/H) 1.70 73 65 22 Triple-walled Opal (O/H/O) 1.70 62 51 22 Four-walled Clear (H/H/H/H) 1.28 64 54 23 Four-walled Opal (H/H/O/H) 1.28 59 48 23 Polycarbonate Single-walled Clear (A) 5.17 88 83 - PC Single-walled Opal (D) 5.17 58 60 - Double-walled Clear (A/H) 2.90 79 72 20 Double-walled Clear (A/A) 2.90 77 69 20 Double-walled Opal (A/O) 2.90 73 63 20 Double-walled Opal (A/D) 2.90 51 50 20 Triple-walled Clear (A/H/H) 1.70 71 63 22 Triple-walled Opal (A/O/O) 1.70 61 48 22 Four-walled Clear (A/H/H/H) 1.28 64 52 23 Four-walled Opal (A/H/O/H) 1.28 59 46 23 Polycarbonate Single-walled Heatstop Opal (T) 5.17 49 59 - Heatstop PC Double-walled Clear (T/H) 2.90 44 51 20 Double-walled Opal (T/O) 2.90 41 45 20 Triple-walled Clear (T/H/H) 1.70 40 <td data-sheets-numberformat='{"1":2,"2":"0","3":1}' data-sheets-value='{"1":3,"3":44}' style="overflow:hidden;paddin | https://skylux.eu/en/products/skylux-160-ce-met-koepel-en-pvc-opstand-30-20-met-lm-motor-en-windvang-1300-x-2000-mm | https://skylux.eu/cdn/shop/files/Skylux-160deg-CE-met-koepel-en-pvc-opstand-3020-met-LM-motor-en-windvang-1300-x-2000-mm-RWA-systeem.jpg?v=1702981557&width=1600 | https://skylux.eu/cdn/shop/files/e5a82811-1bb0-48e4-a776-cacb59c7c092_7a66a3cf-b3c1-4f15-9965-e9bdf6de8c11.jpg?v=1688551401&width=1600 | //skylux.eu/cdn/shop/files/E_MH_Mounting_instructions_Skylux_160_CE_LM.pdf?v=12406716259046007223 | //skylux.eu/cdn/shop/files/E_TD_Technical_File_Skylux_Skylux_160_CE_Electric.pdf?v=3667116872303399239 | <style type="text/css" id="isPasted"> <!--td { border: 1px solid #cccccc; } br { mso-data-placement: same-cell; } --> </style> <table border="1" cellpadding="0" cellspacing="0" dir="ltr" style="table-layout:fixed;font-size:10pt;font-family:Arial;border-collapse:collapse;border:none;"><tbody> <tr style="height:20px;"> <td style="overflow:hidden;padding:0px 3px 0px 3px;vertical-align:bottom;"></td> <td style="overflow:hidden;padding:0px 3px 0px 3px;vertical-align:bottom;"></td> <td style="overflow:hidden;padding:0px 3px 0px 3px;vertical-align:bottom;"></td> <td data-sheets-value='{"1":2,"2":"Ut-value"}' style="overflow:hidden;padding:0px 3px 0px 3px;vertical-align:bottom;font-weight:bold;text-align:center;">Ut-value</td> <td data-sheets-value='{"1":2,"2":"LT-value"}' style="overflow:hidden;padding:0px 3px 0px 3px;vertical-align:bottom;font-weight:bold;text-align:center;">LT-value</td> <td data-sheets-value='{"1":2,"2":"g-value"}' style="overflow:hidden;padding:0px 3px 0px 3px;vertical-align:bottom;font-weight:bold;text-align:center;">g-value</td> <td data-sheets-value='{"1":2,"2":"Rw-value "}' style="overflow:hidden;padding:0px 3px 0px 3px;vertical-align:bottom;font-weight:bold;text-align:center;">Rw-value </td> </tr> <tr style="height:20px;"> <td style="overflow:hidden;padding:0px 3px 0px 3px;vertical-align:bottom;"></td> <td style="overflow:hidden;padding:0px 3px 0px 3px;vertical-align:bottom;"></td> <td style="overflow:hidden;padding:0px 3px 0px 3px;vertical-align:bottom;"></td> <td data-sheets-numberformat='{"1":2,"2":"0.00","3":1}' data-sheets-value='{"1":2,"2":"EN 1873 : 2014"}' style="overflow:hidden;padding:0px 3px 0px 3px;vertical-align:bottom;text-align:center;">EN 1873 : 2014</td> <td data-sheets-numberformat='{"1":2,"2":"0","3":1}' data-sheets-value='{"1":2,"2":"EN ISO 13468 EN 16153 EN 410"}' style="overflow:hidden;padding:0px 3px 0px 3px;vertical-align:bottom;text-align:center;">EN ISO 13468 EN 16153 EN 410</td> <td data-sheets-numberformat='{"1":2,"2":"0","3":1}' data-sheets-value='{"1":2,"2":"EN 410"}' style="overflow:hidden;padding:0px 3px 0px 3px;vertical-align:bottom;text-align:center;">EN 410</td> <td data-sheets-value='{"1":2,"2":"EN ISO 140-3\t\t"}' style="overflow:hidden;padding:0px 3px 0px 3px;vertical-align:bottom;text-align:center;">EN ISO 140-3 </td> </tr> <tr style="height:20px;"> <td data-sheets-value='{"1":2,"2":"Material"}' style="border-bottom:1px solid #000000;overflow:hidden;padding:0px 3px 0px 3px;vertical-align:bottom;background-color:#000000;font-weight:bold;color:#ffffff;">Material</td> <td data-sheets-value='{"1":2,"2":"Walls"}' style="border-bottom:1px solid #000000;overflow:hidden;padding:0px 3px 0px 3px;vertical-align:bottom;background-color:#000000;font-weight:bold;color:#ffffff;">Walls</td> <td data-sheets-value='{"1":2,"2":"Shells"}' style="border-bottom:1px solid #000000;overflow:hidden;padding:0px 3px 0px 3px;vertical-align:bottom;background-color:#000000;font-weight:bold;color:#ffffff;">Shells</td> <td data-sheets-numberformat='{"1":2,"2":"0.00","3":1}' data-sheets-value='{"1":2,"2":"(W/m²K)\t"}' style="border-bottom:1px solid #000000;overflow:hidden;padding:0px 3px 0px 3px;vertical-align:bottom;background-color:#000000;font-weight:bold;color:#ffffff;text-align:center;">(W/m²K) </td> <td data-sheets-numberformat='{"1":2,"2":"0","3":1}' data-sheets-value='{"1":2,"2":"(%)"}' style="border-bottom:1px solid #000000;overflow:hidden;padding:0px 3px 0px 3px;vertical-align:bottom;background-color:#000000;font-weight:bold;color:#ffffff;text-align:center;">(%)</td> <td data-sheets-numberformat='{"1":2,"2":"0","3":1}' data-sheets-value='{"1":2,"2":"(%)"}' style="border-bottom:1px solid #000000;overflow:hidden;padding:0px 3px 0px 3px;vertical-align:bottom;background-color:#000000;font-weight:bold;color:#ffffff;text-align:center;">(%)</td> <td data-sheets-value='{"1":2,"2":"(dB)"}' style="border-bottom:1px solid #000000;overflow:hidden;padding:0px 3px 0px 3px;vertical-align:bottom;background-color:#000000;font-weight:bold;color:#ffffff;text-align:center;">(dB)</td> </tr> <tr style="height:20px;"> <td data-sheets-value='{"1":2,"2":"Acrylic"}' style="border-left:1px solid #000000;overflow:hidden;padding:0px 3px 0px 3px;vertical-align:bottom;font-weight:bold;">Acrylic</td> <td data-sheets-value='{"1":2,"2":"Single-walled"}' style="overflow:hidden;padding:0px 3px 0px 3px;vertical-align:bottom;font-weight:bold;">Single-walled</td> <td data-sheets-value='{"1":2,"2":"Clear (H)"}' style="border-right:1px solid #000000;overflow:hidden;padding:0px 3px 0px 3px;vertical-align:bottom;font-weight:bold;">Clear (H)</td> <td data-sheets-numberformat='{"1":2,"2":"0.00","3":1}' data-sheets-value='{"1":3,"3":5.17}' style="overflow:hidden;padding:0px 3px 0px 3px;vertical-align:bottom;text-align:center;">5.17</td> <td data-sheets-numberformat='{"1":2,"2":"0","3":1}' data-sheets-value='{"1":3,"3":90}' style="overflow:hidden;padding:0px 3px 0px 3px;vertical-align:bottom;text-align:center;">90</td> <td data-sheets-numberformat='{"1":2,"2":"0","3":1}' data-sheets-value='{"1":3,"3":87}' style="overflow:hidden;padding:0px 3px 0px 3px;vertical-align:bottom;text-align:center;">87</td> <td data-sheets-numberformat='{"1":2,"2":"0","3":1}' data-sheets-value='{"1":2,"2":"-"}' style="border-right:1px solid #000000;overflow:hidden;padding:0px 3px 0px 3px;vertical-align:bottom;text-align:center;">-</td> </tr> <tr style="height:20px;"> <td data-sheets-value='{"1":2,"2":"PMMA"}' style="border-left:1px solid #000000;overflow:hidden;padding:0px 3px 0px 3px;vertical-align:bottom;font-weight:bold;">PMMA</td> <td data-sheets-value='{"1":2,"2":"Single-walled"}' style="overflow:hidden;padding:0px 3px 0px 3px;vertical-align:bottom;font-weight:bold;">Single-walled</td> <td data-sheets-value='{"1":2,"2":"Opal (O)"}' style="border-right:1px solid #000000;overflow:hidden;padding:0px 3px 0px 3px;vertical-align:bottom;font-weight:bold;">Opal (O)</td> <td data-sheets-numberformat='{"1":2,"2":"0.00","3":1}' data-sheets-value='{"1":3,"3":5.17}' style="overflow:hidden;padding:0px 3px 0px 3px;vertical-align:bottom;text-align:center;">5.17</td> <td data-sheets-numberformat='{"1":2,"2":"0","3":1}' data-sheets-value='{"1":3,"3":83}' style="overflow:hidden;padding:0px 3px 0px 3px;vertical-align:bottom;text-align:center;">83</td> <td data-sheets-numberformat='{"1":2,"2":"0","3":1}' data-sheets-value='{"1":3,"3":76}' style="overflow:hidden;padding:0px 3px 0px 3px;vertical-align:bottom;text-align:center;">76</td> <td data-sheets-numberformat='{"1":2,"2":"0","3":1}' data-sheets-value='{"1":2,"2":"-"}' style="border-right:1px solid #000000;overflow:hidden;padding:0px 3px 0px 3px;vertical-align:bottom;text-align:center;">-</td> </tr> <tr style="height:20px;"> <td style="border-left:1px solid #000000;overflow:hidden;padding:0px 3px 0px 3px;vertical-align:bottom;font-weight:bold;"></td> <td data-sheets-value='{"1":2,"2":"Double-walled"}' style="overflow:hidden;padding:0px 3px 0px 3px;vertical-align:bottom;font-weight:bold;">Double-walled</td> <td data-sheets-value='{"1":2,"2":"Clear (H/H)"}' style="border-right:1px solid #000000;overflow:hidden;padding:0px 3px 0px 3px;vertical-align:bottom;font-weight:bold;">Clear (H/H)</td> <td data-sheets-numberformat='{"1":2,"2":"0.00","3":1}' data-sheets-value='{"1":3,"3":2.9}' style="overflow:hidden;padding:0px 3px 0px 3px;vertical-align:bottom;text-align:center;">2.90</td> <td data-sheets-numberformat='{"1":2,"2":"0","3":1}' data-sheets-value='{"1":3,"3":81}' style="overflow:hidden;padding:0px 3px 0px 3px;vertical-align:bottom;text-align:center;">81</td> <td data-sheets-numberformat='{"1":2,"2":"0","3":1}' data-sheets-value='{"1":3,"3":75}' style="overflow:hidden;padding:0px 3px 0px 3px;vertical-align:bottom;text-align:center;">75</td> <td data-sheets-numberformat='{"1":2,"2":"0","3":1}' data-sheets-value='{"1":3,"3":20}' style="border-right:1px solid #000000;overflow:hidden;padding:0px 3px 0px 3px;vertical-align:bottom;text-align:center;">20</td> </tr> <tr style="height:20px;"> <td style="border-left:1px solid #000000;overflow:hidden;padding:0px 3px 0px 3px;vertical-align:bottom;font-weight:bold;"></td> <td data-sheets-value='{"1":2,"2":"Double-walled"}' style="overflow:hidden;padding:0px 3px 0px 3px;vertical-align:bottom;font-weight:bold;">Double-walled</td> <td data-sheets-value='{"1":2,"2":"Opal (O/O)"}' style="border-right:1px solid #000000;overflow:hidden;padding:0px 3px 0px 3px;vertical-align:bottom;font-weight:bold;">Opal (O/O)</td> <td data-sheets-numberformat='{"1":2,"2":"0.00","3":1}' data-sheets-value='{"1":3,"3":2.9}' style="overflow:hidden;padding:0px 3px 0px 3px;vertical-align:bottom;text-align:center;">2.90</td> <td data-sheets-numberformat='{"1":2,"2":"0","3":1}' data-sheets-value='{"1":3,"3":69}' style="overflow:hidden;padding:0px 3px 0px 3px;vertical-align:bottom;text-align:center;">69</td> <td data-sheets-numberformat='{"1":2,"2":"0","3":1}' data-sheets-value='{"1":3,"3":58}' style="overflow:hidden;padding:0px 3px 0px 3px;vertical-align:bottom;text-align:center;">58</td> <td data-sheets-numberformat='{"1":2,"2":"0","3":1}' data-sheets-value='{"1":3,"3":20}' style="border-right:1px solid #000000;overflow:hidden;padding:0px 3px 0px 3px;vertical-align:bottom;text-align:center;">20</td> </tr> <tr style="height:20px;"> <td style="border-left:1px solid #000000;overflow:hidden;padding:0px 3px 0px 3px;vertical-align:bottom;font-weight:bold;"></td> <td data-sheets-value='{"1":2,"2":"Triple-walled"}' style="overflow:hidden;padding:0px 3px 0px 3px;vertical-align:bottom;font-weight:bold;">Triple-walled</td> <td data-sheets-value='{"1":2,"2":"Clear (H/H/H)"}' style="border-right:1px solid #000000;overflow:hidden;padding:0px 3px 0px 3px;vertical-align:bottom;font-weight:bold;">Clear (H/H/H)</td> <td data-sheets-numberformat='{"1":2,"2":"0.00","3":1}' data-sheets-value='{"1":3,"3":1.7}' style="overflow:hidden;padding:0px 3px 0px 3px;vertical-align:bottom;text-align:center;">1.70</td> <td data-sheets-numberformat='{"1":2,"2":"0","3":1}' data-sheets-value='{"1":3,"3":73}' style="overflow:hidden;padding:0px 3px 0px 3px;vertical-align:bottom;text-align:center;">73</td> <td data-sheets-numberformat='{"1":2,"2":"0","3":1}' data-sheets-value='{"1":3,"3":65}' style="overflow:hidden;padding:0px 3px 0px 3px;vertical-align:bottom;text-align:center;">65</td> <td data-sheets-numberformat='{"1":2,"2":"0","3":1}' data-sheets-value='{"1":3,"3":22}' style="border-right:1px solid #000000;overflow:hidden;padding:0px 3px 0px 3px;vertical-align:bottom;text-align:center;">22</td> </tr> <tr style="height:20px;"> <td style="border-left:1px solid #000000;overflow:hidden;padding:0px 3px 0px 3px;vertical-align:bottom;font-weight:bold;"></td> <td data-sheets-value='{"1":2,"2":"Triple-walled"}' style="overflow:hidden;padding:0px 3px 0px 3px;vertical-align:bottom;font-weight:bold;">Triple-walled</td> <td data-sheets-value='{"1":2,"2":"Opal (O/H/O)"}' style="border-right:1px solid #000000;overflow:hidden;padding:0px 3px 0px 3px;vertical-align:bottom;font-weight:bold;">Opal (O/H/O)</td> <td data-sheets-numberformat='{"1":2,"2":"0.00","3":1}' data-sheets-value='{"1":3,"3":1.7}' style="overflow:hidden;padding:0px 3px 0px 3px;vertical-align:bottom;text-align:center;">1.70</td> <td data-sheets-numberformat='{"1":2,"2":"0","3":1}' data-sheets-value='{"1":3,"3":62}' style="overflow:hidden;padding:0px 3px 0px 3px;vertical-align:bottom;text-align:center;">62</td> <td data-sheets-numberformat='{"1":2,"2":"0","3":1}' data-sheets-value='{"1":3,"3":51}' style="overflow:hidden;padding:0px 3px 0px 3px;vertical-align:bottom;text-align:center;">51</td> <td data-sheets-numberformat='{"1":2,"2":"0","3":1}' data-sheets-value='{"1":3,"3":22}' style="border-right:1px solid #000000;overflow:hidden;padding:0px 3px 0px 3px;vertical-align:bottom;text-align:center;">22</td> </tr> <tr style="height:20px;"> <td style="border-left:1px solid #000000;overflow:hidden;padding:0px 3px 0px 3px;vertical-align:bottom;font-weight:bold;"></td> <td data-sheets-value='{"1":2,"2":"Four-walled"}' style="overflow:hidden;padding:0px 3px 0px 3px;vertical-align:bottom;font-weight:bold;">Four-walled</td> <td data-sheets-value='{"1":2,"2":"Clear (H/H/H/H)"}' style="border-right:1px solid #000000;overflow:hidden;padding:0px 3px 0px 3px;vertical-align:bottom;font-weight:bold;">Clear (H/H/H/H)</td> <td data-sheets-numberformat='{"1":2,"2":"0.00","3":1}' data-sheets-value='{"1":3,"3":1.28}' style="overflow:hidden;padding:0px 3px 0px 3px;vertical-align:bottom;text-align:center;">1.28</td> <td data-sheets-numberformat='{"1":2,"2":"0","3":1}' data-sheets-value='{"1":3,"3":64}' style="overflow:hidden;padding:0px 3px 0px 3px;vertical-align:bottom;text-align:center;">64</td> <td data-sheets-numberformat='{"1":2,"2":"0","3":1}' data-sheets-value='{"1":3,"3":54}' style="overflow:hidden;padding:0px 3px 0px 3px;vertical-align:bottom;text-align:center;">54</td> <td data-sheets-numberformat='{"1":2,"2":"0","3":1}' data-sheets-value='{"1":3,"3":23}' style="border-right:1px solid #000000;overflow:hidden;padding:0px 3px 0px 3px;vertical-align:bottom;text-align:center;">23</td> </tr> <tr style="height:20px;"> <td style="border-bottom:1px solid #000000;border-left:1px solid #000000;overflow:hidden;padding:0px 3px 0px 3px;vertical-align:bottom;"></td> <td data-sheets-value='{"1":2,"2":"Four-walled"}' style="border-bottom:1px solid #000000;overflow:hidden;padding:0px 3px 0px 3px;vertical-align:bottom;font-weight:bold;">Four-walled</td> <td data-sheets-value='{"1":2,"2":"Opal (H/H/O/H)"}' style="border-right:1px solid #000000;border-bottom:1px solid #000000;overflow:hidden;padding:0px 3px 0px 3px;vertical-align:bottom;font-weight:bold;">Opal (H/H/O/H)</td> <td data-sheets-numberformat='{"1":2,"2":"0.00","3":1}' data-sheets-value='{"1":3,"3":1.28}' style="border-bottom:1px solid #000000;overflow:hidden;padding:0px 3px 0px 3px;vertical-align:bottom;text-align:center;">1.28</td> <td data-sheets-numberformat='{"1":2,"2":"0","3":1}' data-sheets-value='{"1":3,"3":59}' style="border-bottom:1px solid #000000;overflow:hidden;padding:0px 3px 0px 3px;vertical-align:bottom;text-align:center;">59</td> <td data-sheets-numberformat='{"1":2,"2":"0","3":1}' data-sheets-value='{"1":3,"3":48}' style="border-bottom:1px solid #000000;overflow:hidden;padding:0px 3px 0px 3px;vertical-align:bottom;text-align:center;">48</td> <td data-sheets-numberformat='{"1":2,"2":"0","3":1}' data-sheets-value='{"1":3,"3":23}' style="border-right:1px solid #000000;border-bottom:1px solid #000000;overflow:hidden;padding:0px 3px 0px 3px;vertical-align:bottom;text-align:center;">23</td> </tr> <tr style="height:20px;"> <td data-sheets-value='{"1":2,"2":"Polycarbonate "}' style="border-left:1px solid #000000;overflow:hidden;padding:0px 3px 0px 3px;vertical-align:bottom;font-weight:bold;">Polycarbonate </td> <td data-sheets-value='{"1":2,"2":"Single-walled"}' style="overflow:hidden;padding:0px 3px 0px 3px;vertical-align:bottom;font-weight:bold;">Single-walled</td> <td data-sheets-value='{"1":2,"2":"Clear (A)"}' style="border-right:1px solid #000000;overflow:hidden;padding:0px 3px 0px 3px;vertical-align:bottom;font-weight:bold;">Clear (A)</td> <td data-sheets-numberformat='{"1":2,"2":"0.00","3":1}' data-sheets-value='{"1":3,"3":5.17}' style="overflow:hidden;padding:0px 3px 0px 3px;vertical-align:bottom;text-align:center;">5.17</td> <td data-sheets-numberformat='{"1":2,"2":"0","3":1}' data-sheets-value='{"1":3,"3":88}' style="overflow:hidden;padding:0px 3px 0px 3px;vertical-align:bottom;text-align:center;">88</td> <td data-sheets-numberformat='{"1":2,"2":"0","3":1}' data-sheets-value='{"1":3,"3":83}' style="overflow:hidden;padding:0px 3px 0px 3px;vertical-align:bottom;text-align:center;">83</td> <td data-sheets-numberformat='{"1":2,"2":"0","3":1}' data-sheets-value='{"1":2,"2":"-"}' style="border-right:1px solid #000000;overflow:hidden;padding:0px 3px 0px 3px;vertical-align:bottom;text-align:center;">-</td> </tr> <tr style="height:20px;"> <td data-sheets-value='{"1":2,"2":"PC"}' style="border-left:1px solid #000000;overflow:hidden;padding:0px 3px 0px 3px;vertical-align:bottom;font-weight:bold;">PC</td> <td data-sheets-value='{"1":2,"2":"Single-walled"}' style="overflow:hidden;padding:0px 3px 0px 3px;vertical-align:bottom;font-weight:bold;">Single-walled</td> <td data-sheets-value='{"1":2,"2":"Opal (D)"}' style="border-right:1px solid #000000;overflow:hidden;padding:0px 3px 0px 3px;vertical-align:bottom;font-weight:bold;">Opal (D)</td> <td data-sheets-numberformat='{"1":2,"2":"0.00","3":1}' data-sheets-value='{"1":3,"3":5.17}' style="overflow:hidden;padding:0px 3px 0px 3px;vertical-align:bottom;text-align:center;">5.17</td> <td data-sheets-numberformat='{"1":2,"2":"0","3":1}' data-sheets-value='{"1":3,"3":58}' style="overflow:hidden;padding:0px 3px 0px 3px;vertical-align:bottom;text-align:center;">58</td> <td data-sheets-numberformat='{"1":2,"2":"0","3":1}' data-sheets-value='{"1":3,"3":60}' style="overflow:hidden;padding:0px 3px 0px 3px;vertical-align:bottom;text-align:center;">60</td> <td data-sheets-numberformat='{"1":2,"2":"0","3":1}' data-sheets-value='{"1":2,"2":"-"}' style="border-right:1px solid #000000;overflow:hidden;padding:0px 3px 0px 3px;vertical-align:bottom;text-align:center;">-</td> </tr> <tr style="height:20px;"> <td style="border-left:1px solid #000000;overflow:hidden;padding:0px 3px 0px 3px;vertical-align:bottom;font-weight:bold;"></td> <td data-sheets-value='{"1":2,"2":"Double-walled"}' style="overflow:hidden;padding:0px 3px 0px 3px;vertical-align:bottom;font-weight:bold;">Double-walled</td> <td data-sheets-value='{"1":2,"2":"Clear (A/H)"}' style="border-right:1px solid #000000;overflow:hidden;padding:0px 3px 0px 3px;vertical-align:bottom;font-weight:bold;">Clear (A/H)</td> <td data-sheets-numberformat='{"1":2,"2":"0.00","3":1}' data-sheets-value='{"1":3,"3":2.9}' style="overflow:hidden;padding:0px 3px 0px 3px;vertical-align:bottom;text-align:center;">2.90</td> <td data-sheets-numberformat='{"1":2,"2":"0","3":1}' data-sheets-value='{"1":3,"3":79}' style="overflow:hidden;padding:0px 3px 0px 3px;vertical-align:bottom;text-align:center;">79</td> <td data-sheets-numberformat='{"1":2,"2":"0","3":1}' data-sheets-value='{"1":3,"3":72}' style="overflow:hidden;padding:0px 3px 0px 3px;vertical-align:bottom;text-align:center;">72</td> <td data-sheets-numberformat='{"1":2,"2":"0","3":1}' data-sheets-value='{"1":3,"3":20}' style="border-right:1px solid #000000;overflow:hidden;padding:0px 3px 0px 3px;vertical-align:bottom;text-align:center;">20</td> </tr> <tr style="height:20px;"> <td style="border-left:1px solid #000000;overflow:hidden;padding:0px 3px 0px 3px;vertical-align:bottom;font-weight:bold;"></td> <td data-sheets-value='{"1":2,"2":"Double-walled"}' style="overflow:hidden;padding:0px 3px 0px 3px;vertical-align:bottom;font-weight:bold;">Double-walled</td> <td data-sheets-value='{"1":2,"2":"Clear (A/A)"}' style="border-right:1px solid #000000;overflow:hidden;padding:0px 3px 0px 3px;vertical-align:bottom;font-weight:bold;">Clear (A/A)</td> <td data-sheets-numberformat='{"1":2,"2":"0.00","3":1}' data-sheets-value='{"1":3,"3":2.9}' style="overflow:hidden;padding:0px 3px 0px 3px;vertical-align:bottom;text-align:center;">2.90</td> <td data-sheets-numberformat='{"1":2,"2":"0","3":1}' data-sheets-value='{"1":3,"3":77}' style="overflow:hidden;padding:0px 3px 0px 3px;vertical-align:bottom;text-align:center;">77</td> <td data-sheets-numberformat='{"1":2,"2":"0","3":1}' data-sheets-value='{"1":3,"3":69}' style="overflow:hidden;padding:0px 3px 0px 3px;vertical-align:bottom;text-align:center;">69</td> <td data-sheets-numberformat='{"1":2,"2":"0","3":1}' data-sheets-value='{"1":3,"3":20}' style="border-right:1px solid #000000;overflow:hidden;padding:0px 3px 0px 3px;vertical-align:bottom;text-align:center;">20</td> </tr> <tr style="height:20px;"> <td style="border-left:1px solid #000000;overflow:hidden;padding:0px 3px 0px 3px;vertical-align:bottom;font-weight:bold;"></td> <td data-sheets-value='{"1":2,"2":"Double-walled"}' style="overflow:hidden;padding:0px 3px 0px 3px;vertical-align:bottom;font-weight:bold;">Double-walled</td> <td data-sheets-value='{"1":2,"2":"Opal (A/O)"}' style="border-right:1px solid #000000;overflow:hidden;padding:0px 3px 0px 3px;vertical-align:bottom;font-weight:bold;">Opal (A/O)</td> <td data-sheets-numberformat='{"1":2,"2":"0.00","3":1}' data-sheets-value='{"1":3,"3":2.9}' style="overflow:hidden;padding:0px 3px 0px 3px;vertical-align:bottom;text-align:center;">2.90</td> <td data-sheets-numberformat='{"1":2,"2":"0","3":1}' data-sheets-value='{"1":3,"3":73}' style="overflow:hidden;padding:0px 3px 0px 3px;vertical-align:bottom;text-align:center;">73</td> <td data-sheets-numberformat='{"1":2,"2":"0","3":1}' data-sheets-value='{"1":3,"3":63}' style="overflow:hidden;padding:0px 3px 0px 3px;vertical-align:bottom;text-align:center;">63</td> <td data-sheets-numberformat='{"1":2,"2":"0","3":1}' data-sheets-value='{"1":3,"3":20}' style="border-right:1px solid #000000;overflow:hidden;padding:0px 3px 0px 3px;vertical-align:bottom;text-align:center;">20</td> </tr> <tr style="height:20px;"> <td style="border-left:1px solid #000000;overflow:hidden;padding:0px 3px 0px 3px;vertical-align:bottom;font-weight:bold;"></td> <td data-sheets-value='{"1":2,"2":"Double-walled"}' style="overflow:hidden;padding:0px 3px 0px 3px;vertical-align:bottom;font-weight:bold;">Double-walled</td> <td data-sheets-value='{"1":2,"2":"Opal (A/D)"}' style="border-right:1px solid #000000;overflow:hidden;padding:0px 3px 0px 3px;vertical-align:bottom;font-weight:bold;">Opal (A/D)</td> <td data-sheets-numberformat='{"1":2,"2":"0.00","3":1}' data-sheets-value='{"1":3,"3":2.9}' style="overflow:hidden;padding:0px 3px 0px 3px;vertical-align:bottom;text-align:center;">2.90</td> <td data-sheets-numberformat='{"1":2,"2":"0","3":1}' data-sheets-value='{"1":3,"3":51}' style="overflow:hidden;padding:0px 3px 0px 3px;vertical-align:bottom;text-align:center;">51</td> <td data-sheets-numberformat='{"1":2,"2":"0","3":1}' data-sheets-value='{"1":3,"3":50}' style="overflow:hidden;padding:0px 3px 0px 3px;vertical-align:bottom;text-align:center;">50</td> <td data-sheets-numberformat='{"1":2,"2":"0","3":1}' data-sheets-value='{"1":3,"3":20}' style="border-right:1px solid #000000;overflow:hidden;padding:0px 3px 0px 3px;vertical-align:bottom;text-align:center;">20</td> </tr> <tr style="height:20px;"> <td style="border-left:1px solid #000000;overflow:hidden;padding:0px 3px 0px 3px;vertical-align:bottom;font-weight:bold;"></td> <td data-sheets-value='{"1":2,"2":"Triple-walled"}' style="overflow:hidden;padding:0px 3px 0px 3px;vertical-align:bottom;font-weight:bold;">Triple-walled</td> <td data-sheets-value='{"1":2,"2":"Clear (A/H/H)"}' style="border-right:1px solid #000000;overflow:hidden;padding:0px 3px 0px 3px;vertical-align:bottom;font-weight:bold;">Clear (A/H/H)</td> <td data-sheets-numberformat='{"1":2,"2":"0.00","3":1}' data-sheets-value='{"1":3,"3":1.7}' style="overflow:hidden;padding:0px 3px 0px 3px;vertical-align:bottom;text-align:center;">1.70</td> <td data-sheets-numberformat='{"1":2,"2":"0","3":1}' data-sheets-value='{"1":3,"3":71}' style="overflow:hidden;padding:0px 3px 0px 3px;vertical-align:bottom;text-align:center;">71</td> <td data-sheets-numberformat='{"1":2,"2":"0","3":1}' data-sheets-value='{"1":3,"3":63}' style="overflow:hidden;padding:0px 3px 0px 3px;vertical-align:bottom;text-align:center;">63</td> <td data-sheets-numberformat='{"1":2,"2":"0","3":1}' data-sheets-value='{"1":3,"3":22}' style="border-right:1px solid #000000;overflow:hidden;padding:0px 3px 0px 3px;vertical-align:bottom;text-align:center;">22</td> </tr> <tr style="height:20px;"> <td style="border-left:1px solid #000000;overflow:hidden;padding:0px 3px 0px 3px;vertical-align:bottom;font-weight:bold;"></td> <td data-sheets-value='{"1":2,"2":"Triple-walled"}' style="overflow:hidden;padding:0px 3px 0px 3px;vertical-align:bottom;font-weight:bold;">Triple-walled</td> <td data-sheets-value='{"1":2,"2":"Opal (A/O/O)"}' style="border-right:1px solid #000000;overflow:hidden;padding:0px 3px 0px 3px;vertical-align:bottom;font-weight:bold;">Opal (A/O/O)</td> <td data-sheets-numberformat='{"1":2,"2":"0.00","3":1}' data-sheets-value='{"1":3,"3":1.7}' style="overflow:hidden;padding:0px 3px 0px 3px;vertical-align:bottom;text-align:center;">1.70</td> <td data-sheets-numberformat='{"1":2,"2":"0","3":1}' data-sheets-value='{"1":3,"3":61}' style="overflow:hidden;padding:0px 3px 0px 3px;vertical-align:bottom;text-align:center;">61</td> <td data-sheets-numberformat='{"1":2,"2":"0","3":1}' data-sheets-value='{"1":3,"3":48}' style="overflow:hidden;padding:0px 3px 0px 3px;vertical-align:bottom;text-align:center;">48</td> <td data-sheets-numberformat='{"1":2,"2":"0","3":1}' data-sheets-value='{"1":3,"3":22}' style="border-right:1px solid #000000;overflow:hidden;padding:0px 3px 0px 3px;vertical-align:bottom;text-align:center;">22</td> </tr> <tr style="height:20px;"> <td style="border-left:1px solid #000000;overflow:hidden;padding:0px 3px 0px 3px;vertical-align:bottom;font-weight:bold;"></td> <td data-sheets-value='{"1":2,"2":"Four-walled"}' style="overflow:hidden;padding:0px 3px 0px 3px;vertical-align:bottom;font-weight:bold;">Four-walled</td> <td data-sheets-value='{"1":2,"2":"Clear (A/H/H/H)"}' style="border-right:1px solid #000000;overflow:hidden;padding:0px 3px 0px 3px;vertical-align:bottom;font-weight:bold;">Clear (A/H/H/H)</td> <td data-sheets-numberformat='{"1":2,"2":"0.00","3":1}' data-sheets-value='{"1":3,"3":1.28}' style="overflow:hidden;padding:0px 3px 0px 3px;vertical-align:bottom;text-align:center;">1.28</td> <td data-sheets-numberformat='{"1":2,"2":"0","3":1}' data-sheets-value='{"1":3,"3":64}' style="overflow:hidden;padding:0px 3px 0px 3px;vertical-align:bottom;text-align:center;">64</td> <td data-sheets-numberformat='{"1":2,"2":"0","3":1}' data-sheets-value='{"1":3,"3":52}' style="overflow:hidden;padding:0px 3px 0px 3px;vertical-align:bottom;text-align:center;">52</td> <td data-sheets-numberformat='{"1":2,"2":"0","3":1}' data-sheets-value='{"1":3,"3":23}' style="border-right:1px solid #000000;overflow:hidden;padding:0px 3px 0px 3px;vertical-align:bottom;text-align:center;">23</td> </tr> <tr style="height:20px;"> <td style="border-bottom:1px solid #000000;border-left:1px solid #000000;overflow:hidden;padding:0px 3px 0px 3px;vertical-align:bottom;"></td> <td data-sheets-value='{"1":2,"2":"Four-walled"}' style="border-bottom:1px solid #000000;overflow:hidden;padding:0px 3px 0px 3px;vertical-align:bottom;font-weight:bold;">Four-walled</td> <td data-sheets-value='{"1":2,"2":"Opal (A/H/O/H)"}' style="border-right:1px solid #000000;border-bottom:1px solid #000000;overflow:hidden;padding:0px 3px 0px 3px;vertical-align:bottom;font-weight:bold;">Opal (A/H/O/H)</td> <td data-sheets-numberformat='{"1":2,"2":"0.00","3":1}' data-sheets-value='{"1":3,"3":1.28}' style="border-bottom:1px solid #000000;overflow:hidden;padding:0px 3px 0px 3px;vertical-align:bottom;text-align:center;">1.28</td> <td data-sheets-numberformat='{"1":2,"2":"0","3":1}' data-sheets-value='{"1":3,"3":59}' style="border-bottom:1px solid #000000;overflow:hidden;padding:0px 3px 0px 3px;vertical-align:bottom;text-align:center;">59</td> <td data-sheets-numberformat='{"1":2,"2":"0","3":1}' data-sheets-value='{"1":3,"3":46}' style="border-bottom:1px solid #000000;overflow:hidden;padding:0px 3px 0px 3px;vertical-align:bottom;text-align:center;">46</td> <td data-sheets-numberformat='{"1":2,"2":"0","3":1}' data-sheets-value='{"1":3,"3":23}' style="border-right:1px solid #000000;border-bottom:1px solid #000000;overflow:hidden;padding:0px 3px 0px 3px;vertical-align:bottom;text-align:center;">23</td> </tr> <tr style="height:20px;"> <td data-sheets-value='{"1":2,"2":"Polycarbonate"}' style="border-left:1px solid #000000;overflow:hidden;padding:0px 3px 0px 3px;vertical-align:bottom;font-weight:bold;">Polycarbonate</td> <td data-sheets-value='{"1":2,"2":"Single-walled"}' style="overflow:hidden;padding:0px 3px 0px 3px;vertical-align:bottom;font-weight:bold;">Single-walled</td> <td data-sheets-value='{"1":2,"2":"Heatstop Opal (T)"}' style="border-right:1px solid #000000;overflow:hidden;padding:0px 3px 0px 3px;vertical-align:bottom;font-weight:bold;">Heatstop Opal (T)</td> <td data-sheets-numberformat='{"1":2,"2":"0.00","3":1}' data-sheets-value='{"1":3,"3":5.17}' style="overflow:hidden;padding:0px 3px 0px 3px;vertical-align:bottom;text-align:center;">5.17</td> <td data-sheets-numberformat='{"1":2,"2":"0","3":1}' data-sheets-value='{"1":3,"3":49}' style="overflow:hidden;padding:0px 3px 0px 3px;vertical-align:bottom;text-align:center;">49</td> <td data-sheets-numberformat='{"1":2,"2":"0","3":1}' data-sheets-value='{"1":3,"3":59}' style="overflow:hidden;padding:0px 3px 0px 3px;vertical-align:bottom;text-align:center;">59</td> <td data-sheets-numberformat='{"1":2,"2":"0","3":1}' data-sheets-value='{"1":2,"2":"-"}' style="border-right:1px solid #000000;overflow:hidden;padding:0px 3px 0px 3px;vertical-align:bottom;text-align:center;">-</td> </tr> <tr style="height:20px;"> <td data-sheets-value='{"1":2,"2":"Heatstop PC"}' style="border-left:1px solid #000000;overflow:hidden;padding:0px 3px 0px 3px;vertical-align:bottom;font-weight:bold;">Heatstop PC</td> <td data-sheets-value='{"1":2,"2":"Double-walled"}' style="overflow:hidden;padding:0px 3px 0px 3px;vertical-align:bottom;font-weight:bold;">Double-walled</td> <td data-sheets-value='{"1":2,"2":"Clear (T/H)"}' style="border-right:1px solid #000000;overflow:hidden;padding:0px 3px 0px 3px;vertical-align:bottom;font-weight:bold;">Clear (T/H)</td> <td data-sheets-numberformat='{"1":2,"2":"0.00","3":1}' data-sheets-value='{"1":3,"3":2.9}' style="overflow:hidden;padding:0px 3px 0px 3px;vertical-align:bottom;text-align:center;">2.90</td> <td data-sheets-numberformat='{"1":2,"2":"0","3":1}' data-sheets-value='{"1":3,"3":44}' style="overflow:hidden;padding:0px 3px 0px 3px;vertical-align:bottom;text-align:center;">44</td> <td data-sheets-numberformat='{"1":2,"2":"0","3":1}' data-sheets-value='{"1":3,"3":51}' style="overflow:hidden;padding:0px 3px 0px 3px;vertical-align:bottom;text-align:center;">51</td> <td data-sheets-numberformat='{"1":2,"2":"0","3":1}' data-sheets-value='{"1":3,"3":20}' style="border-right:1px solid #000000;overflow:hidden;padding:0px 3px 0px 3px;vertical-align:bottom;text-align:center;">20</td> </tr> <tr style="height:20px;"> <td style="border-left:1px solid #000000;overflow:hidden;padding:0px 3px 0px 3px;vertical-align:bottom;font-weight:bold;"></td> <td data-sheets-value='{"1":2,"2":"Double-walled"}' style="overflow:hidden;padding:0px 3px 0px 3px;vertical-align:bottom;font-weight:bold;">Double-walled</td> <td data-sheets-value='{"1":2,"2":"Opal (T/O)"}' style="border-right:1px solid #000000;overflow:hidden;padding:0px 3px 0px 3px;vertical-align:bottom;font-weight:bold;">Opal (T/O)</td> <td data-sheets-numberformat='{"1":2,"2":"0.00","3":1}' data-sheets-value='{"1":3,"3":2.9}' style="overflow:hidden;padding:0px 3px 0px 3px;vertical-align:bottom;text-align:center;">2.90</td> <td data-sheets-numberformat='{"1":2,"2":"0","3":1}' data-sheets-value='{"1":3,"3":41}' style="overflow:hidden;padding:0px 3px 0px 3px;vertical-align:bottom;text-align:center;">41</td> <td data-sheets-numberformat='{"1":2,"2":"0","3":1}' data-sheets-value='{"1":3,"3":45}' style="overflow:hidden;padding:0px 3px 0px 3px;vertical-align:bottom;text-align:center;">45</td> <td data-sheets-numberformat='{"1":2,"2":"0","3":1}' data-sheets-value='{"1":3,"3":20}' style="border-right:1px solid #000000;overflow:hidden;padding:0px 3px 0px 3px;vertical-align:bottom;text-align:center;">20</td> </tr> <tr style="height:20px;"> <td style="border-left:1px solid #000000;overflow:hidden;padding:0px 3px 0px 3px;vertical-align:bottom;font-weight:bold;"></td> <td data-sheets-value='{"1":2,"2":"Triple-walled"}' style="overflow:hidden; | skylux-160-ce-met-koepel-en-pvc-opstand-30-20-met-lm-motor-en-windvang-1300-x-2000-mm | 8586040738125 | 46872374182221
Smoke and heat exhaust (SHEV) | SHE system | Skylux | Skylux 160° CE with skylight and PVC curb 30/20 with LM-actuator and spoiler 1300 x 2200 mm |  | 26611 | 5412970266112 | 5918.15 | Yes | 30-45 | 113.96 | 1300 x 2200 mm | 2200 | 1300 |  | PVC 30/20 (30 cm high & roof opening = 20 cm larger than daylight size) | Rectangular | 5.17 W/m²K - 1.28 W/m²K | 87% - 32% | 90% - 32% | 20dB - 23dB | 160° CE (for industry) | skylight | with spoiler | E | Single actuator | Maximum four-walled skylight possible for this product | Ut-value LT-value g-value Rw-value EN 1873 : 2014 EN ISO 13468 EN 16153 EN 410 EN 410 EN ISO 140-3 Material Walls Shells (W/m²K) (%) (%) (dB) Acrylic Single-walled Clear (H) 5.17 90 87 - PMMA Single-walled Opal (O) 5.17 83 76 - Double-walled Clear (H/H) 2.90 81 75 20 Double-walled Opal (O/O) 2.90 69 58 20 Triple-walled Clear (H/H/H) 1.70 73 65 22 Triple-walled Opal (O/H/O) 1.70 62 51 22 Four-walled Clear (H/H/H/H) 1.28 64 54 23 Four-walled Opal (H/H/O/H) 1.28 59 48 23 Polycarbonate Single-walled Clear (A) 5.17 88 83 - PC Single-walled Opal (D) 5.17 58 60 - Double-walled Clear (A/H) 2.90 79 72 20 Double-walled Clear (A/A) 2.90 77 69 20 Double-walled Opal (A/O) 2.90 73 63 20 Double-walled Opal (A/D) 2.90 51 50 20 Triple-walled Clear (A/H/H) 1.70 71 63 22 Triple-walled Opal (A/O/O) 1.70 61 48 22 Four-walled Clear (A/H/H/H) 1.28 64 52 23 Four-walled Opal (A/H/O/H) 1.28 59 46 23 Polycarbonate Single-walled Heatstop Opal (T) 5.17 49 59 - Heatstop PC Double-walled Clear (T/H) 2.90 44 51 20 Double-walled Opal (T/O) 2.90 41 45 20 Triple-walled Clear (T/H/H) 1.70 40 <td data-sheets-numberformat='{"1":2,"2":"0","3":1}' data-sheets-value='{"1":3,"3":44}' style="overflow:hidden;paddin | https://skylux.eu/en/products/skylux-160-ce-met-koepel-en-pvc-opstand-30-20-met-lm-motor-en-windvang-1300-x-2200-mm | https://skylux.eu/cdn/shop/files/Skylux-160deg-CE-met-koepel-en-pvc-opstand-3020-met-LM-motor-en-windvang-1300-x-2200-mm-RWA-systeem.jpg?v=1702981562&width=1600 | https://skylux.eu/cdn/shop/files/e5a82811-1bb0-48e4-a776-cacb59c7c092_031f2b77-a4d5-4c3c-a9d0-be63b1f965bc.jpg?v=1688551401&width=1600 | //skylux.eu/cdn/shop/files/E_MH_Mounting_instructions_Skylux_160_CE_LM.pdf?v=12406716259046007223 | //skylux.eu/cdn/shop/files/E_TD_Technical_File_Skylux_Skylux_160_CE_Electric.pdf?v=3667116872303399239 | <style type="text/css" id="isPasted"> <!--td { border: 1px solid #cccccc; } br { mso-data-placement: same-cell; } --> </style> <table border="1" cellpadding="0" cellspacing="0" dir="ltr" style="table-layout:fixed;font-size:10pt;font-family:Arial;border-collapse:collapse;border:none;"><tbody> <tr style="height:20px;"> <td style="overflow:hidden;padding:0px 3px 0px 3px;vertical-align:bottom;"></td> <td style="overflow:hidden;padding:0px 3px 0px 3px;vertical-align:bottom;"></td> <td style="overflow:hidden;padding:0px 3px 0px 3px;vertical-align:bottom;"></td> <td data-sheets-value='{"1":2,"2":"Ut-value"}' style="overflow:hidden;padding:0px 3px 0px 3px;vertical-align:bottom;font-weight:bold;text-align:center;">Ut-value</td> <td data-sheets-value='{"1":2,"2":"LT-value"}' style="overflow:hidden;padding:0px 3px 0px 3px;vertical-align:bottom;font-weight:bold;text-align:center;">LT-value</td> <td data-sheets-value='{"1":2,"2":"g-value"}' style="overflow:hidden;padding:0px 3px 0px 3px;vertical-align:bottom;font-weight:bold;text-align:center;">g-value</td> <td data-sheets-value='{"1":2,"2":"Rw-value "}' style="overflow:hidden;padding:0px 3px 0px 3px;vertical-align:bottom;font-weight:bold;text-align:center;">Rw-value </td> </tr> <tr style="height:20px;"> <td style="overflow:hidden;padding:0px 3px 0px 3px;vertical-align:bottom;"></td> <td style="overflow:hidden;padding:0px 3px 0px 3px;vertical-align:bottom;"></td> <td style="overflow:hidden;padding:0px 3px 0px 3px;vertical-align:bottom;"></td> <td data-sheets-numberformat='{"1":2,"2":"0.00","3":1}' data-sheets-value='{"1":2,"2":"EN 1873 : 2014"}' style="overflow:hidden;padding:0px 3px 0px 3px;vertical-align:bottom;text-align:center;">EN 1873 : 2014</td> <td data-sheets-numberformat='{"1":2,"2":"0","3":1}' data-sheets-value='{"1":2,"2":"EN ISO 13468 EN 16153 EN 410"}' style="overflow:hidden;padding:0px 3px 0px 3px;vertical-align:bottom;text-align:center;">EN ISO 13468 EN 16153 EN 410</td> <td data-sheets-numberformat='{"1":2,"2":"0","3":1}' data-sheets-value='{"1":2,"2":"EN 410"}' style="overflow:hidden;padding:0px 3px 0px 3px;vertical-align:bottom;text-align:center;">EN 410</td> <td data-sheets-value='{"1":2,"2":"EN ISO 140-3\t\t"}' style="overflow:hidden;padding:0px 3px 0px 3px;vertical-align:bottom;text-align:center;">EN ISO 140-3 </td> </tr> <tr style="height:20px;"> <td data-sheets-value='{"1":2,"2":"Material"}' style="border-bottom:1px solid #000000;overflow:hidden;padding:0px 3px 0px 3px;vertical-align:bottom;background-color:#000000;font-weight:bold;color:#ffffff;">Material</td> <td data-sheets-value='{"1":2,"2":"Walls"}' style="border-bottom:1px solid #000000;overflow:hidden;padding:0px 3px 0px 3px;vertical-align:bottom;background-color:#000000;font-weight:bold;color:#ffffff;">Walls</td> <td data-sheets-value='{"1":2,"2":"Shells"}' style="border-bottom:1px solid #000000;overflow:hidden;padding:0px 3px 0px 3px;vertical-align:bottom;background-color:#000000;font-weight:bold;color:#ffffff;">Shells</td> <td data-sheets-numberformat='{"1":2,"2":"0.00","3":1}' data-sheets-value='{"1":2,"2":"(W/m²K)\t"}' style="border-bottom:1px solid #000000;overflow:hidden;padding:0px 3px 0px 3px;vertical-align:bottom;background-color:#000000;font-weight:bold;color:#ffffff;text-align:center;">(W/m²K) </td> <td data-sheets-numberformat='{"1":2,"2":"0","3":1}' data-sheets-value='{"1":2,"2":"(%)"}' style="border-bottom:1px solid #000000;overflow:hidden;padding:0px 3px 0px 3px;vertical-align:bottom;background-color:#000000;font-weight:bold;color:#ffffff;text-align:center;">(%)</td> <td data-sheets-numberformat='{"1":2,"2":"0","3":1}' data-sheets-value='{"1":2,"2":"(%)"}' style="border-bottom:1px solid #000000;overflow:hidden;padding:0px 3px 0px 3px;vertical-align:bottom;background-color:#000000;font-weight:bold;color:#ffffff;text-align:center;">(%)</td> <td data-sheets-value='{"1":2,"2":"(dB)"}' style="border-bottom:1px solid #000000;overflow:hidden;padding:0px 3px 0px 3px;vertical-align:bottom;background-color:#000000;font-weight:bold;color:#ffffff;text-align:center;">(dB)</td> </tr> <tr style="height:20px;"> <td data-sheets-value='{"1":2,"2":"Acrylic"}' style="border-left:1px solid #000000;overflow:hidden;padding:0px 3px 0px 3px;vertical-align:bottom;font-weight:bold;">Acrylic</td> <td data-sheets-value='{"1":2,"2":"Single-walled"}' style="overflow:hidden;padding:0px 3px 0px 3px;vertical-align:bottom;font-weight:bold;">Single-walled</td> <td data-sheets-value='{"1":2,"2":"Clear (H)"}' style="border-right:1px solid #000000;overflow:hidden;padding:0px 3px 0px 3px;vertical-align:bottom;font-weight:bold;">Clear (H)</td> <td data-sheets-numberformat='{"1":2,"2":"0.00","3":1}' data-sheets-value='{"1":3,"3":5.17}' style="overflow:hidden;padding:0px 3px 0px 3px;vertical-align:bottom;text-align:center;">5.17</td> <td data-sheets-numberformat='{"1":2,"2":"0","3":1}' data-sheets-value='{"1":3,"3":90}' style="overflow:hidden;padding:0px 3px 0px 3px;vertical-align:bottom;text-align:center;">90</td> <td data-sheets-numberformat='{"1":2,"2":"0","3":1}' data-sheets-value='{"1":3,"3":87}' style="overflow:hidden;padding:0px 3px 0px 3px;vertical-align:bottom;text-align:center;">87</td> <td data-sheets-numberformat='{"1":2,"2":"0","3":1}' data-sheets-value='{"1":2,"2":"-"}' style="border-right:1px solid #000000;overflow:hidden;padding:0px 3px 0px 3px;vertical-align:bottom;text-align:center;">-</td> </tr> <tr style="height:20px;"> <td data-sheets-value='{"1":2,"2":"PMMA"}' style="border-left:1px solid #000000;overflow:hidden;padding:0px 3px 0px 3px;vertical-align:bottom;font-weight:bold;">PMMA</td> <td data-sheets-value='{"1":2,"2":"Single-walled"}' style="overflow:hidden;padding:0px 3px 0px 3px;vertical-align:bottom;font-weight:bold;">Single-walled</td> <td data-sheets-value='{"1":2,"2":"Opal (O)"}' style="border-right:1px solid #000000;overflow:hidden;padding:0px 3px 0px 3px;vertical-align:bottom;font-weight:bold;">Opal (O)</td> <td data-sheets-numberformat='{"1":2,"2":"0.00","3":1}' data-sheets-value='{"1":3,"3":5.17}' style="overflow:hidden;padding:0px 3px 0px 3px;vertical-align:bottom;text-align:center;">5.17</td> <td data-sheets-numberformat='{"1":2,"2":"0","3":1}' data-sheets-value='{"1":3,"3":83}' style="overflow:hidden;padding:0px 3px 0px 3px;vertical-align:bottom;text-align:center;">83</td> <td data-sheets-numberformat='{"1":2,"2":"0","3":1}' data-sheets-value='{"1":3,"3":76}' style="overflow:hidden;padding:0px 3px 0px 3px;vertical-align:bottom;text-align:center;">76</td> <td data-sheets-numberformat='{"1":2,"2":"0","3":1}' data-sheets-value='{"1":2,"2":"-"}' style="border-right:1px solid #000000;overflow:hidden;padding:0px 3px 0px 3px;vertical-align:bottom;text-align:center;">-</td> </tr> <tr style="height:20px;"> <td style="border-left:1px solid #000000;overflow:hidden;padding:0px 3px 0px 3px;vertical-align:bottom;font-weight:bold;"></td> <td data-sheets-value='{"1":2,"2":"Double-walled"}' style="overflow:hidden;padding:0px 3px 0px 3px;vertical-align:bottom;font-weight:bold;">Double-walled</td> <td data-sheets-value='{"1":2,"2":"Clear (H/H)"}' style="border-right:1px solid #000000;overflow:hidden;padding:0px 3px 0px 3px;vertical-align:bottom;font-weight:bold;">Clear (H/H)</td> <td data-sheets-numberformat='{"1":2,"2":"0.00","3":1}' data-sheets-value='{"1":3,"3":2.9}' style="overflow:hidden;padding:0px 3px 0px 3px;vertical-align:bottom;text-align:center;">2.90</td> <td data-sheets-numberformat='{"1":2,"2":"0","3":1}' data-sheets-value='{"1":3,"3":81}' style="overflow:hidden;padding:0px 3px 0px 3px;vertical-align:bottom;text-align:center;">81</td> <td data-sheets-numberformat='{"1":2,"2":"0","3":1}' data-sheets-value='{"1":3,"3":75}' style="overflow:hidden;padding:0px 3px 0px 3px;vertical-align:bottom;text-align:center;">75</td> <td data-sheets-numberformat='{"1":2,"2":"0","3":1}' data-sheets-value='{"1":3,"3":20}' style="border-right:1px solid #000000;overflow:hidden;padding:0px 3px 0px 3px;vertical-align:bottom;text-align:center;">20</td> </tr> <tr style="height:20px;"> <td style="border-left:1px solid #000000;overflow:hidden;padding:0px 3px 0px 3px;vertical-align:bottom;font-weight:bold;"></td> <td data-sheets-value='{"1":2,"2":"Double-walled"}' style="overflow:hidden;padding:0px 3px 0px 3px;vertical-align:bottom;font-weight:bold;">Double-walled</td> <td data-sheets-value='{"1":2,"2":"Opal (O/O)"}' style="border-right:1px solid #000000;overflow:hidden;padding:0px 3px 0px 3px;vertical-align:bottom;font-weight:bold;">Opal (O/O)</td> <td data-sheets-numberformat='{"1":2,"2":"0.00","3":1}' data-sheets-value='{"1":3,"3":2.9}' style="overflow:hidden;padding:0px 3px 0px 3px;vertical-align:bottom;text-align:center;">2.90</td> <td data-sheets-numberformat='{"1":2,"2":"0","3":1}' data-sheets-value='{"1":3,"3":69}' style="overflow:hidden;padding:0px 3px 0px 3px;vertical-align:bottom;text-align:center;">69</td> <td data-sheets-numberformat='{"1":2,"2":"0","3":1}' data-sheets-value='{"1":3,"3":58}' style="overflow:hidden;padding:0px 3px 0px 3px;vertical-align:bottom;text-align:center;">58</td> <td data-sheets-numberformat='{"1":2,"2":"0","3":1}' data-sheets-value='{"1":3,"3":20}' style="border-right:1px solid #000000;overflow:hidden;padding:0px 3px 0px 3px;vertical-align:bottom;text-align:center;">20</td> </tr> <tr style="height:20px;"> <td style="border-left:1px solid #000000;overflow:hidden;padding:0px 3px 0px 3px;vertical-align:bottom;font-weight:bold;"></td> <td data-sheets-value='{"1":2,"2":"Triple-walled"}' style="overflow:hidden;padding:0px 3px 0px 3px;vertical-align:bottom;font-weight:bold;">Triple-walled</td> <td data-sheets-value='{"1":2,"2":"Clear (H/H/H)"}' style="border-right:1px solid #000000;overflow:hidden;padding:0px 3px 0px 3px;vertical-align:bottom;font-weight:bold;">Clear (H/H/H)</td> <td data-sheets-numberformat='{"1":2,"2":"0.00","3":1}' data-sheets-value='{"1":3,"3":1.7}' style="overflow:hidden;padding:0px 3px 0px 3px;vertical-align:bottom;text-align:center;">1.70</td> <td data-sheets-numberformat='{"1":2,"2":"0","3":1}' data-sheets-value='{"1":3,"3":73}' style="overflow:hidden;padding:0px 3px 0px 3px;vertical-align:bottom;text-align:center;">73</td> <td data-sheets-numberformat='{"1":2,"2":"0","3":1}' data-sheets-value='{"1":3,"3":65}' style="overflow:hidden;padding:0px 3px 0px 3px;vertical-align:bottom;text-align:center;">65</td> <td data-sheets-numberformat='{"1":2,"2":"0","3":1}' data-sheets-value='{"1":3,"3":22}' style="border-right:1px solid #000000;overflow:hidden;padding:0px 3px 0px 3px;vertical-align:bottom;text-align:center;">22</td> </tr> <tr style="height:20px;"> <td style="border-left:1px solid #000000;overflow:hidden;padding:0px 3px 0px 3px;vertical-align:bottom;font-weight:bold;"></td> <td data-sheets-value='{"1":2,"2":"Triple-walled"}' style="overflow:hidden;padding:0px 3px 0px 3px;vertical-align:bottom;font-weight:bold;">Triple-walled</td> <td data-sheets-value='{"1":2,"2":"Opal (O/H/O)"}' style="border-right:1px solid #000000;overflow:hidden;padding:0px 3px 0px 3px;vertical-align:bottom;font-weight:bold;">Opal (O/H/O)</td> <td data-sheets-numberformat='{"1":2,"2":"0.00","3":1}' data-sheets-value='{"1":3,"3":1.7}' style="overflow:hidden;padding:0px 3px 0px 3px;vertical-align:bottom;text-align:center;">1.70</td> <td data-sheets-numberformat='{"1":2,"2":"0","3":1}' data-sheets-value='{"1":3,"3":62}' style="overflow:hidden;padding:0px 3px 0px 3px;vertical-align:bottom;text-align:center;">62</td> <td data-sheets-numberformat='{"1":2,"2":"0","3":1}' data-sheets-value='{"1":3,"3":51}' style="overflow:hidden;padding:0px 3px 0px 3px;vertical-align:bottom;text-align:center;">51</td> <td data-sheets-numberformat='{"1":2,"2":"0","3":1}' data-sheets-value='{"1":3,"3":22}' style="border-right:1px solid #000000;overflow:hidden;padding:0px 3px 0px 3px;vertical-align:bottom;text-align:center;">22</td> </tr> <tr style="height:20px;"> <td style="border-left:1px solid #000000;overflow:hidden;padding:0px 3px 0px 3px;vertical-align:bottom;font-weight:bold;"></td> <td data-sheets-value='{"1":2,"2":"Four-walled"}' style="overflow:hidden;padding:0px 3px 0px 3px;vertical-align:bottom;font-weight:bold;">Four-walled</td> <td data-sheets-value='{"1":2,"2":"Clear (H/H/H/H)"}' style="border-right:1px solid #000000;overflow:hidden;padding:0px 3px 0px 3px;vertical-align:bottom;font-weight:bold;">Clear (H/H/H/H)</td> <td data-sheets-numberformat='{"1":2,"2":"0.00","3":1}' data-sheets-value='{"1":3,"3":1.28}' style="overflow:hidden;padding:0px 3px 0px 3px;vertical-align:bottom;text-align:center;">1.28</td> <td data-sheets-numberformat='{"1":2,"2":"0","3":1}' data-sheets-value='{"1":3,"3":64}' style="overflow:hidden;padding:0px 3px 0px 3px;vertical-align:bottom;text-align:center;">64</td> <td data-sheets-numberformat='{"1":2,"2":"0","3":1}' data-sheets-value='{"1":3,"3":54}' style="overflow:hidden;padding:0px 3px 0px 3px;vertical-align:bottom;text-align:center;">54</td> <td data-sheets-numberformat='{"1":2,"2":"0","3":1}' data-sheets-value='{"1":3,"3":23}' style="border-right:1px solid #000000;overflow:hidden;padding:0px 3px 0px 3px;vertical-align:bottom;text-align:center;">23</td> </tr> <tr style="height:20px;"> <td style="border-bottom:1px solid #000000;border-left:1px solid #000000;overflow:hidden;padding:0px 3px 0px 3px;vertical-align:bottom;"></td> <td data-sheets-value='{"1":2,"2":"Four-walled"}' style="border-bottom:1px solid #000000;overflow:hidden;padding:0px 3px 0px 3px;vertical-align:bottom;font-weight:bold;">Four-walled</td> <td data-sheets-value='{"1":2,"2":"Opal (H/H/O/H)"}' style="border-right:1px solid #000000;border-bottom:1px solid #000000;overflow:hidden;padding:0px 3px 0px 3px;vertical-align:bottom;font-weight:bold;">Opal (H/H/O/H)</td> <td data-sheets-numberformat='{"1":2,"2":"0.00","3":1}' data-sheets-value='{"1":3,"3":1.28}' style="border-bottom:1px solid #000000;overflow:hidden;padding:0px 3px 0px 3px;vertical-align:bottom;text-align:center;">1.28</td> <td data-sheets-numberformat='{"1":2,"2":"0","3":1}' data-sheets-value='{"1":3,"3":59}' style="border-bottom:1px solid #000000;overflow:hidden;padding:0px 3px 0px 3px;vertical-align:bottom;text-align:center;">59</td> <td data-sheets-numberformat='{"1":2,"2":"0","3":1}' data-sheets-value='{"1":3,"3":48}' style="border-bottom:1px solid #000000;overflow:hidden;padding:0px 3px 0px 3px;vertical-align:bottom;text-align:center;">48</td> <td data-sheets-numberformat='{"1":2,"2":"0","3":1}' data-sheets-value='{"1":3,"3":23}' style="border-right:1px solid #000000;border-bottom:1px solid #000000;overflow:hidden;padding:0px 3px 0px 3px;vertical-align:bottom;text-align:center;">23</td> </tr> <tr style="height:20px;"> <td data-sheets-value='{"1":2,"2":"Polycarbonate "}' style="border-left:1px solid #000000;overflow:hidden;padding:0px 3px 0px 3px;vertical-align:bottom;font-weight:bold;">Polycarbonate </td> <td data-sheets-value='{"1":2,"2":"Single-walled"}' style="overflow:hidden;padding:0px 3px 0px 3px;vertical-align:bottom;font-weight:bold;">Single-walled</td> <td data-sheets-value='{"1":2,"2":"Clear (A)"}' style="border-right:1px solid #000000;overflow:hidden;padding:0px 3px 0px 3px;vertical-align:bottom;font-weight:bold;">Clear (A)</td> <td data-sheets-numberformat='{"1":2,"2":"0.00","3":1}' data-sheets-value='{"1":3,"3":5.17}' style="overflow:hidden;padding:0px 3px 0px 3px;vertical-align:bottom;text-align:center;">5.17</td> <td data-sheets-numberformat='{"1":2,"2":"0","3":1}' data-sheets-value='{"1":3,"3":88}' style="overflow:hidden;padding:0px 3px 0px 3px;vertical-align:bottom;text-align:center;">88</td> <td data-sheets-numberformat='{"1":2,"2":"0","3":1}' data-sheets-value='{"1":3,"3":83}' style="overflow:hidden;padding:0px 3px 0px 3px;vertical-align:bottom;text-align:center;">83</td> <td data-sheets-numberformat='{"1":2,"2":"0","3":1}' data-sheets-value='{"1":2,"2":"-"}' style="border-right:1px solid #000000;overflow:hidden;padding:0px 3px 0px 3px;vertical-align:bottom;text-align:center;">-</td> </tr> <tr style="height:20px;"> <td data-sheets-value='{"1":2,"2":"PC"}' style="border-left:1px solid #000000;overflow:hidden;padding:0px 3px 0px 3px;vertical-align:bottom;font-weight:bold;">PC</td> <td data-sheets-value='{"1":2,"2":"Single-walled"}' style="overflow:hidden;padding:0px 3px 0px 3px;vertical-align:bottom;font-weight:bold;">Single-walled</td> <td data-sheets-value='{"1":2,"2":"Opal (D)"}' style="border-right:1px solid #000000;overflow:hidden;padding:0px 3px 0px 3px;vertical-align:bottom;font-weight:bold;">Opal (D)</td> <td data-sheets-numberformat='{"1":2,"2":"0.00","3":1}' data-sheets-value='{"1":3,"3":5.17}' style="overflow:hidden;padding:0px 3px 0px 3px;vertical-align:bottom;text-align:center;">5.17</td> <td data-sheets-numberformat='{"1":2,"2":"0","3":1}' data-sheets-value='{"1":3,"3":58}' style="overflow:hidden;padding:0px 3px 0px 3px;vertical-align:bottom;text-align:center;">58</td> <td data-sheets-numberformat='{"1":2,"2":"0","3":1}' data-sheets-value='{"1":3,"3":60}' style="overflow:hidden;padding:0px 3px 0px 3px;vertical-align:bottom;text-align:center;">60</td> <td data-sheets-numberformat='{"1":2,"2":"0","3":1}' data-sheets-value='{"1":2,"2":"-"}' style="border-right:1px solid #000000;overflow:hidden;padding:0px 3px 0px 3px;vertical-align:bottom;text-align:center;">-</td> </tr> <tr style="height:20px;"> <td style="border-left:1px solid #000000;overflow:hidden;padding:0px 3px 0px 3px;vertical-align:bottom;font-weight:bold;"></td> <td data-sheets-value='{"1":2,"2":"Double-walled"}' style="overflow:hidden;padding:0px 3px 0px 3px;vertical-align:bottom;font-weight:bold;">Double-walled</td> <td data-sheets-value='{"1":2,"2":"Clear (A/H)"}' style="border-right:1px solid #000000;overflow:hidden;padding:0px 3px 0px 3px;vertical-align:bottom;font-weight:bold;">Clear (A/H)</td> <td data-sheets-numberformat='{"1":2,"2":"0.00","3":1}' data-sheets-value='{"1":3,"3":2.9}' style="overflow:hidden;padding:0px 3px 0px 3px;vertical-align:bottom;text-align:center;">2.90</td> <td data-sheets-numberformat='{"1":2,"2":"0","3":1}' data-sheets-value='{"1":3,"3":79}' style="overflow:hidden;padding:0px 3px 0px 3px;vertical-align:bottom;text-align:center;">79</td> <td data-sheets-numberformat='{"1":2,"2":"0","3":1}' data-sheets-value='{"1":3,"3":72}' style="overflow:hidden;padding:0px 3px 0px 3px;vertical-align:bottom;text-align:center;">72</td> <td data-sheets-numberformat='{"1":2,"2":"0","3":1}' data-sheets-value='{"1":3,"3":20}' style="border-right:1px solid #000000;overflow:hidden;padding:0px 3px 0px 3px;vertical-align:bottom;text-align:center;">20</td> </tr> <tr style="height:20px;"> <td style="border-left:1px solid #000000;overflow:hidden;padding:0px 3px 0px 3px;vertical-align:bottom;font-weight:bold;"></td> <td data-sheets-value='{"1":2,"2":"Double-walled"}' style="overflow:hidden;padding:0px 3px 0px 3px;vertical-align:bottom;font-weight:bold;">Double-walled</td> <td data-sheets-value='{"1":2,"2":"Clear (A/A)"}' style="border-right:1px solid #000000;overflow:hidden;padding:0px 3px 0px 3px;vertical-align:bottom;font-weight:bold;">Clear (A/A)</td> <td data-sheets-numberformat='{"1":2,"2":"0.00","3":1}' data-sheets-value='{"1":3,"3":2.9}' style="overflow:hidden;padding:0px 3px 0px 3px;vertical-align:bottom;text-align:center;">2.90</td> <td data-sheets-numberformat='{"1":2,"2":"0","3":1}' data-sheets-value='{"1":3,"3":77}' style="overflow:hidden;padding:0px 3px 0px 3px;vertical-align:bottom;text-align:center;">77</td> <td data-sheets-numberformat='{"1":2,"2":"0","3":1}' data-sheets-value='{"1":3,"3":69}' style="overflow:hidden;padding:0px 3px 0px 3px;vertical-align:bottom;text-align:center;">69</td> <td data-sheets-numberformat='{"1":2,"2":"0","3":1}' data-sheets-value='{"1":3,"3":20}' style="border-right:1px solid #000000;overflow:hidden;padding:0px 3px 0px 3px;vertical-align:bottom;text-align:center;">20</td> </tr> <tr style="height:20px;"> <td style="border-left:1px solid #000000;overflow:hidden;padding:0px 3px 0px 3px;vertical-align:bottom;font-weight:bold;"></td> <td data-sheets-value='{"1":2,"2":"Double-walled"}' style="overflow:hidden;padding:0px 3px 0px 3px;vertical-align:bottom;font-weight:bold;">Double-walled</td> <td data-sheets-value='{"1":2,"2":"Opal (A/O)"}' style="border-right:1px solid #000000;overflow:hidden;padding:0px 3px 0px 3px;vertical-align:bottom;font-weight:bold;">Opal (A/O)</td> <td data-sheets-numberformat='{"1":2,"2":"0.00","3":1}' data-sheets-value='{"1":3,"3":2.9}' style="overflow:hidden;padding:0px 3px 0px 3px;vertical-align:bottom;text-align:center;">2.90</td> <td data-sheets-numberformat='{"1":2,"2":"0","3":1}' data-sheets-value='{"1":3,"3":73}' style="overflow:hidden;padding:0px 3px 0px 3px;vertical-align:bottom;text-align:center;">73</td> <td data-sheets-numberformat='{"1":2,"2":"0","3":1}' data-sheets-value='{"1":3,"3":63}' style="overflow:hidden;padding:0px 3px 0px 3px;vertical-align:bottom;text-align:center;">63</td> <td data-sheets-numberformat='{"1":2,"2":"0","3":1}' data-sheets-value='{"1":3,"3":20}' style="border-right:1px solid #000000;overflow:hidden;padding:0px 3px 0px 3px;vertical-align:bottom;text-align:center;">20</td> </tr> <tr style="height:20px;"> <td style="border-left:1px solid #000000;overflow:hidden;padding:0px 3px 0px 3px;vertical-align:bottom;font-weight:bold;"></td> <td data-sheets-value='{"1":2,"2":"Double-walled"}' style="overflow:hidden;padding:0px 3px 0px 3px;vertical-align:bottom;font-weight:bold;">Double-walled</td> <td data-sheets-value='{"1":2,"2":"Opal (A/D)"}' style="border-right:1px solid #000000;overflow:hidden;padding:0px 3px 0px 3px;vertical-align:bottom;font-weight:bold;">Opal (A/D)</td> <td data-sheets-numberformat='{"1":2,"2":"0.00","3":1}' data-sheets-value='{"1":3,"3":2.9}' style="overflow:hidden;padding:0px 3px 0px 3px;vertical-align:bottom;text-align:center;">2.90</td> <td data-sheets-numberformat='{"1":2,"2":"0","3":1}' data-sheets-value='{"1":3,"3":51}' style="overflow:hidden;padding:0px 3px 0px 3px;vertical-align:bottom;text-align:center;">51</td> <td data-sheets-numberformat='{"1":2,"2":"0","3":1}' data-sheets-value='{"1":3,"3":50}' style="overflow:hidden;padding:0px 3px 0px 3px;vertical-align:bottom;text-align:center;">50</td> <td data-sheets-numberformat='{"1":2,"2":"0","3":1}' data-sheets-value='{"1":3,"3":20}' style="border-right:1px solid #000000;overflow:hidden;padding:0px 3px 0px 3px;vertical-align:bottom;text-align:center;">20</td> </tr> <tr style="height:20px;"> <td style="border-left:1px solid #000000;overflow:hidden;padding:0px 3px 0px 3px;vertical-align:bottom;font-weight:bold;"></td> <td data-sheets-value='{"1":2,"2":"Triple-walled"}' style="overflow:hidden;padding:0px 3px 0px 3px;vertical-align:bottom;font-weight:bold;">Triple-walled</td> <td data-sheets-value='{"1":2,"2":"Clear (A/H/H)"}' style="border-right:1px solid #000000;overflow:hidden;padding:0px 3px 0px 3px;vertical-align:bottom;font-weight:bold;">Clear (A/H/H)</td> <td data-sheets-numberformat='{"1":2,"2":"0.00","3":1}' data-sheets-value='{"1":3,"3":1.7}' style="overflow:hidden;padding:0px 3px 0px 3px;vertical-align:bottom;text-align:center;">1.70</td> <td data-sheets-numberformat='{"1":2,"2":"0","3":1}' data-sheets-value='{"1":3,"3":71}' style="overflow:hidden;padding:0px 3px 0px 3px;vertical-align:bottom;text-align:center;">71</td> <td data-sheets-numberformat='{"1":2,"2":"0","3":1}' data-sheets-value='{"1":3,"3":63}' style="overflow:hidden;padding:0px 3px 0px 3px;vertical-align:bottom;text-align:center;">63</td> <td data-sheets-numberformat='{"1":2,"2":"0","3":1}' data-sheets-value='{"1":3,"3":22}' style="border-right:1px solid #000000;overflow:hidden;padding:0px 3px 0px 3px;vertical-align:bottom;text-align:center;">22</td> </tr> <tr style="height:20px;"> <td style="border-left:1px solid #000000;overflow:hidden;padding:0px 3px 0px 3px;vertical-align:bottom;font-weight:bold;"></td> <td data-sheets-value='{"1":2,"2":"Triple-walled"}' style="overflow:hidden;padding:0px 3px 0px 3px;vertical-align:bottom;font-weight:bold;">Triple-walled</td> <td data-sheets-value='{"1":2,"2":"Opal (A/O/O)"}' style="border-right:1px solid #000000;overflow:hidden;padding:0px 3px 0px 3px;vertical-align:bottom;font-weight:bold;">Opal (A/O/O)</td> <td data-sheets-numberformat='{"1":2,"2":"0.00","3":1}' data-sheets-value='{"1":3,"3":1.7}' style="overflow:hidden;padding:0px 3px 0px 3px;vertical-align:bottom;text-align:center;">1.70</td> <td data-sheets-numberformat='{"1":2,"2":"0","3":1}' data-sheets-value='{"1":3,"3":61}' style="overflow:hidden;padding:0px 3px 0px 3px;vertical-align:bottom;text-align:center;">61</td> <td data-sheets-numberformat='{"1":2,"2":"0","3":1}' data-sheets-value='{"1":3,"3":48}' style="overflow:hidden;padding:0px 3px 0px 3px;vertical-align:bottom;text-align:center;">48</td> <td data-sheets-numberformat='{"1":2,"2":"0","3":1}' data-sheets-value='{"1":3,"3":22}' style="border-right:1px solid #000000;overflow:hidden;padding:0px 3px 0px 3px;vertical-align:bottom;text-align:center;">22</td> </tr> <tr style="height:20px;"> <td style="border-left:1px solid #000000;overflow:hidden;padding:0px 3px 0px 3px;vertical-align:bottom;font-weight:bold;"></td> <td data-sheets-value='{"1":2,"2":"Four-walled"}' style="overflow:hidden;padding:0px 3px 0px 3px;vertical-align:bottom;font-weight:bold;">Four-walled</td> <td data-sheets-value='{"1":2,"2":"Clear (A/H/H/H)"}' style="border-right:1px solid #000000;overflow:hidden;padding:0px 3px 0px 3px;vertical-align:bottom;font-weight:bold;">Clear (A/H/H/H)</td> <td data-sheets-numberformat='{"1":2,"2":"0.00","3":1}' data-sheets-value='{"1":3,"3":1.28}' style="overflow:hidden;padding:0px 3px 0px 3px;vertical-align:bottom;text-align:center;">1.28</td> <td data-sheets-numberformat='{"1":2,"2":"0","3":1}' data-sheets-value='{"1":3,"3":64}' style="overflow:hidden;padding:0px 3px 0px 3px;vertical-align:bottom;text-align:center;">64</td> <td data-sheets-numberformat='{"1":2,"2":"0","3":1}' data-sheets-value='{"1":3,"3":52}' style="overflow:hidden;padding:0px 3px 0px 3px;vertical-align:bottom;text-align:center;">52</td> <td data-sheets-numberformat='{"1":2,"2":"0","3":1}' data-sheets-value='{"1":3,"3":23}' style="border-right:1px solid #000000;overflow:hidden;padding:0px 3px 0px 3px;vertical-align:bottom;text-align:center;">23</td> </tr> <tr style="height:20px;"> <td style="border-bottom:1px solid #000000;border-left:1px solid #000000;overflow:hidden;padding:0px 3px 0px 3px;vertical-align:bottom;"></td> <td data-sheets-value='{"1":2,"2":"Four-walled"}' style="border-bottom:1px solid #000000;overflow:hidden;padding:0px 3px 0px 3px;vertical-align:bottom;font-weight:bold;">Four-walled</td> <td data-sheets-value='{"1":2,"2":"Opal (A/H/O/H)"}' style="border-right:1px solid #000000;border-bottom:1px solid #000000;overflow:hidden;padding:0px 3px 0px 3px;vertical-align:bottom;font-weight:bold;">Opal (A/H/O/H)</td> <td data-sheets-numberformat='{"1":2,"2":"0.00","3":1}' data-sheets-value='{"1":3,"3":1.28}' style="border-bottom:1px solid #000000;overflow:hidden;padding:0px 3px 0px 3px;vertical-align:bottom;text-align:center;">1.28</td> <td data-sheets-numberformat='{"1":2,"2":"0","3":1}' data-sheets-value='{"1":3,"3":59}' style="border-bottom:1px solid #000000;overflow:hidden;padding:0px 3px 0px 3px;vertical-align:bottom;text-align:center;">59</td> <td data-sheets-numberformat='{"1":2,"2":"0","3":1}' data-sheets-value='{"1":3,"3":46}' style="border-bottom:1px solid #000000;overflow:hidden;padding:0px 3px 0px 3px;vertical-align:bottom;text-align:center;">46</td> <td data-sheets-numberformat='{"1":2,"2":"0","3":1}' data-sheets-value='{"1":3,"3":23}' style="border-right:1px solid #000000;border-bottom:1px solid #000000;overflow:hidden;padding:0px 3px 0px 3px;vertical-align:bottom;text-align:center;">23</td> </tr> <tr style="height:20px;"> <td data-sheets-value='{"1":2,"2":"Polycarbonate"}' style="border-left:1px solid #000000;overflow:hidden;padding:0px 3px 0px 3px;vertical-align:bottom;font-weight:bold;">Polycarbonate</td> <td data-sheets-value='{"1":2,"2":"Single-walled"}' style="overflow:hidden;padding:0px 3px 0px 3px;vertical-align:bottom;font-weight:bold;">Single-walled</td> <td data-sheets-value='{"1":2,"2":"Heatstop Opal (T)"}' style="border-right:1px solid #000000;overflow:hidden;padding:0px 3px 0px 3px;vertical-align:bottom;font-weight:bold;">Heatstop Opal (T)</td> <td data-sheets-numberformat='{"1":2,"2":"0.00","3":1}' data-sheets-value='{"1":3,"3":5.17}' style="overflow:hidden;padding:0px 3px 0px 3px;vertical-align:bottom;text-align:center;">5.17</td> <td data-sheets-numberformat='{"1":2,"2":"0","3":1}' data-sheets-value='{"1":3,"3":49}' style="overflow:hidden;padding:0px 3px 0px 3px;vertical-align:bottom;text-align:center;">49</td> <td data-sheets-numberformat='{"1":2,"2":"0","3":1}' data-sheets-value='{"1":3,"3":59}' style="overflow:hidden;padding:0px 3px 0px 3px;vertical-align:bottom;text-align:center;">59</td> <td data-sheets-numberformat='{"1":2,"2":"0","3":1}' data-sheets-value='{"1":2,"2":"-"}' style="border-right:1px solid #000000;overflow:hidden;padding:0px 3px 0px 3px;vertical-align:bottom;text-align:center;">-</td> </tr> <tr style="height:20px;"> <td data-sheets-value='{"1":2,"2":"Heatstop PC"}' style="border-left:1px solid #000000;overflow:hidden;padding:0px 3px 0px 3px;vertical-align:bottom;font-weight:bold;">Heatstop PC</td> <td data-sheets-value='{"1":2,"2":"Double-walled"}' style="overflow:hidden;padding:0px 3px 0px 3px;vertical-align:bottom;font-weight:bold;">Double-walled</td> <td data-sheets-value='{"1":2,"2":"Clear (T/H)"}' style="border-right:1px solid #000000;overflow:hidden;padding:0px 3px 0px 3px;vertical-align:bottom;font-weight:bold;">Clear (T/H)</td> <td data-sheets-numberformat='{"1":2,"2":"0.00","3":1}' data-sheets-value='{"1":3,"3":2.9}' style="overflow:hidden;padding:0px 3px 0px 3px;vertical-align:bottom;text-align:center;">2.90</td> <td data-sheets-numberformat='{"1":2,"2":"0","3":1}' data-sheets-value='{"1":3,"3":44}' style="overflow:hidden;padding:0px 3px 0px 3px;vertical-align:bottom;text-align:center;">44</td> <td data-sheets-numberformat='{"1":2,"2":"0","3":1}' data-sheets-value='{"1":3,"3":51}' style="overflow:hidden;padding:0px 3px 0px 3px;vertical-align:bottom;text-align:center;">51</td> <td data-sheets-numberformat='{"1":2,"2":"0","3":1}' data-sheets-value='{"1":3,"3":20}' style="border-right:1px solid #000000;overflow:hidden;padding:0px 3px 0px 3px;vertical-align:bottom;text-align:center;">20</td> </tr> <tr style="height:20px;"> <td style="border-left:1px solid #000000;overflow:hidden;padding:0px 3px 0px 3px;vertical-align:bottom;font-weight:bold;"></td> <td data-sheets-value='{"1":2,"2":"Double-walled"}' style="overflow:hidden;padding:0px 3px 0px 3px;vertical-align:bottom;font-weight:bold;">Double-walled</td> <td data-sheets-value='{"1":2,"2":"Opal (T/O)"}' style="border-right:1px solid #000000;overflow:hidden;padding:0px 3px 0px 3px;vertical-align:bottom;font-weight:bold;">Opal (T/O)</td> <td data-sheets-numberformat='{"1":2,"2":"0.00","3":1}' data-sheets-value='{"1":3,"3":2.9}' style="overflow:hidden;padding:0px 3px 0px 3px;vertical-align:bottom;text-align:center;">2.90</td> <td data-sheets-numberformat='{"1":2,"2":"0","3":1}' data-sheets-value='{"1":3,"3":41}' style="overflow:hidden;padding:0px 3px 0px 3px;vertical-align:bottom;text-align:center;">41</td> <td data-sheets-numberformat='{"1":2,"2":"0","3":1}' data-sheets-value='{"1":3,"3":45}' style="overflow:hidden;padding:0px 3px 0px 3px;vertical-align:bottom;text-align:center;">45</td> <td data-sheets-numberformat='{"1":2,"2":"0","3":1}' data-sheets-value='{"1":3,"3":20}' style="border-right:1px solid #000000;overflow:hidden;padding:0px 3px 0px 3px;vertical-align:bottom;text-align:center;">20</td> </tr> <tr style="height:20px;"> <td style="border-left:1px solid #000000;overflow:hidden;padding:0px 3px 0px 3px;vertical-align:bottom;font-weight:bold;"></td> <td data-sheets-value='{"1":2,"2":"Triple-walled"}' style="overflow:hidden; | skylux-160-ce-met-koepel-en-pvc-opstand-30-20-met-lm-motor-en-windvang-1300-x-2200-mm | 8586040803661 | 46872374509901
Smoke and heat exhaust (SHEV) | SHE system | Skylux | Skylux 160° CE with skylight and PVC curb 30/20 with LM-actuator and spoiler 1300 x 2300 mm |  | 26612 | 5412970266129 | 6106.9 | Yes | 30-45 | 119.16 | 1300 x 2300 mm | 2300 | 1300 |  | PVC 30/20 (30 cm high & roof opening = 20 cm larger than daylight size) | Rectangular | 5.17 W/m²K - 1.28 W/m²K | 87% - 32% | 90% - 32% | 20dB - 23dB | 160° CE (for industry) | skylight | with spoiler | E | Single actuator | Maximum four-walled skylight possible for this product | Ut-value LT-value g-value Rw-value EN 1873 : 2014 EN ISO 13468 EN 16153 EN 410 EN 410 EN ISO 140-3 Material Walls Shells (W/m²K) (%) (%) (dB) Acrylic Single-walled Clear (H) 5.17 90 87 - PMMA Single-walled Opal (O) 5.17 83 76 - Double-walled Clear (H/H) 2.90 81 75 20 Double-walled Opal (O/O) 2.90 69 58 20 Triple-walled Clear (H/H/H) 1.70 73 65 22 Triple-walled Opal (O/H/O) 1.70 62 51 22 Four-walled Clear (H/H/H/H) 1.28 64 54 23 Four-walled Opal (H/H/O/H) 1.28 59 48 23 Polycarbonate Single-walled Clear (A) 5.17 88 83 - PC Single-walled Opal (D) 5.17 58 60 - Double-walled Clear (A/H) 2.90 79 72 20 Double-walled Clear (A/A) 2.90 77 69 20 Double-walled Opal (A/O) 2.90 73 63 20 Double-walled Opal (A/D) 2.90 51 50 20 Triple-walled Clear (A/H/H) 1.70 71 63 22 Triple-walled Opal (A/O/O) 1.70 61 48 22 Four-walled Clear (A/H/H/H) 1.28 64 52 23 Four-walled Opal (A/H/O/H) 1.28 59 46 23 Polycarbonate Single-walled Heatstop Opal (T) 5.17 49 59 - Heatstop PC Double-walled Clear (T/H) 2.90 44 51 20 Double-walled Opal (T/O) 2.90 41 45 20 Triple-walled Clear (T/H/H) 1.70 40 <td data-sheets-numberformat='{"1":2,"2":"0","3":1}' data-sheets-value='{"1":3,"3":44}' style="overflow:hidden;paddin | https://skylux.eu/en/products/skylux-160-ce-met-koepel-en-pvc-opstand-30-20-met-lm-motor-en-windvang-1300-x-2300-mm | https://skylux.eu/cdn/shop/files/Skylux-160deg-CE-met-koepel-en-pvc-opstand-3020-met-LM-motor-en-windvang-1300-x-2300-mm-RWA-systeem.jpg?v=1702981567&width=1600 | https://skylux.eu/cdn/shop/files/e5a82811-1bb0-48e4-a776-cacb59c7c092_75466a09-43fb-4661-a100-6a15bc326951.jpg?v=1688551403&width=1600 | //skylux.eu/cdn/shop/files/E_MH_Mounting_instructions_Skylux_160_CE_LM.pdf?v=12406716259046007223 | //skylux.eu/cdn/shop/files/E_TD_Technical_File_Skylux_Skylux_160_CE_Electric.pdf?v=3667116872303399239 | <style type="text/css" id="isPasted"> <!--td { border: 1px solid #cccccc; } br { mso-data-placement: same-cell; } --> </style> <table border="1" cellpadding="0" cellspacing="0" dir="ltr" style="table-layout:fixed;font-size:10pt;font-family:Arial;border-collapse:collapse;border:none;"><tbody> <tr style="height:20px;"> <td style="overflow:hidden;padding:0px 3px 0px 3px;vertical-align:bottom;"></td> <td style="overflow:hidden;padding:0px 3px 0px 3px;vertical-align:bottom;"></td> <td style="overflow:hidden;padding:0px 3px 0px 3px;vertical-align:bottom;"></td> <td data-sheets-value='{"1":2,"2":"Ut-value"}' style="overflow:hidden;padding:0px 3px 0px 3px;vertical-align:bottom;font-weight:bold;text-align:center;">Ut-value</td> <td data-sheets-value='{"1":2,"2":"LT-value"}' style="overflow:hidden;padding:0px 3px 0px 3px;vertical-align:bottom;font-weight:bold;text-align:center;">LT-value</td> <td data-sheets-value='{"1":2,"2":"g-value"}' style="overflow:hidden;padding:0px 3px 0px 3px;vertical-align:bottom;font-weight:bold;text-align:center;">g-value</td> <td data-sheets-value='{"1":2,"2":"Rw-value "}' style="overflow:hidden;padding:0px 3px 0px 3px;vertical-align:bottom;font-weight:bold;text-align:center;">Rw-value </td> </tr> <tr style="height:20px;"> <td style="overflow:hidden;padding:0px 3px 0px 3px;vertical-align:bottom;"></td> <td style="overflow:hidden;padding:0px 3px 0px 3px;vertical-align:bottom;"></td> <td style="overflow:hidden;padding:0px 3px 0px 3px;vertical-align:bottom;"></td> <td data-sheets-numberformat='{"1":2,"2":"0.00","3":1}' data-sheets-value='{"1":2,"2":"EN 1873 : 2014"}' style="overflow:hidden;padding:0px 3px 0px 3px;vertical-align:bottom;text-align:center;">EN 1873 : 2014</td> <td data-sheets-numberformat='{"1":2,"2":"0","3":1}' data-sheets-value='{"1":2,"2":"EN ISO 13468 EN 16153 EN 410"}' style="overflow:hidden;padding:0px 3px 0px 3px;vertical-align:bottom;text-align:center;">EN ISO 13468 EN 16153 EN 410</td> <td data-sheets-numberformat='{"1":2,"2":"0","3":1}' data-sheets-value='{"1":2,"2":"EN 410"}' style="overflow:hidden;padding:0px 3px 0px 3px;vertical-align:bottom;text-align:center;">EN 410</td> <td data-sheets-value='{"1":2,"2":"EN ISO 140-3\t\t"}' style="overflow:hidden;padding:0px 3px 0px 3px;vertical-align:bottom;text-align:center;">EN ISO 140-3 </td> </tr> <tr style="height:20px;"> <td data-sheets-value='{"1":2,"2":"Material"}' style="border-bottom:1px solid #000000;overflow:hidden;padding:0px 3px 0px 3px;vertical-align:bottom;background-color:#000000;font-weight:bold;color:#ffffff;">Material</td> <td data-sheets-value='{"1":2,"2":"Walls"}' style="border-bottom:1px solid #000000;overflow:hidden;padding:0px 3px 0px 3px;vertical-align:bottom;background-color:#000000;font-weight:bold;color:#ffffff;">Walls</td> <td data-sheets-value='{"1":2,"2":"Shells"}' style="border-bottom:1px solid #000000;overflow:hidden;padding:0px 3px 0px 3px;vertical-align:bottom;background-color:#000000;font-weight:bold;color:#ffffff;">Shells</td> <td data-sheets-numberformat='{"1":2,"2":"0.00","3":1}' data-sheets-value='{"1":2,"2":"(W/m²K)\t"}' style="border-bottom:1px solid #000000;overflow:hidden;padding:0px 3px 0px 3px;vertical-align:bottom;background-color:#000000;font-weight:bold;color:#ffffff;text-align:center;">(W/m²K) </td> <td data-sheets-numberformat='{"1":2,"2":"0","3":1}' data-sheets-value='{"1":2,"2":"(%)"}' style="border-bottom:1px solid #000000;overflow:hidden;padding:0px 3px 0px 3px;vertical-align:bottom;background-color:#000000;font-weight:bold;color:#ffffff;text-align:center;">(%)</td> <td data-sheets-numberformat='{"1":2,"2":"0","3":1}' data-sheets-value='{"1":2,"2":"(%)"}' style="border-bottom:1px solid #000000;overflow:hidden;padding:0px 3px 0px 3px;vertical-align:bottom;background-color:#000000;font-weight:bold;color:#ffffff;text-align:center;">(%)</td> <td data-sheets-value='{"1":2,"2":"(dB)"}' style="border-bottom:1px solid #000000;overflow:hidden;padding:0px 3px 0px 3px;vertical-align:bottom;background-color:#000000;font-weight:bold;color:#ffffff;text-align:center;">(dB)</td> </tr> <tr style="height:20px;"> <td data-sheets-value='{"1":2,"2":"Acrylic"}' style="border-left:1px solid #000000;overflow:hidden;padding:0px 3px 0px 3px;vertical-align:bottom;font-weight:bold;">Acrylic</td> <td data-sheets-value='{"1":2,"2":"Single-walled"}' style="overflow:hidden;padding:0px 3px 0px 3px;vertical-align:bottom;font-weight:bold;">Single-walled</td> <td data-sheets-value='{"1":2,"2":"Clear (H)"}' style="border-right:1px solid #000000;overflow:hidden;padding:0px 3px 0px 3px;vertical-align:bottom;font-weight:bold;">Clear (H)</td> <td data-sheets-numberformat='{"1":2,"2":"0.00","3":1}' data-sheets-value='{"1":3,"3":5.17}' style="overflow:hidden;padding:0px 3px 0px 3px;vertical-align:bottom;text-align:center;">5.17</td> <td data-sheets-numberformat='{"1":2,"2":"0","3":1}' data-sheets-value='{"1":3,"3":90}' style="overflow:hidden;padding:0px 3px 0px 3px;vertical-align:bottom;text-align:center;">90</td> <td data-sheets-numberformat='{"1":2,"2":"0","3":1}' data-sheets-value='{"1":3,"3":87}' style="overflow:hidden;padding:0px 3px 0px 3px;vertical-align:bottom;text-align:center;">87</td> <td data-sheets-numberformat='{"1":2,"2":"0","3":1}' data-sheets-value='{"1":2,"2":"-"}' style="border-right:1px solid #000000;overflow:hidden;padding:0px 3px 0px 3px;vertical-align:bottom;text-align:center;">-</td> </tr> <tr style="height:20px;"> <td data-sheets-value='{"1":2,"2":"PMMA"}' style="border-left:1px solid #000000;overflow:hidden;padding:0px 3px 0px 3px;vertical-align:bottom;font-weight:bold;">PMMA</td> <td data-sheets-value='{"1":2,"2":"Single-walled"}' style="overflow:hidden;padding:0px 3px 0px 3px;vertical-align:bottom;font-weight:bold;">Single-walled</td> <td data-sheets-value='{"1":2,"2":"Opal (O)"}' style="border-right:1px solid #000000;overflow:hidden;padding:0px 3px 0px 3px;vertical-align:bottom;font-weight:bold;">Opal (O)</td> <td data-sheets-numberformat='{"1":2,"2":"0.00","3":1}' data-sheets-value='{"1":3,"3":5.17}' style="overflow:hidden;padding:0px 3px 0px 3px;vertical-align:bottom;text-align:center;">5.17</td> <td data-sheets-numberformat='{"1":2,"2":"0","3":1}' data-sheets-value='{"1":3,"3":83}' style="overflow:hidden;padding:0px 3px 0px 3px;vertical-align:bottom;text-align:center;">83</td> <td data-sheets-numberformat='{"1":2,"2":"0","3":1}' data-sheets-value='{"1":3,"3":76}' style="overflow:hidden;padding:0px 3px 0px 3px;vertical-align:bottom;text-align:center;">76</td> <td data-sheets-numberformat='{"1":2,"2":"0","3":1}' data-sheets-value='{"1":2,"2":"-"}' style="border-right:1px solid #000000;overflow:hidden;padding:0px 3px 0px 3px;vertical-align:bottom;text-align:center;">-</td> </tr> <tr style="height:20px;"> <td style="border-left:1px solid #000000;overflow:hidden;padding:0px 3px 0px 3px;vertical-align:bottom;font-weight:bold;"></td> <td data-sheets-value='{"1":2,"2":"Double-walled"}' style="overflow:hidden;padding:0px 3px 0px 3px;vertical-align:bottom;font-weight:bold;">Double-walled</td> <td data-sheets-value='{"1":2,"2":"Clear (H/H)"}' style="border-right:1px solid #000000;overflow:hidden;padding:0px 3px 0px 3px;vertical-align:bottom;font-weight:bold;">Clear (H/H)</td> <td data-sheets-numberformat='{"1":2,"2":"0.00","3":1}' data-sheets-value='{"1":3,"3":2.9}' style="overflow:hidden;padding:0px 3px 0px 3px;vertical-align:bottom;text-align:center;">2.90</td> <td data-sheets-numberformat='{"1":2,"2":"0","3":1}' data-sheets-value='{"1":3,"3":81}' style="overflow:hidden;padding:0px 3px 0px 3px;vertical-align:bottom;text-align:center;">81</td> <td data-sheets-numberformat='{"1":2,"2":"0","3":1}' data-sheets-value='{"1":3,"3":75}' style="overflow:hidden;padding:0px 3px 0px 3px;vertical-align:bottom;text-align:center;">75</td> <td data-sheets-numberformat='{"1":2,"2":"0","3":1}' data-sheets-value='{"1":3,"3":20}' style="border-right:1px solid #000000;overflow:hidden;padding:0px 3px 0px 3px;vertical-align:bottom;text-align:center;">20</td> </tr> <tr style="height:20px;"> <td style="border-left:1px solid #000000;overflow:hidden;padding:0px 3px 0px 3px;vertical-align:bottom;font-weight:bold;"></td> <td data-sheets-value='{"1":2,"2":"Double-walled"}' style="overflow:hidden;padding:0px 3px 0px 3px;vertical-align:bottom;font-weight:bold;">Double-walled</td> <td data-sheets-value='{"1":2,"2":"Opal (O/O)"}' style="border-right:1px solid #000000;overflow:hidden;padding:0px 3px 0px 3px;vertical-align:bottom;font-weight:bold;">Opal (O/O)</td> <td data-sheets-numberformat='{"1":2,"2":"0.00","3":1}' data-sheets-value='{"1":3,"3":2.9}' style="overflow:hidden;padding:0px 3px 0px 3px;vertical-align:bottom;text-align:center;">2.90</td> <td data-sheets-numberformat='{"1":2,"2":"0","3":1}' data-sheets-value='{"1":3,"3":69}' style="overflow:hidden;padding:0px 3px 0px 3px;vertical-align:bottom;text-align:center;">69</td> <td data-sheets-numberformat='{"1":2,"2":"0","3":1}' data-sheets-value='{"1":3,"3":58}' style="overflow:hidden;padding:0px 3px 0px 3px;vertical-align:bottom;text-align:center;">58</td> <td data-sheets-numberformat='{"1":2,"2":"0","3":1}' data-sheets-value='{"1":3,"3":20}' style="border-right:1px solid #000000;overflow:hidden;padding:0px 3px 0px 3px;vertical-align:bottom;text-align:center;">20</td> </tr> <tr style="height:20px;"> <td style="border-left:1px solid #000000;overflow:hidden;padding:0px 3px 0px 3px;vertical-align:bottom;font-weight:bold;"></td> <td data-sheets-value='{"1":2,"2":"Triple-walled"}' style="overflow:hidden;padding:0px 3px 0px 3px;vertical-align:bottom;font-weight:bold;">Triple-walled</td> <td data-sheets-value='{"1":2,"2":"Clear (H/H/H)"}' style="border-right:1px solid #000000;overflow:hidden;padding:0px 3px 0px 3px;vertical-align:bottom;font-weight:bold;">Clear (H/H/H)</td> <td data-sheets-numberformat='{"1":2,"2":"0.00","3":1}' data-sheets-value='{"1":3,"3":1.7}' style="overflow:hidden;padding:0px 3px 0px 3px;vertical-align:bottom;text-align:center;">1.70</td> <td data-sheets-numberformat='{"1":2,"2":"0","3":1}' data-sheets-value='{"1":3,"3":73}' style="overflow:hidden;padding:0px 3px 0px 3px;vertical-align:bottom;text-align:center;">73</td> <td data-sheets-numberformat='{"1":2,"2":"0","3":1}' data-sheets-value='{"1":3,"3":65}' style="overflow:hidden;padding:0px 3px 0px 3px;vertical-align:bottom;text-align:center;">65</td> <td data-sheets-numberformat='{"1":2,"2":"0","3":1}' data-sheets-value='{"1":3,"3":22}' style="border-right:1px solid #000000;overflow:hidden;padding:0px 3px 0px 3px;vertical-align:bottom;text-align:center;">22</td> </tr> <tr style="height:20px;"> <td style="border-left:1px solid #000000;overflow:hidden;padding:0px 3px 0px 3px;vertical-align:bottom;font-weight:bold;"></td> <td data-sheets-value='{"1":2,"2":"Triple-walled"}' style="overflow:hidden;padding:0px 3px 0px 3px;vertical-align:bottom;font-weight:bold;">Triple-walled</td> <td data-sheets-value='{"1":2,"2":"Opal (O/H/O)"}' style="border-right:1px solid #000000;overflow:hidden;padding:0px 3px 0px 3px;vertical-align:bottom;font-weight:bold;">Opal (O/H/O)</td> <td data-sheets-numberformat='{"1":2,"2":"0.00","3":1}' data-sheets-value='{"1":3,"3":1.7}' style="overflow:hidden;padding:0px 3px 0px 3px;vertical-align:bottom;text-align:center;">1.70</td> <td data-sheets-numberformat='{"1":2,"2":"0","3":1}' data-sheets-value='{"1":3,"3":62}' style="overflow:hidden;padding:0px 3px 0px 3px;vertical-align:bottom;text-align:center;">62</td> <td data-sheets-numberformat='{"1":2,"2":"0","3":1}' data-sheets-value='{"1":3,"3":51}' style="overflow:hidden;padding:0px 3px 0px 3px;vertical-align:bottom;text-align:center;">51</td> <td data-sheets-numberformat='{"1":2,"2":"0","3":1}' data-sheets-value='{"1":3,"3":22}' style="border-right:1px solid #000000;overflow:hidden;padding:0px 3px 0px 3px;vertical-align:bottom;text-align:center;">22</td> </tr> <tr style="height:20px;"> <td style="border-left:1px solid #000000;overflow:hidden;padding:0px 3px 0px 3px;vertical-align:bottom;font-weight:bold;"></td> <td data-sheets-value='{"1":2,"2":"Four-walled"}' style="overflow:hidden;padding:0px 3px 0px 3px;vertical-align:bottom;font-weight:bold;">Four-walled</td> <td data-sheets-value='{"1":2,"2":"Clear (H/H/H/H)"}' style="border-right:1px solid #000000;overflow:hidden;padding:0px 3px 0px 3px;vertical-align:bottom;font-weight:bold;">Clear (H/H/H/H)</td> <td data-sheets-numberformat='{"1":2,"2":"0.00","3":1}' data-sheets-value='{"1":3,"3":1.28}' style="overflow:hidden;padding:0px 3px 0px 3px;vertical-align:bottom;text-align:center;">1.28</td> <td data-sheets-numberformat='{"1":2,"2":"0","3":1}' data-sheets-value='{"1":3,"3":64}' style="overflow:hidden;padding:0px 3px 0px 3px;vertical-align:bottom;text-align:center;">64</td> <td data-sheets-numberformat='{"1":2,"2":"0","3":1}' data-sheets-value='{"1":3,"3":54}' style="overflow:hidden;padding:0px 3px 0px 3px;vertical-align:bottom;text-align:center;">54</td> <td data-sheets-numberformat='{"1":2,"2":"0","3":1}' data-sheets-value='{"1":3,"3":23}' style="border-right:1px solid #000000;overflow:hidden;padding:0px 3px 0px 3px;vertical-align:bottom;text-align:center;">23</td> </tr> <tr style="height:20px;"> <td style="border-bottom:1px solid #000000;border-left:1px solid #000000;overflow:hidden;padding:0px 3px 0px 3px;vertical-align:bottom;"></td> <td data-sheets-value='{"1":2,"2":"Four-walled"}' style="border-bottom:1px solid #000000;overflow:hidden;padding:0px 3px 0px 3px;vertical-align:bottom;font-weight:bold;">Four-walled</td> <td data-sheets-value='{"1":2,"2":"Opal (H/H/O/H)"}' style="border-right:1px solid #000000;border-bottom:1px solid #000000;overflow:hidden;padding:0px 3px 0px 3px;vertical-align:bottom;font-weight:bold;">Opal (H/H/O/H)</td> <td data-sheets-numberformat='{"1":2,"2":"0.00","3":1}' data-sheets-value='{"1":3,"3":1.28}' style="border-bottom:1px solid #000000;overflow:hidden;padding:0px 3px 0px 3px;vertical-align:bottom;text-align:center;">1.28</td> <td data-sheets-numberformat='{"1":2,"2":"0","3":1}' data-sheets-value='{"1":3,"3":59}' style="border-bottom:1px solid #000000;overflow:hidden;padding:0px 3px 0px 3px;vertical-align:bottom;text-align:center;">59</td> <td data-sheets-numberformat='{"1":2,"2":"0","3":1}' data-sheets-value='{"1":3,"3":48}' style="border-bottom:1px solid #000000;overflow:hidden;padding:0px 3px 0px 3px;vertical-align:bottom;text-align:center;">48</td> <td data-sheets-numberformat='{"1":2,"2":"0","3":1}' data-sheets-value='{"1":3,"3":23}' style="border-right:1px solid #000000;border-bottom:1px solid #000000;overflow:hidden;padding:0px 3px 0px 3px;vertical-align:bottom;text-align:center;">23</td> </tr> <tr style="height:20px;"> <td data-sheets-value='{"1":2,"2":"Polycarbonate "}' style="border-left:1px solid #000000;overflow:hidden;padding:0px 3px 0px 3px;vertical-align:bottom;font-weight:bold;">Polycarbonate </td> <td data-sheets-value='{"1":2,"2":"Single-walled"}' style="overflow:hidden;padding:0px 3px 0px 3px;vertical-align:bottom;font-weight:bold;">Single-walled</td> <td data-sheets-value='{"1":2,"2":"Clear (A)"}' style="border-right:1px solid #000000;overflow:hidden;padding:0px 3px 0px 3px;vertical-align:bottom;font-weight:bold;">Clear (A)</td> <td data-sheets-numberformat='{"1":2,"2":"0.00","3":1}' data-sheets-value='{"1":3,"3":5.17}' style="overflow:hidden;padding:0px 3px 0px 3px;vertical-align:bottom;text-align:center;">5.17</td> <td data-sheets-numberformat='{"1":2,"2":"0","3":1}' data-sheets-value='{"1":3,"3":88}' style="overflow:hidden;padding:0px 3px 0px 3px;vertical-align:bottom;text-align:center;">88</td> <td data-sheets-numberformat='{"1":2,"2":"0","3":1}' data-sheets-value='{"1":3,"3":83}' style="overflow:hidden;padding:0px 3px 0px 3px;vertical-align:bottom;text-align:center;">83</td> <td data-sheets-numberformat='{"1":2,"2":"0","3":1}' data-sheets-value='{"1":2,"2":"-"}' style="border-right:1px solid #000000;overflow:hidden;padding:0px 3px 0px 3px;vertical-align:bottom;text-align:center;">-</td> </tr> <tr style="height:20px;"> <td data-sheets-value='{"1":2,"2":"PC"}' style="border-left:1px solid #000000;overflow:hidden;padding:0px 3px 0px 3px;vertical-align:bottom;font-weight:bold;">PC</td> <td data-sheets-value='{"1":2,"2":"Single-walled"}' style="overflow:hidden;padding:0px 3px 0px 3px;vertical-align:bottom;font-weight:bold;">Single-walled</td> <td data-sheets-value='{"1":2,"2":"Opal (D)"}' style="border-right:1px solid #000000;overflow:hidden;padding:0px 3px 0px 3px;vertical-align:bottom;font-weight:bold;">Opal (D)</td> <td data-sheets-numberformat='{"1":2,"2":"0.00","3":1}' data-sheets-value='{"1":3,"3":5.17}' style="overflow:hidden;padding:0px 3px 0px 3px;vertical-align:bottom;text-align:center;">5.17</td> <td data-sheets-numberformat='{"1":2,"2":"0","3":1}' data-sheets-value='{"1":3,"3":58}' style="overflow:hidden;padding:0px 3px 0px 3px;vertical-align:bottom;text-align:center;">58</td> <td data-sheets-numberformat='{"1":2,"2":"0","3":1}' data-sheets-value='{"1":3,"3":60}' style="overflow:hidden;padding:0px 3px 0px 3px;vertical-align:bottom;text-align:center;">60</td> <td data-sheets-numberformat='{"1":2,"2":"0","3":1}' data-sheets-value='{"1":2,"2":"-"}' style="border-right:1px solid #000000;overflow:hidden;padding:0px 3px 0px 3px;vertical-align:bottom;text-align:center;">-</td> </tr> <tr style="height:20px;"> <td style="border-left:1px solid #000000;overflow:hidden;padding:0px 3px 0px 3px;vertical-align:bottom;font-weight:bold;"></td> <td data-sheets-value='{"1":2,"2":"Double-walled"}' style="overflow:hidden;padding:0px 3px 0px 3px;vertical-align:bottom;font-weight:bold;">Double-walled</td> <td data-sheets-value='{"1":2,"2":"Clear (A/H)"}' style="border-right:1px solid #000000;overflow:hidden;padding:0px 3px 0px 3px;vertical-align:bottom;font-weight:bold;">Clear (A/H)</td> <td data-sheets-numberformat='{"1":2,"2":"0.00","3":1}' data-sheets-value='{"1":3,"3":2.9}' style="overflow:hidden;padding:0px 3px 0px 3px;vertical-align:bottom;text-align:center;">2.90</td> <td data-sheets-numberformat='{"1":2,"2":"0","3":1}' data-sheets-value='{"1":3,"3":79}' style="overflow:hidden;padding:0px 3px 0px 3px;vertical-align:bottom;text-align:center;">79</td> <td data-sheets-numberformat='{"1":2,"2":"0","3":1}' data-sheets-value='{"1":3,"3":72}' style="overflow:hidden;padding:0px 3px 0px 3px;vertical-align:bottom;text-align:center;">72</td> <td data-sheets-numberformat='{"1":2,"2":"0","3":1}' data-sheets-value='{"1":3,"3":20}' style="border-right:1px solid #000000;overflow:hidden;padding:0px 3px 0px 3px;vertical-align:bottom;text-align:center;">20</td> </tr> <tr style="height:20px;"> <td style="border-left:1px solid #000000;overflow:hidden;padding:0px 3px 0px 3px;vertical-align:bottom;font-weight:bold;"></td> <td data-sheets-value='{"1":2,"2":"Double-walled"}' style="overflow:hidden;padding:0px 3px 0px 3px;vertical-align:bottom;font-weight:bold;">Double-walled</td> <td data-sheets-value='{"1":2,"2":"Clear (A/A)"}' style="border-right:1px solid #000000;overflow:hidden;padding:0px 3px 0px 3px;vertical-align:bottom;font-weight:bold;">Clear (A/A)</td> <td data-sheets-numberformat='{"1":2,"2":"0.00","3":1}' data-sheets-value='{"1":3,"3":2.9}' style="overflow:hidden;padding:0px 3px 0px 3px;vertical-align:bottom;text-align:center;">2.90</td> <td data-sheets-numberformat='{"1":2,"2":"0","3":1}' data-sheets-value='{"1":3,"3":77}' style="overflow:hidden;padding:0px 3px 0px 3px;vertical-align:bottom;text-align:center;">77</td> <td data-sheets-numberformat='{"1":2,"2":"0","3":1}' data-sheets-value='{"1":3,"3":69}' style="overflow:hidden;padding:0px 3px 0px 3px;vertical-align:bottom;text-align:center;">69</td> <td data-sheets-numberformat='{"1":2,"2":"0","3":1}' data-sheets-value='{"1":3,"3":20}' style="border-right:1px solid #000000;overflow:hidden;padding:0px 3px 0px 3px;vertical-align:bottom;text-align:center;">20</td> </tr> <tr style="height:20px;"> <td style="border-left:1px solid #000000;overflow:hidden;padding:0px 3px 0px 3px;vertical-align:bottom;font-weight:bold;"></td> <td data-sheets-value='{"1":2,"2":"Double-walled"}' style="overflow:hidden;padding:0px 3px 0px 3px;vertical-align:bottom;font-weight:bold;">Double-walled</td> <td data-sheets-value='{"1":2,"2":"Opal (A/O)"}' style="border-right:1px solid #000000;overflow:hidden;padding:0px 3px 0px 3px;vertical-align:bottom;font-weight:bold;">Opal (A/O)</td> <td data-sheets-numberformat='{"1":2,"2":"0.00","3":1}' data-sheets-value='{"1":3,"3":2.9}' style="overflow:hidden;padding:0px 3px 0px 3px;vertical-align:bottom;text-align:center;">2.90</td> <td data-sheets-numberformat='{"1":2,"2":"0","3":1}' data-sheets-value='{"1":3,"3":73}' style="overflow:hidden;padding:0px 3px 0px 3px;vertical-align:bottom;text-align:center;">73</td> <td data-sheets-numberformat='{"1":2,"2":"0","3":1}' data-sheets-value='{"1":3,"3":63}' style="overflow:hidden;padding:0px 3px 0px 3px;vertical-align:bottom;text-align:center;">63</td> <td data-sheets-numberformat='{"1":2,"2":"0","3":1}' data-sheets-value='{"1":3,"3":20}' style="border-right:1px solid #000000;overflow:hidden;padding:0px 3px 0px 3px;vertical-align:bottom;text-align:center;">20</td> </tr> <tr style="height:20px;"> <td style="border-left:1px solid #000000;overflow:hidden;padding:0px 3px 0px 3px;vertical-align:bottom;font-weight:bold;"></td> <td data-sheets-value='{"1":2,"2":"Double-walled"}' style="overflow:hidden;padding:0px 3px 0px 3px;vertical-align:bottom;font-weight:bold;">Double-walled</td> <td data-sheets-value='{"1":2,"2":"Opal (A/D)"}' style="border-right:1px solid #000000;overflow:hidden;padding:0px 3px 0px 3px;vertical-align:bottom;font-weight:bold;">Opal (A/D)</td> <td data-sheets-numberformat='{"1":2,"2":"0.00","3":1}' data-sheets-value='{"1":3,"3":2.9}' style="overflow:hidden;padding:0px 3px 0px 3px;vertical-align:bottom;text-align:center;">2.90</td> <td data-sheets-numberformat='{"1":2,"2":"0","3":1}' data-sheets-value='{"1":3,"3":51}' style="overflow:hidden;padding:0px 3px 0px 3px;vertical-align:bottom;text-align:center;">51</td> <td data-sheets-numberformat='{"1":2,"2":"0","3":1}' data-sheets-value='{"1":3,"3":50}' style="overflow:hidden;padding:0px 3px 0px 3px;vertical-align:bottom;text-align:center;">50</td> <td data-sheets-numberformat='{"1":2,"2":"0","3":1}' data-sheets-value='{"1":3,"3":20}' style="border-right:1px solid #000000;overflow:hidden;padding:0px 3px 0px 3px;vertical-align:bottom;text-align:center;">20</td> </tr> <tr style="height:20px;"> <td style="border-left:1px solid #000000;overflow:hidden;padding:0px 3px 0px 3px;vertical-align:bottom;font-weight:bold;"></td> <td data-sheets-value='{"1":2,"2":"Triple-walled"}' style="overflow:hidden;padding:0px 3px 0px 3px;vertical-align:bottom;font-weight:bold;">Triple-walled</td> <td data-sheets-value='{"1":2,"2":"Clear (A/H/H)"}' style="border-right:1px solid #000000;overflow:hidden;padding:0px 3px 0px 3px;vertical-align:bottom;font-weight:bold;">Clear (A/H/H)</td> <td data-sheets-numberformat='{"1":2,"2":"0.00","3":1}' data-sheets-value='{"1":3,"3":1.7}' style="overflow:hidden;padding:0px 3px 0px 3px;vertical-align:bottom;text-align:center;">1.70</td> <td data-sheets-numberformat='{"1":2,"2":"0","3":1}' data-sheets-value='{"1":3,"3":71}' style="overflow:hidden;padding:0px 3px 0px 3px;vertical-align:bottom;text-align:center;">71</td> <td data-sheets-numberformat='{"1":2,"2":"0","3":1}' data-sheets-value='{"1":3,"3":63}' style="overflow:hidden;padding:0px 3px 0px 3px;vertical-align:bottom;text-align:center;">63</td> <td data-sheets-numberformat='{"1":2,"2":"0","3":1}' data-sheets-value='{"1":3,"3":22}' style="border-right:1px solid #000000;overflow:hidden;padding:0px 3px 0px 3px;vertical-align:bottom;text-align:center;">22</td> </tr> <tr style="height:20px;"> <td style="border-left:1px solid #000000;overflow:hidden;padding:0px 3px 0px 3px;vertical-align:bottom;font-weight:bold;"></td> <td data-sheets-value='{"1":2,"2":"Triple-walled"}' style="overflow:hidden;padding:0px 3px 0px 3px;vertical-align:bottom;font-weight:bold;">Triple-walled</td> <td data-sheets-value='{"1":2,"2":"Opal (A/O/O)"}' style="border-right:1px solid #000000;overflow:hidden;padding:0px 3px 0px 3px;vertical-align:bottom;font-weight:bold;">Opal (A/O/O)</td> <td data-sheets-numberformat='{"1":2,"2":"0.00","3":1}' data-sheets-value='{"1":3,"3":1.7}' style="overflow:hidden;padding:0px 3px 0px 3px;vertical-align:bottom;text-align:center;">1.70</td> <td data-sheets-numberformat='{"1":2,"2":"0","3":1}' data-sheets-value='{"1":3,"3":61}' style="overflow:hidden;padding:0px 3px 0px 3px;vertical-align:bottom;text-align:center;">61</td> <td data-sheets-numberformat='{"1":2,"2":"0","3":1}' data-sheets-value='{"1":3,"3":48}' style="overflow:hidden;padding:0px 3px 0px 3px;vertical-align:bottom;text-align:center;">48</td> <td data-sheets-numberformat='{"1":2,"2":"0","3":1}' data-sheets-value='{"1":3,"3":22}' style="border-right:1px solid #000000;overflow:hidden;padding:0px 3px 0px 3px;vertical-align:bottom;text-align:center;">22</td> </tr> <tr style="height:20px;"> <td style="border-left:1px solid #000000;overflow:hidden;padding:0px 3px 0px 3px;vertical-align:bottom;font-weight:bold;"></td> <td data-sheets-value='{"1":2,"2":"Four-walled"}' style="overflow:hidden;padding:0px 3px 0px 3px;vertical-align:bottom;font-weight:bold;">Four-walled</td> <td data-sheets-value='{"1":2,"2":"Clear (A/H/H/H)"}' style="border-right:1px solid #000000;overflow:hidden;padding:0px 3px 0px 3px;vertical-align:bottom;font-weight:bold;">Clear (A/H/H/H)</td> <td data-sheets-numberformat='{"1":2,"2":"0.00","3":1}' data-sheets-value='{"1":3,"3":1.28}' style="overflow:hidden;padding:0px 3px 0px 3px;vertical-align:bottom;text-align:center;">1.28</td> <td data-sheets-numberformat='{"1":2,"2":"0","3":1}' data-sheets-value='{"1":3,"3":64}' style="overflow:hidden;padding:0px 3px 0px 3px;vertical-align:bottom;text-align:center;">64</td> <td data-sheets-numberformat='{"1":2,"2":"0","3":1}' data-sheets-value='{"1":3,"3":52}' style="overflow:hidden;padding:0px 3px 0px 3px;vertical-align:bottom;text-align:center;">52</td> <td data-sheets-numberformat='{"1":2,"2":"0","3":1}' data-sheets-value='{"1":3,"3":23}' style="border-right:1px solid #000000;overflow:hidden;padding:0px 3px 0px 3px;vertical-align:bottom;text-align:center;">23</td> </tr> <tr style="height:20px;"> <td style="border-bottom:1px solid #000000;border-left:1px solid #000000;overflow:hidden;padding:0px 3px 0px 3px;vertical-align:bottom;"></td> <td data-sheets-value='{"1":2,"2":"Four-walled"}' style="border-bottom:1px solid #000000;overflow:hidden;padding:0px 3px 0px 3px;vertical-align:bottom;font-weight:bold;">Four-walled</td> <td data-sheets-value='{"1":2,"2":"Opal (A/H/O/H)"}' style="border-right:1px solid #000000;border-bottom:1px solid #000000;overflow:hidden;padding:0px 3px 0px 3px;vertical-align:bottom;font-weight:bold;">Opal (A/H/O/H)</td> <td data-sheets-numberformat='{"1":2,"2":"0.00","3":1}' data-sheets-value='{"1":3,"3":1.28}' style="border-bottom:1px solid #000000;overflow:hidden;padding:0px 3px 0px 3px;vertical-align:bottom;text-align:center;">1.28</td> <td data-sheets-numberformat='{"1":2,"2":"0","3":1}' data-sheets-value='{"1":3,"3":59}' style="border-bottom:1px solid #000000;overflow:hidden;padding:0px 3px 0px 3px;vertical-align:bottom;text-align:center;">59</td> <td data-sheets-numberformat='{"1":2,"2":"0","3":1}' data-sheets-value='{"1":3,"3":46}' style="border-bottom:1px solid #000000;overflow:hidden;padding:0px 3px 0px 3px;vertical-align:bottom;text-align:center;">46</td> <td data-sheets-numberformat='{"1":2,"2":"0","3":1}' data-sheets-value='{"1":3,"3":23}' style="border-right:1px solid #000000;border-bottom:1px solid #000000;overflow:hidden;padding:0px 3px 0px 3px;vertical-align:bottom;text-align:center;">23</td> </tr> <tr style="height:20px;"> <td data-sheets-value='{"1":2,"2":"Polycarbonate"}' style="border-left:1px solid #000000;overflow:hidden;padding:0px 3px 0px 3px;vertical-align:bottom;font-weight:bold;">Polycarbonate</td> <td data-sheets-value='{"1":2,"2":"Single-walled"}' style="overflow:hidden;padding:0px 3px 0px 3px;vertical-align:bottom;font-weight:bold;">Single-walled</td> <td data-sheets-value='{"1":2,"2":"Heatstop Opal (T)"}' style="border-right:1px solid #000000;overflow:hidden;padding:0px 3px 0px 3px;vertical-align:bottom;font-weight:bold;">Heatstop Opal (T)</td> <td data-sheets-numberformat='{"1":2,"2":"0.00","3":1}' data-sheets-value='{"1":3,"3":5.17}' style="overflow:hidden;padding:0px 3px 0px 3px;vertical-align:bottom;text-align:center;">5.17</td> <td data-sheets-numberformat='{"1":2,"2":"0","3":1}' data-sheets-value='{"1":3,"3":49}' style="overflow:hidden;padding:0px 3px 0px 3px;vertical-align:bottom;text-align:center;">49</td> <td data-sheets-numberformat='{"1":2,"2":"0","3":1}' data-sheets-value='{"1":3,"3":59}' style="overflow:hidden;padding:0px 3px 0px 3px;vertical-align:bottom;text-align:center;">59</td> <td data-sheets-numberformat='{"1":2,"2":"0","3":1}' data-sheets-value='{"1":2,"2":"-"}' style="border-right:1px solid #000000;overflow:hidden;padding:0px 3px 0px 3px;vertical-align:bottom;text-align:center;">-</td> </tr> <tr style="height:20px;"> <td data-sheets-value='{"1":2,"2":"Heatstop PC"}' style="border-left:1px solid #000000;overflow:hidden;padding:0px 3px 0px 3px;vertical-align:bottom;font-weight:bold;">Heatstop PC</td> <td data-sheets-value='{"1":2,"2":"Double-walled"}' style="overflow:hidden;padding:0px 3px 0px 3px;vertical-align:bottom;font-weight:bold;">Double-walled</td> <td data-sheets-value='{"1":2,"2":"Clear (T/H)"}' style="border-right:1px solid #000000;overflow:hidden;padding:0px 3px 0px 3px;vertical-align:bottom;font-weight:bold;">Clear (T/H)</td> <td data-sheets-numberformat='{"1":2,"2":"0.00","3":1}' data-sheets-value='{"1":3,"3":2.9}' style="overflow:hidden;padding:0px 3px 0px 3px;vertical-align:bottom;text-align:center;">2.90</td> <td data-sheets-numberformat='{"1":2,"2":"0","3":1}' data-sheets-value='{"1":3,"3":44}' style="overflow:hidden;padding:0px 3px 0px 3px;vertical-align:bottom;text-align:center;">44</td> <td data-sheets-numberformat='{"1":2,"2":"0","3":1}' data-sheets-value='{"1":3,"3":51}' style="overflow:hidden;padding:0px 3px 0px 3px;vertical-align:bottom;text-align:center;">51</td> <td data-sheets-numberformat='{"1":2,"2":"0","3":1}' data-sheets-value='{"1":3,"3":20}' style="border-right:1px solid #000000;overflow:hidden;padding:0px 3px 0px 3px;vertical-align:bottom;text-align:center;">20</td> </tr> <tr style="height:20px;"> <td style="border-left:1px solid #000000;overflow:hidden;padding:0px 3px 0px 3px;vertical-align:bottom;font-weight:bold;"></td> <td data-sheets-value='{"1":2,"2":"Double-walled"}' style="overflow:hidden;padding:0px 3px 0px 3px;vertical-align:bottom;font-weight:bold;">Double-walled</td> <td data-sheets-value='{"1":2,"2":"Opal (T/O)"}' style="border-right:1px solid #000000;overflow:hidden;padding:0px 3px 0px 3px;vertical-align:bottom;font-weight:bold;">Opal (T/O)</td> <td data-sheets-numberformat='{"1":2,"2":"0.00","3":1}' data-sheets-value='{"1":3,"3":2.9}' style="overflow:hidden;padding:0px 3px 0px 3px;vertical-align:bottom;text-align:center;">2.90</td> <td data-sheets-numberformat='{"1":2,"2":"0","3":1}' data-sheets-value='{"1":3,"3":41}' style="overflow:hidden;padding:0px 3px 0px 3px;vertical-align:bottom;text-align:center;">41</td> <td data-sheets-numberformat='{"1":2,"2":"0","3":1}' data-sheets-value='{"1":3,"3":45}' style="overflow:hidden;padding:0px 3px 0px 3px;vertical-align:bottom;text-align:center;">45</td> <td data-sheets-numberformat='{"1":2,"2":"0","3":1}' data-sheets-value='{"1":3,"3":20}' style="border-right:1px solid #000000;overflow:hidden;padding:0px 3px 0px 3px;vertical-align:bottom;text-align:center;">20</td> </tr> <tr style="height:20px;"> <td style="border-left:1px solid #000000;overflow:hidden;padding:0px 3px 0px 3px;vertical-align:bottom;font-weight:bold;"></td> <td data-sheets-value='{"1":2,"2":"Triple-walled"}' style="overflow:hidden; | skylux-160-ce-met-koepel-en-pvc-opstand-30-20-met-lm-motor-en-windvang-1300-x-2300-mm | 8586040836429 | 46872374542669
Smoke and heat exhaust (SHEV) | SHE system | Skylux | Skylux 160° CE with skylight and PVC curb 30/20 with LM-actuator and spoiler 1400 x 1400 mm |  | 35069 | 5412970350699 | 4771.05 | Yes | 30-45 | 86.25 | 1400 x 1400 mm | 1400 | 1400 |  | PVC 30/20 (30 cm high & roof opening = 20 cm larger than daylight size) | Square | 5.17 W/m²K - 1.28 W/m²K | 87% - 32% | 90% - 32% | 20dB - 23dB | 160° CE (for industry) | skylight | with spoiler | E | Single actuator | Maximum four-walled skylight possible for this product | Ut-value LT-value g-value Rw-value EN 1873 : 2014 EN ISO 13468 EN 16153 EN 410 EN 410 EN ISO 140-3 Material Walls Shells (W/m²K) (%) (%) (dB) Acrylic Single-walled Clear (H) 5.17 90 87 - PMMA Single-walled Opal (O) 5.17 83 76 - Double-walled Clear (H/H) 2.90 81 75 20 Double-walled Opal (O/O) 2.90 69 58 20 Triple-walled Clear (H/H/H) 1.70 73 65 22 Triple-walled Opal (O/H/O) 1.70 62 51 22 Four-walled Clear (H/H/H/H) 1.28 64 54 23 Four-walled Opal (H/H/O/H) 1.28 59 48 23 Polycarbonate Single-walled Clear (A) 5.17 88 83 - PC Single-walled Opal (D) 5.17 58 60 - Double-walled Clear (A/H) 2.90 79 72 20 Double-walled Clear (A/A) 2.90 77 69 20 Double-walled Opal (A/O) 2.90 73 63 20 Double-walled Opal (A/D) 2.90 51 50 20 Triple-walled Clear (A/H/H) 1.70 71 63 22 Triple-walled Opal (A/O/O) 1.70 61 48 22 Four-walled Clear (A/H/H/H) 1.28 64 52 23 Four-walled Opal (A/H/O/H) 1.28 59 46 23 Polycarbonate Single-walled Heatstop Opal (T) 5.17 49 59 - Heatstop PC Double-walled Clear (T/H) 2.90 44 51 20 Double-walled Opal (T/O) 2.90 41 45 20 Triple-walled Clear (T/H/H) 1.70 40 <td data-sheets-numberformat='{"1":2,"2":"0","3":1}' data-sheets-value='{"1":3,"3":44}' style="overflow:hidden;paddin | https://skylux.eu/en/products/skylux-160-ce-met-koepel-en-pvc-opstand-30-20-met-lm-motor-en-windvang-1400-x-1400-mm | https://skylux.eu/cdn/shop/files/Skylux-160deg-CE-met-koepel-en-pvc-opstand-3020-met-LM-motor-en-windvang-1400-x-1400-mm-RWA-systeem.jpg?v=1702981583&width=1600 | https://skylux.eu/cdn/shop/files/e5a82811-1bb0-48e4-a776-cacb59c7c092_9b39f614-d053-4500-9f91-2958c6e7b8e7.jpg?v=1688551408&width=1600 | //skylux.eu/cdn/shop/files/E_MH_Mounting_instructions_Skylux_160_CE_LM.pdf?v=12406716259046007223 | //skylux.eu/cdn/shop/files/E_TD_Technical_File_Skylux_Skylux_160_CE_Electric.pdf?v=3667116872303399239 | <style type="text/css" id="isPasted"> <!--td { border: 1px solid #cccccc; } br { mso-data-placement: same-cell; } --> </style> <table border="1" cellpadding="0" cellspacing="0" dir="ltr" style="table-layout:fixed;font-size:10pt;font-family:Arial;border-collapse:collapse;border:none;"><tbody> <tr style="height:20px;"> <td style="overflow:hidden;padding:0px 3px 0px 3px;vertical-align:bottom;"></td> <td style="overflow:hidden;padding:0px 3px 0px 3px;vertical-align:bottom;"></td> <td style="overflow:hidden;padding:0px 3px 0px 3px;vertical-align:bottom;"></td> <td data-sheets-value='{"1":2,"2":"Ut-value"}' style="overflow:hidden;padding:0px 3px 0px 3px;vertical-align:bottom;font-weight:bold;text-align:center;">Ut-value</td> <td data-sheets-value='{"1":2,"2":"LT-value"}' style="overflow:hidden;padding:0px 3px 0px 3px;vertical-align:bottom;font-weight:bold;text-align:center;">LT-value</td> <td data-sheets-value='{"1":2,"2":"g-value"}' style="overflow:hidden;padding:0px 3px 0px 3px;vertical-align:bottom;font-weight:bold;text-align:center;">g-value</td> <td data-sheets-value='{"1":2,"2":"Rw-value "}' style="overflow:hidden;padding:0px 3px 0px 3px;vertical-align:bottom;font-weight:bold;text-align:center;">Rw-value </td> </tr> <tr style="height:20px;"> <td style="overflow:hidden;padding:0px 3px 0px 3px;vertical-align:bottom;"></td> <td style="overflow:hidden;padding:0px 3px 0px 3px;vertical-align:bottom;"></td> <td style="overflow:hidden;padding:0px 3px 0px 3px;vertical-align:bottom;"></td> <td data-sheets-numberformat='{"1":2,"2":"0.00","3":1}' data-sheets-value='{"1":2,"2":"EN 1873 : 2014"}' style="overflow:hidden;padding:0px 3px 0px 3px;vertical-align:bottom;text-align:center;">EN 1873 : 2014</td> <td data-sheets-numberformat='{"1":2,"2":"0","3":1}' data-sheets-value='{"1":2,"2":"EN ISO 13468 EN 16153 EN 410"}' style="overflow:hidden;padding:0px 3px 0px 3px;vertical-align:bottom;text-align:center;">EN ISO 13468 EN 16153 EN 410</td> <td data-sheets-numberformat='{"1":2,"2":"0","3":1}' data-sheets-value='{"1":2,"2":"EN 410"}' style="overflow:hidden;padding:0px 3px 0px 3px;vertical-align:bottom;text-align:center;">EN 410</td> <td data-sheets-value='{"1":2,"2":"EN ISO 140-3\t\t"}' style="overflow:hidden;padding:0px 3px 0px 3px;vertical-align:bottom;text-align:center;">EN ISO 140-3 </td> </tr> <tr style="height:20px;"> <td data-sheets-value='{"1":2,"2":"Material"}' style="border-bottom:1px solid #000000;overflow:hidden;padding:0px 3px 0px 3px;vertical-align:bottom;background-color:#000000;font-weight:bold;color:#ffffff;">Material</td> <td data-sheets-value='{"1":2,"2":"Walls"}' style="border-bottom:1px solid #000000;overflow:hidden;padding:0px 3px 0px 3px;vertical-align:bottom;background-color:#000000;font-weight:bold;color:#ffffff;">Walls</td> <td data-sheets-value='{"1":2,"2":"Shells"}' style="border-bottom:1px solid #000000;overflow:hidden;padding:0px 3px 0px 3px;vertical-align:bottom;background-color:#000000;font-weight:bold;color:#ffffff;">Shells</td> <td data-sheets-numberformat='{"1":2,"2":"0.00","3":1}' data-sheets-value='{"1":2,"2":"(W/m²K)\t"}' style="border-bottom:1px solid #000000;overflow:hidden;padding:0px 3px 0px 3px;vertical-align:bottom;background-color:#000000;font-weight:bold;color:#ffffff;text-align:center;">(W/m²K) </td> <td data-sheets-numberformat='{"1":2,"2":"0","3":1}' data-sheets-value='{"1":2,"2":"(%)"}' style="border-bottom:1px solid #000000;overflow:hidden;padding:0px 3px 0px 3px;vertical-align:bottom;background-color:#000000;font-weight:bold;color:#ffffff;text-align:center;">(%)</td> <td data-sheets-numberformat='{"1":2,"2":"0","3":1}' data-sheets-value='{"1":2,"2":"(%)"}' style="border-bottom:1px solid #000000;overflow:hidden;padding:0px 3px 0px 3px;vertical-align:bottom;background-color:#000000;font-weight:bold;color:#ffffff;text-align:center;">(%)</td> <td data-sheets-value='{"1":2,"2":"(dB)"}' style="border-bottom:1px solid #000000;overflow:hidden;padding:0px 3px 0px 3px;vertical-align:bottom;background-color:#000000;font-weight:bold;color:#ffffff;text-align:center;">(dB)</td> </tr> <tr style="height:20px;"> <td data-sheets-value='{"1":2,"2":"Acrylic"}' style="border-left:1px solid #000000;overflow:hidden;padding:0px 3px 0px 3px;vertical-align:bottom;font-weight:bold;">Acrylic</td> <td data-sheets-value='{"1":2,"2":"Single-walled"}' style="overflow:hidden;padding:0px 3px 0px 3px;vertical-align:bottom;font-weight:bold;">Single-walled</td> <td data-sheets-value='{"1":2,"2":"Clear (H)"}' style="border-right:1px solid #000000;overflow:hidden;padding:0px 3px 0px 3px;vertical-align:bottom;font-weight:bold;">Clear (H)</td> <td data-sheets-numberformat='{"1":2,"2":"0.00","3":1}' data-sheets-value='{"1":3,"3":5.17}' style="overflow:hidden;padding:0px 3px 0px 3px;vertical-align:bottom;text-align:center;">5.17</td> <td data-sheets-numberformat='{"1":2,"2":"0","3":1}' data-sheets-value='{"1":3,"3":90}' style="overflow:hidden;padding:0px 3px 0px 3px;vertical-align:bottom;text-align:center;">90</td> <td data-sheets-numberformat='{"1":2,"2":"0","3":1}' data-sheets-value='{"1":3,"3":87}' style="overflow:hidden;padding:0px 3px 0px 3px;vertical-align:bottom;text-align:center;">87</td> <td data-sheets-numberformat='{"1":2,"2":"0","3":1}' data-sheets-value='{"1":2,"2":"-"}' style="border-right:1px solid #000000;overflow:hidden;padding:0px 3px 0px 3px;vertical-align:bottom;text-align:center;">-</td> </tr> <tr style="height:20px;"> <td data-sheets-value='{"1":2,"2":"PMMA"}' style="border-left:1px solid #000000;overflow:hidden;padding:0px 3px 0px 3px;vertical-align:bottom;font-weight:bold;">PMMA</td> <td data-sheets-value='{"1":2,"2":"Single-walled"}' style="overflow:hidden;padding:0px 3px 0px 3px;vertical-align:bottom;font-weight:bold;">Single-walled</td> <td data-sheets-value='{"1":2,"2":"Opal (O)"}' style="border-right:1px solid #000000;overflow:hidden;padding:0px 3px 0px 3px;vertical-align:bottom;font-weight:bold;">Opal (O)</td> <td data-sheets-numberformat='{"1":2,"2":"0.00","3":1}' data-sheets-value='{"1":3,"3":5.17}' style="overflow:hidden;padding:0px 3px 0px 3px;vertical-align:bottom;text-align:center;">5.17</td> <td data-sheets-numberformat='{"1":2,"2":"0","3":1}' data-sheets-value='{"1":3,"3":83}' style="overflow:hidden;padding:0px 3px 0px 3px;vertical-align:bottom;text-align:center;">83</td> <td data-sheets-numberformat='{"1":2,"2":"0","3":1}' data-sheets-value='{"1":3,"3":76}' style="overflow:hidden;padding:0px 3px 0px 3px;vertical-align:bottom;text-align:center;">76</td> <td data-sheets-numberformat='{"1":2,"2":"0","3":1}' data-sheets-value='{"1":2,"2":"-"}' style="border-right:1px solid #000000;overflow:hidden;padding:0px 3px 0px 3px;vertical-align:bottom;text-align:center;">-</td> </tr> <tr style="height:20px;"> <td style="border-left:1px solid #000000;overflow:hidden;padding:0px 3px 0px 3px;vertical-align:bottom;font-weight:bold;"></td> <td data-sheets-value='{"1":2,"2":"Double-walled"}' style="overflow:hidden;padding:0px 3px 0px 3px;vertical-align:bottom;font-weight:bold;">Double-walled</td> <td data-sheets-value='{"1":2,"2":"Clear (H/H)"}' style="border-right:1px solid #000000;overflow:hidden;padding:0px 3px 0px 3px;vertical-align:bottom;font-weight:bold;">Clear (H/H)</td> <td data-sheets-numberformat='{"1":2,"2":"0.00","3":1}' data-sheets-value='{"1":3,"3":2.9}' style="overflow:hidden;padding:0px 3px 0px 3px;vertical-align:bottom;text-align:center;">2.90</td> <td data-sheets-numberformat='{"1":2,"2":"0","3":1}' data-sheets-value='{"1":3,"3":81}' style="overflow:hidden;padding:0px 3px 0px 3px;vertical-align:bottom;text-align:center;">81</td> <td data-sheets-numberformat='{"1":2,"2":"0","3":1}' data-sheets-value='{"1":3,"3":75}' style="overflow:hidden;padding:0px 3px 0px 3px;vertical-align:bottom;text-align:center;">75</td> <td data-sheets-numberformat='{"1":2,"2":"0","3":1}' data-sheets-value='{"1":3,"3":20}' style="border-right:1px solid #000000;overflow:hidden;padding:0px 3px 0px 3px;vertical-align:bottom;text-align:center;">20</td> </tr> <tr style="height:20px;"> <td style="border-left:1px solid #000000;overflow:hidden;padding:0px 3px 0px 3px;vertical-align:bottom;font-weight:bold;"></td> <td data-sheets-value='{"1":2,"2":"Double-walled"}' style="overflow:hidden;padding:0px 3px 0px 3px;vertical-align:bottom;font-weight:bold;">Double-walled</td> <td data-sheets-value='{"1":2,"2":"Opal (O/O)"}' style="border-right:1px solid #000000;overflow:hidden;padding:0px 3px 0px 3px;vertical-align:bottom;font-weight:bold;">Opal (O/O)</td> <td data-sheets-numberformat='{"1":2,"2":"0.00","3":1}' data-sheets-value='{"1":3,"3":2.9}' style="overflow:hidden;padding:0px 3px 0px 3px;vertical-align:bottom;text-align:center;">2.90</td> <td data-sheets-numberformat='{"1":2,"2":"0","3":1}' data-sheets-value='{"1":3,"3":69}' style="overflow:hidden;padding:0px 3px 0px 3px;vertical-align:bottom;text-align:center;">69</td> <td data-sheets-numberformat='{"1":2,"2":"0","3":1}' data-sheets-value='{"1":3,"3":58}' style="overflow:hidden;padding:0px 3px 0px 3px;vertical-align:bottom;text-align:center;">58</td> <td data-sheets-numberformat='{"1":2,"2":"0","3":1}' data-sheets-value='{"1":3,"3":20}' style="border-right:1px solid #000000;overflow:hidden;padding:0px 3px 0px 3px;vertical-align:bottom;text-align:center;">20</td> </tr> <tr style="height:20px;"> <td style="border-left:1px solid #000000;overflow:hidden;padding:0px 3px 0px 3px;vertical-align:bottom;font-weight:bold;"></td> <td data-sheets-value='{"1":2,"2":"Triple-walled"}' style="overflow:hidden;padding:0px 3px 0px 3px;vertical-align:bottom;font-weight:bold;">Triple-walled</td> <td data-sheets-value='{"1":2,"2":"Clear (H/H/H)"}' style="border-right:1px solid #000000;overflow:hidden;padding:0px 3px 0px 3px;vertical-align:bottom;font-weight:bold;">Clear (H/H/H)</td> <td data-sheets-numberformat='{"1":2,"2":"0.00","3":1}' data-sheets-value='{"1":3,"3":1.7}' style="overflow:hidden;padding:0px 3px 0px 3px;vertical-align:bottom;text-align:center;">1.70</td> <td data-sheets-numberformat='{"1":2,"2":"0","3":1}' data-sheets-value='{"1":3,"3":73}' style="overflow:hidden;padding:0px 3px 0px 3px;vertical-align:bottom;text-align:center;">73</td> <td data-sheets-numberformat='{"1":2,"2":"0","3":1}' data-sheets-value='{"1":3,"3":65}' style="overflow:hidden;padding:0px 3px 0px 3px;vertical-align:bottom;text-align:center;">65</td> <td data-sheets-numberformat='{"1":2,"2":"0","3":1}' data-sheets-value='{"1":3,"3":22}' style="border-right:1px solid #000000;overflow:hidden;padding:0px 3px 0px 3px;vertical-align:bottom;text-align:center;">22</td> </tr> <tr style="height:20px;"> <td style="border-left:1px solid #000000;overflow:hidden;padding:0px 3px 0px 3px;vertical-align:bottom;font-weight:bold;"></td> <td data-sheets-value='{"1":2,"2":"Triple-walled"}' style="overflow:hidden;padding:0px 3px 0px 3px;vertical-align:bottom;font-weight:bold;">Triple-walled</td> <td data-sheets-value='{"1":2,"2":"Opal (O/H/O)"}' style="border-right:1px solid #000000;overflow:hidden;padding:0px 3px 0px 3px;vertical-align:bottom;font-weight:bold;">Opal (O/H/O)</td> <td data-sheets-numberformat='{"1":2,"2":"0.00","3":1}' data-sheets-value='{"1":3,"3":1.7}' style="overflow:hidden;padding:0px 3px 0px 3px;vertical-align:bottom;text-align:center;">1.70</td> <td data-sheets-numberformat='{"1":2,"2":"0","3":1}' data-sheets-value='{"1":3,"3":62}' style="overflow:hidden;padding:0px 3px 0px 3px;vertical-align:bottom;text-align:center;">62</td> <td data-sheets-numberformat='{"1":2,"2":"0","3":1}' data-sheets-value='{"1":3,"3":51}' style="overflow:hidden;padding:0px 3px 0px 3px;vertical-align:bottom;text-align:center;">51</td> <td data-sheets-numberformat='{"1":2,"2":"0","3":1}' data-sheets-value='{"1":3,"3":22}' style="border-right:1px solid #000000;overflow:hidden;padding:0px 3px 0px 3px;vertical-align:bottom;text-align:center;">22</td> </tr> <tr style="height:20px;"> <td style="border-left:1px solid #000000;overflow:hidden;padding:0px 3px 0px 3px;vertical-align:bottom;font-weight:bold;"></td> <td data-sheets-value='{"1":2,"2":"Four-walled"}' style="overflow:hidden;padding:0px 3px 0px 3px;vertical-align:bottom;font-weight:bold;">Four-walled</td> <td data-sheets-value='{"1":2,"2":"Clear (H/H/H/H)"}' style="border-right:1px solid #000000;overflow:hidden;padding:0px 3px 0px 3px;vertical-align:bottom;font-weight:bold;">Clear (H/H/H/H)</td> <td data-sheets-numberformat='{"1":2,"2":"0.00","3":1}' data-sheets-value='{"1":3,"3":1.28}' style="overflow:hidden;padding:0px 3px 0px 3px;vertical-align:bottom;text-align:center;">1.28</td> <td data-sheets-numberformat='{"1":2,"2":"0","3":1}' data-sheets-value='{"1":3,"3":64}' style="overflow:hidden;padding:0px 3px 0px 3px;vertical-align:bottom;text-align:center;">64</td> <td data-sheets-numberformat='{"1":2,"2":"0","3":1}' data-sheets-value='{"1":3,"3":54}' style="overflow:hidden;padding:0px 3px 0px 3px;vertical-align:bottom;text-align:center;">54</td> <td data-sheets-numberformat='{"1":2,"2":"0","3":1}' data-sheets-value='{"1":3,"3":23}' style="border-right:1px solid #000000;overflow:hidden;padding:0px 3px 0px 3px;vertical-align:bottom;text-align:center;">23</td> </tr> <tr style="height:20px;"> <td style="border-bottom:1px solid #000000;border-left:1px solid #000000;overflow:hidden;padding:0px 3px 0px 3px;vertical-align:bottom;"></td> <td data-sheets-value='{"1":2,"2":"Four-walled"}' style="border-bottom:1px solid #000000;overflow:hidden;padding:0px 3px 0px 3px;vertical-align:bottom;font-weight:bold;">Four-walled</td> <td data-sheets-value='{"1":2,"2":"Opal (H/H/O/H)"}' style="border-right:1px solid #000000;border-bottom:1px solid #000000;overflow:hidden;padding:0px 3px 0px 3px;vertical-align:bottom;font-weight:bold;">Opal (H/H/O/H)</td> <td data-sheets-numberformat='{"1":2,"2":"0.00","3":1}' data-sheets-value='{"1":3,"3":1.28}' style="border-bottom:1px solid #000000;overflow:hidden;padding:0px 3px 0px 3px;vertical-align:bottom;text-align:center;">1.28</td> <td data-sheets-numberformat='{"1":2,"2":"0","3":1}' data-sheets-value='{"1":3,"3":59}' style="border-bottom:1px solid #000000;overflow:hidden;padding:0px 3px 0px 3px;vertical-align:bottom;text-align:center;">59</td> <td data-sheets-numberformat='{"1":2,"2":"0","3":1}' data-sheets-value='{"1":3,"3":48}' style="border-bottom:1px solid #000000;overflow:hidden;padding:0px 3px 0px 3px;vertical-align:bottom;text-align:center;">48</td> <td data-sheets-numberformat='{"1":2,"2":"0","3":1}' data-sheets-value='{"1":3,"3":23}' style="border-right:1px solid #000000;border-bottom:1px solid #000000;overflow:hidden;padding:0px 3px 0px 3px;vertical-align:bottom;text-align:center;">23</td> </tr> <tr style="height:20px;"> <td data-sheets-value='{"1":2,"2":"Polycarbonate "}' style="border-left:1px solid #000000;overflow:hidden;padding:0px 3px 0px 3px;vertical-align:bottom;font-weight:bold;">Polycarbonate </td> <td data-sheets-value='{"1":2,"2":"Single-walled"}' style="overflow:hidden;padding:0px 3px 0px 3px;vertical-align:bottom;font-weight:bold;">Single-walled</td> <td data-sheets-value='{"1":2,"2":"Clear (A)"}' style="border-right:1px solid #000000;overflow:hidden;padding:0px 3px 0px 3px;vertical-align:bottom;font-weight:bold;">Clear (A)</td> <td data-sheets-numberformat='{"1":2,"2":"0.00","3":1}' data-sheets-value='{"1":3,"3":5.17}' style="overflow:hidden;padding:0px 3px 0px 3px;vertical-align:bottom;text-align:center;">5.17</td> <td data-sheets-numberformat='{"1":2,"2":"0","3":1}' data-sheets-value='{"1":3,"3":88}' style="overflow:hidden;padding:0px 3px 0px 3px;vertical-align:bottom;text-align:center;">88</td> <td data-sheets-numberformat='{"1":2,"2":"0","3":1}' data-sheets-value='{"1":3,"3":83}' style="overflow:hidden;padding:0px 3px 0px 3px;vertical-align:bottom;text-align:center;">83</td> <td data-sheets-numberformat='{"1":2,"2":"0","3":1}' data-sheets-value='{"1":2,"2":"-"}' style="border-right:1px solid #000000;overflow:hidden;padding:0px 3px 0px 3px;vertical-align:bottom;text-align:center;">-</td> </tr> <tr style="height:20px;"> <td data-sheets-value='{"1":2,"2":"PC"}' style="border-left:1px solid #000000;overflow:hidden;padding:0px 3px 0px 3px;vertical-align:bottom;font-weight:bold;">PC</td> <td data-sheets-value='{"1":2,"2":"Single-walled"}' style="overflow:hidden;padding:0px 3px 0px 3px;vertical-align:bottom;font-weight:bold;">Single-walled</td> <td data-sheets-value='{"1":2,"2":"Opal (D)"}' style="border-right:1px solid #000000;overflow:hidden;padding:0px 3px 0px 3px;vertical-align:bottom;font-weight:bold;">Opal (D)</td> <td data-sheets-numberformat='{"1":2,"2":"0.00","3":1}' data-sheets-value='{"1":3,"3":5.17}' style="overflow:hidden;padding:0px 3px 0px 3px;vertical-align:bottom;text-align:center;">5.17</td> <td data-sheets-numberformat='{"1":2,"2":"0","3":1}' data-sheets-value='{"1":3,"3":58}' style="overflow:hidden;padding:0px 3px 0px 3px;vertical-align:bottom;text-align:center;">58</td> <td data-sheets-numberformat='{"1":2,"2":"0","3":1}' data-sheets-value='{"1":3,"3":60}' style="overflow:hidden;padding:0px 3px 0px 3px;vertical-align:bottom;text-align:center;">60</td> <td data-sheets-numberformat='{"1":2,"2":"0","3":1}' data-sheets-value='{"1":2,"2":"-"}' style="border-right:1px solid #000000;overflow:hidden;padding:0px 3px 0px 3px;vertical-align:bottom;text-align:center;">-</td> </tr> <tr style="height:20px;"> <td style="border-left:1px solid #000000;overflow:hidden;padding:0px 3px 0px 3px;vertical-align:bottom;font-weight:bold;"></td> <td data-sheets-value='{"1":2,"2":"Double-walled"}' style="overflow:hidden;padding:0px 3px 0px 3px;vertical-align:bottom;font-weight:bold;">Double-walled</td> <td data-sheets-value='{"1":2,"2":"Clear (A/H)"}' style="border-right:1px solid #000000;overflow:hidden;padding:0px 3px 0px 3px;vertical-align:bottom;font-weight:bold;">Clear (A/H)</td> <td data-sheets-numberformat='{"1":2,"2":"0.00","3":1}' data-sheets-value='{"1":3,"3":2.9}' style="overflow:hidden;padding:0px 3px 0px 3px;vertical-align:bottom;text-align:center;">2.90</td> <td data-sheets-numberformat='{"1":2,"2":"0","3":1}' data-sheets-value='{"1":3,"3":79}' style="overflow:hidden;padding:0px 3px 0px 3px;vertical-align:bottom;text-align:center;">79</td> <td data-sheets-numberformat='{"1":2,"2":"0","3":1}' data-sheets-value='{"1":3,"3":72}' style="overflow:hidden;padding:0px 3px 0px 3px;vertical-align:bottom;text-align:center;">72</td> <td data-sheets-numberformat='{"1":2,"2":"0","3":1}' data-sheets-value='{"1":3,"3":20}' style="border-right:1px solid #000000;overflow:hidden;padding:0px 3px 0px 3px;vertical-align:bottom;text-align:center;">20</td> </tr> <tr style="height:20px;"> <td style="border-left:1px solid #000000;overflow:hidden;padding:0px 3px 0px 3px;vertical-align:bottom;font-weight:bold;"></td> <td data-sheets-value='{"1":2,"2":"Double-walled"}' style="overflow:hidden;padding:0px 3px 0px 3px;vertical-align:bottom;font-weight:bold;">Double-walled</td> <td data-sheets-value='{"1":2,"2":"Clear (A/A)"}' style="border-right:1px solid #000000;overflow:hidden;padding:0px 3px 0px 3px;vertical-align:bottom;font-weight:bold;">Clear (A/A)</td> <td data-sheets-numberformat='{"1":2,"2":"0.00","3":1}' data-sheets-value='{"1":3,"3":2.9}' style="overflow:hidden;padding:0px 3px 0px 3px;vertical-align:bottom;text-align:center;">2.90</td> <td data-sheets-numberformat='{"1":2,"2":"0","3":1}' data-sheets-value='{"1":3,"3":77}' style="overflow:hidden;padding:0px 3px 0px 3px;vertical-align:bottom;text-align:center;">77</td> <td data-sheets-numberformat='{"1":2,"2":"0","3":1}' data-sheets-value='{"1":3,"3":69}' style="overflow:hidden;padding:0px 3px 0px 3px;vertical-align:bottom;text-align:center;">69</td> <td data-sheets-numberformat='{"1":2,"2":"0","3":1}' data-sheets-value='{"1":3,"3":20}' style="border-right:1px solid #000000;overflow:hidden;padding:0px 3px 0px 3px;vertical-align:bottom;text-align:center;">20</td> </tr> <tr style="height:20px;"> <td style="border-left:1px solid #000000;overflow:hidden;padding:0px 3px 0px 3px;vertical-align:bottom;font-weight:bold;"></td> <td data-sheets-value='{"1":2,"2":"Double-walled"}' style="overflow:hidden;padding:0px 3px 0px 3px;vertical-align:bottom;font-weight:bold;">Double-walled</td> <td data-sheets-value='{"1":2,"2":"Opal (A/O)"}' style="border-right:1px solid #000000;overflow:hidden;padding:0px 3px 0px 3px;vertical-align:bottom;font-weight:bold;">Opal (A/O)</td> <td data-sheets-numberformat='{"1":2,"2":"0.00","3":1}' data-sheets-value='{"1":3,"3":2.9}' style="overflow:hidden;padding:0px 3px 0px 3px;vertical-align:bottom;text-align:center;">2.90</td> <td data-sheets-numberformat='{"1":2,"2":"0","3":1}' data-sheets-value='{"1":3,"3":73}' style="overflow:hidden;padding:0px 3px 0px 3px;vertical-align:bottom;text-align:center;">73</td> <td data-sheets-numberformat='{"1":2,"2":"0","3":1}' data-sheets-value='{"1":3,"3":63}' style="overflow:hidden;padding:0px 3px 0px 3px;vertical-align:bottom;text-align:center;">63</td> <td data-sheets-numberformat='{"1":2,"2":"0","3":1}' data-sheets-value='{"1":3,"3":20}' style="border-right:1px solid #000000;overflow:hidden;padding:0px 3px 0px 3px;vertical-align:bottom;text-align:center;">20</td> </tr> <tr style="height:20px;"> <td style="border-left:1px solid #000000;overflow:hidden;padding:0px 3px 0px 3px;vertical-align:bottom;font-weight:bold;"></td> <td data-sheets-value='{"1":2,"2":"Double-walled"}' style="overflow:hidden;padding:0px 3px 0px 3px;vertical-align:bottom;font-weight:bold;">Double-walled</td> <td data-sheets-value='{"1":2,"2":"Opal (A/D)"}' style="border-right:1px solid #000000;overflow:hidden;padding:0px 3px 0px 3px;vertical-align:bottom;font-weight:bold;">Opal (A/D)</td> <td data-sheets-numberformat='{"1":2,"2":"0.00","3":1}' data-sheets-value='{"1":3,"3":2.9}' style="overflow:hidden;padding:0px 3px 0px 3px;vertical-align:bottom;text-align:center;">2.90</td> <td data-sheets-numberformat='{"1":2,"2":"0","3":1}' data-sheets-value='{"1":3,"3":51}' style="overflow:hidden;padding:0px 3px 0px 3px;vertical-align:bottom;text-align:center;">51</td> <td data-sheets-numberformat='{"1":2,"2":"0","3":1}' data-sheets-value='{"1":3,"3":50}' style="overflow:hidden;padding:0px 3px 0px 3px;vertical-align:bottom;text-align:center;">50</td> <td data-sheets-numberformat='{"1":2,"2":"0","3":1}' data-sheets-value='{"1":3,"3":20}' style="border-right:1px solid #000000;overflow:hidden;padding:0px 3px 0px 3px;vertical-align:bottom;text-align:center;">20</td> </tr> <tr style="height:20px;"> <td style="border-left:1px solid #000000;overflow:hidden;padding:0px 3px 0px 3px;vertical-align:bottom;font-weight:bold;"></td> <td data-sheets-value='{"1":2,"2":"Triple-walled"}' style="overflow:hidden;padding:0px 3px 0px 3px;vertical-align:bottom;font-weight:bold;">Triple-walled</td> <td data-sheets-value='{"1":2,"2":"Clear (A/H/H)"}' style="border-right:1px solid #000000;overflow:hidden;padding:0px 3px 0px 3px;vertical-align:bottom;font-weight:bold;">Clear (A/H/H)</td> <td data-sheets-numberformat='{"1":2,"2":"0.00","3":1}' data-sheets-value='{"1":3,"3":1.7}' style="overflow:hidden;padding:0px 3px 0px 3px;vertical-align:bottom;text-align:center;">1.70</td> <td data-sheets-numberformat='{"1":2,"2":"0","3":1}' data-sheets-value='{"1":3,"3":71}' style="overflow:hidden;padding:0px 3px 0px 3px;vertical-align:bottom;text-align:center;">71</td> <td data-sheets-numberformat='{"1":2,"2":"0","3":1}' data-sheets-value='{"1":3,"3":63}' style="overflow:hidden;padding:0px 3px 0px 3px;vertical-align:bottom;text-align:center;">63</td> <td data-sheets-numberformat='{"1":2,"2":"0","3":1}' data-sheets-value='{"1":3,"3":22}' style="border-right:1px solid #000000;overflow:hidden;padding:0px 3px 0px 3px;vertical-align:bottom;text-align:center;">22</td> </tr> <tr style="height:20px;"> <td style="border-left:1px solid #000000;overflow:hidden;padding:0px 3px 0px 3px;vertical-align:bottom;font-weight:bold;"></td> <td data-sheets-value='{"1":2,"2":"Triple-walled"}' style="overflow:hidden;padding:0px 3px 0px 3px;vertical-align:bottom;font-weight:bold;">Triple-walled</td> <td data-sheets-value='{"1":2,"2":"Opal (A/O/O)"}' style="border-right:1px solid #000000;overflow:hidden;padding:0px 3px 0px 3px;vertical-align:bottom;font-weight:bold;">Opal (A/O/O)</td> <td data-sheets-numberformat='{"1":2,"2":"0.00","3":1}' data-sheets-value='{"1":3,"3":1.7}' style="overflow:hidden;padding:0px 3px 0px 3px;vertical-align:bottom;text-align:center;">1.70</td> <td data-sheets-numberformat='{"1":2,"2":"0","3":1}' data-sheets-value='{"1":3,"3":61}' style="overflow:hidden;padding:0px 3px 0px 3px;vertical-align:bottom;text-align:center;">61</td> <td data-sheets-numberformat='{"1":2,"2":"0","3":1}' data-sheets-value='{"1":3,"3":48}' style="overflow:hidden;padding:0px 3px 0px 3px;vertical-align:bottom;text-align:center;">48</td> <td data-sheets-numberformat='{"1":2,"2":"0","3":1}' data-sheets-value='{"1":3,"3":22}' style="border-right:1px solid #000000;overflow:hidden;padding:0px 3px 0px 3px;vertical-align:bottom;text-align:center;">22</td> </tr> <tr style="height:20px;"> <td style="border-left:1px solid #000000;overflow:hidden;padding:0px 3px 0px 3px;vertical-align:bottom;font-weight:bold;"></td> <td data-sheets-value='{"1":2,"2":"Four-walled"}' style="overflow:hidden;padding:0px 3px 0px 3px;vertical-align:bottom;font-weight:bold;">Four-walled</td> <td data-sheets-value='{"1":2,"2":"Clear (A/H/H/H)"}' style="border-right:1px solid #000000;overflow:hidden;padding:0px 3px 0px 3px;vertical-align:bottom;font-weight:bold;">Clear (A/H/H/H)</td> <td data-sheets-numberformat='{"1":2,"2":"0.00","3":1}' data-sheets-value='{"1":3,"3":1.28}' style="overflow:hidden;padding:0px 3px 0px 3px;vertical-align:bottom;text-align:center;">1.28</td> <td data-sheets-numberformat='{"1":2,"2":"0","3":1}' data-sheets-value='{"1":3,"3":64}' style="overflow:hidden;padding:0px 3px 0px 3px;vertical-align:bottom;text-align:center;">64</td> <td data-sheets-numberformat='{"1":2,"2":"0","3":1}' data-sheets-value='{"1":3,"3":52}' style="overflow:hidden;padding:0px 3px 0px 3px;vertical-align:bottom;text-align:center;">52</td> <td data-sheets-numberformat='{"1":2,"2":"0","3":1}' data-sheets-value='{"1":3,"3":23}' style="border-right:1px solid #000000;overflow:hidden;padding:0px 3px 0px 3px;vertical-align:bottom;text-align:center;">23</td> </tr> <tr style="height:20px;"> <td style="border-bottom:1px solid #000000;border-left:1px solid #000000;overflow:hidden;padding:0px 3px 0px 3px;vertical-align:bottom;"></td> <td data-sheets-value='{"1":2,"2":"Four-walled"}' style="border-bottom:1px solid #000000;overflow:hidden;padding:0px 3px 0px 3px;vertical-align:bottom;font-weight:bold;">Four-walled</td> <td data-sheets-value='{"1":2,"2":"Opal (A/H/O/H)"}' style="border-right:1px solid #000000;border-bottom:1px solid #000000;overflow:hidden;padding:0px 3px 0px 3px;vertical-align:bottom;font-weight:bold;">Opal (A/H/O/H)</td> <td data-sheets-numberformat='{"1":2,"2":"0.00","3":1}' data-sheets-value='{"1":3,"3":1.28}' style="border-bottom:1px solid #000000;overflow:hidden;padding:0px 3px 0px 3px;vertical-align:bottom;text-align:center;">1.28</td> <td data-sheets-numberformat='{"1":2,"2":"0","3":1}' data-sheets-value='{"1":3,"3":59}' style="border-bottom:1px solid #000000;overflow:hidden;padding:0px 3px 0px 3px;vertical-align:bottom;text-align:center;">59</td> <td data-sheets-numberformat='{"1":2,"2":"0","3":1}' data-sheets-value='{"1":3,"3":46}' style="border-bottom:1px solid #000000;overflow:hidden;padding:0px 3px 0px 3px;vertical-align:bottom;text-align:center;">46</td> <td data-sheets-numberformat='{"1":2,"2":"0","3":1}' data-sheets-value='{"1":3,"3":23}' style="border-right:1px solid #000000;border-bottom:1px solid #000000;overflow:hidden;padding:0px 3px 0px 3px;vertical-align:bottom;text-align:center;">23</td> </tr> <tr style="height:20px;"> <td data-sheets-value='{"1":2,"2":"Polycarbonate"}' style="border-left:1px solid #000000;overflow:hidden;padding:0px 3px 0px 3px;vertical-align:bottom;font-weight:bold;">Polycarbonate</td> <td data-sheets-value='{"1":2,"2":"Single-walled"}' style="overflow:hidden;padding:0px 3px 0px 3px;vertical-align:bottom;font-weight:bold;">Single-walled</td> <td data-sheets-value='{"1":2,"2":"Heatstop Opal (T)"}' style="border-right:1px solid #000000;overflow:hidden;padding:0px 3px 0px 3px;vertical-align:bottom;font-weight:bold;">Heatstop Opal (T)</td> <td data-sheets-numberformat='{"1":2,"2":"0.00","3":1}' data-sheets-value='{"1":3,"3":5.17}' style="overflow:hidden;padding:0px 3px 0px 3px;vertical-align:bottom;text-align:center;">5.17</td> <td data-sheets-numberformat='{"1":2,"2":"0","3":1}' data-sheets-value='{"1":3,"3":49}' style="overflow:hidden;padding:0px 3px 0px 3px;vertical-align:bottom;text-align:center;">49</td> <td data-sheets-numberformat='{"1":2,"2":"0","3":1}' data-sheets-value='{"1":3,"3":59}' style="overflow:hidden;padding:0px 3px 0px 3px;vertical-align:bottom;text-align:center;">59</td> <td data-sheets-numberformat='{"1":2,"2":"0","3":1}' data-sheets-value='{"1":2,"2":"-"}' style="border-right:1px solid #000000;overflow:hidden;padding:0px 3px 0px 3px;vertical-align:bottom;text-align:center;">-</td> </tr> <tr style="height:20px;"> <td data-sheets-value='{"1":2,"2":"Heatstop PC"}' style="border-left:1px solid #000000;overflow:hidden;padding:0px 3px 0px 3px;vertical-align:bottom;font-weight:bold;">Heatstop PC</td> <td data-sheets-value='{"1":2,"2":"Double-walled"}' style="overflow:hidden;padding:0px 3px 0px 3px;vertical-align:bottom;font-weight:bold;">Double-walled</td> <td data-sheets-value='{"1":2,"2":"Clear (T/H)"}' style="border-right:1px solid #000000;overflow:hidden;padding:0px 3px 0px 3px;vertical-align:bottom;font-weight:bold;">Clear (T/H)</td> <td data-sheets-numberformat='{"1":2,"2":"0.00","3":1}' data-sheets-value='{"1":3,"3":2.9}' style="overflow:hidden;padding:0px 3px 0px 3px;vertical-align:bottom;text-align:center;">2.90</td> <td data-sheets-numberformat='{"1":2,"2":"0","3":1}' data-sheets-value='{"1":3,"3":44}' style="overflow:hidden;padding:0px 3px 0px 3px;vertical-align:bottom;text-align:center;">44</td> <td data-sheets-numberformat='{"1":2,"2":"0","3":1}' data-sheets-value='{"1":3,"3":51}' style="overflow:hidden;padding:0px 3px 0px 3px;vertical-align:bottom;text-align:center;">51</td> <td data-sheets-numberformat='{"1":2,"2":"0","3":1}' data-sheets-value='{"1":3,"3":20}' style="border-right:1px solid #000000;overflow:hidden;padding:0px 3px 0px 3px;vertical-align:bottom;text-align:center;">20</td> </tr> <tr style="height:20px;"> <td style="border-left:1px solid #000000;overflow:hidden;padding:0px 3px 0px 3px;vertical-align:bottom;font-weight:bold;"></td> <td data-sheets-value='{"1":2,"2":"Double-walled"}' style="overflow:hidden;padding:0px 3px 0px 3px;vertical-align:bottom;font-weight:bold;">Double-walled</td> <td data-sheets-value='{"1":2,"2":"Opal (T/O)"}' style="border-right:1px solid #000000;overflow:hidden;padding:0px 3px 0px 3px;vertical-align:bottom;font-weight:bold;">Opal (T/O)</td> <td data-sheets-numberformat='{"1":2,"2":"0.00","3":1}' data-sheets-value='{"1":3,"3":2.9}' style="overflow:hidden;padding:0px 3px 0px 3px;vertical-align:bottom;text-align:center;">2.90</td> <td data-sheets-numberformat='{"1":2,"2":"0","3":1}' data-sheets-value='{"1":3,"3":41}' style="overflow:hidden;padding:0px 3px 0px 3px;vertical-align:bottom;text-align:center;">41</td> <td data-sheets-numberformat='{"1":2,"2":"0","3":1}' data-sheets-value='{"1":3,"3":45}' style="overflow:hidden;padding:0px 3px 0px 3px;vertical-align:bottom;text-align:center;">45</td> <td data-sheets-numberformat='{"1":2,"2":"0","3":1}' data-sheets-value='{"1":3,"3":20}' style="border-right:1px solid #000000;overflow:hidden;padding:0px 3px 0px 3px;vertical-align:bottom;text-align:center;">20</td> </tr> <tr style="height:20px;"> <td style="border-left:1px solid #000000;overflow:hidden;padding:0px 3px 0px 3px;vertical-align:bottom;font-weight:bold;"></td> <td data-sheets-value='{"1":2,"2":"Triple-walled"}' style="overflow:hidden; | skylux-160-ce-met-koepel-en-pvc-opstand-30-20-met-lm-motor-en-windvang-1400-x-1400-mm | 8586041033037 | 46872374870349
Smoke and heat exhaust (SHEV) | SHE system | Skylux | Skylux 160° CE with skylight and PVC curb 30/20 with LM-actuator and spoiler 1450 x 1700 mm |  | 50515 | 5412970505150 | 5948.4 | Yes | 30-45 | 105.79 | 1450 x 1700 mm | 1700 | 1450 |  | PVC 30/20 (30 cm high & roof opening = 20 cm larger than daylight size) | Rectangular | 5.17 W/m²K - 1.28 W/m²K | 87% - 32% | 90% - 32% | 20dB - 23dB | 160° CE (for industry) | skylight | with spoiler | E | Single actuator | Maximum four-walled skylight possible for this product | Ut-value LT-value g-value Rw-value EN 1873 : 2014 EN ISO 13468 EN 16153 EN 410 EN 410 EN ISO 140-3 Material Walls Shells (W/m²K) (%) (%) (dB) Acrylic Single-walled Clear (H) 5.17 90 87 - PMMA Single-walled Opal (O) 5.17 83 76 - Double-walled Clear (H/H) 2.90 81 75 20 Double-walled Opal (O/O) 2.90 69 58 20 Triple-walled Clear (H/H/H) 1.70 73 65 22 Triple-walled Opal (O/H/O) 1.70 62 51 22 Four-walled Clear (H/H/H/H) 1.28 64 54 23 Four-walled Opal (H/H/O/H) 1.28 59 48 23 Polycarbonate Single-walled Clear (A) 5.17 88 83 - PC Single-walled Opal (D) 5.17 58 60 - Double-walled Clear (A/H) 2.90 79 72 20 Double-walled Clear (A/A) 2.90 77 69 20 Double-walled Opal (A/O) 2.90 73 63 20 Double-walled Opal (A/D) 2.90 51 50 20 Triple-walled Clear (A/H/H) 1.70 71 63 22 Triple-walled Opal (A/O/O) 1.70 61 48 22 Four-walled Clear (A/H/H/H) 1.28 64 52 23 Four-walled Opal (A/H/O/H) 1.28 59 46 23 Polycarbonate Single-walled Heatstop Opal (T) 5.17 49 59 - Heatstop PC Double-walled Clear (T/H) 2.90 44 51 20 Double-walled Opal (T/O) 2.90 41 45 20 Triple-walled Clear (T/H/H) 1.70 40 <td data-sheets-numberformat='{"1":2,"2":"0","3":1}' data-sheets-value='{"1":3,"3":44}' style="overflow:hidden;paddin | https://skylux.eu/en/products/skylux-160-ce-met-koepel-en-pvc-opstand-30-20-met-lm-motor-en-windvang-1450-x-1700-mm | https://skylux.eu/cdn/shop/files/Skylux-160deg-CE-met-koepel-en-pvc-opstand-3020-met-LM-motor-en-windvang-1450-x-1700-mm-RWA-systeem.jpg?v=1702981588&width=1600 | https://skylux.eu/cdn/shop/files/e5a82811-1bb0-48e4-a776-cacb59c7c092_4e6e2819-7161-4131-b012-52576da2104c.jpg?v=1688551409&width=1600 | //skylux.eu/cdn/shop/files/E_MH_Mounting_instructions_Skylux_160_CE_LM.pdf?v=12406716259046007223 | //skylux.eu/cdn/shop/files/E_TD_Technical_File_Skylux_Skylux_160_CE_Electric.pdf?v=3667116872303399239 | <style type="text/css" id="isPasted"> <!--td { border: 1px solid #cccccc; } br { mso-data-placement: same-cell; } --> </style> <table border="1" cellpadding="0" cellspacing="0" dir="ltr" style="table-layout:fixed;font-size:10pt;font-family:Arial;border-collapse:collapse;border:none;"><tbody> <tr style="height:20px;"> <td style="overflow:hidden;padding:0px 3px 0px 3px;vertical-align:bottom;"></td> <td style="overflow:hidden;padding:0px 3px 0px 3px;vertical-align:bottom;"></td> <td style="overflow:hidden;padding:0px 3px 0px 3px;vertical-align:bottom;"></td> <td data-sheets-value='{"1":2,"2":"Ut-value"}' style="overflow:hidden;padding:0px 3px 0px 3px;vertical-align:bottom;font-weight:bold;text-align:center;">Ut-value</td> <td data-sheets-value='{"1":2,"2":"LT-value"}' style="overflow:hidden;padding:0px 3px 0px 3px;vertical-align:bottom;font-weight:bold;text-align:center;">LT-value</td> <td data-sheets-value='{"1":2,"2":"g-value"}' style="overflow:hidden;padding:0px 3px 0px 3px;vertical-align:bottom;font-weight:bold;text-align:center;">g-value</td> <td data-sheets-value='{"1":2,"2":"Rw-value "}' style="overflow:hidden;padding:0px 3px 0px 3px;vertical-align:bottom;font-weight:bold;text-align:center;">Rw-value </td> </tr> <tr style="height:20px;"> <td style="overflow:hidden;padding:0px 3px 0px 3px;vertical-align:bottom;"></td> <td style="overflow:hidden;padding:0px 3px 0px 3px;vertical-align:bottom;"></td> <td style="overflow:hidden;padding:0px 3px 0px 3px;vertical-align:bottom;"></td> <td data-sheets-numberformat='{"1":2,"2":"0.00","3":1}' data-sheets-value='{"1":2,"2":"EN 1873 : 2014"}' style="overflow:hidden;padding:0px 3px 0px 3px;vertical-align:bottom;text-align:center;">EN 1873 : 2014</td> <td data-sheets-numberformat='{"1":2,"2":"0","3":1}' data-sheets-value='{"1":2,"2":"EN ISO 13468 EN 16153 EN 410"}' style="overflow:hidden;padding:0px 3px 0px 3px;vertical-align:bottom;text-align:center;">EN ISO 13468 EN 16153 EN 410</td> <td data-sheets-numberformat='{"1":2,"2":"0","3":1}' data-sheets-value='{"1":2,"2":"EN 410"}' style="overflow:hidden;padding:0px 3px 0px 3px;vertical-align:bottom;text-align:center;">EN 410</td> <td data-sheets-value='{"1":2,"2":"EN ISO 140-3\t\t"}' style="overflow:hidden;padding:0px 3px 0px 3px;vertical-align:bottom;text-align:center;">EN ISO 140-3 </td> </tr> <tr style="height:20px;"> <td data-sheets-value='{"1":2,"2":"Material"}' style="border-bottom:1px solid #000000;overflow:hidden;padding:0px 3px 0px 3px;vertical-align:bottom;background-color:#000000;font-weight:bold;color:#ffffff;">Material</td> <td data-sheets-value='{"1":2,"2":"Walls"}' style="border-bottom:1px solid #000000;overflow:hidden;padding:0px 3px 0px 3px;vertical-align:bottom;background-color:#000000;font-weight:bold;color:#ffffff;">Walls</td> <td data-sheets-value='{"1":2,"2":"Shells"}' style="border-bottom:1px solid #000000;overflow:hidden;padding:0px 3px 0px 3px;vertical-align:bottom;background-color:#000000;font-weight:bold;color:#ffffff;">Shells</td> <td data-sheets-numberformat='{"1":2,"2":"0.00","3":1}' data-sheets-value='{"1":2,"2":"(W/m²K)\t"}' style="border-bottom:1px solid #000000;overflow:hidden;padding:0px 3px 0px 3px;vertical-align:bottom;background-color:#000000;font-weight:bold;color:#ffffff;text-align:center;">(W/m²K) </td> <td data-sheets-numberformat='{"1":2,"2":"0","3":1}' data-sheets-value='{"1":2,"2":"(%)"}' style="border-bottom:1px solid #000000;overflow:hidden;padding:0px 3px 0px 3px;vertical-align:bottom;background-color:#000000;font-weight:bold;color:#ffffff;text-align:center;">(%)</td> <td data-sheets-numberformat='{"1":2,"2":"0","3":1}' data-sheets-value='{"1":2,"2":"(%)"}' style="border-bottom:1px solid #000000;overflow:hidden;padding:0px 3px 0px 3px;vertical-align:bottom;background-color:#000000;font-weight:bold;color:#ffffff;text-align:center;">(%)</td> <td data-sheets-value='{"1":2,"2":"(dB)"}' style="border-bottom:1px solid #000000;overflow:hidden;padding:0px 3px 0px 3px;vertical-align:bottom;background-color:#000000;font-weight:bold;color:#ffffff;text-align:center;">(dB)</td> </tr> <tr style="height:20px;"> <td data-sheets-value='{"1":2,"2":"Acrylic"}' style="border-left:1px solid #000000;overflow:hidden;padding:0px 3px 0px 3px;vertical-align:bottom;font-weight:bold;">Acrylic</td> <td data-sheets-value='{"1":2,"2":"Single-walled"}' style="overflow:hidden;padding:0px 3px 0px 3px;vertical-align:bottom;font-weight:bold;">Single-walled</td> <td data-sheets-value='{"1":2,"2":"Clear (H)"}' style="border-right:1px solid #000000;overflow:hidden;padding:0px 3px 0px 3px;vertical-align:bottom;font-weight:bold;">Clear (H)</td> <td data-sheets-numberformat='{"1":2,"2":"0.00","3":1}' data-sheets-value='{"1":3,"3":5.17}' style="overflow:hidden;padding:0px 3px 0px 3px;vertical-align:bottom;text-align:center;">5.17</td> <td data-sheets-numberformat='{"1":2,"2":"0","3":1}' data-sheets-value='{"1":3,"3":90}' style="overflow:hidden;padding:0px 3px 0px 3px;vertical-align:bottom;text-align:center;">90</td> <td data-sheets-numberformat='{"1":2,"2":"0","3":1}' data-sheets-value='{"1":3,"3":87}' style="overflow:hidden;padding:0px 3px 0px 3px;vertical-align:bottom;text-align:center;">87</td> <td data-sheets-numberformat='{"1":2,"2":"0","3":1}' data-sheets-value='{"1":2,"2":"-"}' style="border-right:1px solid #000000;overflow:hidden;padding:0px 3px 0px 3px;vertical-align:bottom;text-align:center;">-</td> </tr> <tr style="height:20px;"> <td data-sheets-value='{"1":2,"2":"PMMA"}' style="border-left:1px solid #000000;overflow:hidden;padding:0px 3px 0px 3px;vertical-align:bottom;font-weight:bold;">PMMA</td> <td data-sheets-value='{"1":2,"2":"Single-walled"}' style="overflow:hidden;padding:0px 3px 0px 3px;vertical-align:bottom;font-weight:bold;">Single-walled</td> <td data-sheets-value='{"1":2,"2":"Opal (O)"}' style="border-right:1px solid #000000;overflow:hidden;padding:0px 3px 0px 3px;vertical-align:bottom;font-weight:bold;">Opal (O)</td> <td data-sheets-numberformat='{"1":2,"2":"0.00","3":1}' data-sheets-value='{"1":3,"3":5.17}' style="overflow:hidden;padding:0px 3px 0px 3px;vertical-align:bottom;text-align:center;">5.17</td> <td data-sheets-numberformat='{"1":2,"2":"0","3":1}' data-sheets-value='{"1":3,"3":83}' style="overflow:hidden;padding:0px 3px 0px 3px;vertical-align:bottom;text-align:center;">83</td> <td data-sheets-numberformat='{"1":2,"2":"0","3":1}' data-sheets-value='{"1":3,"3":76}' style="overflow:hidden;padding:0px 3px 0px 3px;vertical-align:bottom;text-align:center;">76</td> <td data-sheets-numberformat='{"1":2,"2":"0","3":1}' data-sheets-value='{"1":2,"2":"-"}' style="border-right:1px solid #000000;overflow:hidden;padding:0px 3px 0px 3px;vertical-align:bottom;text-align:center;">-</td> </tr> <tr style="height:20px;"> <td style="border-left:1px solid #000000;overflow:hidden;padding:0px 3px 0px 3px;vertical-align:bottom;font-weight:bold;"></td> <td data-sheets-value='{"1":2,"2":"Double-walled"}' style="overflow:hidden;padding:0px 3px 0px 3px;vertical-align:bottom;font-weight:bold;">Double-walled</td> <td data-sheets-value='{"1":2,"2":"Clear (H/H)"}' style="border-right:1px solid #000000;overflow:hidden;padding:0px 3px 0px 3px;vertical-align:bottom;font-weight:bold;">Clear (H/H)</td> <td data-sheets-numberformat='{"1":2,"2":"0.00","3":1}' data-sheets-value='{"1":3,"3":2.9}' style="overflow:hidden;padding:0px 3px 0px 3px;vertical-align:bottom;text-align:center;">2.90</td> <td data-sheets-numberformat='{"1":2,"2":"0","3":1}' data-sheets-value='{"1":3,"3":81}' style="overflow:hidden;padding:0px 3px 0px 3px;vertical-align:bottom;text-align:center;">81</td> <td data-sheets-numberformat='{"1":2,"2":"0","3":1}' data-sheets-value='{"1":3,"3":75}' style="overflow:hidden;padding:0px 3px 0px 3px;vertical-align:bottom;text-align:center;">75</td> <td data-sheets-numberformat='{"1":2,"2":"0","3":1}' data-sheets-value='{"1":3,"3":20}' style="border-right:1px solid #000000;overflow:hidden;padding:0px 3px 0px 3px;vertical-align:bottom;text-align:center;">20</td> </tr> <tr style="height:20px;"> <td style="border-left:1px solid #000000;overflow:hidden;padding:0px 3px 0px 3px;vertical-align:bottom;font-weight:bold;"></td> <td data-sheets-value='{"1":2,"2":"Double-walled"}' style="overflow:hidden;padding:0px 3px 0px 3px;vertical-align:bottom;font-weight:bold;">Double-walled</td> <td data-sheets-value='{"1":2,"2":"Opal (O/O)"}' style="border-right:1px solid #000000;overflow:hidden;padding:0px 3px 0px 3px;vertical-align:bottom;font-weight:bold;">Opal (O/O)</td> <td data-sheets-numberformat='{"1":2,"2":"0.00","3":1}' data-sheets-value='{"1":3,"3":2.9}' style="overflow:hidden;padding:0px 3px 0px 3px;vertical-align:bottom;text-align:center;">2.90</td> <td data-sheets-numberformat='{"1":2,"2":"0","3":1}' data-sheets-value='{"1":3,"3":69}' style="overflow:hidden;padding:0px 3px 0px 3px;vertical-align:bottom;text-align:center;">69</td> <td data-sheets-numberformat='{"1":2,"2":"0","3":1}' data-sheets-value='{"1":3,"3":58}' style="overflow:hidden;padding:0px 3px 0px 3px;vertical-align:bottom;text-align:center;">58</td> <td data-sheets-numberformat='{"1":2,"2":"0","3":1}' data-sheets-value='{"1":3,"3":20}' style="border-right:1px solid #000000;overflow:hidden;padding:0px 3px 0px 3px;vertical-align:bottom;text-align:center;">20</td> </tr> <tr style="height:20px;"> <td style="border-left:1px solid #000000;overflow:hidden;padding:0px 3px 0px 3px;vertical-align:bottom;font-weight:bold;"></td> <td data-sheets-value='{"1":2,"2":"Triple-walled"}' style="overflow:hidden;padding:0px 3px 0px 3px;vertical-align:bottom;font-weight:bold;">Triple-walled</td> <td data-sheets-value='{"1":2,"2":"Clear (H/H/H)"}' style="border-right:1px solid #000000;overflow:hidden;padding:0px 3px 0px 3px;vertical-align:bottom;font-weight:bold;">Clear (H/H/H)</td> <td data-sheets-numberformat='{"1":2,"2":"0.00","3":1}' data-sheets-value='{"1":3,"3":1.7}' style="overflow:hidden;padding:0px 3px 0px 3px;vertical-align:bottom;text-align:center;">1.70</td> <td data-sheets-numberformat='{"1":2,"2":"0","3":1}' data-sheets-value='{"1":3,"3":73}' style="overflow:hidden;padding:0px 3px 0px 3px;vertical-align:bottom;text-align:center;">73</td> <td data-sheets-numberformat='{"1":2,"2":"0","3":1}' data-sheets-value='{"1":3,"3":65}' style="overflow:hidden;padding:0px 3px 0px 3px;vertical-align:bottom;text-align:center;">65</td> <td data-sheets-numberformat='{"1":2,"2":"0","3":1}' data-sheets-value='{"1":3,"3":22}' style="border-right:1px solid #000000;overflow:hidden;padding:0px 3px 0px 3px;vertical-align:bottom;text-align:center;">22</td> </tr> <tr style="height:20px;"> <td style="border-left:1px solid #000000;overflow:hidden;padding:0px 3px 0px 3px;vertical-align:bottom;font-weight:bold;"></td> <td data-sheets-value='{"1":2,"2":"Triple-walled"}' style="overflow:hidden;padding:0px 3px 0px 3px;vertical-align:bottom;font-weight:bold;">Triple-walled</td> <td data-sheets-value='{"1":2,"2":"Opal (O/H/O)"}' style="border-right:1px solid #000000;overflow:hidden;padding:0px 3px 0px 3px;vertical-align:bottom;font-weight:bold;">Opal (O/H/O)</td> <td data-sheets-numberformat='{"1":2,"2":"0.00","3":1}' data-sheets-value='{"1":3,"3":1.7}' style="overflow:hidden;padding:0px 3px 0px 3px;vertical-align:bottom;text-align:center;">1.70</td> <td data-sheets-numberformat='{"1":2,"2":"0","3":1}' data-sheets-value='{"1":3,"3":62}' style="overflow:hidden;padding:0px 3px 0px 3px;vertical-align:bottom;text-align:center;">62</td> <td data-sheets-numberformat='{"1":2,"2":"0","3":1}' data-sheets-value='{"1":3,"3":51}' style="overflow:hidden;padding:0px 3px 0px 3px;vertical-align:bottom;text-align:center;">51</td> <td data-sheets-numberformat='{"1":2,"2":"0","3":1}' data-sheets-value='{"1":3,"3":22}' style="border-right:1px solid #000000;overflow:hidden;padding:0px 3px 0px 3px;vertical-align:bottom;text-align:center;">22</td> </tr> <tr style="height:20px;"> <td style="border-left:1px solid #000000;overflow:hidden;padding:0px 3px 0px 3px;vertical-align:bottom;font-weight:bold;"></td> <td data-sheets-value='{"1":2,"2":"Four-walled"}' style="overflow:hidden;padding:0px 3px 0px 3px;vertical-align:bottom;font-weight:bold;">Four-walled</td> <td data-sheets-value='{"1":2,"2":"Clear (H/H/H/H)"}' style="border-right:1px solid #000000;overflow:hidden;padding:0px 3px 0px 3px;vertical-align:bottom;font-weight:bold;">Clear (H/H/H/H)</td> <td data-sheets-numberformat='{"1":2,"2":"0.00","3":1}' data-sheets-value='{"1":3,"3":1.28}' style="overflow:hidden;padding:0px 3px 0px 3px;vertical-align:bottom;text-align:center;">1.28</td> <td data-sheets-numberformat='{"1":2,"2":"0","3":1}' data-sheets-value='{"1":3,"3":64}' style="overflow:hidden;padding:0px 3px 0px 3px;vertical-align:bottom;text-align:center;">64</td> <td data-sheets-numberformat='{"1":2,"2":"0","3":1}' data-sheets-value='{"1":3,"3":54}' style="overflow:hidden;padding:0px 3px 0px 3px;vertical-align:bottom;text-align:center;">54</td> <td data-sheets-numberformat='{"1":2,"2":"0","3":1}' data-sheets-value='{"1":3,"3":23}' style="border-right:1px solid #000000;overflow:hidden;padding:0px 3px 0px 3px;vertical-align:bottom;text-align:center;">23</td> </tr> <tr style="height:20px;"> <td style="border-bottom:1px solid #000000;border-left:1px solid #000000;overflow:hidden;padding:0px 3px 0px 3px;vertical-align:bottom;"></td> <td data-sheets-value='{"1":2,"2":"Four-walled"}' style="border-bottom:1px solid #000000;overflow:hidden;padding:0px 3px 0px 3px;vertical-align:bottom;font-weight:bold;">Four-walled</td> <td data-sheets-value='{"1":2,"2":"Opal (H/H/O/H)"}' style="border-right:1px solid #000000;border-bottom:1px solid #000000;overflow:hidden;padding:0px 3px 0px 3px;vertical-align:bottom;font-weight:bold;">Opal (H/H/O/H)</td> <td data-sheets-numberformat='{"1":2,"2":"0.00","3":1}' data-sheets-value='{"1":3,"3":1.28}' style="border-bottom:1px solid #000000;overflow:hidden;padding:0px 3px 0px 3px;vertical-align:bottom;text-align:center;">1.28</td> <td data-sheets-numberformat='{"1":2,"2":"0","3":1}' data-sheets-value='{"1":3,"3":59}' style="border-bottom:1px solid #000000;overflow:hidden;padding:0px 3px 0px 3px;vertical-align:bottom;text-align:center;">59</td> <td data-sheets-numberformat='{"1":2,"2":"0","3":1}' data-sheets-value='{"1":3,"3":48}' style="border-bottom:1px solid #000000;overflow:hidden;padding:0px 3px 0px 3px;vertical-align:bottom;text-align:center;">48</td> <td data-sheets-numberformat='{"1":2,"2":"0","3":1}' data-sheets-value='{"1":3,"3":23}' style="border-right:1px solid #000000;border-bottom:1px solid #000000;overflow:hidden;padding:0px 3px 0px 3px;vertical-align:bottom;text-align:center;">23</td> </tr> <tr style="height:20px;"> <td data-sheets-value='{"1":2,"2":"Polycarbonate "}' style="border-left:1px solid #000000;overflow:hidden;padding:0px 3px 0px 3px;vertical-align:bottom;font-weight:bold;">Polycarbonate </td> <td data-sheets-value='{"1":2,"2":"Single-walled"}' style="overflow:hidden;padding:0px 3px 0px 3px;vertical-align:bottom;font-weight:bold;">Single-walled</td> <td data-sheets-value='{"1":2,"2":"Clear (A)"}' style="border-right:1px solid #000000;overflow:hidden;padding:0px 3px 0px 3px;vertical-align:bottom;font-weight:bold;">Clear (A)</td> <td data-sheets-numberformat='{"1":2,"2":"0.00","3":1}' data-sheets-value='{"1":3,"3":5.17}' style="overflow:hidden;padding:0px 3px 0px 3px;vertical-align:bottom;text-align:center;">5.17</td> <td data-sheets-numberformat='{"1":2,"2":"0","3":1}' data-sheets-value='{"1":3,"3":88}' style="overflow:hidden;padding:0px 3px 0px 3px;vertical-align:bottom;text-align:center;">88</td> <td data-sheets-numberformat='{"1":2,"2":"0","3":1}' data-sheets-value='{"1":3,"3":83}' style="overflow:hidden;padding:0px 3px 0px 3px;vertical-align:bottom;text-align:center;">83</td> <td data-sheets-numberformat='{"1":2,"2":"0","3":1}' data-sheets-value='{"1":2,"2":"-"}' style="border-right:1px solid #000000;overflow:hidden;padding:0px 3px 0px 3px;vertical-align:bottom;text-align:center;">-</td> </tr> <tr style="height:20px;"> <td data-sheets-value='{"1":2,"2":"PC"}' style="border-left:1px solid #000000;overflow:hidden;padding:0px 3px 0px 3px;vertical-align:bottom;font-weight:bold;">PC</td> <td data-sheets-value='{"1":2,"2":"Single-walled"}' style="overflow:hidden;padding:0px 3px 0px 3px;vertical-align:bottom;font-weight:bold;">Single-walled</td> <td data-sheets-value='{"1":2,"2":"Opal (D)"}' style="border-right:1px solid #000000;overflow:hidden;padding:0px 3px 0px 3px;vertical-align:bottom;font-weight:bold;">Opal (D)</td> <td data-sheets-numberformat='{"1":2,"2":"0.00","3":1}' data-sheets-value='{"1":3,"3":5.17}' style="overflow:hidden;padding:0px 3px 0px 3px;vertical-align:bottom;text-align:center;">5.17</td> <td data-sheets-numberformat='{"1":2,"2":"0","3":1}' data-sheets-value='{"1":3,"3":58}' style="overflow:hidden;padding:0px 3px 0px 3px;vertical-align:bottom;text-align:center;">58</td> <td data-sheets-numberformat='{"1":2,"2":"0","3":1}' data-sheets-value='{"1":3,"3":60}' style="overflow:hidden;padding:0px 3px 0px 3px;vertical-align:bottom;text-align:center;">60</td> <td data-sheets-numberformat='{"1":2,"2":"0","3":1}' data-sheets-value='{"1":2,"2":"-"}' style="border-right:1px solid #000000;overflow:hidden;padding:0px 3px 0px 3px;vertical-align:bottom;text-align:center;">-</td> </tr> <tr style="height:20px;"> <td style="border-left:1px solid #000000;overflow:hidden;padding:0px 3px 0px 3px;vertical-align:bottom;font-weight:bold;"></td> <td data-sheets-value='{"1":2,"2":"Double-walled"}' style="overflow:hidden;padding:0px 3px 0px 3px;vertical-align:bottom;font-weight:bold;">Double-walled</td> <td data-sheets-value='{"1":2,"2":"Clear (A/H)"}' style="border-right:1px solid #000000;overflow:hidden;padding:0px 3px 0px 3px;vertical-align:bottom;font-weight:bold;">Clear (A/H)</td> <td data-sheets-numberformat='{"1":2,"2":"0.00","3":1}' data-sheets-value='{"1":3,"3":2.9}' style="overflow:hidden;padding:0px 3px 0px 3px;vertical-align:bottom;text-align:center;">2.90</td> <td data-sheets-numberformat='{"1":2,"2":"0","3":1}' data-sheets-value='{"1":3,"3":79}' style="overflow:hidden;padding:0px 3px 0px 3px;vertical-align:bottom;text-align:center;">79</td> <td data-sheets-numberformat='{"1":2,"2":"0","3":1}' data-sheets-value='{"1":3,"3":72}' style="overflow:hidden;padding:0px 3px 0px 3px;vertical-align:bottom;text-align:center;">72</td> <td data-sheets-numberformat='{"1":2,"2":"0","3":1}' data-sheets-value='{"1":3,"3":20}' style="border-right:1px solid #000000;overflow:hidden;padding:0px 3px 0px 3px;vertical-align:bottom;text-align:center;">20</td> </tr> <tr style="height:20px;"> <td style="border-left:1px solid #000000;overflow:hidden;padding:0px 3px 0px 3px;vertical-align:bottom;font-weight:bold;"></td> <td data-sheets-value='{"1":2,"2":"Double-walled"}' style="overflow:hidden;padding:0px 3px 0px 3px;vertical-align:bottom;font-weight:bold;">Double-walled</td> <td data-sheets-value='{"1":2,"2":"Clear (A/A)"}' style="border-right:1px solid #000000;overflow:hidden;padding:0px 3px 0px 3px;vertical-align:bottom;font-weight:bold;">Clear (A/A)</td> <td data-sheets-numberformat='{"1":2,"2":"0.00","3":1}' data-sheets-value='{"1":3,"3":2.9}' style="overflow:hidden;padding:0px 3px 0px 3px;vertical-align:bottom;text-align:center;">2.90</td> <td data-sheets-numberformat='{"1":2,"2":"0","3":1}' data-sheets-value='{"1":3,"3":77}' style="overflow:hidden;padding:0px 3px 0px 3px;vertical-align:bottom;text-align:center;">77</td> <td data-sheets-numberformat='{"1":2,"2":"0","3":1}' data-sheets-value='{"1":3,"3":69}' style="overflow:hidden;padding:0px 3px 0px 3px;vertical-align:bottom;text-align:center;">69</td> <td data-sheets-numberformat='{"1":2,"2":"0","3":1}' data-sheets-value='{"1":3,"3":20}' style="border-right:1px solid #000000;overflow:hidden;padding:0px 3px 0px 3px;vertical-align:bottom;text-align:center;">20</td> </tr> <tr style="height:20px;"> <td style="border-left:1px solid #000000;overflow:hidden;padding:0px 3px 0px 3px;vertical-align:bottom;font-weight:bold;"></td> <td data-sheets-value='{"1":2,"2":"Double-walled"}' style="overflow:hidden;padding:0px 3px 0px 3px;vertical-align:bottom;font-weight:bold;">Double-walled</td> <td data-sheets-value='{"1":2,"2":"Opal (A/O)"}' style="border-right:1px solid #000000;overflow:hidden;padding:0px 3px 0px 3px;vertical-align:bottom;font-weight:bold;">Opal (A/O)</td> <td data-sheets-numberformat='{"1":2,"2":"0.00","3":1}' data-sheets-value='{"1":3,"3":2.9}' style="overflow:hidden;padding:0px 3px 0px 3px;vertical-align:bottom;text-align:center;">2.90</td> <td data-sheets-numberformat='{"1":2,"2":"0","3":1}' data-sheets-value='{"1":3,"3":73}' style="overflow:hidden;padding:0px 3px 0px 3px;vertical-align:bottom;text-align:center;">73</td> <td data-sheets-numberformat='{"1":2,"2":"0","3":1}' data-sheets-value='{"1":3,"3":63}' style="overflow:hidden;padding:0px 3px 0px 3px;vertical-align:bottom;text-align:center;">63</td> <td data-sheets-numberformat='{"1":2,"2":"0","3":1}' data-sheets-value='{"1":3,"3":20}' style="border-right:1px solid #000000;overflow:hidden;padding:0px 3px 0px 3px;vertical-align:bottom;text-align:center;">20</td> </tr> <tr style="height:20px;"> <td style="border-left:1px solid #000000;overflow:hidden;padding:0px 3px 0px 3px;vertical-align:bottom;font-weight:bold;"></td> <td data-sheets-value='{"1":2,"2":"Double-walled"}' style="overflow:hidden;padding:0px 3px 0px 3px;vertical-align:bottom;font-weight:bold;">Double-walled</td> <td data-sheets-value='{"1":2,"2":"Opal (A/D)"}' style="border-right:1px solid #000000;overflow:hidden;padding:0px 3px 0px 3px;vertical-align:bottom;font-weight:bold;">Opal (A/D)</td> <td data-sheets-numberformat='{"1":2,"2":"0.00","3":1}' data-sheets-value='{"1":3,"3":2.9}' style="overflow:hidden;padding:0px 3px 0px 3px;vertical-align:bottom;text-align:center;">2.90</td> <td data-sheets-numberformat='{"1":2,"2":"0","3":1}' data-sheets-value='{"1":3,"3":51}' style="overflow:hidden;padding:0px 3px 0px 3px;vertical-align:bottom;text-align:center;">51</td> <td data-sheets-numberformat='{"1":2,"2":"0","3":1}' data-sheets-value='{"1":3,"3":50}' style="overflow:hidden;padding:0px 3px 0px 3px;vertical-align:bottom;text-align:center;">50</td> <td data-sheets-numberformat='{"1":2,"2":"0","3":1}' data-sheets-value='{"1":3,"3":20}' style="border-right:1px solid #000000;overflow:hidden;padding:0px 3px 0px 3px;vertical-align:bottom;text-align:center;">20</td> </tr> <tr style="height:20px;"> <td style="border-left:1px solid #000000;overflow:hidden;padding:0px 3px 0px 3px;vertical-align:bottom;font-weight:bold;"></td> <td data-sheets-value='{"1":2,"2":"Triple-walled"}' style="overflow:hidden;padding:0px 3px 0px 3px;vertical-align:bottom;font-weight:bold;">Triple-walled</td> <td data-sheets-value='{"1":2,"2":"Clear (A/H/H)"}' style="border-right:1px solid #000000;overflow:hidden;padding:0px 3px 0px 3px;vertical-align:bottom;font-weight:bold;">Clear (A/H/H)</td> <td data-sheets-numberformat='{"1":2,"2":"0.00","3":1}' data-sheets-value='{"1":3,"3":1.7}' style="overflow:hidden;padding:0px 3px 0px 3px;vertical-align:bottom;text-align:center;">1.70</td> <td data-sheets-numberformat='{"1":2,"2":"0","3":1}' data-sheets-value='{"1":3,"3":71}' style="overflow:hidden;padding:0px 3px 0px 3px;vertical-align:bottom;text-align:center;">71</td> <td data-sheets-numberformat='{"1":2,"2":"0","3":1}' data-sheets-value='{"1":3,"3":63}' style="overflow:hidden;padding:0px 3px 0px 3px;vertical-align:bottom;text-align:center;">63</td> <td data-sheets-numberformat='{"1":2,"2":"0","3":1}' data-sheets-value='{"1":3,"3":22}' style="border-right:1px solid #000000;overflow:hidden;padding:0px 3px 0px 3px;vertical-align:bottom;text-align:center;">22</td> </tr> <tr style="height:20px;"> <td style="border-left:1px solid #000000;overflow:hidden;padding:0px 3px 0px 3px;vertical-align:bottom;font-weight:bold;"></td> <td data-sheets-value='{"1":2,"2":"Triple-walled"}' style="overflow:hidden;padding:0px 3px 0px 3px;vertical-align:bottom;font-weight:bold;">Triple-walled</td> <td data-sheets-value='{"1":2,"2":"Opal (A/O/O)"}' style="border-right:1px solid #000000;overflow:hidden;padding:0px 3px 0px 3px;vertical-align:bottom;font-weight:bold;">Opal (A/O/O)</td> <td data-sheets-numberformat='{"1":2,"2":"0.00","3":1}' data-sheets-value='{"1":3,"3":1.7}' style="overflow:hidden;padding:0px 3px 0px 3px;vertical-align:bottom;text-align:center;">1.70</td> <td data-sheets-numberformat='{"1":2,"2":"0","3":1}' data-sheets-value='{"1":3,"3":61}' style="overflow:hidden;padding:0px 3px 0px 3px;vertical-align:bottom;text-align:center;">61</td> <td data-sheets-numberformat='{"1":2,"2":"0","3":1}' data-sheets-value='{"1":3,"3":48}' style="overflow:hidden;padding:0px 3px 0px 3px;vertical-align:bottom;text-align:center;">48</td> <td data-sheets-numberformat='{"1":2,"2":"0","3":1}' data-sheets-value='{"1":3,"3":22}' style="border-right:1px solid #000000;overflow:hidden;padding:0px 3px 0px 3px;vertical-align:bottom;text-align:center;">22</td> </tr> <tr style="height:20px;"> <td style="border-left:1px solid #000000;overflow:hidden;padding:0px 3px 0px 3px;vertical-align:bottom;font-weight:bold;"></td> <td data-sheets-value='{"1":2,"2":"Four-walled"}' style="overflow:hidden;padding:0px 3px 0px 3px;vertical-align:bottom;font-weight:bold;">Four-walled</td> <td data-sheets-value='{"1":2,"2":"Clear (A/H/H/H)"}' style="border-right:1px solid #000000;overflow:hidden;padding:0px 3px 0px 3px;vertical-align:bottom;font-weight:bold;">Clear (A/H/H/H)</td> <td data-sheets-numberformat='{"1":2,"2":"0.00","3":1}' data-sheets-value='{"1":3,"3":1.28}' style="overflow:hidden;padding:0px 3px 0px 3px;vertical-align:bottom;text-align:center;">1.28</td> <td data-sheets-numberformat='{"1":2,"2":"0","3":1}' data-sheets-value='{"1":3,"3":64}' style="overflow:hidden;padding:0px 3px 0px 3px;vertical-align:bottom;text-align:center;">64</td> <td data-sheets-numberformat='{"1":2,"2":"0","3":1}' data-sheets-value='{"1":3,"3":52}' style="overflow:hidden;padding:0px 3px 0px 3px;vertical-align:bottom;text-align:center;">52</td> <td data-sheets-numberformat='{"1":2,"2":"0","3":1}' data-sheets-value='{"1":3,"3":23}' style="border-right:1px solid #000000;overflow:hidden;padding:0px 3px 0px 3px;vertical-align:bottom;text-align:center;">23</td> </tr> <tr style="height:20px;"> <td style="border-bottom:1px solid #000000;border-left:1px solid #000000;overflow:hidden;padding:0px 3px 0px 3px;vertical-align:bottom;"></td> <td data-sheets-value='{"1":2,"2":"Four-walled"}' style="border-bottom:1px solid #000000;overflow:hidden;padding:0px 3px 0px 3px;vertical-align:bottom;font-weight:bold;">Four-walled</td> <td data-sheets-value='{"1":2,"2":"Opal (A/H/O/H)"}' style="border-right:1px solid #000000;border-bottom:1px solid #000000;overflow:hidden;padding:0px 3px 0px 3px;vertical-align:bottom;font-weight:bold;">Opal (A/H/O/H)</td> <td data-sheets-numberformat='{"1":2,"2":"0.00","3":1}' data-sheets-value='{"1":3,"3":1.28}' style="border-bottom:1px solid #000000;overflow:hidden;padding:0px 3px 0px 3px;vertical-align:bottom;text-align:center;">1.28</td> <td data-sheets-numberformat='{"1":2,"2":"0","3":1}' data-sheets-value='{"1":3,"3":59}' style="border-bottom:1px solid #000000;overflow:hidden;padding:0px 3px 0px 3px;vertical-align:bottom;text-align:center;">59</td> <td data-sheets-numberformat='{"1":2,"2":"0","3":1}' data-sheets-value='{"1":3,"3":46}' style="border-bottom:1px solid #000000;overflow:hidden;padding:0px 3px 0px 3px;vertical-align:bottom;text-align:center;">46</td> <td data-sheets-numberformat='{"1":2,"2":"0","3":1}' data-sheets-value='{"1":3,"3":23}' style="border-right:1px solid #000000;border-bottom:1px solid #000000;overflow:hidden;padding:0px 3px 0px 3px;vertical-align:bottom;text-align:center;">23</td> </tr> <tr style="height:20px;"> <td data-sheets-value='{"1":2,"2":"Polycarbonate"}' style="border-left:1px solid #000000;overflow:hidden;padding:0px 3px 0px 3px;vertical-align:bottom;font-weight:bold;">Polycarbonate</td> <td data-sheets-value='{"1":2,"2":"Single-walled"}' style="overflow:hidden;padding:0px 3px 0px 3px;vertical-align:bottom;font-weight:bold;">Single-walled</td> <td data-sheets-value='{"1":2,"2":"Heatstop Opal (T)"}' style="border-right:1px solid #000000;overflow:hidden;padding:0px 3px 0px 3px;vertical-align:bottom;font-weight:bold;">Heatstop Opal (T)</td> <td data-sheets-numberformat='{"1":2,"2":"0.00","3":1}' data-sheets-value='{"1":3,"3":5.17}' style="overflow:hidden;padding:0px 3px 0px 3px;vertical-align:bottom;text-align:center;">5.17</td> <td data-sheets-numberformat='{"1":2,"2":"0","3":1}' data-sheets-value='{"1":3,"3":49}' style="overflow:hidden;padding:0px 3px 0px 3px;vertical-align:bottom;text-align:center;">49</td> <td data-sheets-numberformat='{"1":2,"2":"0","3":1}' data-sheets-value='{"1":3,"3":59}' style="overflow:hidden;padding:0px 3px 0px 3px;vertical-align:bottom;text-align:center;">59</td> <td data-sheets-numberformat='{"1":2,"2":"0","3":1}' data-sheets-value='{"1":2,"2":"-"}' style="border-right:1px solid #000000;overflow:hidden;padding:0px 3px 0px 3px;vertical-align:bottom;text-align:center;">-</td> </tr> <tr style="height:20px;"> <td data-sheets-value='{"1":2,"2":"Heatstop PC"}' style="border-left:1px solid #000000;overflow:hidden;padding:0px 3px 0px 3px;vertical-align:bottom;font-weight:bold;">Heatstop PC</td> <td data-sheets-value='{"1":2,"2":"Double-walled"}' style="overflow:hidden;padding:0px 3px 0px 3px;vertical-align:bottom;font-weight:bold;">Double-walled</td> <td data-sheets-value='{"1":2,"2":"Clear (T/H)"}' style="border-right:1px solid #000000;overflow:hidden;padding:0px 3px 0px 3px;vertical-align:bottom;font-weight:bold;">Clear (T/H)</td> <td data-sheets-numberformat='{"1":2,"2":"0.00","3":1}' data-sheets-value='{"1":3,"3":2.9}' style="overflow:hidden;padding:0px 3px 0px 3px;vertical-align:bottom;text-align:center;">2.90</td> <td data-sheets-numberformat='{"1":2,"2":"0","3":1}' data-sheets-value='{"1":3,"3":44}' style="overflow:hidden;padding:0px 3px 0px 3px;vertical-align:bottom;text-align:center;">44</td> <td data-sheets-numberformat='{"1":2,"2":"0","3":1}' data-sheets-value='{"1":3,"3":51}' style="overflow:hidden;padding:0px 3px 0px 3px;vertical-align:bottom;text-align:center;">51</td> <td data-sheets-numberformat='{"1":2,"2":"0","3":1}' data-sheets-value='{"1":3,"3":20}' style="border-right:1px solid #000000;overflow:hidden;padding:0px 3px 0px 3px;vertical-align:bottom;text-align:center;">20</td> </tr> <tr style="height:20px;"> <td style="border-left:1px solid #000000;overflow:hidden;padding:0px 3px 0px 3px;vertical-align:bottom;font-weight:bold;"></td> <td data-sheets-value='{"1":2,"2":"Double-walled"}' style="overflow:hidden;padding:0px 3px 0px 3px;vertical-align:bottom;font-weight:bold;">Double-walled</td> <td data-sheets-value='{"1":2,"2":"Opal (T/O)"}' style="border-right:1px solid #000000;overflow:hidden;padding:0px 3px 0px 3px;vertical-align:bottom;font-weight:bold;">Opal (T/O)</td> <td data-sheets-numberformat='{"1":2,"2":"0.00","3":1}' data-sheets-value='{"1":3,"3":2.9}' style="overflow:hidden;padding:0px 3px 0px 3px;vertical-align:bottom;text-align:center;">2.90</td> <td data-sheets-numberformat='{"1":2,"2":"0","3":1}' data-sheets-value='{"1":3,"3":41}' style="overflow:hidden;padding:0px 3px 0px 3px;vertical-align:bottom;text-align:center;">41</td> <td data-sheets-numberformat='{"1":2,"2":"0","3":1}' data-sheets-value='{"1":3,"3":45}' style="overflow:hidden;padding:0px 3px 0px 3px;vertical-align:bottom;text-align:center;">45</td> <td data-sheets-numberformat='{"1":2,"2":"0","3":1}' data-sheets-value='{"1":3,"3":20}' style="border-right:1px solid #000000;overflow:hidden;padding:0px 3px 0px 3px;vertical-align:bottom;text-align:center;">20</td> </tr> <tr style="height:20px;"> <td style="border-left:1px solid #000000;overflow:hidden;padding:0px 3px 0px 3px;vertical-align:bottom;font-weight:bold;"></td> <td data-sheets-value='{"1":2,"2":"Triple-walled"}' style="overflow:hidden; | skylux-160-ce-met-koepel-en-pvc-opstand-30-20-met-lm-motor-en-windvang-1450-x-1700-mm | 8586041098573 | 46872374968653
Smoke and heat exhaust (SHEV) | SHE system | Skylux | Skylux 160° CE with skylight and PVC curb 30/20 with LM-actuator and spoiler 1500 x 1500 mm |  | 34779 | 5412970347798 | 5562.4 | Yes | 30-45 | 102.12 | 1500 x 1500 mm | 1500 | 1500 |  | PVC 30/20 (30 cm high & roof opening = 20 cm larger than daylight size) | Square | 5.17 W/m²K - 1.28 W/m²K | 87% - 32% | 90% - 32% | 20dB - 23dB | 160° CE (for industry) | skylight | with spoiler | E | Single actuator | Maximum four-walled skylight possible for this product | Ut-value LT-value g-value Rw-value EN 1873 : 2014 EN ISO 13468 EN 16153 EN 410 EN 410 EN ISO 140-3 Material Walls Shells (W/m²K) (%) (%) (dB) Acrylic Single-walled Clear (H) 5.17 90 87 - PMMA Single-walled Opal (O) 5.17 83 76 - Double-walled Clear (H/H) 2.90 81 75 20 Double-walled Opal (O/O) 2.90 69 58 20 Triple-walled Clear (H/H/H) 1.70 73 65 22 Triple-walled Opal (O/H/O) 1.70 62 51 22 Four-walled Clear (H/H/H/H) 1.28 64 54 23 Four-walled Opal (H/H/O/H) 1.28 59 48 23 Polycarbonate Single-walled Clear (A) 5.17 88 83 - PC Single-walled Opal (D) 5.17 58 60 - Double-walled Clear (A/H) 2.90 79 72 20 Double-walled Clear (A/A) 2.90 77 69 20 Double-walled Opal (A/O) 2.90 73 63 20 Double-walled Opal (A/D) 2.90 51 50 20 Triple-walled Clear (A/H/H) 1.70 71 63 22 Triple-walled Opal (A/O/O) 1.70 61 48 22 Four-walled Clear (A/H/H/H) 1.28 64 52 23 Four-walled Opal (A/H/O/H) 1.28 59 46 23 Polycarbonate Single-walled Heatstop Opal (T) 5.17 49 59 - Heatstop PC Double-walled Clear (T/H) 2.90 44 51 20 Double-walled Opal (T/O) 2.90 41 45 20 Triple-walled Clear (T/H/H) 1.70 40 <td data-sheets-numberformat='{"1":2,"2":"0","3":1}' data-sheets-value='{"1":3,"3":44}' style="overflow:hidden;paddin | https://skylux.eu/en/products/skylux-160-ce-met-koepel-en-pvc-opstand-30-20-met-lm-motor-en-windvang-1500-x-1500-mm | https://skylux.eu/cdn/shop/files/Skylux-160deg-CE-met-koepel-en-pvc-opstand-3020-met-LM-motor-en-windvang-1500-x-1500-mm-RWA-systeem.jpg?v=1702981593&width=1600 | https://skylux.eu/cdn/shop/files/e5a82811-1bb0-48e4-a776-cacb59c7c092_9f41574f-d2cd-48fb-b123-7b5654df7145.jpg?v=1688551410&width=1600 | //skylux.eu/cdn/shop/files/E_MH_Mounting_instructions_Skylux_160_CE_LM.pdf?v=12406716259046007223 | //skylux.eu/cdn/shop/files/E_TD_Technical_File_Skylux_Skylux_160_CE_Electric.pdf?v=3667116872303399239 | <style type="text/css" id="isPasted"> <!--td { border: 1px solid #cccccc; } br { mso-data-placement: same-cell; } --> </style> <table border="1" cellpadding="0" cellspacing="0" dir="ltr" style="table-layout:fixed;font-size:10pt;font-family:Arial;border-collapse:collapse;border:none;"><tbody> <tr style="height:20px;"> <td style="overflow:hidden;padding:0px 3px 0px 3px;vertical-align:bottom;"></td> <td style="overflow:hidden;padding:0px 3px 0px 3px;vertical-align:bottom;"></td> <td style="overflow:hidden;padding:0px 3px 0px 3px;vertical-align:bottom;"></td> <td data-sheets-value='{"1":2,"2":"Ut-value"}' style="overflow:hidden;padding:0px 3px 0px 3px;vertical-align:bottom;font-weight:bold;text-align:center;">Ut-value</td> <td data-sheets-value='{"1":2,"2":"LT-value"}' style="overflow:hidden;padding:0px 3px 0px 3px;vertical-align:bottom;font-weight:bold;text-align:center;">LT-value</td> <td data-sheets-value='{"1":2,"2":"g-value"}' style="overflow:hidden;padding:0px 3px 0px 3px;vertical-align:bottom;font-weight:bold;text-align:center;">g-value</td> <td data-sheets-value='{"1":2,"2":"Rw-value "}' style="overflow:hidden;padding:0px 3px 0px 3px;vertical-align:bottom;font-weight:bold;text-align:center;">Rw-value </td> </tr> <tr style="height:20px;"> <td style="overflow:hidden;padding:0px 3px 0px 3px;vertical-align:bottom;"></td> <td style="overflow:hidden;padding:0px 3px 0px 3px;vertical-align:bottom;"></td> <td style="overflow:hidden;padding:0px 3px 0px 3px;vertical-align:bottom;"></td> <td data-sheets-numberformat='{"1":2,"2":"0.00","3":1}' data-sheets-value='{"1":2,"2":"EN 1873 : 2014"}' style="overflow:hidden;padding:0px 3px 0px 3px;vertical-align:bottom;text-align:center;">EN 1873 : 2014</td> <td data-sheets-numberformat='{"1":2,"2":"0","3":1}' data-sheets-value='{"1":2,"2":"EN ISO 13468 EN 16153 EN 410"}' style="overflow:hidden;padding:0px 3px 0px 3px;vertical-align:bottom;text-align:center;">EN ISO 13468 EN 16153 EN 410</td> <td data-sheets-numberformat='{"1":2,"2":"0","3":1}' data-sheets-value='{"1":2,"2":"EN 410"}' style="overflow:hidden;padding:0px 3px 0px 3px;vertical-align:bottom;text-align:center;">EN 410</td> <td data-sheets-value='{"1":2,"2":"EN ISO 140-3\t\t"}' style="overflow:hidden;padding:0px 3px 0px 3px;vertical-align:bottom;text-align:center;">EN ISO 140-3 </td> </tr> <tr style="height:20px;"> <td data-sheets-value='{"1":2,"2":"Material"}' style="border-bottom:1px solid #000000;overflow:hidden;padding:0px 3px 0px 3px;vertical-align:bottom;background-color:#000000;font-weight:bold;color:#ffffff;">Material</td> <td data-sheets-value='{"1":2,"2":"Walls"}' style="border-bottom:1px solid #000000;overflow:hidden;padding:0px 3px 0px 3px;vertical-align:bottom;background-color:#000000;font-weight:bold;color:#ffffff;">Walls</td> <td data-sheets-value='{"1":2,"2":"Shells"}' style="border-bottom:1px solid #000000;overflow:hidden;padding:0px 3px 0px 3px;vertical-align:bottom;background-color:#000000;font-weight:bold;color:#ffffff;">Shells</td> <td data-sheets-numberformat='{"1":2,"2":"0.00","3":1}' data-sheets-value='{"1":2,"2":"(W/m²K)\t"}' style="border-bottom:1px solid #000000;overflow:hidden;padding:0px 3px 0px 3px;vertical-align:bottom;background-color:#000000;font-weight:bold;color:#ffffff;text-align:center;">(W/m²K) </td> <td data-sheets-numberformat='{"1":2,"2":"0","3":1}' data-sheets-value='{"1":2,"2":"(%)"}' style="border-bottom:1px solid #000000;overflow:hidden;padding:0px 3px 0px 3px;vertical-align:bottom;background-color:#000000;font-weight:bold;color:#ffffff;text-align:center;">(%)</td> <td data-sheets-numberformat='{"1":2,"2":"0","3":1}' data-sheets-value='{"1":2,"2":"(%)"}' style="border-bottom:1px solid #000000;overflow:hidden;padding:0px 3px 0px 3px;vertical-align:bottom;background-color:#000000;font-weight:bold;color:#ffffff;text-align:center;">(%)</td> <td data-sheets-value='{"1":2,"2":"(dB)"}' style="border-bottom:1px solid #000000;overflow:hidden;padding:0px 3px 0px 3px;vertical-align:bottom;background-color:#000000;font-weight:bold;color:#ffffff;text-align:center;">(dB)</td> </tr> <tr style="height:20px;"> <td data-sheets-value='{"1":2,"2":"Acrylic"}' style="border-left:1px solid #000000;overflow:hidden;padding:0px 3px 0px 3px;vertical-align:bottom;font-weight:bold;">Acrylic</td> <td data-sheets-value='{"1":2,"2":"Single-walled"}' style="overflow:hidden;padding:0px 3px 0px 3px;vertical-align:bottom;font-weight:bold;">Single-walled</td> <td data-sheets-value='{"1":2,"2":"Clear (H)"}' style="border-right:1px solid #000000;overflow:hidden;padding:0px 3px 0px 3px;vertical-align:bottom;font-weight:bold;">Clear (H)</td> <td data-sheets-numberformat='{"1":2,"2":"0.00","3":1}' data-sheets-value='{"1":3,"3":5.17}' style="overflow:hidden;padding:0px 3px 0px 3px;vertical-align:bottom;text-align:center;">5.17</td> <td data-sheets-numberformat='{"1":2,"2":"0","3":1}' data-sheets-value='{"1":3,"3":90}' style="overflow:hidden;padding:0px 3px 0px 3px;vertical-align:bottom;text-align:center;">90</td> <td data-sheets-numberformat='{"1":2,"2":"0","3":1}' data-sheets-value='{"1":3,"3":87}' style="overflow:hidden;padding:0px 3px 0px 3px;vertical-align:bottom;text-align:center;">87</td> <td data-sheets-numberformat='{"1":2,"2":"0","3":1}' data-sheets-value='{"1":2,"2":"-"}' style="border-right:1px solid #000000;overflow:hidden;padding:0px 3px 0px 3px;vertical-align:bottom;text-align:center;">-</td> </tr> <tr style="height:20px;"> <td data-sheets-value='{"1":2,"2":"PMMA"}' style="border-left:1px solid #000000;overflow:hidden;padding:0px 3px 0px 3px;vertical-align:bottom;font-weight:bold;">PMMA</td> <td data-sheets-value='{"1":2,"2":"Single-walled"}' style="overflow:hidden;padding:0px 3px 0px 3px;vertical-align:bottom;font-weight:bold;">Single-walled</td> <td data-sheets-value='{"1":2,"2":"Opal (O)"}' style="border-right:1px solid #000000;overflow:hidden;padding:0px 3px 0px 3px;vertical-align:bottom;font-weight:bold;">Opal (O)</td> <td data-sheets-numberformat='{"1":2,"2":"0.00","3":1}' data-sheets-value='{"1":3,"3":5.17}' style="overflow:hidden;padding:0px 3px 0px 3px;vertical-align:bottom;text-align:center;">5.17</td> <td data-sheets-numberformat='{"1":2,"2":"0","3":1}' data-sheets-value='{"1":3,"3":83}' style="overflow:hidden;padding:0px 3px 0px 3px;vertical-align:bottom;text-align:center;">83</td> <td data-sheets-numberformat='{"1":2,"2":"0","3":1}' data-sheets-value='{"1":3,"3":76}' style="overflow:hidden;padding:0px 3px 0px 3px;vertical-align:bottom;text-align:center;">76</td> <td data-sheets-numberformat='{"1":2,"2":"0","3":1}' data-sheets-value='{"1":2,"2":"-"}' style="border-right:1px solid #000000;overflow:hidden;padding:0px 3px 0px 3px;vertical-align:bottom;text-align:center;">-</td> </tr> <tr style="height:20px;"> <td style="border-left:1px solid #000000;overflow:hidden;padding:0px 3px 0px 3px;vertical-align:bottom;font-weight:bold;"></td> <td data-sheets-value='{"1":2,"2":"Double-walled"}' style="overflow:hidden;padding:0px 3px 0px 3px;vertical-align:bottom;font-weight:bold;">Double-walled</td> <td data-sheets-value='{"1":2,"2":"Clear (H/H)"}' style="border-right:1px solid #000000;overflow:hidden;padding:0px 3px 0px 3px;vertical-align:bottom;font-weight:bold;">Clear (H/H)</td> <td data-sheets-numberformat='{"1":2,"2":"0.00","3":1}' data-sheets-value='{"1":3,"3":2.9}' style="overflow:hidden;padding:0px 3px 0px 3px;vertical-align:bottom;text-align:center;">2.90</td> <td data-sheets-numberformat='{"1":2,"2":"0","3":1}' data-sheets-value='{"1":3,"3":81}' style="overflow:hidden;padding:0px 3px 0px 3px;vertical-align:bottom;text-align:center;">81</td> <td data-sheets-numberformat='{"1":2,"2":"0","3":1}' data-sheets-value='{"1":3,"3":75}' style="overflow:hidden;padding:0px 3px 0px 3px;vertical-align:bottom;text-align:center;">75</td> <td data-sheets-numberformat='{"1":2,"2":"0","3":1}' data-sheets-value='{"1":3,"3":20}' style="border-right:1px solid #000000;overflow:hidden;padding:0px 3px 0px 3px;vertical-align:bottom;text-align:center;">20</td> </tr> <tr style="height:20px;"> <td style="border-left:1px solid #000000;overflow:hidden;padding:0px 3px 0px 3px;vertical-align:bottom;font-weight:bold;"></td> <td data-sheets-value='{"1":2,"2":"Double-walled"}' style="overflow:hidden;padding:0px 3px 0px 3px;vertical-align:bottom;font-weight:bold;">Double-walled</td> <td data-sheets-value='{"1":2,"2":"Opal (O/O)"}' style="border-right:1px solid #000000;overflow:hidden;padding:0px 3px 0px 3px;vertical-align:bottom;font-weight:bold;">Opal (O/O)</td> <td data-sheets-numberformat='{"1":2,"2":"0.00","3":1}' data-sheets-value='{"1":3,"3":2.9}' style="overflow:hidden;padding:0px 3px 0px 3px;vertical-align:bottom;text-align:center;">2.90</td> <td data-sheets-numberformat='{"1":2,"2":"0","3":1}' data-sheets-value='{"1":3,"3":69}' style="overflow:hidden;padding:0px 3px 0px 3px;vertical-align:bottom;text-align:center;">69</td> <td data-sheets-numberformat='{"1":2,"2":"0","3":1}' data-sheets-value='{"1":3,"3":58}' style="overflow:hidden;padding:0px 3px 0px 3px;vertical-align:bottom;text-align:center;">58</td> <td data-sheets-numberformat='{"1":2,"2":"0","3":1}' data-sheets-value='{"1":3,"3":20}' style="border-right:1px solid #000000;overflow:hidden;padding:0px 3px 0px 3px;vertical-align:bottom;text-align:center;">20</td> </tr> <tr style="height:20px;"> <td style="border-left:1px solid #000000;overflow:hidden;padding:0px 3px 0px 3px;vertical-align:bottom;font-weight:bold;"></td> <td data-sheets-value='{"1":2,"2":"Triple-walled"}' style="overflow:hidden;padding:0px 3px 0px 3px;vertical-align:bottom;font-weight:bold;">Triple-walled</td> <td data-sheets-value='{"1":2,"2":"Clear (H/H/H)"}' style="border-right:1px solid #000000;overflow:hidden;padding:0px 3px 0px 3px;vertical-align:bottom;font-weight:bold;">Clear (H/H/H)</td> <td data-sheets-numberformat='{"1":2,"2":"0.00","3":1}' data-sheets-value='{"1":3,"3":1.7}' style="overflow:hidden;padding:0px 3px 0px 3px;vertical-align:bottom;text-align:center;">1.70</td> <td data-sheets-numberformat='{"1":2,"2":"0","3":1}' data-sheets-value='{"1":3,"3":73}' style="overflow:hidden;padding:0px 3px 0px 3px;vertical-align:bottom;text-align:center;">73</td> <td data-sheets-numberformat='{"1":2,"2":"0","3":1}' data-sheets-value='{"1":3,"3":65}' style="overflow:hidden;padding:0px 3px 0px 3px;vertical-align:bottom;text-align:center;">65</td> <td data-sheets-numberformat='{"1":2,"2":"0","3":1}' data-sheets-value='{"1":3,"3":22}' style="border-right:1px solid #000000;overflow:hidden;padding:0px 3px 0px 3px;vertical-align:bottom;text-align:center;">22</td> </tr> <tr style="height:20px;"> <td style="border-left:1px solid #000000;overflow:hidden;padding:0px 3px 0px 3px;vertical-align:bottom;font-weight:bold;"></td> <td data-sheets-value='{"1":2,"2":"Triple-walled"}' style="overflow:hidden;padding:0px 3px 0px 3px;vertical-align:bottom;font-weight:bold;">Triple-walled</td> <td data-sheets-value='{"1":2,"2":"Opal (O/H/O)"}' style="border-right:1px solid #000000;overflow:hidden;padding:0px 3px 0px 3px;vertical-align:bottom;font-weight:bold;">Opal (O/H/O)</td> <td data-sheets-numberformat='{"1":2,"2":"0.00","3":1}' data-sheets-value='{"1":3,"3":1.7}' style="overflow:hidden;padding:0px 3px 0px 3px;vertical-align:bottom;text-align:center;">1.70</td> <td data-sheets-numberformat='{"1":2,"2":"0","3":1}' data-sheets-value='{"1":3,"3":62}' style="overflow:hidden;padding:0px 3px 0px 3px;vertical-align:bottom;text-align:center;">62</td> <td data-sheets-numberformat='{"1":2,"2":"0","3":1}' data-sheets-value='{"1":3,"3":51}' style="overflow:hidden;padding:0px 3px 0px 3px;vertical-align:bottom;text-align:center;">51</td> <td data-sheets-numberformat='{"1":2,"2":"0","3":1}' data-sheets-value='{"1":3,"3":22}' style="border-right:1px solid #000000;overflow:hidden;padding:0px 3px 0px 3px;vertical-align:bottom;text-align:center;">22</td> </tr> <tr style="height:20px;"> <td style="border-left:1px solid #000000;overflow:hidden;padding:0px 3px 0px 3px;vertical-align:bottom;font-weight:bold;"></td> <td data-sheets-value='{"1":2,"2":"Four-walled"}' style="overflow:hidden;padding:0px 3px 0px 3px;vertical-align:bottom;font-weight:bold;">Four-walled</td> <td data-sheets-value='{"1":2,"2":"Clear (H/H/H/H)"}' style="border-right:1px solid #000000;overflow:hidden;padding:0px 3px 0px 3px;vertical-align:bottom;font-weight:bold;">Clear (H/H/H/H)</td> <td data-sheets-numberformat='{"1":2,"2":"0.00","3":1}' data-sheets-value='{"1":3,"3":1.28}' style="overflow:hidden;padding:0px 3px 0px 3px;vertical-align:bottom;text-align:center;">1.28</td> <td data-sheets-numberformat='{"1":2,"2":"0","3":1}' data-sheets-value='{"1":3,"3":64}' style="overflow:hidden;padding:0px 3px 0px 3px;vertical-align:bottom;text-align:center;">64</td> <td data-sheets-numberformat='{"1":2,"2":"0","3":1}' data-sheets-value='{"1":3,"3":54}' style="overflow:hidden;padding:0px 3px 0px 3px;vertical-align:bottom;text-align:center;">54</td> <td data-sheets-numberformat='{"1":2,"2":"0","3":1}' data-sheets-value='{"1":3,"3":23}' style="border-right:1px solid #000000;overflow:hidden;padding:0px 3px 0px 3px;vertical-align:bottom;text-align:center;">23</td> </tr> <tr style="height:20px;"> <td style="border-bottom:1px solid #000000;border-left:1px solid #000000;overflow:hidden;padding:0px 3px 0px 3px;vertical-align:bottom;"></td> <td data-sheets-value='{"1":2,"2":"Four-walled"}' style="border-bottom:1px solid #000000;overflow:hidden;padding:0px 3px 0px 3px;vertical-align:bottom;font-weight:bold;">Four-walled</td> <td data-sheets-value='{"1":2,"2":"Opal (H/H/O/H)"}' style="border-right:1px solid #000000;border-bottom:1px solid #000000;overflow:hidden;padding:0px 3px 0px 3px;vertical-align:bottom;font-weight:bold;">Opal (H/H/O/H)</td> <td data-sheets-numberformat='{"1":2,"2":"0.00","3":1}' data-sheets-value='{"1":3,"3":1.28}' style="border-bottom:1px solid #000000;overflow:hidden;padding:0px 3px 0px 3px;vertical-align:bottom;text-align:center;">1.28</td> <td data-sheets-numberformat='{"1":2,"2":"0","3":1}' data-sheets-value='{"1":3,"3":59}' style="border-bottom:1px solid #000000;overflow:hidden;padding:0px 3px 0px 3px;vertical-align:bottom;text-align:center;">59</td> <td data-sheets-numberformat='{"1":2,"2":"0","3":1}' data-sheets-value='{"1":3,"3":48}' style="border-bottom:1px solid #000000;overflow:hidden;padding:0px 3px 0px 3px;vertical-align:bottom;text-align:center;">48</td> <td data-sheets-numberformat='{"1":2,"2":"0","3":1}' data-sheets-value='{"1":3,"3":23}' style="border-right:1px solid #000000;border-bottom:1px solid #000000;overflow:hidden;padding:0px 3px 0px 3px;vertical-align:bottom;text-align:center;">23</td> </tr> <tr style="height:20px;"> <td data-sheets-value='{"1":2,"2":"Polycarbonate "}' style="border-left:1px solid #000000;overflow:hidden;padding:0px 3px 0px 3px;vertical-align:bottom;font-weight:bold;">Polycarbonate </td> <td data-sheets-value='{"1":2,"2":"Single-walled"}' style="overflow:hidden;padding:0px 3px 0px 3px;vertical-align:bottom;font-weight:bold;">Single-walled</td> <td data-sheets-value='{"1":2,"2":"Clear (A)"}' style="border-right:1px solid #000000;overflow:hidden;padding:0px 3px 0px 3px;vertical-align:bottom;font-weight:bold;">Clear (A)</td> <td data-sheets-numberformat='{"1":2,"2":"0.00","3":1}' data-sheets-value='{"1":3,"3":5.17}' style="overflow:hidden;padding:0px 3px 0px 3px;vertical-align:bottom;text-align:center;">5.17</td> <td data-sheets-numberformat='{"1":2,"2":"0","3":1}' data-sheets-value='{"1":3,"3":88}' style="overflow:hidden;padding:0px 3px 0px 3px;vertical-align:bottom;text-align:center;">88</td> <td data-sheets-numberformat='{"1":2,"2":"0","3":1}' data-sheets-value='{"1":3,"3":83}' style="overflow:hidden;padding:0px 3px 0px 3px;vertical-align:bottom;text-align:center;">83</td> <td data-sheets-numberformat='{"1":2,"2":"0","3":1}' data-sheets-value='{"1":2,"2":"-"}' style="border-right:1px solid #000000;overflow:hidden;padding:0px 3px 0px 3px;vertical-align:bottom;text-align:center;">-</td> </tr> <tr style="height:20px;"> <td data-sheets-value='{"1":2,"2":"PC"}' style="border-left:1px solid #000000;overflow:hidden;padding:0px 3px 0px 3px;vertical-align:bottom;font-weight:bold;">PC</td> <td data-sheets-value='{"1":2,"2":"Single-walled"}' style="overflow:hidden;padding:0px 3px 0px 3px;vertical-align:bottom;font-weight:bold;">Single-walled</td> <td data-sheets-value='{"1":2,"2":"Opal (D)"}' style="border-right:1px solid #000000;overflow:hidden;padding:0px 3px 0px 3px;vertical-align:bottom;font-weight:bold;">Opal (D)</td> <td data-sheets-numberformat='{"1":2,"2":"0.00","3":1}' data-sheets-value='{"1":3,"3":5.17}' style="overflow:hidden;padding:0px 3px 0px 3px;vertical-align:bottom;text-align:center;">5.17</td> <td data-sheets-numberformat='{"1":2,"2":"0","3":1}' data-sheets-value='{"1":3,"3":58}' style="overflow:hidden;padding:0px 3px 0px 3px;vertical-align:bottom;text-align:center;">58</td> <td data-sheets-numberformat='{"1":2,"2":"0","3":1}' data-sheets-value='{"1":3,"3":60}' style="overflow:hidden;padding:0px 3px 0px 3px;vertical-align:bottom;text-align:center;">60</td> <td data-sheets-numberformat='{"1":2,"2":"0","3":1}' data-sheets-value='{"1":2,"2":"-"}' style="border-right:1px solid #000000;overflow:hidden;padding:0px 3px 0px 3px;vertical-align:bottom;text-align:center;">-</td> </tr> <tr style="height:20px;"> <td style="border-left:1px solid #000000;overflow:hidden;padding:0px 3px 0px 3px;vertical-align:bottom;font-weight:bold;"></td> <td data-sheets-value='{"1":2,"2":"Double-walled"}' style="overflow:hidden;padding:0px 3px 0px 3px;vertical-align:bottom;font-weight:bold;">Double-walled</td> <td data-sheets-value='{"1":2,"2":"Clear (A/H)"}' style="border-right:1px solid #000000;overflow:hidden;padding:0px 3px 0px 3px;vertical-align:bottom;font-weight:bold;">Clear (A/H)</td> <td data-sheets-numberformat='{"1":2,"2":"0.00","3":1}' data-sheets-value='{"1":3,"3":2.9}' style="overflow:hidden;padding:0px 3px 0px 3px;vertical-align:bottom;text-align:center;">2.90</td> <td data-sheets-numberformat='{"1":2,"2":"0","3":1}' data-sheets-value='{"1":3,"3":79}' style="overflow:hidden;padding:0px 3px 0px 3px;vertical-align:bottom;text-align:center;">79</td> <td data-sheets-numberformat='{"1":2,"2":"0","3":1}' data-sheets-value='{"1":3,"3":72}' style="overflow:hidden;padding:0px 3px 0px 3px;vertical-align:bottom;text-align:center;">72</td> <td data-sheets-numberformat='{"1":2,"2":"0","3":1}' data-sheets-value='{"1":3,"3":20}' style="border-right:1px solid #000000;overflow:hidden;padding:0px 3px 0px 3px;vertical-align:bottom;text-align:center;">20</td> </tr> <tr style="height:20px;"> <td style="border-left:1px solid #000000;overflow:hidden;padding:0px 3px 0px 3px;vertical-align:bottom;font-weight:bold;"></td> <td data-sheets-value='{"1":2,"2":"Double-walled"}' style="overflow:hidden;padding:0px 3px 0px 3px;vertical-align:bottom;font-weight:bold;">Double-walled</td> <td data-sheets-value='{"1":2,"2":"Clear (A/A)"}' style="border-right:1px solid #000000;overflow:hidden;padding:0px 3px 0px 3px;vertical-align:bottom;font-weight:bold;">Clear (A/A)</td> <td data-sheets-numberformat='{"1":2,"2":"0.00","3":1}' data-sheets-value='{"1":3,"3":2.9}' style="overflow:hidden;padding:0px 3px 0px 3px;vertical-align:bottom;text-align:center;">2.90</td> <td data-sheets-numberformat='{"1":2,"2":"0","3":1}' data-sheets-value='{"1":3,"3":77}' style="overflow:hidden;padding:0px 3px 0px 3px;vertical-align:bottom;text-align:center;">77</td> <td data-sheets-numberformat='{"1":2,"2":"0","3":1}' data-sheets-value='{"1":3,"3":69}' style="overflow:hidden;padding:0px 3px 0px 3px;vertical-align:bottom;text-align:center;">69</td> <td data-sheets-numberformat='{"1":2,"2":"0","3":1}' data-sheets-value='{"1":3,"3":20}' style="border-right:1px solid #000000;overflow:hidden;padding:0px 3px 0px 3px;vertical-align:bottom;text-align:center;">20</td> </tr> <tr style="height:20px;"> <td style="border-left:1px solid #000000;overflow:hidden;padding:0px 3px 0px 3px;vertical-align:bottom;font-weight:bold;"></td> <td data-sheets-value='{"1":2,"2":"Double-walled"}' style="overflow:hidden;padding:0px 3px 0px 3px;vertical-align:bottom;font-weight:bold;">Double-walled</td> <td data-sheets-value='{"1":2,"2":"Opal (A/O)"}' style="border-right:1px solid #000000;overflow:hidden;padding:0px 3px 0px 3px;vertical-align:bottom;font-weight:bold;">Opal (A/O)</td> <td data-sheets-numberformat='{"1":2,"2":"0.00","3":1}' data-sheets-value='{"1":3,"3":2.9}' style="overflow:hidden;padding:0px 3px 0px 3px;vertical-align:bottom;text-align:center;">2.90</td> <td data-sheets-numberformat='{"1":2,"2":"0","3":1}' data-sheets-value='{"1":3,"3":73}' style="overflow:hidden;padding:0px 3px 0px 3px;vertical-align:bottom;text-align:center;">73</td> <td data-sheets-numberformat='{"1":2,"2":"0","3":1}' data-sheets-value='{"1":3,"3":63}' style="overflow:hidden;padding:0px 3px 0px 3px;vertical-align:bottom;text-align:center;">63</td> <td data-sheets-numberformat='{"1":2,"2":"0","3":1}' data-sheets-value='{"1":3,"3":20}' style="border-right:1px solid #000000;overflow:hidden;padding:0px 3px 0px 3px;vertical-align:bottom;text-align:center;">20</td> </tr> <tr style="height:20px;"> <td style="border-left:1px solid #000000;overflow:hidden;padding:0px 3px 0px 3px;vertical-align:bottom;font-weight:bold;"></td> <td data-sheets-value='{"1":2,"2":"Double-walled"}' style="overflow:hidden;padding:0px 3px 0px 3px;vertical-align:bottom;font-weight:bold;">Double-walled</td> <td data-sheets-value='{"1":2,"2":"Opal (A/D)"}' style="border-right:1px solid #000000;overflow:hidden;padding:0px 3px 0px 3px;vertical-align:bottom;font-weight:bold;">Opal (A/D)</td> <td data-sheets-numberformat='{"1":2,"2":"0.00","3":1}' data-sheets-value='{"1":3,"3":2.9}' style="overflow:hidden;padding:0px 3px 0px 3px;vertical-align:bottom;text-align:center;">2.90</td> <td data-sheets-numberformat='{"1":2,"2":"0","3":1}' data-sheets-value='{"1":3,"3":51}' style="overflow:hidden;padding:0px 3px 0px 3px;vertical-align:bottom;text-align:center;">51</td> <td data-sheets-numberformat='{"1":2,"2":"0","3":1}' data-sheets-value='{"1":3,"3":50}' style="overflow:hidden;padding:0px 3px 0px 3px;vertical-align:bottom;text-align:center;">50</td> <td data-sheets-numberformat='{"1":2,"2":"0","3":1}' data-sheets-value='{"1":3,"3":20}' style="border-right:1px solid #000000;overflow:hidden;padding:0px 3px 0px 3px;vertical-align:bottom;text-align:center;">20</td> </tr> <tr style="height:20px;"> <td style="border-left:1px solid #000000;overflow:hidden;padding:0px 3px 0px 3px;vertical-align:bottom;font-weight:bold;"></td> <td data-sheets-value='{"1":2,"2":"Triple-walled"}' style="overflow:hidden;padding:0px 3px 0px 3px;vertical-align:bottom;font-weight:bold;">Triple-walled</td> <td data-sheets-value='{"1":2,"2":"Clear (A/H/H)"}' style="border-right:1px solid #000000;overflow:hidden;padding:0px 3px 0px 3px;vertical-align:bottom;font-weight:bold;">Clear (A/H/H)</td> <td data-sheets-numberformat='{"1":2,"2":"0.00","3":1}' data-sheets-value='{"1":3,"3":1.7}' style="overflow:hidden;padding:0px 3px 0px 3px;vertical-align:bottom;text-align:center;">1.70</td> <td data-sheets-numberformat='{"1":2,"2":"0","3":1}' data-sheets-value='{"1":3,"3":71}' style="overflow:hidden;padding:0px 3px 0px 3px;vertical-align:bottom;text-align:center;">71</td> <td data-sheets-numberformat='{"1":2,"2":"0","3":1}' data-sheets-value='{"1":3,"3":63}' style="overflow:hidden;padding:0px 3px 0px 3px;vertical-align:bottom;text-align:center;">63</td> <td data-sheets-numberformat='{"1":2,"2":"0","3":1}' data-sheets-value='{"1":3,"3":22}' style="border-right:1px solid #000000;overflow:hidden;padding:0px 3px 0px 3px;vertical-align:bottom;text-align:center;">22</td> </tr> <tr style="height:20px;"> <td style="border-left:1px solid #000000;overflow:hidden;padding:0px 3px 0px 3px;vertical-align:bottom;font-weight:bold;"></td> <td data-sheets-value='{"1":2,"2":"Triple-walled"}' style="overflow:hidden;padding:0px 3px 0px 3px;vertical-align:bottom;font-weight:bold;">Triple-walled</td> <td data-sheets-value='{"1":2,"2":"Opal (A/O/O)"}' style="border-right:1px solid #000000;overflow:hidden;padding:0px 3px 0px 3px;vertical-align:bottom;font-weight:bold;">Opal (A/O/O)</td> <td data-sheets-numberformat='{"1":2,"2":"0.00","3":1}' data-sheets-value='{"1":3,"3":1.7}' style="overflow:hidden;padding:0px 3px 0px 3px;vertical-align:bottom;text-align:center;">1.70</td> <td data-sheets-numberformat='{"1":2,"2":"0","3":1}' data-sheets-value='{"1":3,"3":61}' style="overflow:hidden;padding:0px 3px 0px 3px;vertical-align:bottom;text-align:center;">61</td> <td data-sheets-numberformat='{"1":2,"2":"0","3":1}' data-sheets-value='{"1":3,"3":48}' style="overflow:hidden;padding:0px 3px 0px 3px;vertical-align:bottom;text-align:center;">48</td> <td data-sheets-numberformat='{"1":2,"2":"0","3":1}' data-sheets-value='{"1":3,"3":22}' style="border-right:1px solid #000000;overflow:hidden;padding:0px 3px 0px 3px;vertical-align:bottom;text-align:center;">22</td> </tr> <tr style="height:20px;"> <td style="border-left:1px solid #000000;overflow:hidden;padding:0px 3px 0px 3px;vertical-align:bottom;font-weight:bold;"></td> <td data-sheets-value='{"1":2,"2":"Four-walled"}' style="overflow:hidden;padding:0px 3px 0px 3px;vertical-align:bottom;font-weight:bold;">Four-walled</td> <td data-sheets-value='{"1":2,"2":"Clear (A/H/H/H)"}' style="border-right:1px solid #000000;overflow:hidden;padding:0px 3px 0px 3px;vertical-align:bottom;font-weight:bold;">Clear (A/H/H/H)</td> <td data-sheets-numberformat='{"1":2,"2":"0.00","3":1}' data-sheets-value='{"1":3,"3":1.28}' style="overflow:hidden;padding:0px 3px 0px 3px;vertical-align:bottom;text-align:center;">1.28</td> <td data-sheets-numberformat='{"1":2,"2":"0","3":1}' data-sheets-value='{"1":3,"3":64}' style="overflow:hidden;padding:0px 3px 0px 3px;vertical-align:bottom;text-align:center;">64</td> <td data-sheets-numberformat='{"1":2,"2":"0","3":1}' data-sheets-value='{"1":3,"3":52}' style="overflow:hidden;padding:0px 3px 0px 3px;vertical-align:bottom;text-align:center;">52</td> <td data-sheets-numberformat='{"1":2,"2":"0","3":1}' data-sheets-value='{"1":3,"3":23}' style="border-right:1px solid #000000;overflow:hidden;padding:0px 3px 0px 3px;vertical-align:bottom;text-align:center;">23</td> </tr> <tr style="height:20px;"> <td style="border-bottom:1px solid #000000;border-left:1px solid #000000;overflow:hidden;padding:0px 3px 0px 3px;vertical-align:bottom;"></td> <td data-sheets-value='{"1":2,"2":"Four-walled"}' style="border-bottom:1px solid #000000;overflow:hidden;padding:0px 3px 0px 3px;vertical-align:bottom;font-weight:bold;">Four-walled</td> <td data-sheets-value='{"1":2,"2":"Opal (A/H/O/H)"}' style="border-right:1px solid #000000;border-bottom:1px solid #000000;overflow:hidden;padding:0px 3px 0px 3px;vertical-align:bottom;font-weight:bold;">Opal (A/H/O/H)</td> <td data-sheets-numberformat='{"1":2,"2":"0.00","3":1}' data-sheets-value='{"1":3,"3":1.28}' style="border-bottom:1px solid #000000;overflow:hidden;padding:0px 3px 0px 3px;vertical-align:bottom;text-align:center;">1.28</td> <td data-sheets-numberformat='{"1":2,"2":"0","3":1}' data-sheets-value='{"1":3,"3":59}' style="border-bottom:1px solid #000000;overflow:hidden;padding:0px 3px 0px 3px;vertical-align:bottom;text-align:center;">59</td> <td data-sheets-numberformat='{"1":2,"2":"0","3":1}' data-sheets-value='{"1":3,"3":46}' style="border-bottom:1px solid #000000;overflow:hidden;padding:0px 3px 0px 3px;vertical-align:bottom;text-align:center;">46</td> <td data-sheets-numberformat='{"1":2,"2":"0","3":1}' data-sheets-value='{"1":3,"3":23}' style="border-right:1px solid #000000;border-bottom:1px solid #000000;overflow:hidden;padding:0px 3px 0px 3px;vertical-align:bottom;text-align:center;">23</td> </tr> <tr style="height:20px;"> <td data-sheets-value='{"1":2,"2":"Polycarbonate"}' style="border-left:1px solid #000000;overflow:hidden;padding:0px 3px 0px 3px;vertical-align:bottom;font-weight:bold;">Polycarbonate</td> <td data-sheets-value='{"1":2,"2":"Single-walled"}' style="overflow:hidden;padding:0px 3px 0px 3px;vertical-align:bottom;font-weight:bold;">Single-walled</td> <td data-sheets-value='{"1":2,"2":"Heatstop Opal (T)"}' style="border-right:1px solid #000000;overflow:hidden;padding:0px 3px 0px 3px;vertical-align:bottom;font-weight:bold;">Heatstop Opal (T)</td> <td data-sheets-numberformat='{"1":2,"2":"0.00","3":1}' data-sheets-value='{"1":3,"3":5.17}' style="overflow:hidden;padding:0px 3px 0px 3px;vertical-align:bottom;text-align:center;">5.17</td> <td data-sheets-numberformat='{"1":2,"2":"0","3":1}' data-sheets-value='{"1":3,"3":49}' style="overflow:hidden;padding:0px 3px 0px 3px;vertical-align:bottom;text-align:center;">49</td> <td data-sheets-numberformat='{"1":2,"2":"0","3":1}' data-sheets-value='{"1":3,"3":59}' style="overflow:hidden;padding:0px 3px 0px 3px;vertical-align:bottom;text-align:center;">59</td> <td data-sheets-numberformat='{"1":2,"2":"0","3":1}' data-sheets-value='{"1":2,"2":"-"}' style="border-right:1px solid #000000;overflow:hidden;padding:0px 3px 0px 3px;vertical-align:bottom;text-align:center;">-</td> </tr> <tr style="height:20px;"> <td data-sheets-value='{"1":2,"2":"Heatstop PC"}' style="border-left:1px solid #000000;overflow:hidden;padding:0px 3px 0px 3px;vertical-align:bottom;font-weight:bold;">Heatstop PC</td> <td data-sheets-value='{"1":2,"2":"Double-walled"}' style="overflow:hidden;padding:0px 3px 0px 3px;vertical-align:bottom;font-weight:bold;">Double-walled</td> <td data-sheets-value='{"1":2,"2":"Clear (T/H)"}' style="border-right:1px solid #000000;overflow:hidden;padding:0px 3px 0px 3px;vertical-align:bottom;font-weight:bold;">Clear (T/H)</td> <td data-sheets-numberformat='{"1":2,"2":"0.00","3":1}' data-sheets-value='{"1":3,"3":2.9}' style="overflow:hidden;padding:0px 3px 0px 3px;vertical-align:bottom;text-align:center;">2.90</td> <td data-sheets-numberformat='{"1":2,"2":"0","3":1}' data-sheets-value='{"1":3,"3":44}' style="overflow:hidden;padding:0px 3px 0px 3px;vertical-align:bottom;text-align:center;">44</td> <td data-sheets-numberformat='{"1":2,"2":"0","3":1}' data-sheets-value='{"1":3,"3":51}' style="overflow:hidden;padding:0px 3px 0px 3px;vertical-align:bottom;text-align:center;">51</td> <td data-sheets-numberformat='{"1":2,"2":"0","3":1}' data-sheets-value='{"1":3,"3":20}' style="border-right:1px solid #000000;overflow:hidden;padding:0px 3px 0px 3px;vertical-align:bottom;text-align:center;">20</td> </tr> <tr style="height:20px;"> <td style="border-left:1px solid #000000;overflow:hidden;padding:0px 3px 0px 3px;vertical-align:bottom;font-weight:bold;"></td> <td data-sheets-value='{"1":2,"2":"Double-walled"}' style="overflow:hidden;padding:0px 3px 0px 3px;vertical-align:bottom;font-weight:bold;">Double-walled</td> <td data-sheets-value='{"1":2,"2":"Opal (T/O)"}' style="border-right:1px solid #000000;overflow:hidden;padding:0px 3px 0px 3px;vertical-align:bottom;font-weight:bold;">Opal (T/O)</td> <td data-sheets-numberformat='{"1":2,"2":"0.00","3":1}' data-sheets-value='{"1":3,"3":2.9}' style="overflow:hidden;padding:0px 3px 0px 3px;vertical-align:bottom;text-align:center;">2.90</td> <td data-sheets-numberformat='{"1":2,"2":"0","3":1}' data-sheets-value='{"1":3,"3":41}' style="overflow:hidden;padding:0px 3px 0px 3px;vertical-align:bottom;text-align:center;">41</td> <td data-sheets-numberformat='{"1":2,"2":"0","3":1}' data-sheets-value='{"1":3,"3":45}' style="overflow:hidden;padding:0px 3px 0px 3px;vertical-align:bottom;text-align:center;">45</td> <td data-sheets-numberformat='{"1":2,"2":"0","3":1}' data-sheets-value='{"1":3,"3":20}' style="border-right:1px solid #000000;overflow:hidden;padding:0px 3px 0px 3px;vertical-align:bottom;text-align:center;">20</td> </tr> <tr style="height:20px;"> <td style="border-left:1px solid #000000;overflow:hidden;padding:0px 3px 0px 3px;vertical-align:bottom;font-weight:bold;"></td> <td data-sheets-value='{"1":2,"2":"Triple-walled"}' style="overflow:hidden; | skylux-160-ce-met-koepel-en-pvc-opstand-30-20-met-lm-motor-en-windvang-1500-x-1500-mm | 8586041196877 | 46872375099725
Smoke and heat exhaust (SHEV) | SHE system | Skylux | Skylux 160° CE with skylight and PVC curb 30/20 with LM-actuator and spoiler 1550 x 1550 mm |  | 50516 | 5412970505167 | 5795.9 | Yes | 30-45 | 108.72 | 1550 x 1550 mm | 1550 | 1550 |  | PVC 30/20 (30 cm high & roof opening = 20 cm larger than daylight size) | Square | 5.17 W/m²K - 1.28 W/m²K | 87% - 32% | 90% - 32% | 20dB - 23dB | 160° CE (for industry) | skylight | with spoiler | E | Single actuator | Maximum four-walled skylight possible for this product | Ut-value LT-value g-value Rw-value EN 1873 : 2014 EN ISO 13468 EN 16153 EN 410 EN 410 EN ISO 140-3 Material Walls Shells (W/m²K) (%) (%) (dB) Acrylic Single-walled Clear (H) 5.17 90 87 - PMMA Single-walled Opal (O) 5.17 83 76 - Double-walled Clear (H/H) 2.90 81 75 20 Double-walled Opal (O/O) 2.90 69 58 20 Triple-walled Clear (H/H/H) 1.70 73 65 22 Triple-walled Opal (O/H/O) 1.70 62 51 22 Four-walled Clear (H/H/H/H) 1.28 64 54 23 Four-walled Opal (H/H/O/H) 1.28 59 48 23 Polycarbonate Single-walled Clear (A) 5.17 88 83 - PC Single-walled Opal (D) 5.17 58 60 - Double-walled Clear (A/H) 2.90 79 72 20 Double-walled Clear (A/A) 2.90 77 69 20 Double-walled Opal (A/O) 2.90 73 63 20 Double-walled Opal (A/D) 2.90 51 50 20 Triple-walled Clear (A/H/H) 1.70 71 63 22 Triple-walled Opal (A/O/O) 1.70 61 48 22 Four-walled Clear (A/H/H/H) 1.28 64 52 23 Four-walled Opal (A/H/O/H) 1.28 59 46 23 Polycarbonate Single-walled Heatstop Opal (T) 5.17 49 59 - Heatstop PC Double-walled Clear (T/H) 2.90 44 51 20 Double-walled Opal (T/O) 2.90 41 45 20 Triple-walled Clear (T/H/H) 1.70 40 <td data-sheets-numberformat='{"1":2,"2":"0","3":1}' data-sheets-value='{"1":3,"3":44}' style="overflow:hidden;paddin | https://skylux.eu/en/products/skylux-160-ce-met-koepel-en-pvc-opstand-30-20-met-lm-motor-en-windvang-1550-x-1550-mm | https://skylux.eu/cdn/shop/files/Skylux-160deg-CE-met-koepel-en-pvc-opstand-3020-met-LM-motor-en-windvang-1550-x-1550-mm-RWA-systeem.jpg?v=1702981598&width=1600 | https://skylux.eu/cdn/shop/files/e5a82811-1bb0-48e4-a776-cacb59c7c092_28463c8d-586f-4edd-bd7a-379abd4c84bd.jpg?v=1688551411&width=1600 | //skylux.eu/cdn/shop/files/E_MH_Mounting_instructions_Skylux_160_CE_LM.pdf?v=12406716259046007223 | //skylux.eu/cdn/shop/files/E_TD_Technical_File_Skylux_Skylux_160_CE_Electric.pdf?v=3667116872303399239 | <style type="text/css" id="isPasted"> <!--td { border: 1px solid #cccccc; } br { mso-data-placement: same-cell; } --> </style> <table border="1" cellpadding="0" cellspacing="0" dir="ltr" style="table-layout:fixed;font-size:10pt;font-family:Arial;border-collapse:collapse;border:none;"><tbody> <tr style="height:20px;"> <td style="overflow:hidden;padding:0px 3px 0px 3px;vertical-align:bottom;"></td> <td style="overflow:hidden;padding:0px 3px 0px 3px;vertical-align:bottom;"></td> <td style="overflow:hidden;padding:0px 3px 0px 3px;vertical-align:bottom;"></td> <td data-sheets-value='{"1":2,"2":"Ut-value"}' style="overflow:hidden;padding:0px 3px 0px 3px;vertical-align:bottom;font-weight:bold;text-align:center;">Ut-value</td> <td data-sheets-value='{"1":2,"2":"LT-value"}' style="overflow:hidden;padding:0px 3px 0px 3px;vertical-align:bottom;font-weight:bold;text-align:center;">LT-value</td> <td data-sheets-value='{"1":2,"2":"g-value"}' style="overflow:hidden;padding:0px 3px 0px 3px;vertical-align:bottom;font-weight:bold;text-align:center;">g-value</td> <td data-sheets-value='{"1":2,"2":"Rw-value "}' style="overflow:hidden;padding:0px 3px 0px 3px;vertical-align:bottom;font-weight:bold;text-align:center;">Rw-value </td> </tr> <tr style="height:20px;"> <td style="overflow:hidden;padding:0px 3px 0px 3px;vertical-align:bottom;"></td> <td style="overflow:hidden;padding:0px 3px 0px 3px;vertical-align:bottom;"></td> <td style="overflow:hidden;padding:0px 3px 0px 3px;vertical-align:bottom;"></td> <td data-sheets-numberformat='{"1":2,"2":"0.00","3":1}' data-sheets-value='{"1":2,"2":"EN 1873 : 2014"}' style="overflow:hidden;padding:0px 3px 0px 3px;vertical-align:bottom;text-align:center;">EN 1873 : 2014</td> <td data-sheets-numberformat='{"1":2,"2":"0","3":1}' data-sheets-value='{"1":2,"2":"EN ISO 13468 EN 16153 EN 410"}' style="overflow:hidden;padding:0px 3px 0px 3px;vertical-align:bottom;text-align:center;">EN ISO 13468 EN 16153 EN 410</td> <td data-sheets-numberformat='{"1":2,"2":"0","3":1}' data-sheets-value='{"1":2,"2":"EN 410"}' style="overflow:hidden;padding:0px 3px 0px 3px;vertical-align:bottom;text-align:center;">EN 410</td> <td data-sheets-value='{"1":2,"2":"EN ISO 140-3\t\t"}' style="overflow:hidden;padding:0px 3px 0px 3px;vertical-align:bottom;text-align:center;">EN ISO 140-3 </td> </tr> <tr style="height:20px;"> <td data-sheets-value='{"1":2,"2":"Material"}' style="border-bottom:1px solid #000000;overflow:hidden;padding:0px 3px 0px 3px;vertical-align:bottom;background-color:#000000;font-weight:bold;color:#ffffff;">Material</td> <td data-sheets-value='{"1":2,"2":"Walls"}' style="border-bottom:1px solid #000000;overflow:hidden;padding:0px 3px 0px 3px;vertical-align:bottom;background-color:#000000;font-weight:bold;color:#ffffff;">Walls</td> <td data-sheets-value='{"1":2,"2":"Shells"}' style="border-bottom:1px solid #000000;overflow:hidden;padding:0px 3px 0px 3px;vertical-align:bottom;background-color:#000000;font-weight:bold;color:#ffffff;">Shells</td> <td data-sheets-numberformat='{"1":2,"2":"0.00","3":1}' data-sheets-value='{"1":2,"2":"(W/m²K)\t"}' style="border-bottom:1px solid #000000;overflow:hidden;padding:0px 3px 0px 3px;vertical-align:bottom;background-color:#000000;font-weight:bold;color:#ffffff;text-align:center;">(W/m²K) </td> <td data-sheets-numberformat='{"1":2,"2":"0","3":1}' data-sheets-value='{"1":2,"2":"(%)"}' style="border-bottom:1px solid #000000;overflow:hidden;padding:0px 3px 0px 3px;vertical-align:bottom;background-color:#000000;font-weight:bold;color:#ffffff;text-align:center;">(%)</td> <td data-sheets-numberformat='{"1":2,"2":"0","3":1}' data-sheets-value='{"1":2,"2":"(%)"}' style="border-bottom:1px solid #000000;overflow:hidden;padding:0px 3px 0px 3px;vertical-align:bottom;background-color:#000000;font-weight:bold;color:#ffffff;text-align:center;">(%)</td> <td data-sheets-value='{"1":2,"2":"(dB)"}' style="border-bottom:1px solid #000000;overflow:hidden;padding:0px 3px 0px 3px;vertical-align:bottom;background-color:#000000;font-weight:bold;color:#ffffff;text-align:center;">(dB)</td> </tr> <tr style="height:20px;"> <td data-sheets-value='{"1":2,"2":"Acrylic"}' style="border-left:1px solid #000000;overflow:hidden;padding:0px 3px 0px 3px;vertical-align:bottom;font-weight:bold;">Acrylic</td> <td data-sheets-value='{"1":2,"2":"Single-walled"}' style="overflow:hidden;padding:0px 3px 0px 3px;vertical-align:bottom;font-weight:bold;">Single-walled</td> <td data-sheets-value='{"1":2,"2":"Clear (H)"}' style="border-right:1px solid #000000;overflow:hidden;padding:0px 3px 0px 3px;vertical-align:bottom;font-weight:bold;">Clear (H)</td> <td data-sheets-numberformat='{"1":2,"2":"0.00","3":1}' data-sheets-value='{"1":3,"3":5.17}' style="overflow:hidden;padding:0px 3px 0px 3px;vertical-align:bottom;text-align:center;">5.17</td> <td data-sheets-numberformat='{"1":2,"2":"0","3":1}' data-sheets-value='{"1":3,"3":90}' style="overflow:hidden;padding:0px 3px 0px 3px;vertical-align:bottom;text-align:center;">90</td> <td data-sheets-numberformat='{"1":2,"2":"0","3":1}' data-sheets-value='{"1":3,"3":87}' style="overflow:hidden;padding:0px 3px 0px 3px;vertical-align:bottom;text-align:center;">87</td> <td data-sheets-numberformat='{"1":2,"2":"0","3":1}' data-sheets-value='{"1":2,"2":"-"}' style="border-right:1px solid #000000;overflow:hidden;padding:0px 3px 0px 3px;vertical-align:bottom;text-align:center;">-</td> </tr> <tr style="height:20px;"> <td data-sheets-value='{"1":2,"2":"PMMA"}' style="border-left:1px solid #000000;overflow:hidden;padding:0px 3px 0px 3px;vertical-align:bottom;font-weight:bold;">PMMA</td> <td data-sheets-value='{"1":2,"2":"Single-walled"}' style="overflow:hidden;padding:0px 3px 0px 3px;vertical-align:bottom;font-weight:bold;">Single-walled</td> <td data-sheets-value='{"1":2,"2":"Opal (O)"}' style="border-right:1px solid #000000;overflow:hidden;padding:0px 3px 0px 3px;vertical-align:bottom;font-weight:bold;">Opal (O)</td> <td data-sheets-numberformat='{"1":2,"2":"0.00","3":1}' data-sheets-value='{"1":3,"3":5.17}' style="overflow:hidden;padding:0px 3px 0px 3px;vertical-align:bottom;text-align:center;">5.17</td> <td data-sheets-numberformat='{"1":2,"2":"0","3":1}' data-sheets-value='{"1":3,"3":83}' style="overflow:hidden;padding:0px 3px 0px 3px;vertical-align:bottom;text-align:center;">83</td> <td data-sheets-numberformat='{"1":2,"2":"0","3":1}' data-sheets-value='{"1":3,"3":76}' style="overflow:hidden;padding:0px 3px 0px 3px;vertical-align:bottom;text-align:center;">76</td> <td data-sheets-numberformat='{"1":2,"2":"0","3":1}' data-sheets-value='{"1":2,"2":"-"}' style="border-right:1px solid #000000;overflow:hidden;padding:0px 3px 0px 3px;vertical-align:bottom;text-align:center;">-</td> </tr> <tr style="height:20px;"> <td style="border-left:1px solid #000000;overflow:hidden;padding:0px 3px 0px 3px;vertical-align:bottom;font-weight:bold;"></td> <td data-sheets-value='{"1":2,"2":"Double-walled"}' style="overflow:hidden;padding:0px 3px 0px 3px;vertical-align:bottom;font-weight:bold;">Double-walled</td> <td data-sheets-value='{"1":2,"2":"Clear (H/H)"}' style="border-right:1px solid #000000;overflow:hidden;padding:0px 3px 0px 3px;vertical-align:bottom;font-weight:bold;">Clear (H/H)</td> <td data-sheets-numberformat='{"1":2,"2":"0.00","3":1}' data-sheets-value='{"1":3,"3":2.9}' style="overflow:hidden;padding:0px 3px 0px 3px;vertical-align:bottom;text-align:center;">2.90</td> <td data-sheets-numberformat='{"1":2,"2":"0","3":1}' data-sheets-value='{"1":3,"3":81}' style="overflow:hidden;padding:0px 3px 0px 3px;vertical-align:bottom;text-align:center;">81</td> <td data-sheets-numberformat='{"1":2,"2":"0","3":1}' data-sheets-value='{"1":3,"3":75}' style="overflow:hidden;padding:0px 3px 0px 3px;vertical-align:bottom;text-align:center;">75</td> <td data-sheets-numberformat='{"1":2,"2":"0","3":1}' data-sheets-value='{"1":3,"3":20}' style="border-right:1px solid #000000;overflow:hidden;padding:0px 3px 0px 3px;vertical-align:bottom;text-align:center;">20</td> </tr> <tr style="height:20px;"> <td style="border-left:1px solid #000000;overflow:hidden;padding:0px 3px 0px 3px;vertical-align:bottom;font-weight:bold;"></td> <td data-sheets-value='{"1":2,"2":"Double-walled"}' style="overflow:hidden;padding:0px 3px 0px 3px;vertical-align:bottom;font-weight:bold;">Double-walled</td> <td data-sheets-value='{"1":2,"2":"Opal (O/O)"}' style="border-right:1px solid #000000;overflow:hidden;padding:0px 3px 0px 3px;vertical-align:bottom;font-weight:bold;">Opal (O/O)</td> <td data-sheets-numberformat='{"1":2,"2":"0.00","3":1}' data-sheets-value='{"1":3,"3":2.9}' style="overflow:hidden;padding:0px 3px 0px 3px;vertical-align:bottom;text-align:center;">2.90</td> <td data-sheets-numberformat='{"1":2,"2":"0","3":1}' data-sheets-value='{"1":3,"3":69}' style="overflow:hidden;padding:0px 3px 0px 3px;vertical-align:bottom;text-align:center;">69</td> <td data-sheets-numberformat='{"1":2,"2":"0","3":1}' data-sheets-value='{"1":3,"3":58}' style="overflow:hidden;padding:0px 3px 0px 3px;vertical-align:bottom;text-align:center;">58</td> <td data-sheets-numberformat='{"1":2,"2":"0","3":1}' data-sheets-value='{"1":3,"3":20}' style="border-right:1px solid #000000;overflow:hidden;padding:0px 3px 0px 3px;vertical-align:bottom;text-align:center;">20</td> </tr> <tr style="height:20px;"> <td style="border-left:1px solid #000000;overflow:hidden;padding:0px 3px 0px 3px;vertical-align:bottom;font-weight:bold;"></td> <td data-sheets-value='{"1":2,"2":"Triple-walled"}' style="overflow:hidden;padding:0px 3px 0px 3px;vertical-align:bottom;font-weight:bold;">Triple-walled</td> <td data-sheets-value='{"1":2,"2":"Clear (H/H/H)"}' style="border-right:1px solid #000000;overflow:hidden;padding:0px 3px 0px 3px;vertical-align:bottom;font-weight:bold;">Clear (H/H/H)</td> <td data-sheets-numberformat='{"1":2,"2":"0.00","3":1}' data-sheets-value='{"1":3,"3":1.7}' style="overflow:hidden;padding:0px 3px 0px 3px;vertical-align:bottom;text-align:center;">1.70</td> <td data-sheets-numberformat='{"1":2,"2":"0","3":1}' data-sheets-value='{"1":3,"3":73}' style="overflow:hidden;padding:0px 3px 0px 3px;vertical-align:bottom;text-align:center;">73</td> <td data-sheets-numberformat='{"1":2,"2":"0","3":1}' data-sheets-value='{"1":3,"3":65}' style="overflow:hidden;padding:0px 3px 0px 3px;vertical-align:bottom;text-align:center;">65</td> <td data-sheets-numberformat='{"1":2,"2":"0","3":1}' data-sheets-value='{"1":3,"3":22}' style="border-right:1px solid #000000;overflow:hidden;padding:0px 3px 0px 3px;vertical-align:bottom;text-align:center;">22</td> </tr> <tr style="height:20px;"> <td style="border-left:1px solid #000000;overflow:hidden;padding:0px 3px 0px 3px;vertical-align:bottom;font-weight:bold;"></td> <td data-sheets-value='{"1":2,"2":"Triple-walled"}' style="overflow:hidden;padding:0px 3px 0px 3px;vertical-align:bottom;font-weight:bold;">Triple-walled</td> <td data-sheets-value='{"1":2,"2":"Opal (O/H/O)"}' style="border-right:1px solid #000000;overflow:hidden;padding:0px 3px 0px 3px;vertical-align:bottom;font-weight:bold;">Opal (O/H/O)</td> <td data-sheets-numberformat='{"1":2,"2":"0.00","3":1}' data-sheets-value='{"1":3,"3":1.7}' style="overflow:hidden;padding:0px 3px 0px 3px;vertical-align:bottom;text-align:center;">1.70</td> <td data-sheets-numberformat='{"1":2,"2":"0","3":1}' data-sheets-value='{"1":3,"3":62}' style="overflow:hidden;padding:0px 3px 0px 3px;vertical-align:bottom;text-align:center;">62</td> <td data-sheets-numberformat='{"1":2,"2":"0","3":1}' data-sheets-value='{"1":3,"3":51}' style="overflow:hidden;padding:0px 3px 0px 3px;vertical-align:bottom;text-align:center;">51</td> <td data-sheets-numberformat='{"1":2,"2":"0","3":1}' data-sheets-value='{"1":3,"3":22}' style="border-right:1px solid #000000;overflow:hidden;padding:0px 3px 0px 3px;vertical-align:bottom;text-align:center;">22</td> </tr> <tr style="height:20px;"> <td style="border-left:1px solid #000000;overflow:hidden;padding:0px 3px 0px 3px;vertical-align:bottom;font-weight:bold;"></td> <td data-sheets-value='{"1":2,"2":"Four-walled"}' style="overflow:hidden;padding:0px 3px 0px 3px;vertical-align:bottom;font-weight:bold;">Four-walled</td> <td data-sheets-value='{"1":2,"2":"Clear (H/H/H/H)"}' style="border-right:1px solid #000000;overflow:hidden;padding:0px 3px 0px 3px;vertical-align:bottom;font-weight:bold;">Clear (H/H/H/H)</td> <td data-sheets-numberformat='{"1":2,"2":"0.00","3":1}' data-sheets-value='{"1":3,"3":1.28}' style="overflow:hidden;padding:0px 3px 0px 3px;vertical-align:bottom;text-align:center;">1.28</td> <td data-sheets-numberformat='{"1":2,"2":"0","3":1}' data-sheets-value='{"1":3,"3":64}' style="overflow:hidden;padding:0px 3px 0px 3px;vertical-align:bottom;text-align:center;">64</td> <td data-sheets-numberformat='{"1":2,"2":"0","3":1}' data-sheets-value='{"1":3,"3":54}' style="overflow:hidden;padding:0px 3px 0px 3px;vertical-align:bottom;text-align:center;">54</td> <td data-sheets-numberformat='{"1":2,"2":"0","3":1}' data-sheets-value='{"1":3,"3":23}' style="border-right:1px solid #000000;overflow:hidden;padding:0px 3px 0px 3px;vertical-align:bottom;text-align:center;">23</td> </tr> <tr style="height:20px;"> <td style="border-bottom:1px solid #000000;border-left:1px solid #000000;overflow:hidden;padding:0px 3px 0px 3px;vertical-align:bottom;"></td> <td data-sheets-value='{"1":2,"2":"Four-walled"}' style="border-bottom:1px solid #000000;overflow:hidden;padding:0px 3px 0px 3px;vertical-align:bottom;font-weight:bold;">Four-walled</td> <td data-sheets-value='{"1":2,"2":"Opal (H/H/O/H)"}' style="border-right:1px solid #000000;border-bottom:1px solid #000000;overflow:hidden;padding:0px 3px 0px 3px;vertical-align:bottom;font-weight:bold;">Opal (H/H/O/H)</td> <td data-sheets-numberformat='{"1":2,"2":"0.00","3":1}' data-sheets-value='{"1":3,"3":1.28}' style="border-bottom:1px solid #000000;overflow:hidden;padding:0px 3px 0px 3px;vertical-align:bottom;text-align:center;">1.28</td> <td data-sheets-numberformat='{"1":2,"2":"0","3":1}' data-sheets-value='{"1":3,"3":59}' style="border-bottom:1px solid #000000;overflow:hidden;padding:0px 3px 0px 3px;vertical-align:bottom;text-align:center;">59</td> <td data-sheets-numberformat='{"1":2,"2":"0","3":1}' data-sheets-value='{"1":3,"3":48}' style="border-bottom:1px solid #000000;overflow:hidden;padding:0px 3px 0px 3px;vertical-align:bottom;text-align:center;">48</td> <td data-sheets-numberformat='{"1":2,"2":"0","3":1}' data-sheets-value='{"1":3,"3":23}' style="border-right:1px solid #000000;border-bottom:1px solid #000000;overflow:hidden;padding:0px 3px 0px 3px;vertical-align:bottom;text-align:center;">23</td> </tr> <tr style="height:20px;"> <td data-sheets-value='{"1":2,"2":"Polycarbonate "}' style="border-left:1px solid #000000;overflow:hidden;padding:0px 3px 0px 3px;vertical-align:bottom;font-weight:bold;">Polycarbonate </td> <td data-sheets-value='{"1":2,"2":"Single-walled"}' style="overflow:hidden;padding:0px 3px 0px 3px;vertical-align:bottom;font-weight:bold;">Single-walled</td> <td data-sheets-value='{"1":2,"2":"Clear (A)"}' style="border-right:1px solid #000000;overflow:hidden;padding:0px 3px 0px 3px;vertical-align:bottom;font-weight:bold;">Clear (A)</td> <td data-sheets-numberformat='{"1":2,"2":"0.00","3":1}' data-sheets-value='{"1":3,"3":5.17}' style="overflow:hidden;padding:0px 3px 0px 3px;vertical-align:bottom;text-align:center;">5.17</td> <td data-sheets-numberformat='{"1":2,"2":"0","3":1}' data-sheets-value='{"1":3,"3":88}' style="overflow:hidden;padding:0px 3px 0px 3px;vertical-align:bottom;text-align:center;">88</td> <td data-sheets-numberformat='{"1":2,"2":"0","3":1}' data-sheets-value='{"1":3,"3":83}' style="overflow:hidden;padding:0px 3px 0px 3px;vertical-align:bottom;text-align:center;">83</td> <td data-sheets-numberformat='{"1":2,"2":"0","3":1}' data-sheets-value='{"1":2,"2":"-"}' style="border-right:1px solid #000000;overflow:hidden;padding:0px 3px 0px 3px;vertical-align:bottom;text-align:center;">-</td> </tr> <tr style="height:20px;"> <td data-sheets-value='{"1":2,"2":"PC"}' style="border-left:1px solid #000000;overflow:hidden;padding:0px 3px 0px 3px;vertical-align:bottom;font-weight:bold;">PC</td> <td data-sheets-value='{"1":2,"2":"Single-walled"}' style="overflow:hidden;padding:0px 3px 0px 3px;vertical-align:bottom;font-weight:bold;">Single-walled</td> <td data-sheets-value='{"1":2,"2":"Opal (D)"}' style="border-right:1px solid #000000;overflow:hidden;padding:0px 3px 0px 3px;vertical-align:bottom;font-weight:bold;">Opal (D)</td> <td data-sheets-numberformat='{"1":2,"2":"0.00","3":1}' data-sheets-value='{"1":3,"3":5.17}' style="overflow:hidden;padding:0px 3px 0px 3px;vertical-align:bottom;text-align:center;">5.17</td> <td data-sheets-numberformat='{"1":2,"2":"0","3":1}' data-sheets-value='{"1":3,"3":58}' style="overflow:hidden;padding:0px 3px 0px 3px;vertical-align:bottom;text-align:center;">58</td> <td data-sheets-numberformat='{"1":2,"2":"0","3":1}' data-sheets-value='{"1":3,"3":60}' style="overflow:hidden;padding:0px 3px 0px 3px;vertical-align:bottom;text-align:center;">60</td> <td data-sheets-numberformat='{"1":2,"2":"0","3":1}' data-sheets-value='{"1":2,"2":"-"}' style="border-right:1px solid #000000;overflow:hidden;padding:0px 3px 0px 3px;vertical-align:bottom;text-align:center;">-</td> </tr> <tr style="height:20px;"> <td style="border-left:1px solid #000000;overflow:hidden;padding:0px 3px 0px 3px;vertical-align:bottom;font-weight:bold;"></td> <td data-sheets-value='{"1":2,"2":"Double-walled"}' style="overflow:hidden;padding:0px 3px 0px 3px;vertical-align:bottom;font-weight:bold;">Double-walled</td> <td data-sheets-value='{"1":2,"2":"Clear (A/H)"}' style="border-right:1px solid #000000;overflow:hidden;padding:0px 3px 0px 3px;vertical-align:bottom;font-weight:bold;">Clear (A/H)</td> <td data-sheets-numberformat='{"1":2,"2":"0.00","3":1}' data-sheets-value='{"1":3,"3":2.9}' style="overflow:hidden;padding:0px 3px 0px 3px;vertical-align:bottom;text-align:center;">2.90</td> <td data-sheets-numberformat='{"1":2,"2":"0","3":1}' data-sheets-value='{"1":3,"3":79}' style="overflow:hidden;padding:0px 3px 0px 3px;vertical-align:bottom;text-align:center;">79</td> <td data-sheets-numberformat='{"1":2,"2":"0","3":1}' data-sheets-value='{"1":3,"3":72}' style="overflow:hidden;padding:0px 3px 0px 3px;vertical-align:bottom;text-align:center;">72</td> <td data-sheets-numberformat='{"1":2,"2":"0","3":1}' data-sheets-value='{"1":3,"3":20}' style="border-right:1px solid #000000;overflow:hidden;padding:0px 3px 0px 3px;vertical-align:bottom;text-align:center;">20</td> </tr> <tr style="height:20px;"> <td style="border-left:1px solid #000000;overflow:hidden;padding:0px 3px 0px 3px;vertical-align:bottom;font-weight:bold;"></td> <td data-sheets-value='{"1":2,"2":"Double-walled"}' style="overflow:hidden;padding:0px 3px 0px 3px;vertical-align:bottom;font-weight:bold;">Double-walled</td> <td data-sheets-value='{"1":2,"2":"Clear (A/A)"}' style="border-right:1px solid #000000;overflow:hidden;padding:0px 3px 0px 3px;vertical-align:bottom;font-weight:bold;">Clear (A/A)</td> <td data-sheets-numberformat='{"1":2,"2":"0.00","3":1}' data-sheets-value='{"1":3,"3":2.9}' style="overflow:hidden;padding:0px 3px 0px 3px;vertical-align:bottom;text-align:center;">2.90</td> <td data-sheets-numberformat='{"1":2,"2":"0","3":1}' data-sheets-value='{"1":3,"3":77}' style="overflow:hidden;padding:0px 3px 0px 3px;vertical-align:bottom;text-align:center;">77</td> <td data-sheets-numberformat='{"1":2,"2":"0","3":1}' data-sheets-value='{"1":3,"3":69}' style="overflow:hidden;padding:0px 3px 0px 3px;vertical-align:bottom;text-align:center;">69</td> <td data-sheets-numberformat='{"1":2,"2":"0","3":1}' data-sheets-value='{"1":3,"3":20}' style="border-right:1px solid #000000;overflow:hidden;padding:0px 3px 0px 3px;vertical-align:bottom;text-align:center;">20</td> </tr> <tr style="height:20px;"> <td style="border-left:1px solid #000000;overflow:hidden;padding:0px 3px 0px 3px;vertical-align:bottom;font-weight:bold;"></td> <td data-sheets-value='{"1":2,"2":"Double-walled"}' style="overflow:hidden;padding:0px 3px 0px 3px;vertical-align:bottom;font-weight:bold;">Double-walled</td> <td data-sheets-value='{"1":2,"2":"Opal (A/O)"}' style="border-right:1px solid #000000;overflow:hidden;padding:0px 3px 0px 3px;vertical-align:bottom;font-weight:bold;">Opal (A/O)</td> <td data-sheets-numberformat='{"1":2,"2":"0.00","3":1}' data-sheets-value='{"1":3,"3":2.9}' style="overflow:hidden;padding:0px 3px 0px 3px;vertical-align:bottom;text-align:center;">2.90</td> <td data-sheets-numberformat='{"1":2,"2":"0","3":1}' data-sheets-value='{"1":3,"3":73}' style="overflow:hidden;padding:0px 3px 0px 3px;vertical-align:bottom;text-align:center;">73</td> <td data-sheets-numberformat='{"1":2,"2":"0","3":1}' data-sheets-value='{"1":3,"3":63}' style="overflow:hidden;padding:0px 3px 0px 3px;vertical-align:bottom;text-align:center;">63</td> <td data-sheets-numberformat='{"1":2,"2":"0","3":1}' data-sheets-value='{"1":3,"3":20}' style="border-right:1px solid #000000;overflow:hidden;padding:0px 3px 0px 3px;vertical-align:bottom;text-align:center;">20</td> </tr> <tr style="height:20px;"> <td style="border-left:1px solid #000000;overflow:hidden;padding:0px 3px 0px 3px;vertical-align:bottom;font-weight:bold;"></td> <td data-sheets-value='{"1":2,"2":"Double-walled"}' style="overflow:hidden;padding:0px 3px 0px 3px;vertical-align:bottom;font-weight:bold;">Double-walled</td> <td data-sheets-value='{"1":2,"2":"Opal (A/D)"}' style="border-right:1px solid #000000;overflow:hidden;padding:0px 3px 0px 3px;vertical-align:bottom;font-weight:bold;">Opal (A/D)</td> <td data-sheets-numberformat='{"1":2,"2":"0.00","3":1}' data-sheets-value='{"1":3,"3":2.9}' style="overflow:hidden;padding:0px 3px 0px 3px;vertical-align:bottom;text-align:center;">2.90</td> <td data-sheets-numberformat='{"1":2,"2":"0","3":1}' data-sheets-value='{"1":3,"3":51}' style="overflow:hidden;padding:0px 3px 0px 3px;vertical-align:bottom;text-align:center;">51</td> <td data-sheets-numberformat='{"1":2,"2":"0","3":1}' data-sheets-value='{"1":3,"3":50}' style="overflow:hidden;padding:0px 3px 0px 3px;vertical-align:bottom;text-align:center;">50</td> <td data-sheets-numberformat='{"1":2,"2":"0","3":1}' data-sheets-value='{"1":3,"3":20}' style="border-right:1px solid #000000;overflow:hidden;padding:0px 3px 0px 3px;vertical-align:bottom;text-align:center;">20</td> </tr> <tr style="height:20px;"> <td style="border-left:1px solid #000000;overflow:hidden;padding:0px 3px 0px 3px;vertical-align:bottom;font-weight:bold;"></td> <td data-sheets-value='{"1":2,"2":"Triple-walled"}' style="overflow:hidden;padding:0px 3px 0px 3px;vertical-align:bottom;font-weight:bold;">Triple-walled</td> <td data-sheets-value='{"1":2,"2":"Clear (A/H/H)"}' style="border-right:1px solid #000000;overflow:hidden;padding:0px 3px 0px 3px;vertical-align:bottom;font-weight:bold;">Clear (A/H/H)</td> <td data-sheets-numberformat='{"1":2,"2":"0.00","3":1}' data-sheets-value='{"1":3,"3":1.7}' style="overflow:hidden;padding:0px 3px 0px 3px;vertical-align:bottom;text-align:center;">1.70</td> <td data-sheets-numberformat='{"1":2,"2":"0","3":1}' data-sheets-value='{"1":3,"3":71}' style="overflow:hidden;padding:0px 3px 0px 3px;vertical-align:bottom;text-align:center;">71</td> <td data-sheets-numberformat='{"1":2,"2":"0","3":1}' data-sheets-value='{"1":3,"3":63}' style="overflow:hidden;padding:0px 3px 0px 3px;vertical-align:bottom;text-align:center;">63</td> <td data-sheets-numberformat='{"1":2,"2":"0","3":1}' data-sheets-value='{"1":3,"3":22}' style="border-right:1px solid #000000;overflow:hidden;padding:0px 3px 0px 3px;vertical-align:bottom;text-align:center;">22</td> </tr> <tr style="height:20px;"> <td style="border-left:1px solid #000000;overflow:hidden;padding:0px 3px 0px 3px;vertical-align:bottom;font-weight:bold;"></td> <td data-sheets-value='{"1":2,"2":"Triple-walled"}' style="overflow:hidden;padding:0px 3px 0px 3px;vertical-align:bottom;font-weight:bold;">Triple-walled</td> <td data-sheets-value='{"1":2,"2":"Opal (A/O/O)"}' style="border-right:1px solid #000000;overflow:hidden;padding:0px 3px 0px 3px;vertical-align:bottom;font-weight:bold;">Opal (A/O/O)</td> <td data-sheets-numberformat='{"1":2,"2":"0.00","3":1}' data-sheets-value='{"1":3,"3":1.7}' style="overflow:hidden;padding:0px 3px 0px 3px;vertical-align:bottom;text-align:center;">1.70</td> <td data-sheets-numberformat='{"1":2,"2":"0","3":1}' data-sheets-value='{"1":3,"3":61}' style="overflow:hidden;padding:0px 3px 0px 3px;vertical-align:bottom;text-align:center;">61</td> <td data-sheets-numberformat='{"1":2,"2":"0","3":1}' data-sheets-value='{"1":3,"3":48}' style="overflow:hidden;padding:0px 3px 0px 3px;vertical-align:bottom;text-align:center;">48</td> <td data-sheets-numberformat='{"1":2,"2":"0","3":1}' data-sheets-value='{"1":3,"3":22}' style="border-right:1px solid #000000;overflow:hidden;padding:0px 3px 0px 3px;vertical-align:bottom;text-align:center;">22</td> </tr> <tr style="height:20px;"> <td style="border-left:1px solid #000000;overflow:hidden;padding:0px 3px 0px 3px;vertical-align:bottom;font-weight:bold;"></td> <td data-sheets-value='{"1":2,"2":"Four-walled"}' style="overflow:hidden;padding:0px 3px 0px 3px;vertical-align:bottom;font-weight:bold;">Four-walled</td> <td data-sheets-value='{"1":2,"2":"Clear (A/H/H/H)"}' style="border-right:1px solid #000000;overflow:hidden;padding:0px 3px 0px 3px;vertical-align:bottom;font-weight:bold;">Clear (A/H/H/H)</td> <td data-sheets-numberformat='{"1":2,"2":"0.00","3":1}' data-sheets-value='{"1":3,"3":1.28}' style="overflow:hidden;padding:0px 3px 0px 3px;vertical-align:bottom;text-align:center;">1.28</td> <td data-sheets-numberformat='{"1":2,"2":"0","3":1}' data-sheets-value='{"1":3,"3":64}' style="overflow:hidden;padding:0px 3px 0px 3px;vertical-align:bottom;text-align:center;">64</td> <td data-sheets-numberformat='{"1":2,"2":"0","3":1}' data-sheets-value='{"1":3,"3":52}' style="overflow:hidden;padding:0px 3px 0px 3px;vertical-align:bottom;text-align:center;">52</td> <td data-sheets-numberformat='{"1":2,"2":"0","3":1}' data-sheets-value='{"1":3,"3":23}' style="border-right:1px solid #000000;overflow:hidden;padding:0px 3px 0px 3px;vertical-align:bottom;text-align:center;">23</td> </tr> <tr style="height:20px;"> <td style="border-bottom:1px solid #000000;border-left:1px solid #000000;overflow:hidden;padding:0px 3px 0px 3px;vertical-align:bottom;"></td> <td data-sheets-value='{"1":2,"2":"Four-walled"}' style="border-bottom:1px solid #000000;overflow:hidden;padding:0px 3px 0px 3px;vertical-align:bottom;font-weight:bold;">Four-walled</td> <td data-sheets-value='{"1":2,"2":"Opal (A/H/O/H)"}' style="border-right:1px solid #000000;border-bottom:1px solid #000000;overflow:hidden;padding:0px 3px 0px 3px;vertical-align:bottom;font-weight:bold;">Opal (A/H/O/H)</td> <td data-sheets-numberformat='{"1":2,"2":"0.00","3":1}' data-sheets-value='{"1":3,"3":1.28}' style="border-bottom:1px solid #000000;overflow:hidden;padding:0px 3px 0px 3px;vertical-align:bottom;text-align:center;">1.28</td> <td data-sheets-numberformat='{"1":2,"2":"0","3":1}' data-sheets-value='{"1":3,"3":59}' style="border-bottom:1px solid #000000;overflow:hidden;padding:0px 3px 0px 3px;vertical-align:bottom;text-align:center;">59</td> <td data-sheets-numberformat='{"1":2,"2":"0","3":1}' data-sheets-value='{"1":3,"3":46}' style="border-bottom:1px solid #000000;overflow:hidden;padding:0px 3px 0px 3px;vertical-align:bottom;text-align:center;">46</td> <td data-sheets-numberformat='{"1":2,"2":"0","3":1}' data-sheets-value='{"1":3,"3":23}' style="border-right:1px solid #000000;border-bottom:1px solid #000000;overflow:hidden;padding:0px 3px 0px 3px;vertical-align:bottom;text-align:center;">23</td> </tr> <tr style="height:20px;"> <td data-sheets-value='{"1":2,"2":"Polycarbonate"}' style="border-left:1px solid #000000;overflow:hidden;padding:0px 3px 0px 3px;vertical-align:bottom;font-weight:bold;">Polycarbonate</td> <td data-sheets-value='{"1":2,"2":"Single-walled"}' style="overflow:hidden;padding:0px 3px 0px 3px;vertical-align:bottom;font-weight:bold;">Single-walled</td> <td data-sheets-value='{"1":2,"2":"Heatstop Opal (T)"}' style="border-right:1px solid #000000;overflow:hidden;padding:0px 3px 0px 3px;vertical-align:bottom;font-weight:bold;">Heatstop Opal (T)</td> <td data-sheets-numberformat='{"1":2,"2":"0.00","3":1}' data-sheets-value='{"1":3,"3":5.17}' style="overflow:hidden;padding:0px 3px 0px 3px;vertical-align:bottom;text-align:center;">5.17</td> <td data-sheets-numberformat='{"1":2,"2":"0","3":1}' data-sheets-value='{"1":3,"3":49}' style="overflow:hidden;padding:0px 3px 0px 3px;vertical-align:bottom;text-align:center;">49</td> <td data-sheets-numberformat='{"1":2,"2":"0","3":1}' data-sheets-value='{"1":3,"3":59}' style="overflow:hidden;padding:0px 3px 0px 3px;vertical-align:bottom;text-align:center;">59</td> <td data-sheets-numberformat='{"1":2,"2":"0","3":1}' data-sheets-value='{"1":2,"2":"-"}' style="border-right:1px solid #000000;overflow:hidden;padding:0px 3px 0px 3px;vertical-align:bottom;text-align:center;">-</td> </tr> <tr style="height:20px;"> <td data-sheets-value='{"1":2,"2":"Heatstop PC"}' style="border-left:1px solid #000000;overflow:hidden;padding:0px 3px 0px 3px;vertical-align:bottom;font-weight:bold;">Heatstop PC</td> <td data-sheets-value='{"1":2,"2":"Double-walled"}' style="overflow:hidden;padding:0px 3px 0px 3px;vertical-align:bottom;font-weight:bold;">Double-walled</td> <td data-sheets-value='{"1":2,"2":"Clear (T/H)"}' style="border-right:1px solid #000000;overflow:hidden;padding:0px 3px 0px 3px;vertical-align:bottom;font-weight:bold;">Clear (T/H)</td> <td data-sheets-numberformat='{"1":2,"2":"0.00","3":1}' data-sheets-value='{"1":3,"3":2.9}' style="overflow:hidden;padding:0px 3px 0px 3px;vertical-align:bottom;text-align:center;">2.90</td> <td data-sheets-numberformat='{"1":2,"2":"0","3":1}' data-sheets-value='{"1":3,"3":44}' style="overflow:hidden;padding:0px 3px 0px 3px;vertical-align:bottom;text-align:center;">44</td> <td data-sheets-numberformat='{"1":2,"2":"0","3":1}' data-sheets-value='{"1":3,"3":51}' style="overflow:hidden;padding:0px 3px 0px 3px;vertical-align:bottom;text-align:center;">51</td> <td data-sheets-numberformat='{"1":2,"2":"0","3":1}' data-sheets-value='{"1":3,"3":20}' style="border-right:1px solid #000000;overflow:hidden;padding:0px 3px 0px 3px;vertical-align:bottom;text-align:center;">20</td> </tr> <tr style="height:20px;"> <td style="border-left:1px solid #000000;overflow:hidden;padding:0px 3px 0px 3px;vertical-align:bottom;font-weight:bold;"></td> <td data-sheets-value='{"1":2,"2":"Double-walled"}' style="overflow:hidden;padding:0px 3px 0px 3px;vertical-align:bottom;font-weight:bold;">Double-walled</td> <td data-sheets-value='{"1":2,"2":"Opal (T/O)"}' style="border-right:1px solid #000000;overflow:hidden;padding:0px 3px 0px 3px;vertical-align:bottom;font-weight:bold;">Opal (T/O)</td> <td data-sheets-numberformat='{"1":2,"2":"0.00","3":1}' data-sheets-value='{"1":3,"3":2.9}' style="overflow:hidden;padding:0px 3px 0px 3px;vertical-align:bottom;text-align:center;">2.90</td> <td data-sheets-numberformat='{"1":2,"2":"0","3":1}' data-sheets-value='{"1":3,"3":41}' style="overflow:hidden;padding:0px 3px 0px 3px;vertical-align:bottom;text-align:center;">41</td> <td data-sheets-numberformat='{"1":2,"2":"0","3":1}' data-sheets-value='{"1":3,"3":45}' style="overflow:hidden;padding:0px 3px 0px 3px;vertical-align:bottom;text-align:center;">45</td> <td data-sheets-numberformat='{"1":2,"2":"0","3":1}' data-sheets-value='{"1":3,"3":20}' style="border-right:1px solid #000000;overflow:hidden;padding:0px 3px 0px 3px;vertical-align:bottom;text-align:center;">20</td> </tr> <tr style="height:20px;"> <td style="border-left:1px solid #000000;overflow:hidden;padding:0px 3px 0px 3px;vertical-align:bottom;font-weight:bold;"></td> <td data-sheets-value='{"1":2,"2":"Triple-walled"}' style="overflow:hidden; | skylux-160-ce-met-koepel-en-pvc-opstand-30-20-met-lm-motor-en-windvang-1550-x-1550-mm | 8586041229645 | 46872375165261
Smoke and heat exhaust (SHEV) | SHE system | Skylux | Skylux 160° CE with skylight and PVC curb 30/20 with LM-actuator and spoiler 1600 x 1600 mm |  | 36359 | 5412970363590 | 5835.85 | Yes | 30-45 | 109.57 | 1600 x 1600 mm | 1600 | 1600 |  | PVC 30/20 (30 cm high & roof opening = 20 cm larger than daylight size) | Square | 5.17 W/m²K - 1.28 W/m²K | 87% - 32% | 90% - 32% | 20dB - 23dB | 160° CE (for industry) | skylight | with spoiler | E | Single actuator | Maximum four-walled skylight possible for this product | Ut-value LT-value g-value Rw-value EN 1873 : 2014 EN ISO 13468 EN 16153 EN 410 EN 410 EN ISO 140-3 Material Walls Shells (W/m²K) (%) (%) (dB) Acrylic Single-walled Clear (H) 5.17 90 87 - PMMA Single-walled Opal (O) 5.17 83 76 - Double-walled Clear (H/H) 2.90 81 75 20 Double-walled Opal (O/O) 2.90 69 58 20 Triple-walled Clear (H/H/H) 1.70 73 65 22 Triple-walled Opal (O/H/O) 1.70 62 51 22 Four-walled Clear (H/H/H/H) 1.28 64 54 23 Four-walled Opal (H/H/O/H) 1.28 59 48 23 Polycarbonate Single-walled Clear (A) 5.17 88 83 - PC Single-walled Opal (D) 5.17 58 60 - Double-walled Clear (A/H) 2.90 79 72 20 Double-walled Clear (A/A) 2.90 77 69 20 Double-walled Opal (A/O) 2.90 73 63 20 Double-walled Opal (A/D) 2.90 51 50 20 Triple-walled Clear (A/H/H) 1.70 71 63 22 Triple-walled Opal (A/O/O) 1.70 61 48 22 Four-walled Clear (A/H/H/H) 1.28 64 52 23 Four-walled Opal (A/H/O/H) 1.28 59 46 23 Polycarbonate Single-walled Heatstop Opal (T) 5.17 49 59 - Heatstop PC Double-walled Clear (T/H) 2.90 44 51 20 Double-walled Opal (T/O) 2.90 41 45 20 Triple-walled Clear (T/H/H) 1.70 40 <td data-sheets-numberformat='{"1":2,"2":"0","3":1}' data-sheets-value='{"1":3,"3":44}' style="overflow:hidden;paddin | https://skylux.eu/en/products/skylux-160-ce-met-koepel-en-pvc-opstand-30-20-met-lm-motor-en-windvang-1600-x-1600-mm | https://skylux.eu/cdn/shop/files/Skylux-160deg-CE-met-koepel-en-pvc-opstand-3020-met-LM-motor-en-windvang-1600-x-1600-mm-RWA-systeem.jpg?v=1702981604&width=1600 | https://skylux.eu/cdn/shop/files/e5a82811-1bb0-48e4-a776-cacb59c7c092_ed2aa3b2-727a-4068-8ae6-8ccfa2a8ec13.jpg?v=1688551412&width=1600 | //skylux.eu/cdn/shop/files/E_MH_Mounting_instructions_Skylux_160_CE_LM.pdf?v=12406716259046007223 | //skylux.eu/cdn/shop/files/E_TD_Technical_File_Skylux_Skylux_160_CE_Electric.pdf?v=3667116872303399239 | <style type="text/css" id="isPasted"> <!--td { border: 1px solid #cccccc; } br { mso-data-placement: same-cell; } --> </style> <table border="1" cellpadding="0" cellspacing="0" dir="ltr" style="table-layout:fixed;font-size:10pt;font-family:Arial;border-collapse:collapse;border:none;"><tbody> <tr style="height:20px;"> <td style="overflow:hidden;padding:0px 3px 0px 3px;vertical-align:bottom;"></td> <td style="overflow:hidden;padding:0px 3px 0px 3px;vertical-align:bottom;"></td> <td style="overflow:hidden;padding:0px 3px 0px 3px;vertical-align:bottom;"></td> <td data-sheets-value='{"1":2,"2":"Ut-value"}' style="overflow:hidden;padding:0px 3px 0px 3px;vertical-align:bottom;font-weight:bold;text-align:center;">Ut-value</td> <td data-sheets-value='{"1":2,"2":"LT-value"}' style="overflow:hidden;padding:0px 3px 0px 3px;vertical-align:bottom;font-weight:bold;text-align:center;">LT-value</td> <td data-sheets-value='{"1":2,"2":"g-value"}' style="overflow:hidden;padding:0px 3px 0px 3px;vertical-align:bottom;font-weight:bold;text-align:center;">g-value</td> <td data-sheets-value='{"1":2,"2":"Rw-value "}' style="overflow:hidden;padding:0px 3px 0px 3px;vertical-align:bottom;font-weight:bold;text-align:center;">Rw-value </td> </tr> <tr style="height:20px;"> <td style="overflow:hidden;padding:0px 3px 0px 3px;vertical-align:bottom;"></td> <td style="overflow:hidden;padding:0px 3px 0px 3px;vertical-align:bottom;"></td> <td style="overflow:hidden;padding:0px 3px 0px 3px;vertical-align:bottom;"></td> <td data-sheets-numberformat='{"1":2,"2":"0.00","3":1}' data-sheets-value='{"1":2,"2":"EN 1873 : 2014"}' style="overflow:hidden;padding:0px 3px 0px 3px;vertical-align:bottom;text-align:center;">EN 1873 : 2014</td> <td data-sheets-numberformat='{"1":2,"2":"0","3":1}' data-sheets-value='{"1":2,"2":"EN ISO 13468 EN 16153 EN 410"}' style="overflow:hidden;padding:0px 3px 0px 3px;vertical-align:bottom;text-align:center;">EN ISO 13468 EN 16153 EN 410</td> <td data-sheets-numberformat='{"1":2,"2":"0","3":1}' data-sheets-value='{"1":2,"2":"EN 410"}' style="overflow:hidden;padding:0px 3px 0px 3px;vertical-align:bottom;text-align:center;">EN 410</td> <td data-sheets-value='{"1":2,"2":"EN ISO 140-3\t\t"}' style="overflow:hidden;padding:0px 3px 0px 3px;vertical-align:bottom;text-align:center;">EN ISO 140-3 </td> </tr> <tr style="height:20px;"> <td data-sheets-value='{"1":2,"2":"Material"}' style="border-bottom:1px solid #000000;overflow:hidden;padding:0px 3px 0px 3px;vertical-align:bottom;background-color:#000000;font-weight:bold;color:#ffffff;">Material</td> <td data-sheets-value='{"1":2,"2":"Walls"}' style="border-bottom:1px solid #000000;overflow:hidden;padding:0px 3px 0px 3px;vertical-align:bottom;background-color:#000000;font-weight:bold;color:#ffffff;">Walls</td> <td data-sheets-value='{"1":2,"2":"Shells"}' style="border-bottom:1px solid #000000;overflow:hidden;padding:0px 3px 0px 3px;vertical-align:bottom;background-color:#000000;font-weight:bold;color:#ffffff;">Shells</td> <td data-sheets-numberformat='{"1":2,"2":"0.00","3":1}' data-sheets-value='{"1":2,"2":"(W/m²K)\t"}' style="border-bottom:1px solid #000000;overflow:hidden;padding:0px 3px 0px 3px;vertical-align:bottom;background-color:#000000;font-weight:bold;color:#ffffff;text-align:center;">(W/m²K) </td> <td data-sheets-numberformat='{"1":2,"2":"0","3":1}' data-sheets-value='{"1":2,"2":"(%)"}' style="border-bottom:1px solid #000000;overflow:hidden;padding:0px 3px 0px 3px;vertical-align:bottom;background-color:#000000;font-weight:bold;color:#ffffff;text-align:center;">(%)</td> <td data-sheets-numberformat='{"1":2,"2":"0","3":1}' data-sheets-value='{"1":2,"2":"(%)"}' style="border-bottom:1px solid #000000;overflow:hidden;padding:0px 3px 0px 3px;vertical-align:bottom;background-color:#000000;font-weight:bold;color:#ffffff;text-align:center;">(%)</td> <td data-sheets-value='{"1":2,"2":"(dB)"}' style="border-bottom:1px solid #000000;overflow:hidden;padding:0px 3px 0px 3px;vertical-align:bottom;background-color:#000000;font-weight:bold;color:#ffffff;text-align:center;">(dB)</td> </tr> <tr style="height:20px;"> <td data-sheets-value='{"1":2,"2":"Acrylic"}' style="border-left:1px solid #000000;overflow:hidden;padding:0px 3px 0px 3px;vertical-align:bottom;font-weight:bold;">Acrylic</td> <td data-sheets-value='{"1":2,"2":"Single-walled"}' style="overflow:hidden;padding:0px 3px 0px 3px;vertical-align:bottom;font-weight:bold;">Single-walled</td> <td data-sheets-value='{"1":2,"2":"Clear (H)"}' style="border-right:1px solid #000000;overflow:hidden;padding:0px 3px 0px 3px;vertical-align:bottom;font-weight:bold;">Clear (H)</td> <td data-sheets-numberformat='{"1":2,"2":"0.00","3":1}' data-sheets-value='{"1":3,"3":5.17}' style="overflow:hidden;padding:0px 3px 0px 3px;vertical-align:bottom;text-align:center;">5.17</td> <td data-sheets-numberformat='{"1":2,"2":"0","3":1}' data-sheets-value='{"1":3,"3":90}' style="overflow:hidden;padding:0px 3px 0px 3px;vertical-align:bottom;text-align:center;">90</td> <td data-sheets-numberformat='{"1":2,"2":"0","3":1}' data-sheets-value='{"1":3,"3":87}' style="overflow:hidden;padding:0px 3px 0px 3px;vertical-align:bottom;text-align:center;">87</td> <td data-sheets-numberformat='{"1":2,"2":"0","3":1}' data-sheets-value='{"1":2,"2":"-"}' style="border-right:1px solid #000000;overflow:hidden;padding:0px 3px 0px 3px;vertical-align:bottom;text-align:center;">-</td> </tr> <tr style="height:20px;"> <td data-sheets-value='{"1":2,"2":"PMMA"}' style="border-left:1px solid #000000;overflow:hidden;padding:0px 3px 0px 3px;vertical-align:bottom;font-weight:bold;">PMMA</td> <td data-sheets-value='{"1":2,"2":"Single-walled"}' style="overflow:hidden;padding:0px 3px 0px 3px;vertical-align:bottom;font-weight:bold;">Single-walled</td> <td data-sheets-value='{"1":2,"2":"Opal (O)"}' style="border-right:1px solid #000000;overflow:hidden;padding:0px 3px 0px 3px;vertical-align:bottom;font-weight:bold;">Opal (O)</td> <td data-sheets-numberformat='{"1":2,"2":"0.00","3":1}' data-sheets-value='{"1":3,"3":5.17}' style="overflow:hidden;padding:0px 3px 0px 3px;vertical-align:bottom;text-align:center;">5.17</td> <td data-sheets-numberformat='{"1":2,"2":"0","3":1}' data-sheets-value='{"1":3,"3":83}' style="overflow:hidden;padding:0px 3px 0px 3px;vertical-align:bottom;text-align:center;">83</td> <td data-sheets-numberformat='{"1":2,"2":"0","3":1}' data-sheets-value='{"1":3,"3":76}' style="overflow:hidden;padding:0px 3px 0px 3px;vertical-align:bottom;text-align:center;">76</td> <td data-sheets-numberformat='{"1":2,"2":"0","3":1}' data-sheets-value='{"1":2,"2":"-"}' style="border-right:1px solid #000000;overflow:hidden;padding:0px 3px 0px 3px;vertical-align:bottom;text-align:center;">-</td> </tr> <tr style="height:20px;"> <td style="border-left:1px solid #000000;overflow:hidden;padding:0px 3px 0px 3px;vertical-align:bottom;font-weight:bold;"></td> <td data-sheets-value='{"1":2,"2":"Double-walled"}' style="overflow:hidden;padding:0px 3px 0px 3px;vertical-align:bottom;font-weight:bold;">Double-walled</td> <td data-sheets-value='{"1":2,"2":"Clear (H/H)"}' style="border-right:1px solid #000000;overflow:hidden;padding:0px 3px 0px 3px;vertical-align:bottom;font-weight:bold;">Clear (H/H)</td> <td data-sheets-numberformat='{"1":2,"2":"0.00","3":1}' data-sheets-value='{"1":3,"3":2.9}' style="overflow:hidden;padding:0px 3px 0px 3px;vertical-align:bottom;text-align:center;">2.90</td> <td data-sheets-numberformat='{"1":2,"2":"0","3":1}' data-sheets-value='{"1":3,"3":81}' style="overflow:hidden;padding:0px 3px 0px 3px;vertical-align:bottom;text-align:center;">81</td> <td data-sheets-numberformat='{"1":2,"2":"0","3":1}' data-sheets-value='{"1":3,"3":75}' style="overflow:hidden;padding:0px 3px 0px 3px;vertical-align:bottom;text-align:center;">75</td> <td data-sheets-numberformat='{"1":2,"2":"0","3":1}' data-sheets-value='{"1":3,"3":20}' style="border-right:1px solid #000000;overflow:hidden;padding:0px 3px 0px 3px;vertical-align:bottom;text-align:center;">20</td> </tr> <tr style="height:20px;"> <td style="border-left:1px solid #000000;overflow:hidden;padding:0px 3px 0px 3px;vertical-align:bottom;font-weight:bold;"></td> <td data-sheets-value='{"1":2,"2":"Double-walled"}' style="overflow:hidden;padding:0px 3px 0px 3px;vertical-align:bottom;font-weight:bold;">Double-walled</td> <td data-sheets-value='{"1":2,"2":"Opal (O/O)"}' style="border-right:1px solid #000000;overflow:hidden;padding:0px 3px 0px 3px;vertical-align:bottom;font-weight:bold;">Opal (O/O)</td> <td data-sheets-numberformat='{"1":2,"2":"0.00","3":1}' data-sheets-value='{"1":3,"3":2.9}' style="overflow:hidden;padding:0px 3px 0px 3px;vertical-align:bottom;text-align:center;">2.90</td> <td data-sheets-numberformat='{"1":2,"2":"0","3":1}' data-sheets-value='{"1":3,"3":69}' style="overflow:hidden;padding:0px 3px 0px 3px;vertical-align:bottom;text-align:center;">69</td> <td data-sheets-numberformat='{"1":2,"2":"0","3":1}' data-sheets-value='{"1":3,"3":58}' style="overflow:hidden;padding:0px 3px 0px 3px;vertical-align:bottom;text-align:center;">58</td> <td data-sheets-numberformat='{"1":2,"2":"0","3":1}' data-sheets-value='{"1":3,"3":20}' style="border-right:1px solid #000000;overflow:hidden;padding:0px 3px 0px 3px;vertical-align:bottom;text-align:center;">20</td> </tr> <tr style="height:20px;"> <td style="border-left:1px solid #000000;overflow:hidden;padding:0px 3px 0px 3px;vertical-align:bottom;font-weight:bold;"></td> <td data-sheets-value='{"1":2,"2":"Triple-walled"}' style="overflow:hidden;padding:0px 3px 0px 3px;vertical-align:bottom;font-weight:bold;">Triple-walled</td> <td data-sheets-value='{"1":2,"2":"Clear (H/H/H)"}' style="border-right:1px solid #000000;overflow:hidden;padding:0px 3px 0px 3px;vertical-align:bottom;font-weight:bold;">Clear (H/H/H)</td> <td data-sheets-numberformat='{"1":2,"2":"0.00","3":1}' data-sheets-value='{"1":3,"3":1.7}' style="overflow:hidden;padding:0px 3px 0px 3px;vertical-align:bottom;text-align:center;">1.70</td> <td data-sheets-numberformat='{"1":2,"2":"0","3":1}' data-sheets-value='{"1":3,"3":73}' style="overflow:hidden;padding:0px 3px 0px 3px;vertical-align:bottom;text-align:center;">73</td> <td data-sheets-numberformat='{"1":2,"2":"0","3":1}' data-sheets-value='{"1":3,"3":65}' style="overflow:hidden;padding:0px 3px 0px 3px;vertical-align:bottom;text-align:center;">65</td> <td data-sheets-numberformat='{"1":2,"2":"0","3":1}' data-sheets-value='{"1":3,"3":22}' style="border-right:1px solid #000000;overflow:hidden;padding:0px 3px 0px 3px;vertical-align:bottom;text-align:center;">22</td> </tr> <tr style="height:20px;"> <td style="border-left:1px solid #000000;overflow:hidden;padding:0px 3px 0px 3px;vertical-align:bottom;font-weight:bold;"></td> <td data-sheets-value='{"1":2,"2":"Triple-walled"}' style="overflow:hidden;padding:0px 3px 0px 3px;vertical-align:bottom;font-weight:bold;">Triple-walled</td> <td data-sheets-value='{"1":2,"2":"Opal (O/H/O)"}' style="border-right:1px solid #000000;overflow:hidden;padding:0px 3px 0px 3px;vertical-align:bottom;font-weight:bold;">Opal (O/H/O)</td> <td data-sheets-numberformat='{"1":2,"2":"0.00","3":1}' data-sheets-value='{"1":3,"3":1.7}' style="overflow:hidden;padding:0px 3px 0px 3px;vertical-align:bottom;text-align:center;">1.70</td> <td data-sheets-numberformat='{"1":2,"2":"0","3":1}' data-sheets-value='{"1":3,"3":62}' style="overflow:hidden;padding:0px 3px 0px 3px;vertical-align:bottom;text-align:center;">62</td> <td data-sheets-numberformat='{"1":2,"2":"0","3":1}' data-sheets-value='{"1":3,"3":51}' style="overflow:hidden;padding:0px 3px 0px 3px;vertical-align:bottom;text-align:center;">51</td> <td data-sheets-numberformat='{"1":2,"2":"0","3":1}' data-sheets-value='{"1":3,"3":22}' style="border-right:1px solid #000000;overflow:hidden;padding:0px 3px 0px 3px;vertical-align:bottom;text-align:center;">22</td> </tr> <tr style="height:20px;"> <td style="border-left:1px solid #000000;overflow:hidden;padding:0px 3px 0px 3px;vertical-align:bottom;font-weight:bold;"></td> <td data-sheets-value='{"1":2,"2":"Four-walled"}' style="overflow:hidden;padding:0px 3px 0px 3px;vertical-align:bottom;font-weight:bold;">Four-walled</td> <td data-sheets-value='{"1":2,"2":"Clear (H/H/H/H)"}' style="border-right:1px solid #000000;overflow:hidden;padding:0px 3px 0px 3px;vertical-align:bottom;font-weight:bold;">Clear (H/H/H/H)</td> <td data-sheets-numberformat='{"1":2,"2":"0.00","3":1}' data-sheets-value='{"1":3,"3":1.28}' style="overflow:hidden;padding:0px 3px 0px 3px;vertical-align:bottom;text-align:center;">1.28</td> <td data-sheets-numberformat='{"1":2,"2":"0","3":1}' data-sheets-value='{"1":3,"3":64}' style="overflow:hidden;padding:0px 3px 0px 3px;vertical-align:bottom;text-align:center;">64</td> <td data-sheets-numberformat='{"1":2,"2":"0","3":1}' data-sheets-value='{"1":3,"3":54}' style="overflow:hidden;padding:0px 3px 0px 3px;vertical-align:bottom;text-align:center;">54</td> <td data-sheets-numberformat='{"1":2,"2":"0","3":1}' data-sheets-value='{"1":3,"3":23}' style="border-right:1px solid #000000;overflow:hidden;padding:0px 3px 0px 3px;vertical-align:bottom;text-align:center;">23</td> </tr> <tr style="height:20px;"> <td style="border-bottom:1px solid #000000;border-left:1px solid #000000;overflow:hidden;padding:0px 3px 0px 3px;vertical-align:bottom;"></td> <td data-sheets-value='{"1":2,"2":"Four-walled"}' style="border-bottom:1px solid #000000;overflow:hidden;padding:0px 3px 0px 3px;vertical-align:bottom;font-weight:bold;">Four-walled</td> <td data-sheets-value='{"1":2,"2":"Opal (H/H/O/H)"}' style="border-right:1px solid #000000;border-bottom:1px solid #000000;overflow:hidden;padding:0px 3px 0px 3px;vertical-align:bottom;font-weight:bold;">Opal (H/H/O/H)</td> <td data-sheets-numberformat='{"1":2,"2":"0.00","3":1}' data-sheets-value='{"1":3,"3":1.28}' style="border-bottom:1px solid #000000;overflow:hidden;padding:0px 3px 0px 3px;vertical-align:bottom;text-align:center;">1.28</td> <td data-sheets-numberformat='{"1":2,"2":"0","3":1}' data-sheets-value='{"1":3,"3":59}' style="border-bottom:1px solid #000000;overflow:hidden;padding:0px 3px 0px 3px;vertical-align:bottom;text-align:center;">59</td> <td data-sheets-numberformat='{"1":2,"2":"0","3":1}' data-sheets-value='{"1":3,"3":48}' style="border-bottom:1px solid #000000;overflow:hidden;padding:0px 3px 0px 3px;vertical-align:bottom;text-align:center;">48</td> <td data-sheets-numberformat='{"1":2,"2":"0","3":1}' data-sheets-value='{"1":3,"3":23}' style="border-right:1px solid #000000;border-bottom:1px solid #000000;overflow:hidden;padding:0px 3px 0px 3px;vertical-align:bottom;text-align:center;">23</td> </tr> <tr style="height:20px;"> <td data-sheets-value='{"1":2,"2":"Polycarbonate "}' style="border-left:1px solid #000000;overflow:hidden;padding:0px 3px 0px 3px;vertical-align:bottom;font-weight:bold;">Polycarbonate </td> <td data-sheets-value='{"1":2,"2":"Single-walled"}' style="overflow:hidden;padding:0px 3px 0px 3px;vertical-align:bottom;font-weight:bold;">Single-walled</td> <td data-sheets-value='{"1":2,"2":"Clear (A)"}' style="border-right:1px solid #000000;overflow:hidden;padding:0px 3px 0px 3px;vertical-align:bottom;font-weight:bold;">Clear (A)</td> <td data-sheets-numberformat='{"1":2,"2":"0.00","3":1}' data-sheets-value='{"1":3,"3":5.17}' style="overflow:hidden;padding:0px 3px 0px 3px;vertical-align:bottom;text-align:center;">5.17</td> <td data-sheets-numberformat='{"1":2,"2":"0","3":1}' data-sheets-value='{"1":3,"3":88}' style="overflow:hidden;padding:0px 3px 0px 3px;vertical-align:bottom;text-align:center;">88</td> <td data-sheets-numberformat='{"1":2,"2":"0","3":1}' data-sheets-value='{"1":3,"3":83}' style="overflow:hidden;padding:0px 3px 0px 3px;vertical-align:bottom;text-align:center;">83</td> <td data-sheets-numberformat='{"1":2,"2":"0","3":1}' data-sheets-value='{"1":2,"2":"-"}' style="border-right:1px solid #000000;overflow:hidden;padding:0px 3px 0px 3px;vertical-align:bottom;text-align:center;">-</td> </tr> <tr style="height:20px;"> <td data-sheets-value='{"1":2,"2":"PC"}' style="border-left:1px solid #000000;overflow:hidden;padding:0px 3px 0px 3px;vertical-align:bottom;font-weight:bold;">PC</td> <td data-sheets-value='{"1":2,"2":"Single-walled"}' style="overflow:hidden;padding:0px 3px 0px 3px;vertical-align:bottom;font-weight:bold;">Single-walled</td> <td data-sheets-value='{"1":2,"2":"Opal (D)"}' style="border-right:1px solid #000000;overflow:hidden;padding:0px 3px 0px 3px;vertical-align:bottom;font-weight:bold;">Opal (D)</td> <td data-sheets-numberformat='{"1":2,"2":"0.00","3":1}' data-sheets-value='{"1":3,"3":5.17}' style="overflow:hidden;padding:0px 3px 0px 3px;vertical-align:bottom;text-align:center;">5.17</td> <td data-sheets-numberformat='{"1":2,"2":"0","3":1}' data-sheets-value='{"1":3,"3":58}' style="overflow:hidden;padding:0px 3px 0px 3px;vertical-align:bottom;text-align:center;">58</td> <td data-sheets-numberformat='{"1":2,"2":"0","3":1}' data-sheets-value='{"1":3,"3":60}' style="overflow:hidden;padding:0px 3px 0px 3px;vertical-align:bottom;text-align:center;">60</td> <td data-sheets-numberformat='{"1":2,"2":"0","3":1}' data-sheets-value='{"1":2,"2":"-"}' style="border-right:1px solid #000000;overflow:hidden;padding:0px 3px 0px 3px;vertical-align:bottom;text-align:center;">-</td> </tr> <tr style="height:20px;"> <td style="border-left:1px solid #000000;overflow:hidden;padding:0px 3px 0px 3px;vertical-align:bottom;font-weight:bold;"></td> <td data-sheets-value='{"1":2,"2":"Double-walled"}' style="overflow:hidden;padding:0px 3px 0px 3px;vertical-align:bottom;font-weight:bold;">Double-walled</td> <td data-sheets-value='{"1":2,"2":"Clear (A/H)"}' style="border-right:1px solid #000000;overflow:hidden;padding:0px 3px 0px 3px;vertical-align:bottom;font-weight:bold;">Clear (A/H)</td> <td data-sheets-numberformat='{"1":2,"2":"0.00","3":1}' data-sheets-value='{"1":3,"3":2.9}' style="overflow:hidden;padding:0px 3px 0px 3px;vertical-align:bottom;text-align:center;">2.90</td> <td data-sheets-numberformat='{"1":2,"2":"0","3":1}' data-sheets-value='{"1":3,"3":79}' style="overflow:hidden;padding:0px 3px 0px 3px;vertical-align:bottom;text-align:center;">79</td> <td data-sheets-numberformat='{"1":2,"2":"0","3":1}' data-sheets-value='{"1":3,"3":72}' style="overflow:hidden;padding:0px 3px 0px 3px;vertical-align:bottom;text-align:center;">72</td> <td data-sheets-numberformat='{"1":2,"2":"0","3":1}' data-sheets-value='{"1":3,"3":20}' style="border-right:1px solid #000000;overflow:hidden;padding:0px 3px 0px 3px;vertical-align:bottom;text-align:center;">20</td> </tr> <tr style="height:20px;"> <td style="border-left:1px solid #000000;overflow:hidden;padding:0px 3px 0px 3px;vertical-align:bottom;font-weight:bold;"></td> <td data-sheets-value='{"1":2,"2":"Double-walled"}' style="overflow:hidden;padding:0px 3px 0px 3px;vertical-align:bottom;font-weight:bold;">Double-walled</td> <td data-sheets-value='{"1":2,"2":"Clear (A/A)"}' style="border-right:1px solid #000000;overflow:hidden;padding:0px 3px 0px 3px;vertical-align:bottom;font-weight:bold;">Clear (A/A)</td> <td data-sheets-numberformat='{"1":2,"2":"0.00","3":1}' data-sheets-value='{"1":3,"3":2.9}' style="overflow:hidden;padding:0px 3px 0px 3px;vertical-align:bottom;text-align:center;">2.90</td> <td data-sheets-numberformat='{"1":2,"2":"0","3":1}' data-sheets-value='{"1":3,"3":77}' style="overflow:hidden;padding:0px 3px 0px 3px;vertical-align:bottom;text-align:center;">77</td> <td data-sheets-numberformat='{"1":2,"2":"0","3":1}' data-sheets-value='{"1":3,"3":69}' style="overflow:hidden;padding:0px 3px 0px 3px;vertical-align:bottom;text-align:center;">69</td> <td data-sheets-numberformat='{"1":2,"2":"0","3":1}' data-sheets-value='{"1":3,"3":20}' style="border-right:1px solid #000000;overflow:hidden;padding:0px 3px 0px 3px;vertical-align:bottom;text-align:center;">20</td> </tr> <tr style="height:20px;"> <td style="border-left:1px solid #000000;overflow:hidden;padding:0px 3px 0px 3px;vertical-align:bottom;font-weight:bold;"></td> <td data-sheets-value='{"1":2,"2":"Double-walled"}' style="overflow:hidden;padding:0px 3px 0px 3px;vertical-align:bottom;font-weight:bold;">Double-walled</td> <td data-sheets-value='{"1":2,"2":"Opal (A/O)"}' style="border-right:1px solid #000000;overflow:hidden;padding:0px 3px 0px 3px;vertical-align:bottom;font-weight:bold;">Opal (A/O)</td> <td data-sheets-numberformat='{"1":2,"2":"0.00","3":1}' data-sheets-value='{"1":3,"3":2.9}' style="overflow:hidden;padding:0px 3px 0px 3px;vertical-align:bottom;text-align:center;">2.90</td> <td data-sheets-numberformat='{"1":2,"2":"0","3":1}' data-sheets-value='{"1":3,"3":73}' style="overflow:hidden;padding:0px 3px 0px 3px;vertical-align:bottom;text-align:center;">73</td> <td data-sheets-numberformat='{"1":2,"2":"0","3":1}' data-sheets-value='{"1":3,"3":63}' style="overflow:hidden;padding:0px 3px 0px 3px;vertical-align:bottom;text-align:center;">63</td> <td data-sheets-numberformat='{"1":2,"2":"0","3":1}' data-sheets-value='{"1":3,"3":20}' style="border-right:1px solid #000000;overflow:hidden;padding:0px 3px 0px 3px;vertical-align:bottom;text-align:center;">20</td> </tr> <tr style="height:20px;"> <td style="border-left:1px solid #000000;overflow:hidden;padding:0px 3px 0px 3px;vertical-align:bottom;font-weight:bold;"></td> <td data-sheets-value='{"1":2,"2":"Double-walled"}' style="overflow:hidden;padding:0px 3px 0px 3px;vertical-align:bottom;font-weight:bold;">Double-walled</td> <td data-sheets-value='{"1":2,"2":"Opal (A/D)"}' style="border-right:1px solid #000000;overflow:hidden;padding:0px 3px 0px 3px;vertical-align:bottom;font-weight:bold;">Opal (A/D)</td> <td data-sheets-numberformat='{"1":2,"2":"0.00","3":1}' data-sheets-value='{"1":3,"3":2.9}' style="overflow:hidden;padding:0px 3px 0px 3px;vertical-align:bottom;text-align:center;">2.90</td> <td data-sheets-numberformat='{"1":2,"2":"0","3":1}' data-sheets-value='{"1":3,"3":51}' style="overflow:hidden;padding:0px 3px 0px 3px;vertical-align:bottom;text-align:center;">51</td> <td data-sheets-numberformat='{"1":2,"2":"0","3":1}' data-sheets-value='{"1":3,"3":50}' style="overflow:hidden;padding:0px 3px 0px 3px;vertical-align:bottom;text-align:center;">50</td> <td data-sheets-numberformat='{"1":2,"2":"0","3":1}' data-sheets-value='{"1":3,"3":20}' style="border-right:1px solid #000000;overflow:hidden;padding:0px 3px 0px 3px;vertical-align:bottom;text-align:center;">20</td> </tr> <tr style="height:20px;"> <td style="border-left:1px solid #000000;overflow:hidden;padding:0px 3px 0px 3px;vertical-align:bottom;font-weight:bold;"></td> <td data-sheets-value='{"1":2,"2":"Triple-walled"}' style="overflow:hidden;padding:0px 3px 0px 3px;vertical-align:bottom;font-weight:bold;">Triple-walled</td> <td data-sheets-value='{"1":2,"2":"Clear (A/H/H)"}' style="border-right:1px solid #000000;overflow:hidden;padding:0px 3px 0px 3px;vertical-align:bottom;font-weight:bold;">Clear (A/H/H)</td> <td data-sheets-numberformat='{"1":2,"2":"0.00","3":1}' data-sheets-value='{"1":3,"3":1.7}' style="overflow:hidden;padding:0px 3px 0px 3px;vertical-align:bottom;text-align:center;">1.70</td> <td data-sheets-numberformat='{"1":2,"2":"0","3":1}' data-sheets-value='{"1":3,"3":71}' style="overflow:hidden;padding:0px 3px 0px 3px;vertical-align:bottom;text-align:center;">71</td> <td data-sheets-numberformat='{"1":2,"2":"0","3":1}' data-sheets-value='{"1":3,"3":63}' style="overflow:hidden;padding:0px 3px 0px 3px;vertical-align:bottom;text-align:center;">63</td> <td data-sheets-numberformat='{"1":2,"2":"0","3":1}' data-sheets-value='{"1":3,"3":22}' style="border-right:1px solid #000000;overflow:hidden;padding:0px 3px 0px 3px;vertical-align:bottom;text-align:center;">22</td> </tr> <tr style="height:20px;"> <td style="border-left:1px solid #000000;overflow:hidden;padding:0px 3px 0px 3px;vertical-align:bottom;font-weight:bold;"></td> <td data-sheets-value='{"1":2,"2":"Triple-walled"}' style="overflow:hidden;padding:0px 3px 0px 3px;vertical-align:bottom;font-weight:bold;">Triple-walled</td> <td data-sheets-value='{"1":2,"2":"Opal (A/O/O)"}' style="border-right:1px solid #000000;overflow:hidden;padding:0px 3px 0px 3px;vertical-align:bottom;font-weight:bold;">Opal (A/O/O)</td> <td data-sheets-numberformat='{"1":2,"2":"0.00","3":1}' data-sheets-value='{"1":3,"3":1.7}' style="overflow:hidden;padding:0px 3px 0px 3px;vertical-align:bottom;text-align:center;">1.70</td> <td data-sheets-numberformat='{"1":2,"2":"0","3":1}' data-sheets-value='{"1":3,"3":61}' style="overflow:hidden;padding:0px 3px 0px 3px;vertical-align:bottom;text-align:center;">61</td> <td data-sheets-numberformat='{"1":2,"2":"0","3":1}' data-sheets-value='{"1":3,"3":48}' style="overflow:hidden;padding:0px 3px 0px 3px;vertical-align:bottom;text-align:center;">48</td> <td data-sheets-numberformat='{"1":2,"2":"0","3":1}' data-sheets-value='{"1":3,"3":22}' style="border-right:1px solid #000000;overflow:hidden;padding:0px 3px 0px 3px;vertical-align:bottom;text-align:center;">22</td> </tr> <tr style="height:20px;"> <td style="border-left:1px solid #000000;overflow:hidden;padding:0px 3px 0px 3px;vertical-align:bottom;font-weight:bold;"></td> <td data-sheets-value='{"1":2,"2":"Four-walled"}' style="overflow:hidden;padding:0px 3px 0px 3px;vertical-align:bottom;font-weight:bold;">Four-walled</td> <td data-sheets-value='{"1":2,"2":"Clear (A/H/H/H)"}' style="border-right:1px solid #000000;overflow:hidden;padding:0px 3px 0px 3px;vertical-align:bottom;font-weight:bold;">Clear (A/H/H/H)</td> <td data-sheets-numberformat='{"1":2,"2":"0.00","3":1}' data-sheets-value='{"1":3,"3":1.28}' style="overflow:hidden;padding:0px 3px 0px 3px;vertical-align:bottom;text-align:center;">1.28</td> <td data-sheets-numberformat='{"1":2,"2":"0","3":1}' data-sheets-value='{"1":3,"3":64}' style="overflow:hidden;padding:0px 3px 0px 3px;vertical-align:bottom;text-align:center;">64</td> <td data-sheets-numberformat='{"1":2,"2":"0","3":1}' data-sheets-value='{"1":3,"3":52}' style="overflow:hidden;padding:0px 3px 0px 3px;vertical-align:bottom;text-align:center;">52</td> <td data-sheets-numberformat='{"1":2,"2":"0","3":1}' data-sheets-value='{"1":3,"3":23}' style="border-right:1px solid #000000;overflow:hidden;padding:0px 3px 0px 3px;vertical-align:bottom;text-align:center;">23</td> </tr> <tr style="height:20px;"> <td style="border-bottom:1px solid #000000;border-left:1px solid #000000;overflow:hidden;padding:0px 3px 0px 3px;vertical-align:bottom;"></td> <td data-sheets-value='{"1":2,"2":"Four-walled"}' style="border-bottom:1px solid #000000;overflow:hidden;padding:0px 3px 0px 3px;vertical-align:bottom;font-weight:bold;">Four-walled</td> <td data-sheets-value='{"1":2,"2":"Opal (A/H/O/H)"}' style="border-right:1px solid #000000;border-bottom:1px solid #000000;overflow:hidden;padding:0px 3px 0px 3px;vertical-align:bottom;font-weight:bold;">Opal (A/H/O/H)</td> <td data-sheets-numberformat='{"1":2,"2":"0.00","3":1}' data-sheets-value='{"1":3,"3":1.28}' style="border-bottom:1px solid #000000;overflow:hidden;padding:0px 3px 0px 3px;vertical-align:bottom;text-align:center;">1.28</td> <td data-sheets-numberformat='{"1":2,"2":"0","3":1}' data-sheets-value='{"1":3,"3":59}' style="border-bottom:1px solid #000000;overflow:hidden;padding:0px 3px 0px 3px;vertical-align:bottom;text-align:center;">59</td> <td data-sheets-numberformat='{"1":2,"2":"0","3":1}' data-sheets-value='{"1":3,"3":46}' style="border-bottom:1px solid #000000;overflow:hidden;padding:0px 3px 0px 3px;vertical-align:bottom;text-align:center;">46</td> <td data-sheets-numberformat='{"1":2,"2":"0","3":1}' data-sheets-value='{"1":3,"3":23}' style="border-right:1px solid #000000;border-bottom:1px solid #000000;overflow:hidden;padding:0px 3px 0px 3px;vertical-align:bottom;text-align:center;">23</td> </tr> <tr style="height:20px;"> <td data-sheets-value='{"1":2,"2":"Polycarbonate"}' style="border-left:1px solid #000000;overflow:hidden;padding:0px 3px 0px 3px;vertical-align:bottom;font-weight:bold;">Polycarbonate</td> <td data-sheets-value='{"1":2,"2":"Single-walled"}' style="overflow:hidden;padding:0px 3px 0px 3px;vertical-align:bottom;font-weight:bold;">Single-walled</td> <td data-sheets-value='{"1":2,"2":"Heatstop Opal (T)"}' style="border-right:1px solid #000000;overflow:hidden;padding:0px 3px 0px 3px;vertical-align:bottom;font-weight:bold;">Heatstop Opal (T)</td> <td data-sheets-numberformat='{"1":2,"2":"0.00","3":1}' data-sheets-value='{"1":3,"3":5.17}' style="overflow:hidden;padding:0px 3px 0px 3px;vertical-align:bottom;text-align:center;">5.17</td> <td data-sheets-numberformat='{"1":2,"2":"0","3":1}' data-sheets-value='{"1":3,"3":49}' style="overflow:hidden;padding:0px 3px 0px 3px;vertical-align:bottom;text-align:center;">49</td> <td data-sheets-numberformat='{"1":2,"2":"0","3":1}' data-sheets-value='{"1":3,"3":59}' style="overflow:hidden;padding:0px 3px 0px 3px;vertical-align:bottom;text-align:center;">59</td> <td data-sheets-numberformat='{"1":2,"2":"0","3":1}' data-sheets-value='{"1":2,"2":"-"}' style="border-right:1px solid #000000;overflow:hidden;padding:0px 3px 0px 3px;vertical-align:bottom;text-align:center;">-</td> </tr> <tr style="height:20px;"> <td data-sheets-value='{"1":2,"2":"Heatstop PC"}' style="border-left:1px solid #000000;overflow:hidden;padding:0px 3px 0px 3px;vertical-align:bottom;font-weight:bold;">Heatstop PC</td> <td data-sheets-value='{"1":2,"2":"Double-walled"}' style="overflow:hidden;padding:0px 3px 0px 3px;vertical-align:bottom;font-weight:bold;">Double-walled</td> <td data-sheets-value='{"1":2,"2":"Clear (T/H)"}' style="border-right:1px solid #000000;overflow:hidden;padding:0px 3px 0px 3px;vertical-align:bottom;font-weight:bold;">Clear (T/H)</td> <td data-sheets-numberformat='{"1":2,"2":"0.00","3":1}' data-sheets-value='{"1":3,"3":2.9}' style="overflow:hidden;padding:0px 3px 0px 3px;vertical-align:bottom;text-align:center;">2.90</td> <td data-sheets-numberformat='{"1":2,"2":"0","3":1}' data-sheets-value='{"1":3,"3":44}' style="overflow:hidden;padding:0px 3px 0px 3px;vertical-align:bottom;text-align:center;">44</td> <td data-sheets-numberformat='{"1":2,"2":"0","3":1}' data-sheets-value='{"1":3,"3":51}' style="overflow:hidden;padding:0px 3px 0px 3px;vertical-align:bottom;text-align:center;">51</td> <td data-sheets-numberformat='{"1":2,"2":"0","3":1}' data-sheets-value='{"1":3,"3":20}' style="border-right:1px solid #000000;overflow:hidden;padding:0px 3px 0px 3px;vertical-align:bottom;text-align:center;">20</td> </tr> <tr style="height:20px;"> <td style="border-left:1px solid #000000;overflow:hidden;padding:0px 3px 0px 3px;vertical-align:bottom;font-weight:bold;"></td> <td data-sheets-value='{"1":2,"2":"Double-walled"}' style="overflow:hidden;padding:0px 3px 0px 3px;vertical-align:bottom;font-weight:bold;">Double-walled</td> <td data-sheets-value='{"1":2,"2":"Opal (T/O)"}' style="border-right:1px solid #000000;overflow:hidden;padding:0px 3px 0px 3px;vertical-align:bottom;font-weight:bold;">Opal (T/O)</td> <td data-sheets-numberformat='{"1":2,"2":"0.00","3":1}' data-sheets-value='{"1":3,"3":2.9}' style="overflow:hidden;padding:0px 3px 0px 3px;vertical-align:bottom;text-align:center;">2.90</td> <td data-sheets-numberformat='{"1":2,"2":"0","3":1}' data-sheets-value='{"1":3,"3":41}' style="overflow:hidden;padding:0px 3px 0px 3px;vertical-align:bottom;text-align:center;">41</td> <td data-sheets-numberformat='{"1":2,"2":"0","3":1}' data-sheets-value='{"1":3,"3":45}' style="overflow:hidden;padding:0px 3px 0px 3px;vertical-align:bottom;text-align:center;">45</td> <td data-sheets-numberformat='{"1":2,"2":"0","3":1}' data-sheets-value='{"1":3,"3":20}' style="border-right:1px solid #000000;overflow:hidden;padding:0px 3px 0px 3px;vertical-align:bottom;text-align:center;">20</td> </tr> <tr style="height:20px;"> <td style="border-left:1px solid #000000;overflow:hidden;padding:0px 3px 0px 3px;vertical-align:bottom;font-weight:bold;"></td> <td data-sheets-value='{"1":2,"2":"Triple-walled"}' style="overflow:hidden; | skylux-160-ce-met-koepel-en-pvc-opstand-30-20-met-lm-motor-en-windvang-1600-x-1600-mm | 8586041262413 | 46872375198029
Smoke and heat exhaust (SHEV) | SHE system | Skylux | Skylux 160° CE with skylight and PVC curb 30/20 with LM-actuator, PVC frame type EP25 and spoiler 0700 x 1000 mm |  | 50454 | 5412970504542 | 4213.25 | Yes | 30-45 | 71.06 | 700 x 1000 mm | 1000 | 700 |  | PVC 30/20 (30 cm high & roof opening = 20 cm larger than daylight size) | Rectangular | 1.19 W/m²K - 0.98 W/m²K | 57% - 30% | 37% - 17% | 24dB - 26dB | 160° CE (for industry) | PVC frame EP25 | with spoiler | E | Single actuator | Maximum double-walled skylight possible for this product | Ut-value LT-value g-value Rw-value EN 1873 : 2014 EN ISO 13468 EN 16153 EN 410 EN 410 EN ISO 140-3 Material Walls Shells (W/m²K) (%) (%) (dB) Acrylic EW Clear (H) 1.19 37 57 24 PMMA Opal (O) 1.19 34 50 24 DW Clear (H/H) 0.98 33 50 26 Opal (O/O) 0.98 28 38 26 Polycarbonate EW Clear (A) 1.19 36 55 24 PC Opal (D) 1.19 24 40 24 DW Clear (A/H) 0.98 32 48 26 Clear (A/A) 0.98 32 46 26 Opal (A/O) 0.98 30 42 26 Opal (A/D) 0.98 21 33 26 Polycarbonate EW Heatstop Opal (T) 1.19 20 39 24 Heatstop PC DW Clear (T/H) 0.98 18 34 26 Opal (T/O) 0.98 17 30 26 | https://skylux.eu/en/products/skylux-160-ce-met-koepel-en-pvc-opstand-30-20-met-lm-motor-pvc-raam-type-ep25-en-windvang-0700-x-1000-mm | https://skylux.eu/cdn/shop/files/Skylux-160deg-CE-met-koepel-en-pvc-opstand-3020-met-LM-motor-pvc-raam-type-EP25-en-windvang-0700-x-1000-mm-RWA-systeem.jpg?v=1702980910&width=1600 | https://skylux.eu/cdn/shop/files/e5a82811-1bb0-48e4-a776-cacb59c7c092_00b91f69-7409-4a2d-b1aa-f55b1dfaa0db.jpg?v=1688551242&width=1600 | //skylux.eu/cdn/shop/files/E_MH_Mounting_instructions_Skylux_160_CE_LM.pdf?v=12406716259046007223 | //skylux.eu/cdn/shop/files/E_TD_Technical_File_Skylux_Skylux_160_CE_Electric.pdf?v=3667116872303399239 | <style type="text/css" id="isPasted"><!--td {border: 1px solid #cccccc;}br {mso-data-placement:same-cell;}--></style><table border="1" cellpadding="0" cellspacing="0" dir="ltr" style="table-layout:fixed;font-size:10pt;font-family:Arial;border-collapse:collapse;border:none;"><tbody> <tr style="height:20px;"> <td style="overflow:hidden;padding:0px 3px 0px 3px;vertical-align:bottom;"></td> <td style="overflow:hidden;padding:0px 3px 0px 3px;vertical-align:bottom;"></td> <td style="overflow:hidden;padding:0px 3px 0px 3px;vertical-align:bottom;"></td> <td data-sheets-value='{"1":2,"2":"Ut-value"}' style="overflow:hidden;padding:0px 3px 0px 3px;vertical-align:bottom;font-weight:bold;text-align:center;">Ut-value</td> <td data-sheets-value='{"1":2,"2":"LT-value"}' style="overflow:hidden;padding:0px 3px 0px 3px;vertical-align:bottom;font-weight:bold;text-align:center;">LT-value</td> <td data-sheets-value='{"1":2,"2":"g-value"}' style="overflow:hidden;padding:0px 3px 0px 3px;vertical-align:bottom;font-weight:bold;text-align:center;">g-value</td> <td data-sheets-value='{"1":2,"2":"Rw-value "}' style="overflow:hidden;padding:0px 3px 0px 3px;vertical-align:bottom;font-weight:bold;text-align:center;">Rw-value </td> </tr> <tr style="height:20px;"> <td style="overflow:hidden;padding:0px 3px 0px 3px;vertical-align:bottom;"></td> <td style="overflow:hidden;padding:0px 3px 0px 3px;vertical-align:bottom;"></td> <td style="overflow:hidden;padding:0px 3px 0px 3px;vertical-align:bottom;"></td> <td data-sheets-numberformat='{"1":2,"2":"0.00","3":1}' data-sheets-value='{"1":2,"2":"EN 1873 : 2014"}' style="overflow:hidden;padding:0px 3px 0px 3px;vertical-align:bottom;text-align:center;">EN 1873 : 2014</td> <td data-sheets-numberformat='{"1":2,"2":"0","3":1}' data-sheets-value='{"1":2,"2":"EN ISO 13468 EN 16153 EN 410"}' style="overflow:hidden;padding:0px 3px 0px 3px;vertical-align:bottom;text-align:center;">EN ISO 13468 EN 16153 EN 410</td> <td data-sheets-numberformat='{"1":2,"2":"0","3":1}' data-sheets-value='{"1":2,"2":"EN 410"}' style="overflow:hidden;padding:0px 3px 0px 3px;vertical-align:bottom;text-align:center;">EN 410</td> <td data-sheets-value='{"1":2,"2":"EN ISO 140-3\t\t"}' style="overflow:hidden;padding:0px 3px 0px 3px;vertical-align:bottom;text-align:center;">EN ISO 140-3 </td> </tr> <tr style="height:20px;"> <td data-sheets-value='{"1":2,"2":"Material"}' style="border-bottom:1px solid #000000;overflow:hidden;padding:0px 3px 0px 3px;vertical-align:bottom;background-color:#000000;font-weight:bold;color:#ffffff;">Material</td> <td data-sheets-value='{"1":2,"2":"Walls"}' style="border-bottom:1px solid #000000;overflow:hidden;padding:0px 3px 0px 3px;vertical-align:bottom;background-color:#000000;font-weight:bold;color:#ffffff;">Walls</td> <td data-sheets-value='{"1":2,"2":"Shells"}' style="border-bottom:1px solid #000000;overflow:hidden;padding:0px 3px 0px 3px;vertical-align:bottom;background-color:#000000;font-weight:bold;color:#ffffff;">Shells</td> <td data-sheets-numberformat='{"1":2,"2":"0.00","3":1}' data-sheets-value='{"1":2,"2":"(W/m²K)\t"}' style="border-bottom:1px solid #000000;overflow:hidden;padding:0px 3px 0px 3px;vertical-align:bottom;background-color:#000000;font-weight:bold;color:#ffffff;text-align:center;">(W/m²K) </td> <td data-sheets-numberformat='{"1":2,"2":"0","3":1}' data-sheets-value='{"1":2,"2":"(%)"}' style="border-bottom:1px solid #000000;overflow:hidden;padding:0px 3px 0px 3px;vertical-align:bottom;background-color:#000000;font-weight:bold;color:#ffffff;text-align:center;">(%)</td> <td data-sheets-numberformat='{"1":2,"2":"0","3":1}' data-sheets-value='{"1":2,"2":"(%)"}' style="border-bottom:1px solid #000000;overflow:hidden;padding:0px 3px 0px 3px;vertical-align:bottom;background-color:#000000;font-weight:bold;color:#ffffff;text-align:center;">(%)</td> <td data-sheets-value='{"1":2,"2":"(dB)"}' style="border-bottom:1px solid #000000;overflow:hidden;padding:0px 3px 0px 3px;vertical-align:bottom;background-color:#000000;font-weight:bold;color:#ffffff;text-align:center;">(dB)</td> </tr> <tr style="height:20px;"> <td data-sheets-value='{"1":2,"2":"Acrylic"}' style="border-left:1px solid #000000;overflow:hidden;padding:0px 3px 0px 3px;vertical-align:bottom;">Acrylic</td> <td data-sheets-value='{"1":2,"2":"EW"}' style="overflow:hidden;padding:0px 3px 0px 3px;vertical-align:bottom;">EW</td> <td data-sheets-value='{"1":2,"2":"Clear (H)"}' style="overflow:hidden;padding:0px 3px 0px 3px;vertical-align:bottom;">Clear (H)</td> <td data-sheets-numberformat='{"1":2,"2":"0.00","3":1}' data-sheets-value='{"1":3,"3":1.19}' style="overflow:hidden;padding:0px 3px 0px 3px;vertical-align:bottom;text-align:center;">1.19</td> <td data-sheets-numberformat='{"1":2,"2":"0","3":1}' data-sheets-value='{"1":3,"3":36.9}' style="overflow:hidden;padding:0px 3px 0px 3px;vertical-align:bottom;text-align:center;">37</td> <td data-sheets-numberformat='{"1":2,"2":"0","3":1}' data-sheets-value='{"1":3,"3":57.42}' style="overflow:hidden;padding:0px 3px 0px 3px;vertical-align:bottom;text-align:center;">57</td> <td data-sheets-value='{"1":3,"3":24}' style="border-right:1px solid #000000;overflow:hidden;padding:0px 3px 0px 3px;vertical-align:bottom;text-align:center;">24</td> </tr> <tr style="height:20px;"> <td data-sheets-value='{"1":2,"2":"PMMA"}' style="border-left:1px solid #000000;overflow:hidden;padding:0px 3px 0px 3px;vertical-align:bottom;">PMMA</td> <td style="overflow:hidden;padding:0px 3px 0px 3px;vertical-align:bottom;"></td> <td data-sheets-value='{"1":2,"2":"Opal (O)"}' style="overflow:hidden;padding:0px 3px 0px 3px;vertical-align:bottom;">Opal (O)</td> <td data-sheets-numberformat='{"1":2,"2":"0.00","3":1}' data-sheets-value='{"1":3,"3":1.19}' style="overflow:hidden;padding:0px 3px 0px 3px;vertical-align:bottom;text-align:center;">1.19</td> <td data-sheets-numberformat='{"1":2,"2":"0","3":1}' data-sheets-value='{"1":3,"3":34.03}' style="overflow:hidden;padding:0px 3px 0px 3px;vertical-align:bottom;text-align:center;">34</td> <td data-sheets-numberformat='{"1":2,"2":"0","3":1}' data-sheets-value='{"1":3,"3":50.160000000000004}' style="overflow:hidden;padding:0px 3px 0px 3px;vertical-align:bottom;text-align:center;">50</td> <td data-sheets-value='{"1":3,"3":24}' style="border-right:1px solid #000000;overflow:hidden;padding:0px 3px 0px 3px;vertical-align:bottom;text-align:center;">24</td> </tr> <tr style="height:20px;"> <td style="border-left:1px solid #000000;overflow:hidden;padding:0px 3px 0px 3px;vertical-align:bottom;"></td> <td data-sheets-value='{"1":2,"2":"DW"}' style="overflow:hidden;padding:0px 3px 0px 3px;vertical-align:bottom;">DW</td> <td data-sheets-value='{"1":2,"2":"Clear (H/H)"}' style="overflow:hidden;padding:0px 3px 0px 3px;vertical-align:bottom;">Clear (H/H)</td> <td data-sheets-numberformat='{"1":2,"2":"0.00","3":1}' data-sheets-value='{"1":3,"3":0.98}' style="overflow:hidden;padding:0px 3px 0px 3px;vertical-align:bottom;text-align:center;">0.98</td> <td data-sheets-numberformat='{"1":2,"2":"0","3":1}' data-sheets-value='{"1":3,"3":33.21}' style="overflow:hidden;padding:0px 3px 0px 3px;vertical-align:bottom;text-align:center;">33</td> <td data-sheets-numberformat='{"1":2,"2":"0","3":1}' data-sheets-value='{"1":3,"3":49.5}' style="overflow:hidden;padding:0px 3px 0px 3px;vertical-align:bottom;text-align:center;">50</td> <td data-sheets-value='{"1":3,"3":26}' style="border-right:1px solid #000000;overflow:hidden;padding:0px 3px 0px 3px;vertical-align:bottom;text-align:center;">26</td> </tr> <tr style="height:20px;"> <td style="border-bottom:1px solid #000000;border-left:1px solid #000000;overflow:hidden;padding:0px 3px 0px 3px;vertical-align:bottom;"></td> <td style="border-bottom:1px solid #000000;overflow:hidden;padding:0px 3px 0px 3px;vertical-align:bottom;"></td> <td data-sheets-value='{"1":2,"2":"Opal (O/O)"}' style="border-bottom:1px solid #000000;overflow:hidden;padding:0px 3px 0px 3px;vertical-align:bottom;">Opal (O/O)</td> <td data-sheets-numberformat='{"1":2,"2":"0.00","3":1}' data-sheets-value='{"1":3,"3":0.98}' style="border-bottom:1px solid #000000;overflow:hidden;padding:0px 3px 0px 3px;vertical-align:bottom;text-align:center;">0.98</td> <td data-sheets-numberformat='{"1":2,"2":"0","3":1}' data-sheets-value='{"1":3,"3":28.29}' style="border-bottom:1px solid #000000;overflow:hidden;padding:0px 3px 0px 3px;vertical-align:bottom;text-align:center;">28</td> <td data-sheets-numberformat='{"1":2,"2":"0","3":1}' data-sheets-value='{"1":3,"3":38.28}' style="border-bottom:1px solid #000000;overflow:hidden;padding:0px 3px 0px 3px;vertical-align:bottom;text-align:center;">38</td> <td data-sheets-value='{"1":3,"3":26}' style="border-right:1px solid #000000;border-bottom:1px solid #000000;overflow:hidden;padding:0px 3px 0px 3px;vertical-align:bottom;text-align:center;">26</td> </tr> <tr style="height:20px;"> <td data-sheets-value='{"1":2,"2":"Polycarbonate "}' style="border-left:1px solid #000000;overflow:hidden;padding:0px 3px 0px 3px;vertical-align:bottom;">Polycarbonate </td> <td data-sheets-value='{"1":2,"2":"EW"}' style="overflow:hidden;padding:0px 3px 0px 3px;vertical-align:bottom;">EW</td> <td data-sheets-value='{"1":2,"2":"Clear (A)"}' style="overflow:hidden;padding:0px 3px 0px 3px;vertical-align:bottom;">Clear (A)</td> <td data-sheets-numberformat='{"1":2,"2":"0.00","3":1}' data-sheets-value='{"1":3,"3":1.19}' style="overflow:hidden;padding:0px 3px 0px 3px;vertical-align:bottom;text-align:center;">1.19</td> <td data-sheets-numberformat='{"1":2,"2":"0","3":1}' data-sheets-value='{"1":3,"3":36.08}' style="overflow:hidden;padding:0px 3px 0px 3px;vertical-align:bottom;text-align:center;">36</td> <td data-sheets-numberformat='{"1":2,"2":"0","3":1}' data-sheets-value='{"1":3,"3":54.78}' style="overflow:hidden;padding:0px 3px 0px 3px;vertical-align:bottom;text-align:center;">55</td> <td data-sheets-value='{"1":3,"3":24}' style="border-right:1px solid #000000;overflow:hidden;padding:0px 3px 0px 3px;vertical-align:bottom;text-align:center;">24</td> </tr> <tr style="height:20px;"> <td data-sheets-value='{"1":2,"2":"PC"}' style="border-left:1px solid #000000;overflow:hidden;padding:0px 3px 0px 3px;vertical-align:bottom;">PC</td> <td style="overflow:hidden;padding:0px 3px 0px 3px;vertical-align:bottom;"></td> <td data-sheets-value='{"1":2,"2":"Opal (D)"}' style="overflow:hidden;padding:0px 3px 0px 3px;vertical-align:bottom;">Opal (D)</td> <td data-sheets-numberformat='{"1":2,"2":"0.00","3":1}' data-sheets-value='{"1":3,"3":1.19}' style="overflow:hidden;padding:0px 3px 0px 3px;vertical-align:bottom;text-align:center;">1.19</td> <td data-sheets-numberformat='{"1":2,"2":"0","3":1}' data-sheets-value='{"1":3,"3":23.779999999999998}' style="overflow:hidden;padding:0px 3px 0px 3px;vertical-align:bottom;text-align:center;">24</td> <td data-sheets-numberformat='{"1":2,"2":"0","3":1}' data-sheets-value='{"1":3,"3":39.6}' style="overflow:hidden;padding:0px 3px 0px 3px;vertical-align:bottom;text-align:center;">40</td> <td data-sheets-value='{"1":3,"3":24}' style="border-right:1px solid #000000;overflow:hidden;padding:0px 3px 0px 3px;vertical-align:bottom;text-align:center;">24</td> </tr> <tr style="height:20px;"> <td style="border-left:1px solid #000000;overflow:hidden;padding:0px 3px 0px 3px;vertical-align:bottom;"></td> <td data-sheets-value='{"1":2,"2":"DW"}' style="overflow:hidden;padding:0px 3px 0px 3px;vertical-align:bottom;">DW</td> <td data-sheets-value='{"1":2,"2":"Clear (A/H)"}' style="overflow:hidden;padding:0px 3px 0px 3px;vertical-align:bottom;">Clear (A/H)</td> <td data-sheets-numberformat='{"1":2,"2":"0.00","3":1}' data-sheets-value='{"1":3,"3":0.98}' style="overflow:hidden;padding:0px 3px 0px 3px;vertical-align:bottom;text-align:center;">0.98</td> <td data-sheets-numberformat='{"1":2,"2":"0","3":1}' data-sheets-value='{"1":3,"3":32.39}' style="overflow:hidden;padding:0px 3px 0px 3px;vertical-align:bottom;text-align:center;">32</td> <td data-sheets-numberformat='{"1":2,"2":"0","3":1}' data-sheets-value='{"1":3,"3":47.52}' style="overflow:hidden;padding:0px 3px 0px 3px;vertical-align:bottom;text-align:center;">48</td> <td data-sheets-value='{"1":3,"3":26}' style="border-right:1px solid #000000;overflow:hidden;padding:0px 3px 0px 3px;vertical-align:bottom;text-align:center;">26</td> </tr> <tr style="height:20px;"> <td style="border-left:1px solid #000000;overflow:hidden;padding:0px 3px 0px 3px;vertical-align:bottom;"></td> <td style="overflow:hidden;padding:0px 3px 0px 3px;vertical-align:bottom;"></td> <td data-sheets-value='{"1":2,"2":"Clear (A/A)"}' style="overflow:hidden;padding:0px 3px 0px 3px;vertical-align:bottom;">Clear (A/A)</td> <td data-sheets-numberformat='{"1":2,"2":"0.00","3":1}' data-sheets-value='{"1":3,"3":0.98}' style="overflow:hidden;padding:0px 3px 0px 3px;vertical-align:bottom;text-align:center;">0.98</td> <td data-sheets-numberformat='{"1":2,"2":"0","3":1}' data-sheets-value='{"1":3,"3":31.569999999999997}' style="overflow:hidden;padding:0px 3px 0px 3px;vertical-align:bottom;text-align:center;">32</td> <td data-sheets-numberformat='{"1":2,"2":"0","3":1}' data-sheets-value='{"1":3,"3":45.54}' style="overflow:hidden;padding:0px 3px 0px 3px;vertical-align:bottom;text-align:center;">46</td> <td data-sheets-value='{"1":3,"3":26}' style="border-right:1px solid #000000;overflow:hidden;padding:0px 3px 0px 3px;vertical-align:bottom;text-align:center;">26</td> </tr> <tr style="height:20px;"> <td style="border-left:1px solid #000000;overflow:hidden;padding:0px 3px 0px 3px;vertical-align:bottom;"></td> <td style="overflow:hidden;padding:0px 3px 0px 3px;vertical-align:bottom;"></td> <td data-sheets-value='{"1":2,"2":"Opal (A/O)"}' style="overflow:hidden;padding:0px 3px 0px 3px;vertical-align:bottom;">Opal (A/O)</td> <td data-sheets-numberformat='{"1":2,"2":"0.00","3":1}' data-sheets-value='{"1":3,"3":0.98}' style="overflow:hidden;padding:0px 3px 0px 3px;vertical-align:bottom;text-align:center;">0.98</td> <td data-sheets-numberformat='{"1":2,"2":"0","3":1}' data-sheets-value='{"1":3,"3":29.93}' style="overflow:hidden;padding:0px 3px 0px 3px;vertical-align:bottom;text-align:center;">30</td> <td data-sheets-numberformat='{"1":2,"2":"0","3":1}' data-sheets-value='{"1":3,"3":41.580000000000005}' style="overflow:hidden;padding:0px 3px 0px 3px;vertical-align:bottom;text-align:center;">42</td> <td data-sheets-value='{"1":3,"3":26}' style="border-right:1px solid #000000;overflow:hidden;padding:0px 3px 0px 3px;vertical-align:bottom;text-align:center;">26</td> </tr> <tr style="height:20px;"> <td style="border-bottom:1px solid #000000;border-left:1px solid #000000;overflow:hidden;padding:0px 3px 0px 3px;vertical-align:bottom;"></td> <td style="border-bottom:1px solid #000000;overflow:hidden;padding:0px 3px 0px 3px;vertical-align:bottom;"></td> <td data-sheets-value='{"1":2,"2":"Opal (A/D)"}' style="border-bottom:1px solid #000000;overflow:hidden;padding:0px 3px 0px 3px;vertical-align:bottom;">Opal (A/D)</td> <td data-sheets-numberformat='{"1":2,"2":"0.00","3":1}' data-sheets-value='{"1":3,"3":0.98}' style="border-bottom:1px solid #000000;overflow:hidden;padding:0px 3px 0px 3px;vertical-align:bottom;text-align:center;">0.98</td> <td data-sheets-numberformat='{"1":2,"2":"0","3":1}' data-sheets-value='{"1":3,"3":20.91}' style="border-bottom:1px solid #000000;overflow:hidden;padding:0px 3px 0px 3px;vertical-align:bottom;text-align:center;">21</td> <td data-sheets-numberformat='{"1":2,"2":"0","3":1}' data-sheets-value='{"1":3,"3":33}' style="border-bottom:1px solid #000000;overflow:hidden;padding:0px 3px 0px 3px;vertical-align:bottom;text-align:center;">33</td> <td data-sheets-value='{"1":3,"3":26}' style="border-right:1px solid #000000;border-bottom:1px solid #000000;overflow:hidden;padding:0px 3px 0px 3px;vertical-align:bottom;text-align:center;">26</td> </tr> <tr style="height:20px;"> <td data-sheets-value='{"1":2,"2":"Polycarbonate"}' style="border-left:1px solid #000000;overflow:hidden;padding:0px 3px 0px 3px;vertical-align:bottom;">Polycarbonate</td> <td data-sheets-value='{"1":2,"2":"EW"}' style="overflow:hidden;padding:0px 3px 0px 3px;vertical-align:bottom;">EW</td> <td data-sheets-value='{"1":2,"2":"Heatstop Opal (T)"}' style="overflow:hidden;padding:0px 3px 0px 3px;vertical-align:bottom;">Heatstop Opal (T)</td> <td data-sheets-numberformat='{"1":2,"2":"0.00","3":1}' data-sheets-value='{"1":3,"3":1.19}' style="overflow:hidden;padding:0px 3px 0px 3px;vertical-align:bottom;text-align:center;">1.19</td> <td data-sheets-numberformat='{"1":2,"2":"0","3":1}' data-sheets-value='{"1":3,"3":20.09}' style="overflow:hidden;padding:0px 3px 0px 3px;vertical-align:bottom;text-align:center;">20</td> <td data-sheets-numberformat='{"1":2,"2":"0","3":1}' data-sheets-value='{"1":3,"3":38.940000000000005}' style="overflow:hidden;padding:0px 3px 0px 3px;vertical-align:bottom;text-align:center;">39</td> <td data-sheets-value='{"1":3,"3":24}' style="border-right:1px solid #000000;overflow:hidden;padding:0px 3px 0px 3px;vertical-align:bottom;text-align:center;">24</td> </tr> <tr style="height:20px;"> <td data-sheets-value='{"1":2,"2":"Heatstop PC"}' style="border-left:1px solid #000000;overflow:hidden;padding:0px 3px 0px 3px;vertical-align:bottom;">Heatstop PC</td> <td data-sheets-value='{"1":2,"2":"DW"}' style="overflow:hidden;padding:0px 3px 0px 3px;vertical-align:bottom;">DW</td> <td data-sheets-value='{"1":2,"2":"Clear (T/H)"}' style="overflow:hidden;padding:0px 3px 0px 3px;vertical-align:bottom;">Clear (T/H)</td> <td data-sheets-numberformat='{"1":2,"2":"0.00","3":1}' data-sheets-value='{"1":3,"3":0.98}' style="overflow:hidden;padding:0px 3px 0px 3px;vertical-align:bottom;text-align:center;">0.98</td> <td data-sheets-numberformat='{"1":2,"2":"0","3":1}' data-sheets-value='{"1":3,"3":18.04}' style="overflow:hidden;padding:0px 3px 0px 3px;vertical-align:bottom;text-align:center;">18</td> <td data-sheets-numberformat='{"1":2,"2":"0","3":1}' data-sheets-value='{"1":3,"3":33.660000000000004}' style="overflow:hidden;padding:0px 3px 0px 3px;vertical-align:bottom;text-align:center;">34</td> <td data-sheets-value='{"1":3,"3":26}' style="border-right:1px solid #000000;overflow:hidden;padding:0px 3px 0px 3px;vertical-align:bottom;text-align:center;">26</td> </tr> <tr style="height:20px;"> <td style="border-bottom:1px solid #000000;border-left:1px solid #000000;overflow:hidden;padding:0px 3px 0px 3px;vertical-align:bottom;"></td> <td style="border-bottom:1px solid #000000;overflow:hidden;padding:0px 3px 0px 3px;vertical-align:bottom;"></td> <td data-sheets-value='{"1":2,"2":"Opal (T/O)"}' style="border-bottom:1px solid #000000;overflow:hidden;padding:0px 3px 0px 3px;vertical-align:bottom;">Opal (T/O)</td> <td data-sheets-numberformat='{"1":2,"2":"0.00","3":1}' data-sheets-value='{"1":3,"3":0.98}' style="border-bottom:1px solid #000000;overflow:hidden;padding:0px 3px 0px 3px;vertical-align:bottom;text-align:center;">0.98</td> <td data-sheets-numberformat='{"1":2,"2":"0","3":1}' data-sheets-value='{"1":3,"3":16.81}' style="border-bottom:1px solid #000000;overflow:hidden;padding:0px 3px 0px 3px;vertical-align:bottom;text-align:center;">17</td> <td data-sheets-numberformat='{"1":2,"2":"0","3":1}' data-sheets-value='{"1":3,"3":29.700000000000003}' style="border-bottom:1px solid #000000;overflow:hidden;padding:0px 3px 0px 3px;vertical-align:bottom;text-align:center;">30</td> <td data-sheets-value='{"1":3,"3":26}' style="border-right:1px solid #000000;border-bottom:1px solid #000000;overflow:hidden;padding:0px 3px 0px 3px;vertical-align:bottom;text-align:center;">26</td> </tr> </tbody></table> | skylux-160-ce-met-koepel-en-pvc-opstand-30-20-met-lm-motor-pvc-raam-type-ep25-en-windvang-0700-x-1000-mm | 8586035167565 | 46872365465933
Smoke and heat exhaust (SHEV) | SHE system | Skylux | Skylux 160° CE with skylight and PVC curb 30/20 with LM-actuator, PVC frame type EP25 and spoiler 0700 x 1300 mm |  | 50455 | 5412970504559 | 4479.45 | Yes | 30-45 | 77.77 | 700 x 1300 mm | 1300 | 700 |  | PVC 30/20 (30 cm high & roof opening = 20 cm larger than daylight size) | Rectangular | 1.19 W/m²K - 0.98 W/m²K | 57% - 30% | 37% - 17% | 24dB - 26dB | 160° CE (for industry) | PVC frame EP25 | with spoiler | E | Single actuator | Maximum double-walled skylight possible for this product | Ut-value LT-value g-value Rw-value EN 1873 : 2014 EN ISO 13468 EN 16153 EN 410 EN 410 EN ISO 140-3 Material Walls Shells (W/m²K) (%) (%) (dB) Acrylic EW Clear (H) 1.19 37 57 24 PMMA Opal (O) 1.19 34 50 24 DW Clear (H/H) 0.98 33 50 26 Opal (O/O) 0.98 28 38 26 Polycarbonate EW Clear (A) 1.19 36 55 24 PC Opal (D) 1.19 24 40 24 DW Clear (A/H) 0.98 32 48 26 Clear (A/A) 0.98 32 46 26 Opal (A/O) 0.98 30 42 26 Opal (A/D) 0.98 21 33 26 Polycarbonate EW Heatstop Opal (T) 1.19 20 39 24 Heatstop PC DW Clear (T/H) 0.98 18 34 26 Opal (T/O) 0.98 17 30 26 | https://skylux.eu/en/products/skylux-160-ce-met-koepel-en-pvc-opstand-30-20-met-lm-motor-pvc-raam-type-ep25-en-windvang-0700-x-1300-mm | https://skylux.eu/cdn/shop/files/Skylux-160deg-CE-met-koepel-en-pvc-opstand-3020-met-LM-motor-pvc-raam-type-EP25-en-windvang-0700-x-1300-mm-RWA-systeem.jpg?v=1702980915&width=1600 | https://skylux.eu/cdn/shop/files/e5a82811-1bb0-48e4-a776-cacb59c7c092_483935b6-f168-4069-b56b-00c02ee0d107.jpg?v=1688551243&width=1600 | //skylux.eu/cdn/shop/files/E_MH_Mounting_instructions_Skylux_160_CE_LM.pdf?v=12406716259046007223 | //skylux.eu/cdn/shop/files/E_TD_Technical_File_Skylux_Skylux_160_CE_Electric.pdf?v=3667116872303399239 | <style type="text/css" id="isPasted"><!--td {border: 1px solid #cccccc;}br {mso-data-placement:same-cell;}--></style><table border="1" cellpadding="0" cellspacing="0" dir="ltr" style="table-layout:fixed;font-size:10pt;font-family:Arial;border-collapse:collapse;border:none;"><tbody> <tr style="height:20px;"> <td style="overflow:hidden;padding:0px 3px 0px 3px;vertical-align:bottom;"></td> <td style="overflow:hidden;padding:0px 3px 0px 3px;vertical-align:bottom;"></td> <td style="overflow:hidden;padding:0px 3px 0px 3px;vertical-align:bottom;"></td> <td data-sheets-value='{"1":2,"2":"Ut-value"}' style="overflow:hidden;padding:0px 3px 0px 3px;vertical-align:bottom;font-weight:bold;text-align:center;">Ut-value</td> <td data-sheets-value='{"1":2,"2":"LT-value"}' style="overflow:hidden;padding:0px 3px 0px 3px;vertical-align:bottom;font-weight:bold;text-align:center;">LT-value</td> <td data-sheets-value='{"1":2,"2":"g-value"}' style="overflow:hidden;padding:0px 3px 0px 3px;vertical-align:bottom;font-weight:bold;text-align:center;">g-value</td> <td data-sheets-value='{"1":2,"2":"Rw-value "}' style="overflow:hidden;padding:0px 3px 0px 3px;vertical-align:bottom;font-weight:bold;text-align:center;">Rw-value </td> </tr> <tr style="height:20px;"> <td style="overflow:hidden;padding:0px 3px 0px 3px;vertical-align:bottom;"></td> <td style="overflow:hidden;padding:0px 3px 0px 3px;vertical-align:bottom;"></td> <td style="overflow:hidden;padding:0px 3px 0px 3px;vertical-align:bottom;"></td> <td data-sheets-numberformat='{"1":2,"2":"0.00","3":1}' data-sheets-value='{"1":2,"2":"EN 1873 : 2014"}' style="overflow:hidden;padding:0px 3px 0px 3px;vertical-align:bottom;text-align:center;">EN 1873 : 2014</td> <td data-sheets-numberformat='{"1":2,"2":"0","3":1}' data-sheets-value='{"1":2,"2":"EN ISO 13468 EN 16153 EN 410"}' style="overflow:hidden;padding:0px 3px 0px 3px;vertical-align:bottom;text-align:center;">EN ISO 13468 EN 16153 EN 410</td> <td data-sheets-numberformat='{"1":2,"2":"0","3":1}' data-sheets-value='{"1":2,"2":"EN 410"}' style="overflow:hidden;padding:0px 3px 0px 3px;vertical-align:bottom;text-align:center;">EN 410</td> <td data-sheets-value='{"1":2,"2":"EN ISO 140-3\t\t"}' style="overflow:hidden;padding:0px 3px 0px 3px;vertical-align:bottom;text-align:center;">EN ISO 140-3 </td> </tr> <tr style="height:20px;"> <td data-sheets-value='{"1":2,"2":"Material"}' style="border-bottom:1px solid #000000;overflow:hidden;padding:0px 3px 0px 3px;vertical-align:bottom;background-color:#000000;font-weight:bold;color:#ffffff;">Material</td> <td data-sheets-value='{"1":2,"2":"Walls"}' style="border-bottom:1px solid #000000;overflow:hidden;padding:0px 3px 0px 3px;vertical-align:bottom;background-color:#000000;font-weight:bold;color:#ffffff;">Walls</td> <td data-sheets-value='{"1":2,"2":"Shells"}' style="border-bottom:1px solid #000000;overflow:hidden;padding:0px 3px 0px 3px;vertical-align:bottom;background-color:#000000;font-weight:bold;color:#ffffff;">Shells</td> <td data-sheets-numberformat='{"1":2,"2":"0.00","3":1}' data-sheets-value='{"1":2,"2":"(W/m²K)\t"}' style="border-bottom:1px solid #000000;overflow:hidden;padding:0px 3px 0px 3px;vertical-align:bottom;background-color:#000000;font-weight:bold;color:#ffffff;text-align:center;">(W/m²K) </td> <td data-sheets-numberformat='{"1":2,"2":"0","3":1}' data-sheets-value='{"1":2,"2":"(%)"}' style="border-bottom:1px solid #000000;overflow:hidden;padding:0px 3px 0px 3px;vertical-align:bottom;background-color:#000000;font-weight:bold;color:#ffffff;text-align:center;">(%)</td> <td data-sheets-numberformat='{"1":2,"2":"0","3":1}' data-sheets-value='{"1":2,"2":"(%)"}' style="border-bottom:1px solid #000000;overflow:hidden;padding:0px 3px 0px 3px;vertical-align:bottom;background-color:#000000;font-weight:bold;color:#ffffff;text-align:center;">(%)</td> <td data-sheets-value='{"1":2,"2":"(dB)"}' style="border-bottom:1px solid #000000;overflow:hidden;padding:0px 3px 0px 3px;vertical-align:bottom;background-color:#000000;font-weight:bold;color:#ffffff;text-align:center;">(dB)</td> </tr> <tr style="height:20px;"> <td data-sheets-value='{"1":2,"2":"Acrylic"}' style="border-left:1px solid #000000;overflow:hidden;padding:0px 3px 0px 3px;vertical-align:bottom;">Acrylic</td> <td data-sheets-value='{"1":2,"2":"EW"}' style="overflow:hidden;padding:0px 3px 0px 3px;vertical-align:bottom;">EW</td> <td data-sheets-value='{"1":2,"2":"Clear (H)"}' style="overflow:hidden;padding:0px 3px 0px 3px;vertical-align:bottom;">Clear (H)</td> <td data-sheets-numberformat='{"1":2,"2":"0.00","3":1}' data-sheets-value='{"1":3,"3":1.19}' style="overflow:hidden;padding:0px 3px 0px 3px;vertical-align:bottom;text-align:center;">1.19</td> <td data-sheets-numberformat='{"1":2,"2":"0","3":1}' data-sheets-value='{"1":3,"3":36.9}' style="overflow:hidden;padding:0px 3px 0px 3px;vertical-align:bottom;text-align:center;">37</td> <td data-sheets-numberformat='{"1":2,"2":"0","3":1}' data-sheets-value='{"1":3,"3":57.42}' style="overflow:hidden;padding:0px 3px 0px 3px;vertical-align:bottom;text-align:center;">57</td> <td data-sheets-value='{"1":3,"3":24}' style="border-right:1px solid #000000;overflow:hidden;padding:0px 3px 0px 3px;vertical-align:bottom;text-align:center;">24</td> </tr> <tr style="height:20px;"> <td data-sheets-value='{"1":2,"2":"PMMA"}' style="border-left:1px solid #000000;overflow:hidden;padding:0px 3px 0px 3px;vertical-align:bottom;">PMMA</td> <td style="overflow:hidden;padding:0px 3px 0px 3px;vertical-align:bottom;"></td> <td data-sheets-value='{"1":2,"2":"Opal (O)"}' style="overflow:hidden;padding:0px 3px 0px 3px;vertical-align:bottom;">Opal (O)</td> <td data-sheets-numberformat='{"1":2,"2":"0.00","3":1}' data-sheets-value='{"1":3,"3":1.19}' style="overflow:hidden;padding:0px 3px 0px 3px;vertical-align:bottom;text-align:center;">1.19</td> <td data-sheets-numberformat='{"1":2,"2":"0","3":1}' data-sheets-value='{"1":3,"3":34.03}' style="overflow:hidden;padding:0px 3px 0px 3px;vertical-align:bottom;text-align:center;">34</td> <td data-sheets-numberformat='{"1":2,"2":"0","3":1}' data-sheets-value='{"1":3,"3":50.160000000000004}' style="overflow:hidden;padding:0px 3px 0px 3px;vertical-align:bottom;text-align:center;">50</td> <td data-sheets-value='{"1":3,"3":24}' style="border-right:1px solid #000000;overflow:hidden;padding:0px 3px 0px 3px;vertical-align:bottom;text-align:center;">24</td> </tr> <tr style="height:20px;"> <td style="border-left:1px solid #000000;overflow:hidden;padding:0px 3px 0px 3px;vertical-align:bottom;"></td> <td data-sheets-value='{"1":2,"2":"DW"}' style="overflow:hidden;padding:0px 3px 0px 3px;vertical-align:bottom;">DW</td> <td data-sheets-value='{"1":2,"2":"Clear (H/H)"}' style="overflow:hidden;padding:0px 3px 0px 3px;vertical-align:bottom;">Clear (H/H)</td> <td data-sheets-numberformat='{"1":2,"2":"0.00","3":1}' data-sheets-value='{"1":3,"3":0.98}' style="overflow:hidden;padding:0px 3px 0px 3px;vertical-align:bottom;text-align:center;">0.98</td> <td data-sheets-numberformat='{"1":2,"2":"0","3":1}' data-sheets-value='{"1":3,"3":33.21}' style="overflow:hidden;padding:0px 3px 0px 3px;vertical-align:bottom;text-align:center;">33</td> <td data-sheets-numberformat='{"1":2,"2":"0","3":1}' data-sheets-value='{"1":3,"3":49.5}' style="overflow:hidden;padding:0px 3px 0px 3px;vertical-align:bottom;text-align:center;">50</td> <td data-sheets-value='{"1":3,"3":26}' style="border-right:1px solid #000000;overflow:hidden;padding:0px 3px 0px 3px;vertical-align:bottom;text-align:center;">26</td> </tr> <tr style="height:20px;"> <td style="border-bottom:1px solid #000000;border-left:1px solid #000000;overflow:hidden;padding:0px 3px 0px 3px;vertical-align:bottom;"></td> <td style="border-bottom:1px solid #000000;overflow:hidden;padding:0px 3px 0px 3px;vertical-align:bottom;"></td> <td data-sheets-value='{"1":2,"2":"Opal (O/O)"}' style="border-bottom:1px solid #000000;overflow:hidden;padding:0px 3px 0px 3px;vertical-align:bottom;">Opal (O/O)</td> <td data-sheets-numberformat='{"1":2,"2":"0.00","3":1}' data-sheets-value='{"1":3,"3":0.98}' style="border-bottom:1px solid #000000;overflow:hidden;padding:0px 3px 0px 3px;vertical-align:bottom;text-align:center;">0.98</td> <td data-sheets-numberformat='{"1":2,"2":"0","3":1}' data-sheets-value='{"1":3,"3":28.29}' style="border-bottom:1px solid #000000;overflow:hidden;padding:0px 3px 0px 3px;vertical-align:bottom;text-align:center;">28</td> <td data-sheets-numberformat='{"1":2,"2":"0","3":1}' data-sheets-value='{"1":3,"3":38.28}' style="border-bottom:1px solid #000000;overflow:hidden;padding:0px 3px 0px 3px;vertical-align:bottom;text-align:center;">38</td> <td data-sheets-value='{"1":3,"3":26}' style="border-right:1px solid #000000;border-bottom:1px solid #000000;overflow:hidden;padding:0px 3px 0px 3px;vertical-align:bottom;text-align:center;">26</td> </tr> <tr style="height:20px;"> <td data-sheets-value='{"1":2,"2":"Polycarbonate "}' style="border-left:1px solid #000000;overflow:hidden;padding:0px 3px 0px 3px;vertical-align:bottom;">Polycarbonate </td> <td data-sheets-value='{"1":2,"2":"EW"}' style="overflow:hidden;padding:0px 3px 0px 3px;vertical-align:bottom;">EW</td> <td data-sheets-value='{"1":2,"2":"Clear (A)"}' style="overflow:hidden;padding:0px 3px 0px 3px;vertical-align:bottom;">Clear (A)</td> <td data-sheets-numberformat='{"1":2,"2":"0.00","3":1}' data-sheets-value='{"1":3,"3":1.19}' style="overflow:hidden;padding:0px 3px 0px 3px;vertical-align:bottom;text-align:center;">1.19</td> <td data-sheets-numberformat='{"1":2,"2":"0","3":1}' data-sheets-value='{"1":3,"3":36.08}' style="overflow:hidden;padding:0px 3px 0px 3px;vertical-align:bottom;text-align:center;">36</td> <td data-sheets-numberformat='{"1":2,"2":"0","3":1}' data-sheets-value='{"1":3,"3":54.78}' style="overflow:hidden;padding:0px 3px 0px 3px;vertical-align:bottom;text-align:center;">55</td> <td data-sheets-value='{"1":3,"3":24}' style="border-right:1px solid #000000;overflow:hidden;padding:0px 3px 0px 3px;vertical-align:bottom;text-align:center;">24</td> </tr> <tr style="height:20px;"> <td data-sheets-value='{"1":2,"2":"PC"}' style="border-left:1px solid #000000;overflow:hidden;padding:0px 3px 0px 3px;vertical-align:bottom;">PC</td> <td style="overflow:hidden;padding:0px 3px 0px 3px;vertical-align:bottom;"></td> <td data-sheets-value='{"1":2,"2":"Opal (D)"}' style="overflow:hidden;padding:0px 3px 0px 3px;vertical-align:bottom;">Opal (D)</td> <td data-sheets-numberformat='{"1":2,"2":"0.00","3":1}' data-sheets-value='{"1":3,"3":1.19}' style="overflow:hidden;padding:0px 3px 0px 3px;vertical-align:bottom;text-align:center;">1.19</td> <td data-sheets-numberformat='{"1":2,"2":"0","3":1}' data-sheets-value='{"1":3,"3":23.779999999999998}' style="overflow:hidden;padding:0px 3px 0px 3px;vertical-align:bottom;text-align:center;">24</td> <td data-sheets-numberformat='{"1":2,"2":"0","3":1}' data-sheets-value='{"1":3,"3":39.6}' style="overflow:hidden;padding:0px 3px 0px 3px;vertical-align:bottom;text-align:center;">40</td> <td data-sheets-value='{"1":3,"3":24}' style="border-right:1px solid #000000;overflow:hidden;padding:0px 3px 0px 3px;vertical-align:bottom;text-align:center;">24</td> </tr> <tr style="height:20px;"> <td style="border-left:1px solid #000000;overflow:hidden;padding:0px 3px 0px 3px;vertical-align:bottom;"></td> <td data-sheets-value='{"1":2,"2":"DW"}' style="overflow:hidden;padding:0px 3px 0px 3px;vertical-align:bottom;">DW</td> <td data-sheets-value='{"1":2,"2":"Clear (A/H)"}' style="overflow:hidden;padding:0px 3px 0px 3px;vertical-align:bottom;">Clear (A/H)</td> <td data-sheets-numberformat='{"1":2,"2":"0.00","3":1}' data-sheets-value='{"1":3,"3":0.98}' style="overflow:hidden;padding:0px 3px 0px 3px;vertical-align:bottom;text-align:center;">0.98</td> <td data-sheets-numberformat='{"1":2,"2":"0","3":1}' data-sheets-value='{"1":3,"3":32.39}' style="overflow:hidden;padding:0px 3px 0px 3px;vertical-align:bottom;text-align:center;">32</td> <td data-sheets-numberformat='{"1":2,"2":"0","3":1}' data-sheets-value='{"1":3,"3":47.52}' style="overflow:hidden;padding:0px 3px 0px 3px;vertical-align:bottom;text-align:center;">48</td> <td data-sheets-value='{"1":3,"3":26}' style="border-right:1px solid #000000;overflow:hidden;padding:0px 3px 0px 3px;vertical-align:bottom;text-align:center;">26</td> </tr> <tr style="height:20px;"> <td style="border-left:1px solid #000000;overflow:hidden;padding:0px 3px 0px 3px;vertical-align:bottom;"></td> <td style="overflow:hidden;padding:0px 3px 0px 3px;vertical-align:bottom;"></td> <td data-sheets-value='{"1":2,"2":"Clear (A/A)"}' style="overflow:hidden;padding:0px 3px 0px 3px;vertical-align:bottom;">Clear (A/A)</td> <td data-sheets-numberformat='{"1":2,"2":"0.00","3":1}' data-sheets-value='{"1":3,"3":0.98}' style="overflow:hidden;padding:0px 3px 0px 3px;vertical-align:bottom;text-align:center;">0.98</td> <td data-sheets-numberformat='{"1":2,"2":"0","3":1}' data-sheets-value='{"1":3,"3":31.569999999999997}' style="overflow:hidden;padding:0px 3px 0px 3px;vertical-align:bottom;text-align:center;">32</td> <td data-sheets-numberformat='{"1":2,"2":"0","3":1}' data-sheets-value='{"1":3,"3":45.54}' style="overflow:hidden;padding:0px 3px 0px 3px;vertical-align:bottom;text-align:center;">46</td> <td data-sheets-value='{"1":3,"3":26}' style="border-right:1px solid #000000;overflow:hidden;padding:0px 3px 0px 3px;vertical-align:bottom;text-align:center;">26</td> </tr> <tr style="height:20px;"> <td style="border-left:1px solid #000000;overflow:hidden;padding:0px 3px 0px 3px;vertical-align:bottom;"></td> <td style="overflow:hidden;padding:0px 3px 0px 3px;vertical-align:bottom;"></td> <td data-sheets-value='{"1":2,"2":"Opal (A/O)"}' style="overflow:hidden;padding:0px 3px 0px 3px;vertical-align:bottom;">Opal (A/O)</td> <td data-sheets-numberformat='{"1":2,"2":"0.00","3":1}' data-sheets-value='{"1":3,"3":0.98}' style="overflow:hidden;padding:0px 3px 0px 3px;vertical-align:bottom;text-align:center;">0.98</td> <td data-sheets-numberformat='{"1":2,"2":"0","3":1}' data-sheets-value='{"1":3,"3":29.93}' style="overflow:hidden;padding:0px 3px 0px 3px;vertical-align:bottom;text-align:center;">30</td> <td data-sheets-numberformat='{"1":2,"2":"0","3":1}' data-sheets-value='{"1":3,"3":41.580000000000005}' style="overflow:hidden;padding:0px 3px 0px 3px;vertical-align:bottom;text-align:center;">42</td> <td data-sheets-value='{"1":3,"3":26}' style="border-right:1px solid #000000;overflow:hidden;padding:0px 3px 0px 3px;vertical-align:bottom;text-align:center;">26</td> </tr> <tr style="height:20px;"> <td style="border-bottom:1px solid #000000;border-left:1px solid #000000;overflow:hidden;padding:0px 3px 0px 3px;vertical-align:bottom;"></td> <td style="border-bottom:1px solid #000000;overflow:hidden;padding:0px 3px 0px 3px;vertical-align:bottom;"></td> <td data-sheets-value='{"1":2,"2":"Opal (A/D)"}' style="border-bottom:1px solid #000000;overflow:hidden;padding:0px 3px 0px 3px;vertical-align:bottom;">Opal (A/D)</td> <td data-sheets-numberformat='{"1":2,"2":"0.00","3":1}' data-sheets-value='{"1":3,"3":0.98}' style="border-bottom:1px solid #000000;overflow:hidden;padding:0px 3px 0px 3px;vertical-align:bottom;text-align:center;">0.98</td> <td data-sheets-numberformat='{"1":2,"2":"0","3":1}' data-sheets-value='{"1":3,"3":20.91}' style="border-bottom:1px solid #000000;overflow:hidden;padding:0px 3px 0px 3px;vertical-align:bottom;text-align:center;">21</td> <td data-sheets-numberformat='{"1":2,"2":"0","3":1}' data-sheets-value='{"1":3,"3":33}' style="border-bottom:1px solid #000000;overflow:hidden;padding:0px 3px 0px 3px;vertical-align:bottom;text-align:center;">33</td> <td data-sheets-value='{"1":3,"3":26}' style="border-right:1px solid #000000;border-bottom:1px solid #000000;overflow:hidden;padding:0px 3px 0px 3px;vertical-align:bottom;text-align:center;">26</td> </tr> <tr style="height:20px;"> <td data-sheets-value='{"1":2,"2":"Polycarbonate"}' style="border-left:1px solid #000000;overflow:hidden;padding:0px 3px 0px 3px;vertical-align:bottom;">Polycarbonate</td> <td data-sheets-value='{"1":2,"2":"EW"}' style="overflow:hidden;padding:0px 3px 0px 3px;vertical-align:bottom;">EW</td> <td data-sheets-value='{"1":2,"2":"Heatstop Opal (T)"}' style="overflow:hidden;padding:0px 3px 0px 3px;vertical-align:bottom;">Heatstop Opal (T)</td> <td data-sheets-numberformat='{"1":2,"2":"0.00","3":1}' data-sheets-value='{"1":3,"3":1.19}' style="overflow:hidden;padding:0px 3px 0px 3px;vertical-align:bottom;text-align:center;">1.19</td> <td data-sheets-numberformat='{"1":2,"2":"0","3":1}' data-sheets-value='{"1":3,"3":20.09}' style="overflow:hidden;padding:0px 3px 0px 3px;vertical-align:bottom;text-align:center;">20</td> <td data-sheets-numberformat='{"1":2,"2":"0","3":1}' data-sheets-value='{"1":3,"3":38.940000000000005}' style="overflow:hidden;padding:0px 3px 0px 3px;vertical-align:bottom;text-align:center;">39</td> <td data-sheets-value='{"1":3,"3":24}' style="border-right:1px solid #000000;overflow:hidden;padding:0px 3px 0px 3px;vertical-align:bottom;text-align:center;">24</td> </tr> <tr style="height:20px;"> <td data-sheets-value='{"1":2,"2":"Heatstop PC"}' style="border-left:1px solid #000000;overflow:hidden;padding:0px 3px 0px 3px;vertical-align:bottom;">Heatstop PC</td> <td data-sheets-value='{"1":2,"2":"DW"}' style="overflow:hidden;padding:0px 3px 0px 3px;vertical-align:bottom;">DW</td> <td data-sheets-value='{"1":2,"2":"Clear (T/H)"}' style="overflow:hidden;padding:0px 3px 0px 3px;vertical-align:bottom;">Clear (T/H)</td> <td data-sheets-numberformat='{"1":2,"2":"0.00","3":1}' data-sheets-value='{"1":3,"3":0.98}' style="overflow:hidden;padding:0px 3px 0px 3px;vertical-align:bottom;text-align:center;">0.98</td> <td data-sheets-numberformat='{"1":2,"2":"0","3":1}' data-sheets-value='{"1":3,"3":18.04}' style="overflow:hidden;padding:0px 3px 0px 3px;vertical-align:bottom;text-align:center;">18</td> <td data-sheets-numberformat='{"1":2,"2":"0","3":1}' data-sheets-value='{"1":3,"3":33.660000000000004}' style="overflow:hidden;padding:0px 3px 0px 3px;vertical-align:bottom;text-align:center;">34</td> <td data-sheets-value='{"1":3,"3":26}' style="border-right:1px solid #000000;overflow:hidden;padding:0px 3px 0px 3px;vertical-align:bottom;text-align:center;">26</td> </tr> <tr style="height:20px;"> <td style="border-bottom:1px solid #000000;border-left:1px solid #000000;overflow:hidden;padding:0px 3px 0px 3px;vertical-align:bottom;"></td> <td style="border-bottom:1px solid #000000;overflow:hidden;padding:0px 3px 0px 3px;vertical-align:bottom;"></td> <td data-sheets-value='{"1":2,"2":"Opal (T/O)"}' style="border-bottom:1px solid #000000;overflow:hidden;padding:0px 3px 0px 3px;vertical-align:bottom;">Opal (T/O)</td> <td data-sheets-numberformat='{"1":2,"2":"0.00","3":1}' data-sheets-value='{"1":3,"3":0.98}' style="border-bottom:1px solid #000000;overflow:hidden;padding:0px 3px 0px 3px;vertical-align:bottom;text-align:center;">0.98</td> <td data-sheets-numberformat='{"1":2,"2":"0","3":1}' data-sheets-value='{"1":3,"3":16.81}' style="border-bottom:1px solid #000000;overflow:hidden;padding:0px 3px 0px 3px;vertical-align:bottom;text-align:center;">17</td> <td data-sheets-numberformat='{"1":2,"2":"0","3":1}' data-sheets-value='{"1":3,"3":29.700000000000003}' style="border-bottom:1px solid #000000;overflow:hidden;padding:0px 3px 0px 3px;vertical-align:bottom;text-align:center;">30</td> <td data-sheets-value='{"1":3,"3":26}' style="border-right:1px solid #000000;border-bottom:1px solid #000000;overflow:hidden;padding:0px 3px 0px 3px;vertical-align:bottom;text-align:center;">26</td> </tr> </tbody></table> | skylux-160-ce-met-koepel-en-pvc-opstand-30-20-met-lm-motor-pvc-raam-type-ep25-en-windvang-0700-x-1300-mm | 8586035200333 | 46872365498701
Smoke and heat exhaust (SHEV) | SHE system | Skylux | Skylux 160° CE with skylight and PVC curb 30/20 with LM-actuator, PVC frame type EP25 and spoiler 0700 x 1500 mm |  | 50456 | 5412970504566 | 4566.55 | Yes | 30-45 | 82.98 | 700 x 1500 mm | 1500 | 700 |  | PVC 30/20 (30 cm high & roof opening = 20 cm larger than daylight size) | Rectangular | 1.19 W/m²K - 0.98 W/m²K | 57% - 30% | 37% - 17% | 24dB - 26dB | 160° CE (for industry) | PVC frame EP25 | with spoiler | E | Single actuator | Maximum double-walled skylight possible for this product | Ut-value LT-value g-value Rw-value EN 1873 : 2014 EN ISO 13468 EN 16153 EN 410 EN 410 EN ISO 140-3 Material Walls Shells (W/m²K) (%) (%) (dB) Acrylic EW Clear (H) 1.19 37 57 24 PMMA Opal (O) 1.19 34 50 24 DW Clear (H/H) 0.98 33 50 26 Opal (O/O) 0.98 28 38 26 Polycarbonate EW Clear (A) 1.19 36 55 24 PC Opal (D) 1.19 24 40 24 DW Clear (A/H) 0.98 32 48 26 Clear (A/A) 0.98 32 46 26 Opal (A/O) 0.98 30 42 26 Opal (A/D) 0.98 21 33 26 Polycarbonate EW Heatstop Opal (T) 1.19 20 39 24 Heatstop PC DW Clear (T/H) 0.98 18 34 26 Opal (T/O) 0.98 17 30 26 | https://skylux.eu/en/products/skylux-160-ce-met-koepel-en-pvc-opstand-30-20-met-lm-motor-pvc-raam-type-ep25-en-windvang-0700-x-1500-mm | https://skylux.eu/cdn/shop/files/Skylux-160deg-CE-met-koepel-en-pvc-opstand-3020-met-LM-motor-pvc-raam-type-EP25-en-windvang-0700-x-1500-mm-RWA-systeem.jpg?v=1702980921&width=1600 | https://skylux.eu/cdn/shop/files/e5a82811-1bb0-48e4-a776-cacb59c7c092_c23fe27c-80f6-40c9-881a-0b5adebe3d2a.jpg?v=1688551244&width=1600 | //skylux.eu/cdn/shop/files/E_MH_Mounting_instructions_Skylux_160_CE_LM.pdf?v=12406716259046007223 | //skylux.eu/cdn/shop/files/E_TD_Technical_File_Skylux_Skylux_160_CE_Electric.pdf?v=3667116872303399239 | <style type="text/css" id="isPasted"><!--td {border: 1px solid #cccccc;}br {mso-data-placement:same-cell;}--></style><table border="1" cellpadding="0" cellspacing="0" dir="ltr" style="table-layout:fixed;font-size:10pt;font-family:Arial;border-collapse:collapse;border:none;"><tbody> <tr style="height:20px;"> <td style="overflow:hidden;padding:0px 3px 0px 3px;vertical-align:bottom;"></td> <td style="overflow:hidden;padding:0px 3px 0px 3px;vertical-align:bottom;"></td> <td style="overflow:hidden;padding:0px 3px 0px 3px;vertical-align:bottom;"></td> <td data-sheets-value='{"1":2,"2":"Ut-value"}' style="overflow:hidden;padding:0px 3px 0px 3px;vertical-align:bottom;font-weight:bold;text-align:center;">Ut-value</td> <td data-sheets-value='{"1":2,"2":"LT-value"}' style="overflow:hidden;padding:0px 3px 0px 3px;vertical-align:bottom;font-weight:bold;text-align:center;">LT-value</td> <td data-sheets-value='{"1":2,"2":"g-value"}' style="overflow:hidden;padding:0px 3px 0px 3px;vertical-align:bottom;font-weight:bold;text-align:center;">g-value</td> <td data-sheets-value='{"1":2,"2":"Rw-value "}' style="overflow:hidden;padding:0px 3px 0px 3px;vertical-align:bottom;font-weight:bold;text-align:center;">Rw-value </td> </tr> <tr style="height:20px;"> <td style="overflow:hidden;padding:0px 3px 0px 3px;vertical-align:bottom;"></td> <td style="overflow:hidden;padding:0px 3px 0px 3px;vertical-align:bottom;"></td> <td style="overflow:hidden;padding:0px 3px 0px 3px;vertical-align:bottom;"></td> <td data-sheets-numberformat='{"1":2,"2":"0.00","3":1}' data-sheets-value='{"1":2,"2":"EN 1873 : 2014"}' style="overflow:hidden;padding:0px 3px 0px 3px;vertical-align:bottom;text-align:center;">EN 1873 : 2014</td> <td data-sheets-numberformat='{"1":2,"2":"0","3":1}' data-sheets-value='{"1":2,"2":"EN ISO 13468 EN 16153 EN 410"}' style="overflow:hidden;padding:0px 3px 0px 3px;vertical-align:bottom;text-align:center;">EN ISO 13468 EN 16153 EN 410</td> <td data-sheets-numberformat='{"1":2,"2":"0","3":1}' data-sheets-value='{"1":2,"2":"EN 410"}' style="overflow:hidden;padding:0px 3px 0px 3px;vertical-align:bottom;text-align:center;">EN 410</td> <td data-sheets-value='{"1":2,"2":"EN ISO 140-3\t\t"}' style="overflow:hidden;padding:0px 3px 0px 3px;vertical-align:bottom;text-align:center;">EN ISO 140-3 </td> </tr> <tr style="height:20px;"> <td data-sheets-value='{"1":2,"2":"Material"}' style="border-bottom:1px solid #000000;overflow:hidden;padding:0px 3px 0px 3px;vertical-align:bottom;background-color:#000000;font-weight:bold;color:#ffffff;">Material</td> <td data-sheets-value='{"1":2,"2":"Walls"}' style="border-bottom:1px solid #000000;overflow:hidden;padding:0px 3px 0px 3px;vertical-align:bottom;background-color:#000000;font-weight:bold;color:#ffffff;">Walls</td> <td data-sheets-value='{"1":2,"2":"Shells"}' style="border-bottom:1px solid #000000;overflow:hidden;padding:0px 3px 0px 3px;vertical-align:bottom;background-color:#000000;font-weight:bold;color:#ffffff;">Shells</td> <td data-sheets-numberformat='{"1":2,"2":"0.00","3":1}' data-sheets-value='{"1":2,"2":"(W/m²K)\t"}' style="border-bottom:1px solid #000000;overflow:hidden;padding:0px 3px 0px 3px;vertical-align:bottom;background-color:#000000;font-weight:bold;color:#ffffff;text-align:center;">(W/m²K) </td> <td data-sheets-numberformat='{"1":2,"2":"0","3":1}' data-sheets-value='{"1":2,"2":"(%)"}' style="border-bottom:1px solid #000000;overflow:hidden;padding:0px 3px 0px 3px;vertical-align:bottom;background-color:#000000;font-weight:bold;color:#ffffff;text-align:center;">(%)</td> <td data-sheets-numberformat='{"1":2,"2":"0","3":1}' data-sheets-value='{"1":2,"2":"(%)"}' style="border-bottom:1px solid #000000;overflow:hidden;padding:0px 3px 0px 3px;vertical-align:bottom;background-color:#000000;font-weight:bold;color:#ffffff;text-align:center;">(%)</td> <td data-sheets-value='{"1":2,"2":"(dB)"}' style="border-bottom:1px solid #000000;overflow:hidden;padding:0px 3px 0px 3px;vertical-align:bottom;background-color:#000000;font-weight:bold;color:#ffffff;text-align:center;">(dB)</td> </tr> <tr style="height:20px;"> <td data-sheets-value='{"1":2,"2":"Acrylic"}' style="border-left:1px solid #000000;overflow:hidden;padding:0px 3px 0px 3px;vertical-align:bottom;">Acrylic</td> <td data-sheets-value='{"1":2,"2":"EW"}' style="overflow:hidden;padding:0px 3px 0px 3px;vertical-align:bottom;">EW</td> <td data-sheets-value='{"1":2,"2":"Clear (H)"}' style="overflow:hidden;padding:0px 3px 0px 3px;vertical-align:bottom;">Clear (H)</td> <td data-sheets-numberformat='{"1":2,"2":"0.00","3":1}' data-sheets-value='{"1":3,"3":1.19}' style="overflow:hidden;padding:0px 3px 0px 3px;vertical-align:bottom;text-align:center;">1.19</td> <td data-sheets-numberformat='{"1":2,"2":"0","3":1}' data-sheets-value='{"1":3,"3":36.9}' style="overflow:hidden;padding:0px 3px 0px 3px;vertical-align:bottom;text-align:center;">37</td> <td data-sheets-numberformat='{"1":2,"2":"0","3":1}' data-sheets-value='{"1":3,"3":57.42}' style="overflow:hidden;padding:0px 3px 0px 3px;vertical-align:bottom;text-align:center;">57</td> <td data-sheets-value='{"1":3,"3":24}' style="border-right:1px solid #000000;overflow:hidden;padding:0px 3px 0px 3px;vertical-align:bottom;text-align:center;">24</td> </tr> <tr style="height:20px;"> <td data-sheets-value='{"1":2,"2":"PMMA"}' style="border-left:1px solid #000000;overflow:hidden;padding:0px 3px 0px 3px;vertical-align:bottom;">PMMA</td> <td style="overflow:hidden;padding:0px 3px 0px 3px;vertical-align:bottom;"></td> <td data-sheets-value='{"1":2,"2":"Opal (O)"}' style="overflow:hidden;padding:0px 3px 0px 3px;vertical-align:bottom;">Opal (O)</td> <td data-sheets-numberformat='{"1":2,"2":"0.00","3":1}' data-sheets-value='{"1":3,"3":1.19}' style="overflow:hidden;padding:0px 3px 0px 3px;vertical-align:bottom;text-align:center;">1.19</td> <td data-sheets-numberformat='{"1":2,"2":"0","3":1}' data-sheets-value='{"1":3,"3":34.03}' style="overflow:hidden;padding:0px 3px 0px 3px;vertical-align:bottom;text-align:center;">34</td> <td data-sheets-numberformat='{"1":2,"2":"0","3":1}' data-sheets-value='{"1":3,"3":50.160000000000004}' style="overflow:hidden;padding:0px 3px 0px 3px;vertical-align:bottom;text-align:center;">50</td> <td data-sheets-value='{"1":3,"3":24}' style="border-right:1px solid #000000;overflow:hidden;padding:0px 3px 0px 3px;vertical-align:bottom;text-align:center;">24</td> </tr> <tr style="height:20px;"> <td style="border-left:1px solid #000000;overflow:hidden;padding:0px 3px 0px 3px;vertical-align:bottom;"></td> <td data-sheets-value='{"1":2,"2":"DW"}' style="overflow:hidden;padding:0px 3px 0px 3px;vertical-align:bottom;">DW</td> <td data-sheets-value='{"1":2,"2":"Clear (H/H)"}' style="overflow:hidden;padding:0px 3px 0px 3px;vertical-align:bottom;">Clear (H/H)</td> <td data-sheets-numberformat='{"1":2,"2":"0.00","3":1}' data-sheets-value='{"1":3,"3":0.98}' style="overflow:hidden;padding:0px 3px 0px 3px;vertical-align:bottom;text-align:center;">0.98</td> <td data-sheets-numberformat='{"1":2,"2":"0","3":1}' data-sheets-value='{"1":3,"3":33.21}' style="overflow:hidden;padding:0px 3px 0px 3px;vertical-align:bottom;text-align:center;">33</td> <td data-sheets-numberformat='{"1":2,"2":"0","3":1}' data-sheets-value='{"1":3,"3":49.5}' style="overflow:hidden;padding:0px 3px 0px 3px;vertical-align:bottom;text-align:center;">50</td> <td data-sheets-value='{"1":3,"3":26}' style="border-right:1px solid #000000;overflow:hidden;padding:0px 3px 0px 3px;vertical-align:bottom;text-align:center;">26</td> </tr> <tr style="height:20px;"> <td style="border-bottom:1px solid #000000;border-left:1px solid #000000;overflow:hidden;padding:0px 3px 0px 3px;vertical-align:bottom;"></td> <td style="border-bottom:1px solid #000000;overflow:hidden;padding:0px 3px 0px 3px;vertical-align:bottom;"></td> <td data-sheets-value='{"1":2,"2":"Opal (O/O)"}' style="border-bottom:1px solid #000000;overflow:hidden;padding:0px 3px 0px 3px;vertical-align:bottom;">Opal (O/O)</td> <td data-sheets-numberformat='{"1":2,"2":"0.00","3":1}' data-sheets-value='{"1":3,"3":0.98}' style="border-bottom:1px solid #000000;overflow:hidden;padding:0px 3px 0px 3px;vertical-align:bottom;text-align:center;">0.98</td> <td data-sheets-numberformat='{"1":2,"2":"0","3":1}' data-sheets-value='{"1":3,"3":28.29}' style="border-bottom:1px solid #000000;overflow:hidden;padding:0px 3px 0px 3px;vertical-align:bottom;text-align:center;">28</td> <td data-sheets-numberformat='{"1":2,"2":"0","3":1}' data-sheets-value='{"1":3,"3":38.28}' style="border-bottom:1px solid #000000;overflow:hidden;padding:0px 3px 0px 3px;vertical-align:bottom;text-align:center;">38</td> <td data-sheets-value='{"1":3,"3":26}' style="border-right:1px solid #000000;border-bottom:1px solid #000000;overflow:hidden;padding:0px 3px 0px 3px;vertical-align:bottom;text-align:center;">26</td> </tr> <tr style="height:20px;"> <td data-sheets-value='{"1":2,"2":"Polycarbonate "}' style="border-left:1px solid #000000;overflow:hidden;padding:0px 3px 0px 3px;vertical-align:bottom;">Polycarbonate </td> <td data-sheets-value='{"1":2,"2":"EW"}' style="overflow:hidden;padding:0px 3px 0px 3px;vertical-align:bottom;">EW</td> <td data-sheets-value='{"1":2,"2":"Clear (A)"}' style="overflow:hidden;padding:0px 3px 0px 3px;vertical-align:bottom;">Clear (A)</td> <td data-sheets-numberformat='{"1":2,"2":"0.00","3":1}' data-sheets-value='{"1":3,"3":1.19}' style="overflow:hidden;padding:0px 3px 0px 3px;vertical-align:bottom;text-align:center;">1.19</td> <td data-sheets-numberformat='{"1":2,"2":"0","3":1}' data-sheets-value='{"1":3,"3":36.08}' style="overflow:hidden;padding:0px 3px 0px 3px;vertical-align:bottom;text-align:center;">36</td> <td data-sheets-numberformat='{"1":2,"2":"0","3":1}' data-sheets-value='{"1":3,"3":54.78}' style="overflow:hidden;padding:0px 3px 0px 3px;vertical-align:bottom;text-align:center;">55</td> <td data-sheets-value='{"1":3,"3":24}' style="border-right:1px solid #000000;overflow:hidden;padding:0px 3px 0px 3px;vertical-align:bottom;text-align:center;">24</td> </tr> <tr style="height:20px;"> <td data-sheets-value='{"1":2,"2":"PC"}' style="border-left:1px solid #000000;overflow:hidden;padding:0px 3px 0px 3px;vertical-align:bottom;">PC</td> <td style="overflow:hidden;padding:0px 3px 0px 3px;vertical-align:bottom;"></td> <td data-sheets-value='{"1":2,"2":"Opal (D)"}' style="overflow:hidden;padding:0px 3px 0px 3px;vertical-align:bottom;">Opal (D)</td> <td data-sheets-numberformat='{"1":2,"2":"0.00","3":1}' data-sheets-value='{"1":3,"3":1.19}' style="overflow:hidden;padding:0px 3px 0px 3px;vertical-align:bottom;text-align:center;">1.19</td> <td data-sheets-numberformat='{"1":2,"2":"0","3":1}' data-sheets-value='{"1":3,"3":23.779999999999998}' style="overflow:hidden;padding:0px 3px 0px 3px;vertical-align:bottom;text-align:center;">24</td> <td data-sheets-numberformat='{"1":2,"2":"0","3":1}' data-sheets-value='{"1":3,"3":39.6}' style="overflow:hidden;padding:0px 3px 0px 3px;vertical-align:bottom;text-align:center;">40</td> <td data-sheets-value='{"1":3,"3":24}' style="border-right:1px solid #000000;overflow:hidden;padding:0px 3px 0px 3px;vertical-align:bottom;text-align:center;">24</td> </tr> <tr style="height:20px;"> <td style="border-left:1px solid #000000;overflow:hidden;padding:0px 3px 0px 3px;vertical-align:bottom;"></td> <td data-sheets-value='{"1":2,"2":"DW"}' style="overflow:hidden;padding:0px 3px 0px 3px;vertical-align:bottom;">DW</td> <td data-sheets-value='{"1":2,"2":"Clear (A/H)"}' style="overflow:hidden;padding:0px 3px 0px 3px;vertical-align:bottom;">Clear (A/H)</td> <td data-sheets-numberformat='{"1":2,"2":"0.00","3":1}' data-sheets-value='{"1":3,"3":0.98}' style="overflow:hidden;padding:0px 3px 0px 3px;vertical-align:bottom;text-align:center;">0.98</td> <td data-sheets-numberformat='{"1":2,"2":"0","3":1}' data-sheets-value='{"1":3,"3":32.39}' style="overflow:hidden;padding:0px 3px 0px 3px;vertical-align:bottom;text-align:center;">32</td> <td data-sheets-numberformat='{"1":2,"2":"0","3":1}' data-sheets-value='{"1":3,"3":47.52}' style="overflow:hidden;padding:0px 3px 0px 3px;vertical-align:bottom;text-align:center;">48</td> <td data-sheets-value='{"1":3,"3":26}' style="border-right:1px solid #000000;overflow:hidden;padding:0px 3px 0px 3px;vertical-align:bottom;text-align:center;">26</td> </tr> <tr style="height:20px;"> <td style="border-left:1px solid #000000;overflow:hidden;padding:0px 3px 0px 3px;vertical-align:bottom;"></td> <td style="overflow:hidden;padding:0px 3px 0px 3px;vertical-align:bottom;"></td> <td data-sheets-value='{"1":2,"2":"Clear (A/A)"}' style="overflow:hidden;padding:0px 3px 0px 3px;vertical-align:bottom;">Clear (A/A)</td> <td data-sheets-numberformat='{"1":2,"2":"0.00","3":1}' data-sheets-value='{"1":3,"3":0.98}' style="overflow:hidden;padding:0px 3px 0px 3px;vertical-align:bottom;text-align:center;">0.98</td> <td data-sheets-numberformat='{"1":2,"2":"0","3":1}' data-sheets-value='{"1":3,"3":31.569999999999997}' style="overflow:hidden;padding:0px 3px 0px 3px;vertical-align:bottom;text-align:center;">32</td> <td data-sheets-numberformat='{"1":2,"2":"0","3":1}' data-sheets-value='{"1":3,"3":45.54}' style="overflow:hidden;padding:0px 3px 0px 3px;vertical-align:bottom;text-align:center;">46</td> <td data-sheets-value='{"1":3,"3":26}' style="border-right:1px solid #000000;overflow:hidden;padding:0px 3px 0px 3px;vertical-align:bottom;text-align:center;">26</td> </tr> <tr style="height:20px;"> <td style="border-left:1px solid #000000;overflow:hidden;padding:0px 3px 0px 3px;vertical-align:bottom;"></td> <td style="overflow:hidden;padding:0px 3px 0px 3px;vertical-align:bottom;"></td> <td data-sheets-value='{"1":2,"2":"Opal (A/O)"}' style="overflow:hidden;padding:0px 3px 0px 3px;vertical-align:bottom;">Opal (A/O)</td> <td data-sheets-numberformat='{"1":2,"2":"0.00","3":1}' data-sheets-value='{"1":3,"3":0.98}' style="overflow:hidden;padding:0px 3px 0px 3px;vertical-align:bottom;text-align:center;">0.98</td> <td data-sheets-numberformat='{"1":2,"2":"0","3":1}' data-sheets-value='{"1":3,"3":29.93}' style="overflow:hidden;padding:0px 3px 0px 3px;vertical-align:bottom;text-align:center;">30</td> <td data-sheets-numberformat='{"1":2,"2":"0","3":1}' data-sheets-value='{"1":3,"3":41.580000000000005}' style="overflow:hidden;padding:0px 3px 0px 3px;vertical-align:bottom;text-align:center;">42</td> <td data-sheets-value='{"1":3,"3":26}' style="border-right:1px solid #000000;overflow:hidden;padding:0px 3px 0px 3px;vertical-align:bottom;text-align:center;">26</td> </tr> <tr style="height:20px;"> <td style="border-bottom:1px solid #000000;border-left:1px solid #000000;overflow:hidden;padding:0px 3px 0px 3px;vertical-align:bottom;"></td> <td style="border-bottom:1px solid #000000;overflow:hidden;padding:0px 3px 0px 3px;vertical-align:bottom;"></td> <td data-sheets-value='{"1":2,"2":"Opal (A/D)"}' style="border-bottom:1px solid #000000;overflow:hidden;padding:0px 3px 0px 3px;vertical-align:bottom;">Opal (A/D)</td> <td data-sheets-numberformat='{"1":2,"2":"0.00","3":1}' data-sheets-value='{"1":3,"3":0.98}' style="border-bottom:1px solid #000000;overflow:hidden;padding:0px 3px 0px 3px;vertical-align:bottom;text-align:center;">0.98</td> <td data-sheets-numberformat='{"1":2,"2":"0","3":1}' data-sheets-value='{"1":3,"3":20.91}' style="border-bottom:1px solid #000000;overflow:hidden;padding:0px 3px 0px 3px;vertical-align:bottom;text-align:center;">21</td> <td data-sheets-numberformat='{"1":2,"2":"0","3":1}' data-sheets-value='{"1":3,"3":33}' style="border-bottom:1px solid #000000;overflow:hidden;padding:0px 3px 0px 3px;vertical-align:bottom;text-align:center;">33</td> <td data-sheets-value='{"1":3,"3":26}' style="border-right:1px solid #000000;border-bottom:1px solid #000000;overflow:hidden;padding:0px 3px 0px 3px;vertical-align:bottom;text-align:center;">26</td> </tr> <tr style="height:20px;"> <td data-sheets-value='{"1":2,"2":"Polycarbonate"}' style="border-left:1px solid #000000;overflow:hidden;padding:0px 3px 0px 3px;vertical-align:bottom;">Polycarbonate</td> <td data-sheets-value='{"1":2,"2":"EW"}' style="overflow:hidden;padding:0px 3px 0px 3px;vertical-align:bottom;">EW</td> <td data-sheets-value='{"1":2,"2":"Heatstop Opal (T)"}' style="overflow:hidden;padding:0px 3px 0px 3px;vertical-align:bottom;">Heatstop Opal (T)</td> <td data-sheets-numberformat='{"1":2,"2":"0.00","3":1}' data-sheets-value='{"1":3,"3":1.19}' style="overflow:hidden;padding:0px 3px 0px 3px;vertical-align:bottom;text-align:center;">1.19</td> <td data-sheets-numberformat='{"1":2,"2":"0","3":1}' data-sheets-value='{"1":3,"3":20.09}' style="overflow:hidden;padding:0px 3px 0px 3px;vertical-align:bottom;text-align:center;">20</td> <td data-sheets-numberformat='{"1":2,"2":"0","3":1}' data-sheets-value='{"1":3,"3":38.940000000000005}' style="overflow:hidden;padding:0px 3px 0px 3px;vertical-align:bottom;text-align:center;">39</td> <td data-sheets-value='{"1":3,"3":24}' style="border-right:1px solid #000000;overflow:hidden;padding:0px 3px 0px 3px;vertical-align:bottom;text-align:center;">24</td> </tr> <tr style="height:20px;"> <td data-sheets-value='{"1":2,"2":"Heatstop PC"}' style="border-left:1px solid #000000;overflow:hidden;padding:0px 3px 0px 3px;vertical-align:bottom;">Heatstop PC</td> <td data-sheets-value='{"1":2,"2":"DW"}' style="overflow:hidden;padding:0px 3px 0px 3px;vertical-align:bottom;">DW</td> <td data-sheets-value='{"1":2,"2":"Clear (T/H)"}' style="overflow:hidden;padding:0px 3px 0px 3px;vertical-align:bottom;">Clear (T/H)</td> <td data-sheets-numberformat='{"1":2,"2":"0.00","3":1}' data-sheets-value='{"1":3,"3":0.98}' style="overflow:hidden;padding:0px 3px 0px 3px;vertical-align:bottom;text-align:center;">0.98</td> <td data-sheets-numberformat='{"1":2,"2":"0","3":1}' data-sheets-value='{"1":3,"3":18.04}' style="overflow:hidden;padding:0px 3px 0px 3px;vertical-align:bottom;text-align:center;">18</td> <td data-sheets-numberformat='{"1":2,"2":"0","3":1}' data-sheets-value='{"1":3,"3":33.660000000000004}' style="overflow:hidden;padding:0px 3px 0px 3px;vertical-align:bottom;text-align:center;">34</td> <td data-sheets-value='{"1":3,"3":26}' style="border-right:1px solid #000000;overflow:hidden;padding:0px 3px 0px 3px;vertical-align:bottom;text-align:center;">26</td> </tr> <tr style="height:20px;"> <td style="border-bottom:1px solid #000000;border-left:1px solid #000000;overflow:hidden;padding:0px 3px 0px 3px;vertical-align:bottom;"></td> <td style="border-bottom:1px solid #000000;overflow:hidden;padding:0px 3px 0px 3px;vertical-align:bottom;"></td> <td data-sheets-value='{"1":2,"2":"Opal (T/O)"}' style="border-bottom:1px solid #000000;overflow:hidden;padding:0px 3px 0px 3px;vertical-align:bottom;">Opal (T/O)</td> <td data-sheets-numberformat='{"1":2,"2":"0.00","3":1}' data-sheets-value='{"1":3,"3":0.98}' style="border-bottom:1px solid #000000;overflow:hidden;padding:0px 3px 0px 3px;vertical-align:bottom;text-align:center;">0.98</td> <td data-sheets-numberformat='{"1":2,"2":"0","3":1}' data-sheets-value='{"1":3,"3":16.81}' style="border-bottom:1px solid #000000;overflow:hidden;padding:0px 3px 0px 3px;vertical-align:bottom;text-align:center;">17</td> <td data-sheets-numberformat='{"1":2,"2":"0","3":1}' data-sheets-value='{"1":3,"3":29.700000000000003}' style="border-bottom:1px solid #000000;overflow:hidden;padding:0px 3px 0px 3px;vertical-align:bottom;text-align:center;">30</td> <td data-sheets-value='{"1":3,"3":26}' style="border-right:1px solid #000000;border-bottom:1px solid #000000;overflow:hidden;padding:0px 3px 0px 3px;vertical-align:bottom;text-align:center;">26</td> </tr> </tbody></table> | skylux-160-ce-met-koepel-en-pvc-opstand-30-20-met-lm-motor-pvc-raam-type-ep25-en-windvang-0700-x-1500-mm | 8586035298637 | 46872365629773
Smoke and heat exhaust (SHEV) | SHE system | Skylux | Skylux 160° CE with skylight and PVC curb 30/20 with LM-actuator, PVC frame type EP25 and spoiler 0750 x 1050 mm |  | 50457 | 5412970504573 | 4376.6 | Yes | 30-45 | 74.72 | 750 x 1050 mm | 1050 | 750 |  | PVC 30/20 (30 cm high & roof opening = 20 cm larger than daylight size) | Rectangular | 1.19 W/m²K - 0.98 W/m²K | 57% - 30% | 37% - 17% | 24dB - 26dB | 160° CE (for industry) | PVC frame EP25 | with spoiler | E | Single actuator | Maximum double-walled skylight possible for this product | Ut-value LT-value g-value Rw-value EN 1873 : 2014 EN ISO 13468 EN 16153 EN 410 EN 410 EN ISO 140-3 Material Walls Shells (W/m²K) (%) (%) (dB) Acrylic EW Clear (H) 1.19 37 57 24 PMMA Opal (O) 1.19 34 50 24 DW Clear (H/H) 0.98 33 50 26 Opal (O/O) 0.98 28 38 26 Polycarbonate EW Clear (A) 1.19 36 55 24 PC Opal (D) 1.19 24 40 24 DW Clear (A/H) 0.98 32 48 26 Clear (A/A) 0.98 32 46 26 Opal (A/O) 0.98 30 42 26 Opal (A/D) 0.98 21 33 26 Polycarbonate EW Heatstop Opal (T) 1.19 20 39 24 Heatstop PC DW Clear (T/H) 0.98 18 34 26 Opal (T/O) 0.98 17 30 26 | https://skylux.eu/en/products/skylux-160-ce-met-koepel-en-pvc-opstand-30-20-met-lm-motor-pvc-raam-type-ep25-en-windvang-0750-x-1050-mm | https://skylux.eu/cdn/shop/files/Skylux-160deg-CE-met-koepel-en-pvc-opstand-3020-met-LM-motor-pvc-raam-type-EP25-en-windvang-0750-x-1050-mm-RWA-systeem.jpg?v=1702980926&width=1600 | https://skylux.eu/cdn/shop/files/e5a82811-1bb0-48e4-a776-cacb59c7c092_fc4ebecb-8abe-4f12-90f0-dd8ccad1b1fa.jpg?v=1688551245&width=1600 | //skylux.eu/cdn/shop/files/E_MH_Mounting_instructions_Skylux_160_CE_LM.pdf?v=12406716259046007223 | //skylux.eu/cdn/shop/files/E_TD_Technical_File_Skylux_Skylux_160_CE_Electric.pdf?v=3667116872303399239 | <style type="text/css" id="isPasted"><!--td {border: 1px solid #cccccc;}br {mso-data-placement:same-cell;}--></style><table border="1" cellpadding="0" cellspacing="0" dir="ltr" style="table-layout:fixed;font-size:10pt;font-family:Arial;border-collapse:collapse;border:none;"><tbody> <tr style="height:20px;"> <td style="overflow:hidden;padding:0px 3px 0px 3px;vertical-align:bottom;"></td> <td style="overflow:hidden;padding:0px 3px 0px 3px;vertical-align:bottom;"></td> <td style="overflow:hidden;padding:0px 3px 0px 3px;vertical-align:bottom;"></td> <td data-sheets-value='{"1":2,"2":"Ut-value"}' style="overflow:hidden;padding:0px 3px 0px 3px;vertical-align:bottom;font-weight:bold;text-align:center;">Ut-value</td> <td data-sheets-value='{"1":2,"2":"LT-value"}' style="overflow:hidden;padding:0px 3px 0px 3px;vertical-align:bottom;font-weight:bold;text-align:center;">LT-value</td> <td data-sheets-value='{"1":2,"2":"g-value"}' style="overflow:hidden;padding:0px 3px 0px 3px;vertical-align:bottom;font-weight:bold;text-align:center;">g-value</td> <td data-sheets-value='{"1":2,"2":"Rw-value "}' style="overflow:hidden;padding:0px 3px 0px 3px;vertical-align:bottom;font-weight:bold;text-align:center;">Rw-value </td> </tr> <tr style="height:20px;"> <td style="overflow:hidden;padding:0px 3px 0px 3px;vertical-align:bottom;"></td> <td style="overflow:hidden;padding:0px 3px 0px 3px;vertical-align:bottom;"></td> <td style="overflow:hidden;padding:0px 3px 0px 3px;vertical-align:bottom;"></td> <td data-sheets-numberformat='{"1":2,"2":"0.00","3":1}' data-sheets-value='{"1":2,"2":"EN 1873 : 2014"}' style="overflow:hidden;padding:0px 3px 0px 3px;vertical-align:bottom;text-align:center;">EN 1873 : 2014</td> <td data-sheets-numberformat='{"1":2,"2":"0","3":1}' data-sheets-value='{"1":2,"2":"EN ISO 13468 EN 16153 EN 410"}' style="overflow:hidden;padding:0px 3px 0px 3px;vertical-align:bottom;text-align:center;">EN ISO 13468 EN 16153 EN 410</td> <td data-sheets-numberformat='{"1":2,"2":"0","3":1}' data-sheets-value='{"1":2,"2":"EN 410"}' style="overflow:hidden;padding:0px 3px 0px 3px;vertical-align:bottom;text-align:center;">EN 410</td> <td data-sheets-value='{"1":2,"2":"EN ISO 140-3\t\t"}' style="overflow:hidden;padding:0px 3px 0px 3px;vertical-align:bottom;text-align:center;">EN ISO 140-3 </td> </tr> <tr style="height:20px;"> <td data-sheets-value='{"1":2,"2":"Material"}' style="border-bottom:1px solid #000000;overflow:hidden;padding:0px 3px 0px 3px;vertical-align:bottom;background-color:#000000;font-weight:bold;color:#ffffff;">Material</td> <td data-sheets-value='{"1":2,"2":"Walls"}' style="border-bottom:1px solid #000000;overflow:hidden;padding:0px 3px 0px 3px;vertical-align:bottom;background-color:#000000;font-weight:bold;color:#ffffff;">Walls</td> <td data-sheets-value='{"1":2,"2":"Shells"}' style="border-bottom:1px solid #000000;overflow:hidden;padding:0px 3px 0px 3px;vertical-align:bottom;background-color:#000000;font-weight:bold;color:#ffffff;">Shells</td> <td data-sheets-numberformat='{"1":2,"2":"0.00","3":1}' data-sheets-value='{"1":2,"2":"(W/m²K)\t"}' style="border-bottom:1px solid #000000;overflow:hidden;padding:0px 3px 0px 3px;vertical-align:bottom;background-color:#000000;font-weight:bold;color:#ffffff;text-align:center;">(W/m²K) </td> <td data-sheets-numberformat='{"1":2,"2":"0","3":1}' data-sheets-value='{"1":2,"2":"(%)"}' style="border-bottom:1px solid #000000;overflow:hidden;padding:0px 3px 0px 3px;vertical-align:bottom;background-color:#000000;font-weight:bold;color:#ffffff;text-align:center;">(%)</td> <td data-sheets-numberformat='{"1":2,"2":"0","3":1}' data-sheets-value='{"1":2,"2":"(%)"}' style="border-bottom:1px solid #000000;overflow:hidden;padding:0px 3px 0px 3px;vertical-align:bottom;background-color:#000000;font-weight:bold;color:#ffffff;text-align:center;">(%)</td> <td data-sheets-value='{"1":2,"2":"(dB)"}' style="border-bottom:1px solid #000000;overflow:hidden;padding:0px 3px 0px 3px;vertical-align:bottom;background-color:#000000;font-weight:bold;color:#ffffff;text-align:center;">(dB)</td> </tr> <tr style="height:20px;"> <td data-sheets-value='{"1":2,"2":"Acrylic"}' style="border-left:1px solid #000000;overflow:hidden;padding:0px 3px 0px 3px;vertical-align:bottom;">Acrylic</td> <td data-sheets-value='{"1":2,"2":"EW"}' style="overflow:hidden;padding:0px 3px 0px 3px;vertical-align:bottom;">EW</td> <td data-sheets-value='{"1":2,"2":"Clear (H)"}' style="overflow:hidden;padding:0px 3px 0px 3px;vertical-align:bottom;">Clear (H)</td> <td data-sheets-numberformat='{"1":2,"2":"0.00","3":1}' data-sheets-value='{"1":3,"3":1.19}' style="overflow:hidden;padding:0px 3px 0px 3px;vertical-align:bottom;text-align:center;">1.19</td> <td data-sheets-numberformat='{"1":2,"2":"0","3":1}' data-sheets-value='{"1":3,"3":36.9}' style="overflow:hidden;padding:0px 3px 0px 3px;vertical-align:bottom;text-align:center;">37</td> <td data-sheets-numberformat='{"1":2,"2":"0","3":1}' data-sheets-value='{"1":3,"3":57.42}' style="overflow:hidden;padding:0px 3px 0px 3px;vertical-align:bottom;text-align:center;">57</td> <td data-sheets-value='{"1":3,"3":24}' style="border-right:1px solid #000000;overflow:hidden;padding:0px 3px 0px 3px;vertical-align:bottom;text-align:center;">24</td> </tr> <tr style="height:20px;"> <td data-sheets-value='{"1":2,"2":"PMMA"}' style="border-left:1px solid #000000;overflow:hidden;padding:0px 3px 0px 3px;vertical-align:bottom;">PMMA</td> <td style="overflow:hidden;padding:0px 3px 0px 3px;vertical-align:bottom;"></td> <td data-sheets-value='{"1":2,"2":"Opal (O)"}' style="overflow:hidden;padding:0px 3px 0px 3px;vertical-align:bottom;">Opal (O)</td> <td data-sheets-numberformat='{"1":2,"2":"0.00","3":1}' data-sheets-value='{"1":3,"3":1.19}' style="overflow:hidden;padding:0px 3px 0px 3px;vertical-align:bottom;text-align:center;">1.19</td> <td data-sheets-numberformat='{"1":2,"2":"0","3":1}' data-sheets-value='{"1":3,"3":34.03}' style="overflow:hidden;padding:0px 3px 0px 3px;vertical-align:bottom;text-align:center;">34</td> <td data-sheets-numberformat='{"1":2,"2":"0","3":1}' data-sheets-value='{"1":3,"3":50.160000000000004}' style="overflow:hidden;padding:0px 3px 0px 3px;vertical-align:bottom;text-align:center;">50</td> <td data-sheets-value='{"1":3,"3":24}' style="border-right:1px solid #000000;overflow:hidden;padding:0px 3px 0px 3px;vertical-align:bottom;text-align:center;">24</td> </tr> <tr style="height:20px;"> <td style="border-left:1px solid #000000;overflow:hidden;padding:0px 3px 0px 3px;vertical-align:bottom;"></td> <td data-sheets-value='{"1":2,"2":"DW"}' style="overflow:hidden;padding:0px 3px 0px 3px;vertical-align:bottom;">DW</td> <td data-sheets-value='{"1":2,"2":"Clear (H/H)"}' style="overflow:hidden;padding:0px 3px 0px 3px;vertical-align:bottom;">Clear (H/H)</td> <td data-sheets-numberformat='{"1":2,"2":"0.00","3":1}' data-sheets-value='{"1":3,"3":0.98}' style="overflow:hidden;padding:0px 3px 0px 3px;vertical-align:bottom;text-align:center;">0.98</td> <td data-sheets-numberformat='{"1":2,"2":"0","3":1}' data-sheets-value='{"1":3,"3":33.21}' style="overflow:hidden;padding:0px 3px 0px 3px;vertical-align:bottom;text-align:center;">33</td> <td data-sheets-numberformat='{"1":2,"2":"0","3":1}' data-sheets-value='{"1":3,"3":49.5}' style="overflow:hidden;padding:0px 3px 0px 3px;vertical-align:bottom;text-align:center;">50</td> <td data-sheets-value='{"1":3,"3":26}' style="border-right:1px solid #000000;overflow:hidden;padding:0px 3px 0px 3px;vertical-align:bottom;text-align:center;">26</td> </tr> <tr style="height:20px;"> <td style="border-bottom:1px solid #000000;border-left:1px solid #000000;overflow:hidden;padding:0px 3px 0px 3px;vertical-align:bottom;"></td> <td style="border-bottom:1px solid #000000;overflow:hidden;padding:0px 3px 0px 3px;vertical-align:bottom;"></td> <td data-sheets-value='{"1":2,"2":"Opal (O/O)"}' style="border-bottom:1px solid #000000;overflow:hidden;padding:0px 3px 0px 3px;vertical-align:bottom;">Opal (O/O)</td> <td data-sheets-numberformat='{"1":2,"2":"0.00","3":1}' data-sheets-value='{"1":3,"3":0.98}' style="border-bottom:1px solid #000000;overflow:hidden;padding:0px 3px 0px 3px;vertical-align:bottom;text-align:center;">0.98</td> <td data-sheets-numberformat='{"1":2,"2":"0","3":1}' data-sheets-value='{"1":3,"3":28.29}' style="border-bottom:1px solid #000000;overflow:hidden;padding:0px 3px 0px 3px;vertical-align:bottom;text-align:center;">28</td> <td data-sheets-numberformat='{"1":2,"2":"0","3":1}' data-sheets-value='{"1":3,"3":38.28}' style="border-bottom:1px solid #000000;overflow:hidden;padding:0px 3px 0px 3px;vertical-align:bottom;text-align:center;">38</td> <td data-sheets-value='{"1":3,"3":26}' style="border-right:1px solid #000000;border-bottom:1px solid #000000;overflow:hidden;padding:0px 3px 0px 3px;vertical-align:bottom;text-align:center;">26</td> </tr> <tr style="height:20px;"> <td data-sheets-value='{"1":2,"2":"Polycarbonate "}' style="border-left:1px solid #000000;overflow:hidden;padding:0px 3px 0px 3px;vertical-align:bottom;">Polycarbonate </td> <td data-sheets-value='{"1":2,"2":"EW"}' style="overflow:hidden;padding:0px 3px 0px 3px;vertical-align:bottom;">EW</td> <td data-sheets-value='{"1":2,"2":"Clear (A)"}' style="overflow:hidden;padding:0px 3px 0px 3px;vertical-align:bottom;">Clear (A)</td> <td data-sheets-numberformat='{"1":2,"2":"0.00","3":1}' data-sheets-value='{"1":3,"3":1.19}' style="overflow:hidden;padding:0px 3px 0px 3px;vertical-align:bottom;text-align:center;">1.19</td> <td data-sheets-numberformat='{"1":2,"2":"0","3":1}' data-sheets-value='{"1":3,"3":36.08}' style="overflow:hidden;padding:0px 3px 0px 3px;vertical-align:bottom;text-align:center;">36</td> <td data-sheets-numberformat='{"1":2,"2":"0","3":1}' data-sheets-value='{"1":3,"3":54.78}' style="overflow:hidden;padding:0px 3px 0px 3px;vertical-align:bottom;text-align:center;">55</td> <td data-sheets-value='{"1":3,"3":24}' style="border-right:1px solid #000000;overflow:hidden;padding:0px 3px 0px 3px;vertical-align:bottom;text-align:center;">24</td> </tr> <tr style="height:20px;"> <td data-sheets-value='{"1":2,"2":"PC"}' style="border-left:1px solid #000000;overflow:hidden;padding:0px 3px 0px 3px;vertical-align:bottom;">PC</td> <td style="overflow:hidden;padding:0px 3px 0px 3px;vertical-align:bottom;"></td> <td data-sheets-value='{"1":2,"2":"Opal (D)"}' style="overflow:hidden;padding:0px 3px 0px 3px;vertical-align:bottom;">Opal (D)</td> <td data-sheets-numberformat='{"1":2,"2":"0.00","3":1}' data-sheets-value='{"1":3,"3":1.19}' style="overflow:hidden;padding:0px 3px 0px 3px;vertical-align:bottom;text-align:center;">1.19</td> <td data-sheets-numberformat='{"1":2,"2":"0","3":1}' data-sheets-value='{"1":3,"3":23.779999999999998}' style="overflow:hidden;padding:0px 3px 0px 3px;vertical-align:bottom;text-align:center;">24</td> <td data-sheets-numberformat='{"1":2,"2":"0","3":1}' data-sheets-value='{"1":3,"3":39.6}' style="overflow:hidden;padding:0px 3px 0px 3px;vertical-align:bottom;text-align:center;">40</td> <td data-sheets-value='{"1":3,"3":24}' style="border-right:1px solid #000000;overflow:hidden;padding:0px 3px 0px 3px;vertical-align:bottom;text-align:center;">24</td> </tr> <tr style="height:20px;"> <td style="border-left:1px solid #000000;overflow:hidden;padding:0px 3px 0px 3px;vertical-align:bottom;"></td> <td data-sheets-value='{"1":2,"2":"DW"}' style="overflow:hidden;padding:0px 3px 0px 3px;vertical-align:bottom;">DW</td> <td data-sheets-value='{"1":2,"2":"Clear (A/H)"}' style="overflow:hidden;padding:0px 3px 0px 3px;vertical-align:bottom;">Clear (A/H)</td> <td data-sheets-numberformat='{"1":2,"2":"0.00","3":1}' data-sheets-value='{"1":3,"3":0.98}' style="overflow:hidden;padding:0px 3px 0px 3px;vertical-align:bottom;text-align:center;">0.98</td> <td data-sheets-numberformat='{"1":2,"2":"0","3":1}' data-sheets-value='{"1":3,"3":32.39}' style="overflow:hidden;padding:0px 3px 0px 3px;vertical-align:bottom;text-align:center;">32</td> <td data-sheets-numberformat='{"1":2,"2":"0","3":1}' data-sheets-value='{"1":3,"3":47.52}' style="overflow:hidden;padding:0px 3px 0px 3px;vertical-align:bottom;text-align:center;">48</td> <td data-sheets-value='{"1":3,"3":26}' style="border-right:1px solid #000000;overflow:hidden;padding:0px 3px 0px 3px;vertical-align:bottom;text-align:center;">26</td> </tr> <tr style="height:20px;"> <td style="border-left:1px solid #000000;overflow:hidden;padding:0px 3px 0px 3px;vertical-align:bottom;"></td> <td style="overflow:hidden;padding:0px 3px 0px 3px;vertical-align:bottom;"></td> <td data-sheets-value='{"1":2,"2":"Clear (A/A)"}' style="overflow:hidden;padding:0px 3px 0px 3px;vertical-align:bottom;">Clear (A/A)</td> <td data-sheets-numberformat='{"1":2,"2":"0.00","3":1}' data-sheets-value='{"1":3,"3":0.98}' style="overflow:hidden;padding:0px 3px 0px 3px;vertical-align:bottom;text-align:center;">0.98</td> <td data-sheets-numberformat='{"1":2,"2":"0","3":1}' data-sheets-value='{"1":3,"3":31.569999999999997}' style="overflow:hidden;padding:0px 3px 0px 3px;vertical-align:bottom;text-align:center;">32</td> <td data-sheets-numberformat='{"1":2,"2":"0","3":1}' data-sheets-value='{"1":3,"3":45.54}' style="overflow:hidden;padding:0px 3px 0px 3px;vertical-align:bottom;text-align:center;">46</td> <td data-sheets-value='{"1":3,"3":26}' style="border-right:1px solid #000000;overflow:hidden;padding:0px 3px 0px 3px;vertical-align:bottom;text-align:center;">26</td> </tr> <tr style="height:20px;"> <td style="border-left:1px solid #000000;overflow:hidden;padding:0px 3px 0px 3px;vertical-align:bottom;"></td> <td style="overflow:hidden;padding:0px 3px 0px 3px;vertical-align:bottom;"></td> <td data-sheets-value='{"1":2,"2":"Opal (A/O)"}' style="overflow:hidden;padding:0px 3px 0px 3px;vertical-align:bottom;">Opal (A/O)</td> <td data-sheets-numberformat='{"1":2,"2":"0.00","3":1}' data-sheets-value='{"1":3,"3":0.98}' style="overflow:hidden;padding:0px 3px 0px 3px;vertical-align:bottom;text-align:center;">0.98</td> <td data-sheets-numberformat='{"1":2,"2":"0","3":1}' data-sheets-value='{"1":3,"3":29.93}' style="overflow:hidden;padding:0px 3px 0px 3px;vertical-align:bottom;text-align:center;">30</td> <td data-sheets-numberformat='{"1":2,"2":"0","3":1}' data-sheets-value='{"1":3,"3":41.580000000000005}' style="overflow:hidden;padding:0px 3px 0px 3px;vertical-align:bottom;text-align:center;">42</td> <td data-sheets-value='{"1":3,"3":26}' style="border-right:1px solid #000000;overflow:hidden;padding:0px 3px 0px 3px;vertical-align:bottom;text-align:center;">26</td> </tr> <tr style="height:20px;"> <td style="border-bottom:1px solid #000000;border-left:1px solid #000000;overflow:hidden;padding:0px 3px 0px 3px;vertical-align:bottom;"></td> <td style="border-bottom:1px solid #000000;overflow:hidden;padding:0px 3px 0px 3px;vertical-align:bottom;"></td> <td data-sheets-value='{"1":2,"2":"Opal (A/D)"}' style="border-bottom:1px solid #000000;overflow:hidden;padding:0px 3px 0px 3px;vertical-align:bottom;">Opal (A/D)</td> <td data-sheets-numberformat='{"1":2,"2":"0.00","3":1}' data-sheets-value='{"1":3,"3":0.98}' style="border-bottom:1px solid #000000;overflow:hidden;padding:0px 3px 0px 3px;vertical-align:bottom;text-align:center;">0.98</td> <td data-sheets-numberformat='{"1":2,"2":"0","3":1}' data-sheets-value='{"1":3,"3":20.91}' style="border-bottom:1px solid #000000;overflow:hidden;padding:0px 3px 0px 3px;vertical-align:bottom;text-align:center;">21</td> <td data-sheets-numberformat='{"1":2,"2":"0","3":1}' data-sheets-value='{"1":3,"3":33}' style="border-bottom:1px solid #000000;overflow:hidden;padding:0px 3px 0px 3px;vertical-align:bottom;text-align:center;">33</td> <td data-sheets-value='{"1":3,"3":26}' style="border-right:1px solid #000000;border-bottom:1px solid #000000;overflow:hidden;padding:0px 3px 0px 3px;vertical-align:bottom;text-align:center;">26</td> </tr> <tr style="height:20px;"> <td data-sheets-value='{"1":2,"2":"Polycarbonate"}' style="border-left:1px solid #000000;overflow:hidden;padding:0px 3px 0px 3px;vertical-align:bottom;">Polycarbonate</td> <td data-sheets-value='{"1":2,"2":"EW"}' style="overflow:hidden;padding:0px 3px 0px 3px;vertical-align:bottom;">EW</td> <td data-sheets-value='{"1":2,"2":"Heatstop Opal (T)"}' style="overflow:hidden;padding:0px 3px 0px 3px;vertical-align:bottom;">Heatstop Opal (T)</td> <td data-sheets-numberformat='{"1":2,"2":"0.00","3":1}' data-sheets-value='{"1":3,"3":1.19}' style="overflow:hidden;padding:0px 3px 0px 3px;vertical-align:bottom;text-align:center;">1.19</td> <td data-sheets-numberformat='{"1":2,"2":"0","3":1}' data-sheets-value='{"1":3,"3":20.09}' style="overflow:hidden;padding:0px 3px 0px 3px;vertical-align:bottom;text-align:center;">20</td> <td data-sheets-numberformat='{"1":2,"2":"0","3":1}' data-sheets-value='{"1":3,"3":38.940000000000005}' style="overflow:hidden;padding:0px 3px 0px 3px;vertical-align:bottom;text-align:center;">39</td> <td data-sheets-value='{"1":3,"3":24}' style="border-right:1px solid #000000;overflow:hidden;padding:0px 3px 0px 3px;vertical-align:bottom;text-align:center;">24</td> </tr> <tr style="height:20px;"> <td data-sheets-value='{"1":2,"2":"Heatstop PC"}' style="border-left:1px solid #000000;overflow:hidden;padding:0px 3px 0px 3px;vertical-align:bottom;">Heatstop PC</td> <td data-sheets-value='{"1":2,"2":"DW"}' style="overflow:hidden;padding:0px 3px 0px 3px;vertical-align:bottom;">DW</td> <td data-sheets-value='{"1":2,"2":"Clear (T/H)"}' style="overflow:hidden;padding:0px 3px 0px 3px;vertical-align:bottom;">Clear (T/H)</td> <td data-sheets-numberformat='{"1":2,"2":"0.00","3":1}' data-sheets-value='{"1":3,"3":0.98}' style="overflow:hidden;padding:0px 3px 0px 3px;vertical-align:bottom;text-align:center;">0.98</td> <td data-sheets-numberformat='{"1":2,"2":"0","3":1}' data-sheets-value='{"1":3,"3":18.04}' style="overflow:hidden;padding:0px 3px 0px 3px;vertical-align:bottom;text-align:center;">18</td> <td data-sheets-numberformat='{"1":2,"2":"0","3":1}' data-sheets-value='{"1":3,"3":33.660000000000004}' style="overflow:hidden;padding:0px 3px 0px 3px;vertical-align:bottom;text-align:center;">34</td> <td data-sheets-value='{"1":3,"3":26}' style="border-right:1px solid #000000;overflow:hidden;padding:0px 3px 0px 3px;vertical-align:bottom;text-align:center;">26</td> </tr> <tr style="height:20px;"> <td style="border-bottom:1px solid #000000;border-left:1px solid #000000;overflow:hidden;padding:0px 3px 0px 3px;vertical-align:bottom;"></td> <td style="border-bottom:1px solid #000000;overflow:hidden;padding:0px 3px 0px 3px;vertical-align:bottom;"></td> <td data-sheets-value='{"1":2,"2":"Opal (T/O)"}' style="border-bottom:1px solid #000000;overflow:hidden;padding:0px 3px 0px 3px;vertical-align:bottom;">Opal (T/O)</td> <td data-sheets-numberformat='{"1":2,"2":"0.00","3":1}' data-sheets-value='{"1":3,"3":0.98}' style="border-bottom:1px solid #000000;overflow:hidden;padding:0px 3px 0px 3px;vertical-align:bottom;text-align:center;">0.98</td> <td data-sheets-numberformat='{"1":2,"2":"0","3":1}' data-sheets-value='{"1":3,"3":16.81}' style="border-bottom:1px solid #000000;overflow:hidden;padding:0px 3px 0px 3px;vertical-align:bottom;text-align:center;">17</td> <td data-sheets-numberformat='{"1":2,"2":"0","3":1}' data-sheets-value='{"1":3,"3":29.700000000000003}' style="border-bottom:1px solid #000000;overflow:hidden;padding:0px 3px 0px 3px;vertical-align:bottom;text-align:center;">30</td> <td data-sheets-value='{"1":3,"3":26}' style="border-right:1px solid #000000;border-bottom:1px solid #000000;overflow:hidden;padding:0px 3px 0px 3px;vertical-align:bottom;text-align:center;">26</td> </tr> </tbody></table> | skylux-160-ce-met-koepel-en-pvc-opstand-30-20-met-lm-motor-pvc-raam-type-ep25-en-windvang-0750-x-1050-mm | 8586035331405 | 46872365695309
Smoke and heat exhaust (SHEV) | SHE system | Skylux | Skylux 160° CE with skylight and PVC curb 30/20 with LM-actuator, PVC frame type EP25 and spoiler 0750 x 1250 mm |  | 50458 | 5412970504580 | 4431.05 | Yes | 30-45 | 77.76 | 750 x 1250 mm | 1250 | 750 |  | PVC 30/20 (30 cm high & roof opening = 20 cm larger than daylight size) | Rectangular | 1.19 W/m²K - 0.98 W/m²K | 57% - 30% | 37% - 17% | 24dB - 26dB | 160° CE (for industry) | PVC frame EP25 | with spoiler | E | Single actuator | Maximum double-walled skylight possible for this product | Ut-value LT-value g-value Rw-value EN 1873 : 2014 EN ISO 13468 EN 16153 EN 410 EN 410 EN ISO 140-3 Material Walls Shells (W/m²K) (%) (%) (dB) Acrylic EW Clear (H) 1.19 37 57 24 PMMA Opal (O) 1.19 34 50 24 DW Clear (H/H) 0.98 33 50 26 Opal (O/O) 0.98 28 38 26 Polycarbonate EW Clear (A) 1.19 36 55 24 PC Opal (D) 1.19 24 40 24 DW Clear (A/H) 0.98 32 48 26 Clear (A/A) 0.98 32 46 26 Opal (A/O) 0.98 30 42 26 Opal (A/D) 0.98 21 33 26 Polycarbonate EW Heatstop Opal (T) 1.19 20 39 24 Heatstop PC DW Clear (T/H) 0.98 18 34 26 Opal (T/O) 0.98 17 30 26 | https://skylux.eu/en/products/skylux-160-ce-met-koepel-en-pvc-opstand-30-20-met-lm-motor-pvc-raam-type-ep25-en-windvang-0750-x-1250-mm | https://skylux.eu/cdn/shop/files/Skylux-160deg-CE-met-koepel-en-pvc-opstand-3020-met-LM-motor-pvc-raam-type-EP25-en-windvang-0750-x-1250-mm-RWA-systeem.jpg?v=1702980931&width=1600 | https://skylux.eu/cdn/shop/files/e5a82811-1bb0-48e4-a776-cacb59c7c092_4cd97f72-2fde-4e92-b7cc-cae27324cf23.jpg?v=1688551246&width=1600 | //skylux.eu/cdn/shop/files/E_MH_Mounting_instructions_Skylux_160_CE_LM.pdf?v=12406716259046007223 | //skylux.eu/cdn/shop/files/E_TD_Technical_File_Skylux_Skylux_160_CE_Electric.pdf?v=3667116872303399239 | <style type="text/css" id="isPasted"><!--td {border: 1px solid #cccccc;}br {mso-data-placement:same-cell;}--></style><table border="1" cellpadding="0" cellspacing="0" dir="ltr" style="table-layout:fixed;font-size:10pt;font-family:Arial;border-collapse:collapse;border:none;"><tbody> <tr style="height:20px;"> <td style="overflow:hidden;padding:0px 3px 0px 3px;vertical-align:bottom;"></td> <td style="overflow:hidden;padding:0px 3px 0px 3px;vertical-align:bottom;"></td> <td style="overflow:hidden;padding:0px 3px 0px 3px;vertical-align:bottom;"></td> <td data-sheets-value='{"1":2,"2":"Ut-value"}' style="overflow:hidden;padding:0px 3px 0px 3px;vertical-align:bottom;font-weight:bold;text-align:center;">Ut-value</td> <td data-sheets-value='{"1":2,"2":"LT-value"}' style="overflow:hidden;padding:0px 3px 0px 3px;vertical-align:bottom;font-weight:bold;text-align:center;">LT-value</td> <td data-sheets-value='{"1":2,"2":"g-value"}' style="overflow:hidden;padding:0px 3px 0px 3px;vertical-align:bottom;font-weight:bold;text-align:center;">g-value</td> <td data-sheets-value='{"1":2,"2":"Rw-value "}' style="overflow:hidden;padding:0px 3px 0px 3px;vertical-align:bottom;font-weight:bold;text-align:center;">Rw-value </td> </tr> <tr style="height:20px;"> <td style="overflow:hidden;padding:0px 3px 0px 3px;vertical-align:bottom;"></td> <td style="overflow:hidden;padding:0px 3px 0px 3px;vertical-align:bottom;"></td> <td style="overflow:hidden;padding:0px 3px 0px 3px;vertical-align:bottom;"></td> <td data-sheets-numberformat='{"1":2,"2":"0.00","3":1}' data-sheets-value='{"1":2,"2":"EN 1873 : 2014"}' style="overflow:hidden;padding:0px 3px 0px 3px;vertical-align:bottom;text-align:center;">EN 1873 : 2014</td> <td data-sheets-numberformat='{"1":2,"2":"0","3":1}' data-sheets-value='{"1":2,"2":"EN ISO 13468 EN 16153 EN 410"}' style="overflow:hidden;padding:0px 3px 0px 3px;vertical-align:bottom;text-align:center;">EN ISO 13468 EN 16153 EN 410</td> <td data-sheets-numberformat='{"1":2,"2":"0","3":1}' data-sheets-value='{"1":2,"2":"EN 410"}' style="overflow:hidden;padding:0px 3px 0px 3px;vertical-align:bottom;text-align:center;">EN 410</td> <td data-sheets-value='{"1":2,"2":"EN ISO 140-3\t\t"}' style="overflow:hidden;padding:0px 3px 0px 3px;vertical-align:bottom;text-align:center;">EN ISO 140-3 </td> </tr> <tr style="height:20px;"> <td data-sheets-value='{"1":2,"2":"Material"}' style="border-bottom:1px solid #000000;overflow:hidden;padding:0px 3px 0px 3px;vertical-align:bottom;background-color:#000000;font-weight:bold;color:#ffffff;">Material</td> <td data-sheets-value='{"1":2,"2":"Walls"}' style="border-bottom:1px solid #000000;overflow:hidden;padding:0px 3px 0px 3px;vertical-align:bottom;background-color:#000000;font-weight:bold;color:#ffffff;">Walls</td> <td data-sheets-value='{"1":2,"2":"Shells"}' style="border-bottom:1px solid #000000;overflow:hidden;padding:0px 3px 0px 3px;vertical-align:bottom;background-color:#000000;font-weight:bold;color:#ffffff;">Shells</td> <td data-sheets-numberformat='{"1":2,"2":"0.00","3":1}' data-sheets-value='{"1":2,"2":"(W/m²K)\t"}' style="border-bottom:1px solid #000000;overflow:hidden;padding:0px 3px 0px 3px;vertical-align:bottom;background-color:#000000;font-weight:bold;color:#ffffff;text-align:center;">(W/m²K) </td> <td data-sheets-numberformat='{"1":2,"2":"0","3":1}' data-sheets-value='{"1":2,"2":"(%)"}' style="border-bottom:1px solid #000000;overflow:hidden;padding:0px 3px 0px 3px;vertical-align:bottom;background-color:#000000;font-weight:bold;color:#ffffff;text-align:center;">(%)</td> <td data-sheets-numberformat='{"1":2,"2":"0","3":1}' data-sheets-value='{"1":2,"2":"(%)"}' style="border-bottom:1px solid #000000;overflow:hidden;padding:0px 3px 0px 3px;vertical-align:bottom;background-color:#000000;font-weight:bold;color:#ffffff;text-align:center;">(%)</td> <td data-sheets-value='{"1":2,"2":"(dB)"}' style="border-bottom:1px solid #000000;overflow:hidden;padding:0px 3px 0px 3px;vertical-align:bottom;background-color:#000000;font-weight:bold;color:#ffffff;text-align:center;">(dB)</td> </tr> <tr style="height:20px;"> <td data-sheets-value='{"1":2,"2":"Acrylic"}' style="border-left:1px solid #000000;overflow:hidden;padding:0px 3px 0px 3px;vertical-align:bottom;">Acrylic</td> <td data-sheets-value='{"1":2,"2":"EW"}' style="overflow:hidden;padding:0px 3px 0px 3px;vertical-align:bottom;">EW</td> <td data-sheets-value='{"1":2,"2":"Clear (H)"}' style="overflow:hidden;padding:0px 3px 0px 3px;vertical-align:bottom;">Clear (H)</td> <td data-sheets-numberformat='{"1":2,"2":"0.00","3":1}' data-sheets-value='{"1":3,"3":1.19}' style="overflow:hidden;padding:0px 3px 0px 3px;vertical-align:bottom;text-align:center;">1.19</td> <td data-sheets-numberformat='{"1":2,"2":"0","3":1}' data-sheets-value='{"1":3,"3":36.9}' style="overflow:hidden;padding:0px 3px 0px 3px;vertical-align:bottom;text-align:center;">37</td> <td data-sheets-numberformat='{"1":2,"2":"0","3":1}' data-sheets-value='{"1":3,"3":57.42}' style="overflow:hidden;padding:0px 3px 0px 3px;vertical-align:bottom;text-align:center;">57</td> <td data-sheets-value='{"1":3,"3":24}' style="border-right:1px solid #000000;overflow:hidden;padding:0px 3px 0px 3px;vertical-align:bottom;text-align:center;">24</td> </tr> <tr style="height:20px;"> <td data-sheets-value='{"1":2,"2":"PMMA"}' style="border-left:1px solid #000000;overflow:hidden;padding:0px 3px 0px 3px;vertical-align:bottom;">PMMA</td> <td style="overflow:hidden;padding:0px 3px 0px 3px;vertical-align:bottom;"></td> <td data-sheets-value='{"1":2,"2":"Opal (O)"}' style="overflow:hidden;padding:0px 3px 0px 3px;vertical-align:bottom;">Opal (O)</td> <td data-sheets-numberformat='{"1":2,"2":"0.00","3":1}' data-sheets-value='{"1":3,"3":1.19}' style="overflow:hidden;padding:0px 3px 0px 3px;vertical-align:bottom;text-align:center;">1.19</td> <td data-sheets-numberformat='{"1":2,"2":"0","3":1}' data-sheets-value='{"1":3,"3":34.03}' style="overflow:hidden;padding:0px 3px 0px 3px;vertical-align:bottom;text-align:center;">34</td> <td data-sheets-numberformat='{"1":2,"2":"0","3":1}' data-sheets-value='{"1":3,"3":50.160000000000004}' style="overflow:hidden;padding:0px 3px 0px 3px;vertical-align:bottom;text-align:center;">50</td> <td data-sheets-value='{"1":3,"3":24}' style="border-right:1px solid #000000;overflow:hidden;padding:0px 3px 0px 3px;vertical-align:bottom;text-align:center;">24</td> </tr> <tr style="height:20px;"> <td style="border-left:1px solid #000000;overflow:hidden;padding:0px 3px 0px 3px;vertical-align:bottom;"></td> <td data-sheets-value='{"1":2,"2":"DW"}' style="overflow:hidden;padding:0px 3px 0px 3px;vertical-align:bottom;">DW</td> <td data-sheets-value='{"1":2,"2":"Clear (H/H)"}' style="overflow:hidden;padding:0px 3px 0px 3px;vertical-align:bottom;">Clear (H/H)</td> <td data-sheets-numberformat='{"1":2,"2":"0.00","3":1}' data-sheets-value='{"1":3,"3":0.98}' style="overflow:hidden;padding:0px 3px 0px 3px;vertical-align:bottom;text-align:center;">0.98</td> <td data-sheets-numberformat='{"1":2,"2":"0","3":1}' data-sheets-value='{"1":3,"3":33.21}' style="overflow:hidden;padding:0px 3px 0px 3px;vertical-align:bottom;text-align:center;">33</td> <td data-sheets-numberformat='{"1":2,"2":"0","3":1}' data-sheets-value='{"1":3,"3":49.5}' style="overflow:hidden;padding:0px 3px 0px 3px;vertical-align:bottom;text-align:center;">50</td> <td data-sheets-value='{"1":3,"3":26}' style="border-right:1px solid #000000;overflow:hidden;padding:0px 3px 0px 3px;vertical-align:bottom;text-align:center;">26</td> </tr> <tr style="height:20px;"> <td style="border-bottom:1px solid #000000;border-left:1px solid #000000;overflow:hidden;padding:0px 3px 0px 3px;vertical-align:bottom;"></td> <td style="border-bottom:1px solid #000000;overflow:hidden;padding:0px 3px 0px 3px;vertical-align:bottom;"></td> <td data-sheets-value='{"1":2,"2":"Opal (O/O)"}' style="border-bottom:1px solid #000000;overflow:hidden;padding:0px 3px 0px 3px;vertical-align:bottom;">Opal (O/O)</td> <td data-sheets-numberformat='{"1":2,"2":"0.00","3":1}' data-sheets-value='{"1":3,"3":0.98}' style="border-bottom:1px solid #000000;overflow:hidden;padding:0px 3px 0px 3px;vertical-align:bottom;text-align:center;">0.98</td> <td data-sheets-numberformat='{"1":2,"2":"0","3":1}' data-sheets-value='{"1":3,"3":28.29}' style="border-bottom:1px solid #000000;overflow:hidden;padding:0px 3px 0px 3px;vertical-align:bottom;text-align:center;">28</td> <td data-sheets-numberformat='{"1":2,"2":"0","3":1}' data-sheets-value='{"1":3,"3":38.28}' style="border-bottom:1px solid #000000;overflow:hidden;padding:0px 3px 0px 3px;vertical-align:bottom;text-align:center;">38</td> <td data-sheets-value='{"1":3,"3":26}' style="border-right:1px solid #000000;border-bottom:1px solid #000000;overflow:hidden;padding:0px 3px 0px 3px;vertical-align:bottom;text-align:center;">26</td> </tr> <tr style="height:20px;"> <td data-sheets-value='{"1":2,"2":"Polycarbonate "}' style="border-left:1px solid #000000;overflow:hidden;padding:0px 3px 0px 3px;vertical-align:bottom;">Polycarbonate </td> <td data-sheets-value='{"1":2,"2":"EW"}' style="overflow:hidden;padding:0px 3px 0px 3px;vertical-align:bottom;">EW</td> <td data-sheets-value='{"1":2,"2":"Clear (A)"}' style="overflow:hidden;padding:0px 3px 0px 3px;vertical-align:bottom;">Clear (A)</td> <td data-sheets-numberformat='{"1":2,"2":"0.00","3":1}' data-sheets-value='{"1":3,"3":1.19}' style="overflow:hidden;padding:0px 3px 0px 3px;vertical-align:bottom;text-align:center;">1.19</td> <td data-sheets-numberformat='{"1":2,"2":"0","3":1}' data-sheets-value='{"1":3,"3":36.08}' style="overflow:hidden;padding:0px 3px 0px 3px;vertical-align:bottom;text-align:center;">36</td> <td data-sheets-numberformat='{"1":2,"2":"0","3":1}' data-sheets-value='{"1":3,"3":54.78}' style="overflow:hidden;padding:0px 3px 0px 3px;vertical-align:bottom;text-align:center;">55</td> <td data-sheets-value='{"1":3,"3":24}' style="border-right:1px solid #000000;overflow:hidden;padding:0px 3px 0px 3px;vertical-align:bottom;text-align:center;">24</td> </tr> <tr style="height:20px;"> <td data-sheets-value='{"1":2,"2":"PC"}' style="border-left:1px solid #000000;overflow:hidden;padding:0px 3px 0px 3px;vertical-align:bottom;">PC</td> <td style="overflow:hidden;padding:0px 3px 0px 3px;vertical-align:bottom;"></td> <td data-sheets-value='{"1":2,"2":"Opal (D)"}' style="overflow:hidden;padding:0px 3px 0px 3px;vertical-align:bottom;">Opal (D)</td> <td data-sheets-numberformat='{"1":2,"2":"0.00","3":1}' data-sheets-value='{"1":3,"3":1.19}' style="overflow:hidden;padding:0px 3px 0px 3px;vertical-align:bottom;text-align:center;">1.19</td> <td data-sheets-numberformat='{"1":2,"2":"0","3":1}' data-sheets-value='{"1":3,"3":23.779999999999998}' style="overflow:hidden;padding:0px 3px 0px 3px;vertical-align:bottom;text-align:center;">24</td> <td data-sheets-numberformat='{"1":2,"2":"0","3":1}' data-sheets-value='{"1":3,"3":39.6}' style="overflow:hidden;padding:0px 3px 0px 3px;vertical-align:bottom;text-align:center;">40</td> <td data-sheets-value='{"1":3,"3":24}' style="border-right:1px solid #000000;overflow:hidden;padding:0px 3px 0px 3px;vertical-align:bottom;text-align:center;">24</td> </tr> <tr style="height:20px;"> <td style="border-left:1px solid #000000;overflow:hidden;padding:0px 3px 0px 3px;vertical-align:bottom;"></td> <td data-sheets-value='{"1":2,"2":"DW"}' style="overflow:hidden;padding:0px 3px 0px 3px;vertical-align:bottom;">DW</td> <td data-sheets-value='{"1":2,"2":"Clear (A/H)"}' style="overflow:hidden;padding:0px 3px 0px 3px;vertical-align:bottom;">Clear (A/H)</td> <td data-sheets-numberformat='{"1":2,"2":"0.00","3":1}' data-sheets-value='{"1":3,"3":0.98}' style="overflow:hidden;padding:0px 3px 0px 3px;vertical-align:bottom;text-align:center;">0.98</td> <td data-sheets-numberformat='{"1":2,"2":"0","3":1}' data-sheets-value='{"1":3,"3":32.39}' style="overflow:hidden;padding:0px 3px 0px 3px;vertical-align:bottom;text-align:center;">32</td> <td data-sheets-numberformat='{"1":2,"2":"0","3":1}' data-sheets-value='{"1":3,"3":47.52}' style="overflow:hidden;padding:0px 3px 0px 3px;vertical-align:bottom;text-align:center;">48</td> <td data-sheets-value='{"1":3,"3":26}' style="border-right:1px solid #000000;overflow:hidden;padding:0px 3px 0px 3px;vertical-align:bottom;text-align:center;">26</td> </tr> <tr style="height:20px;"> <td style="border-left:1px solid #000000;overflow:hidden;padding:0px 3px 0px 3px;vertical-align:bottom;"></td> <td style="overflow:hidden;padding:0px 3px 0px 3px;vertical-align:bottom;"></td> <td data-sheets-value='{"1":2,"2":"Clear (A/A)"}' style="overflow:hidden;padding:0px 3px 0px 3px;vertical-align:bottom;">Clear (A/A)</td> <td data-sheets-numberformat='{"1":2,"2":"0.00","3":1}' data-sheets-value='{"1":3,"3":0.98}' style="overflow:hidden;padding:0px 3px 0px 3px;vertical-align:bottom;text-align:center;">0.98</td> <td data-sheets-numberformat='{"1":2,"2":"0","3":1}' data-sheets-value='{"1":3,"3":31.569999999999997}' style="overflow:hidden;padding:0px 3px 0px 3px;vertical-align:bottom;text-align:center;">32</td> <td data-sheets-numberformat='{"1":2,"2":"0","3":1}' data-sheets-value='{"1":3,"3":45.54}' style="overflow:hidden;padding:0px 3px 0px 3px;vertical-align:bottom;text-align:center;">46</td> <td data-sheets-value='{"1":3,"3":26}' style="border-right:1px solid #000000;overflow:hidden;padding:0px 3px 0px 3px;vertical-align:bottom;text-align:center;">26</td> </tr> <tr style="height:20px;"> <td style="border-left:1px solid #000000;overflow:hidden;padding:0px 3px 0px 3px;vertical-align:bottom;"></td> <td style="overflow:hidden;padding:0px 3px 0px 3px;vertical-align:bottom;"></td> <td data-sheets-value='{"1":2,"2":"Opal (A/O)"}' style="overflow:hidden;padding:0px 3px 0px 3px;vertical-align:bottom;">Opal (A/O)</td> <td data-sheets-numberformat='{"1":2,"2":"0.00","3":1}' data-sheets-value='{"1":3,"3":0.98}' style="overflow:hidden;padding:0px 3px 0px 3px;vertical-align:bottom;text-align:center;">0.98</td> <td data-sheets-numberformat='{"1":2,"2":"0","3":1}' data-sheets-value='{"1":3,"3":29.93}' style="overflow:hidden;padding:0px 3px 0px 3px;vertical-align:bottom;text-align:center;">30</td> <td data-sheets-numberformat='{"1":2,"2":"0","3":1}' data-sheets-value='{"1":3,"3":41.580000000000005}' style="overflow:hidden;padding:0px 3px 0px 3px;vertical-align:bottom;text-align:center;">42</td> <td data-sheets-value='{"1":3,"3":26}' style="border-right:1px solid #000000;overflow:hidden;padding:0px 3px 0px 3px;vertical-align:bottom;text-align:center;">26</td> </tr> <tr style="height:20px;"> <td style="border-bottom:1px solid #000000;border-left:1px solid #000000;overflow:hidden;padding:0px 3px 0px 3px;vertical-align:bottom;"></td> <td style="border-bottom:1px solid #000000;overflow:hidden;padding:0px 3px 0px 3px;vertical-align:bottom;"></td> <td data-sheets-value='{"1":2,"2":"Opal (A/D)"}' style="border-bottom:1px solid #000000;overflow:hidden;padding:0px 3px 0px 3px;vertical-align:bottom;">Opal (A/D)</td> <td data-sheets-numberformat='{"1":2,"2":"0.00","3":1}' data-sheets-value='{"1":3,"3":0.98}' style="border-bottom:1px solid #000000;overflow:hidden;padding:0px 3px 0px 3px;vertical-align:bottom;text-align:center;">0.98</td> <td data-sheets-numberformat='{"1":2,"2":"0","3":1}' data-sheets-value='{"1":3,"3":20.91}' style="border-bottom:1px solid #000000;overflow:hidden;padding:0px 3px 0px 3px;vertical-align:bottom;text-align:center;">21</td> <td data-sheets-numberformat='{"1":2,"2":"0","3":1}' data-sheets-value='{"1":3,"3":33}' style="border-bottom:1px solid #000000;overflow:hidden;padding:0px 3px 0px 3px;vertical-align:bottom;text-align:center;">33</td> <td data-sheets-value='{"1":3,"3":26}' style="border-right:1px solid #000000;border-bottom:1px solid #000000;overflow:hidden;padding:0px 3px 0px 3px;vertical-align:bottom;text-align:center;">26</td> </tr> <tr style="height:20px;"> <td data-sheets-value='{"1":2,"2":"Polycarbonate"}' style="border-left:1px solid #000000;overflow:hidden;padding:0px 3px 0px 3px;vertical-align:bottom;">Polycarbonate</td> <td data-sheets-value='{"1":2,"2":"EW"}' style="overflow:hidden;padding:0px 3px 0px 3px;vertical-align:bottom;">EW</td> <td data-sheets-value='{"1":2,"2":"Heatstop Opal (T)"}' style="overflow:hidden;padding:0px 3px 0px 3px;vertical-align:bottom;">Heatstop Opal (T)</td> <td data-sheets-numberformat='{"1":2,"2":"0.00","3":1}' data-sheets-value='{"1":3,"3":1.19}' style="overflow:hidden;padding:0px 3px 0px 3px;vertical-align:bottom;text-align:center;">1.19</td> <td data-sheets-numberformat='{"1":2,"2":"0","3":1}' data-sheets-value='{"1":3,"3":20.09}' style="overflow:hidden;padding:0px 3px 0px 3px;vertical-align:bottom;text-align:center;">20</td> <td data-sheets-numberformat='{"1":2,"2":"0","3":1}' data-sheets-value='{"1":3,"3":38.940000000000005}' style="overflow:hidden;padding:0px 3px 0px 3px;vertical-align:bottom;text-align:center;">39</td> <td data-sheets-value='{"1":3,"3":24}' style="border-right:1px solid #000000;overflow:hidden;padding:0px 3px 0px 3px;vertical-align:bottom;text-align:center;">24</td> </tr> <tr style="height:20px;"> <td data-sheets-value='{"1":2,"2":"Heatstop PC"}' style="border-left:1px solid #000000;overflow:hidden;padding:0px 3px 0px 3px;vertical-align:bottom;">Heatstop PC</td> <td data-sheets-value='{"1":2,"2":"DW"}' style="overflow:hidden;padding:0px 3px 0px 3px;vertical-align:bottom;">DW</td> <td data-sheets-value='{"1":2,"2":"Clear (T/H)"}' style="overflow:hidden;padding:0px 3px 0px 3px;vertical-align:bottom;">Clear (T/H)</td> <td data-sheets-numberformat='{"1":2,"2":"0.00","3":1}' data-sheets-value='{"1":3,"3":0.98}' style="overflow:hidden;padding:0px 3px 0px 3px;vertical-align:bottom;text-align:center;">0.98</td> <td data-sheets-numberformat='{"1":2,"2":"0","3":1}' data-sheets-value='{"1":3,"3":18.04}' style="overflow:hidden;padding:0px 3px 0px 3px;vertical-align:bottom;text-align:center;">18</td> <td data-sheets-numberformat='{"1":2,"2":"0","3":1}' data-sheets-value='{"1":3,"3":33.660000000000004}' style="overflow:hidden;padding:0px 3px 0px 3px;vertical-align:bottom;text-align:center;">34</td> <td data-sheets-value='{"1":3,"3":26}' style="border-right:1px solid #000000;overflow:hidden;padding:0px 3px 0px 3px;vertical-align:bottom;text-align:center;">26</td> </tr> <tr style="height:20px;"> <td style="border-bottom:1px solid #000000;border-left:1px solid #000000;overflow:hidden;padding:0px 3px 0px 3px;vertical-align:bottom;"></td> <td style="border-bottom:1px solid #000000;overflow:hidden;padding:0px 3px 0px 3px;vertical-align:bottom;"></td> <td data-sheets-value='{"1":2,"2":"Opal (T/O)"}' style="border-bottom:1px solid #000000;overflow:hidden;padding:0px 3px 0px 3px;vertical-align:bottom;">Opal (T/O)</td> <td data-sheets-numberformat='{"1":2,"2":"0.00","3":1}' data-sheets-value='{"1":3,"3":0.98}' style="border-bottom:1px solid #000000;overflow:hidden;padding:0px 3px 0px 3px;vertical-align:bottom;text-align:center;">0.98</td> <td data-sheets-numberformat='{"1":2,"2":"0","3":1}' data-sheets-value='{"1":3,"3":16.81}' style="border-bottom:1px solid #000000;overflow:hidden;padding:0px 3px 0px 3px;vertical-align:bottom;text-align:center;">17</td> <td data-sheets-numberformat='{"1":2,"2":"0","3":1}' data-sheets-value='{"1":3,"3":29.700000000000003}' style="border-bottom:1px solid #000000;overflow:hidden;padding:0px 3px 0px 3px;vertical-align:bottom;text-align:center;">30</td> <td data-sheets-value='{"1":3,"3":26}' style="border-right:1px solid #000000;border-bottom:1px solid #000000;overflow:hidden;padding:0px 3px 0px 3px;vertical-align:bottom;text-align:center;">26</td> </tr> </tbody></table> | skylux-160-ce-met-koepel-en-pvc-opstand-30-20-met-lm-motor-pvc-raam-type-ep25-en-windvang-0750-x-1250-mm | 8586035396941 | 46872365760845
Smoke and heat exhaust (SHEV) | SHE system | Skylux | Skylux 160° CE with skylight and PVC curb 30/20 with LM-actuator, PVC frame type EP25 and spoiler 0800 x 1100 mm |  | 50459 | 5412970504597 | 4380.2 | Yes | 30-45 | 76.57 | 800 x 1100 mm | 1100 | 800 |  | PVC 30/20 (30 cm high & roof opening = 20 cm larger than daylight size) | Rectangular | 1.19 W/m²K - 0.98 W/m²K | 57% - 30% | 37% - 17% | 24dB - 26dB | 160° CE (for industry) | PVC frame EP25 | with spoiler | E | Single actuator | Maximum double-walled skylight possible for this product | Ut-value LT-value g-value Rw-value EN 1873 : 2014 EN ISO 13468 EN 16153 EN 410 EN 410 EN ISO 140-3 Material Walls Shells (W/m²K) (%) (%) (dB) Acrylic EW Clear (H) 1.19 37 57 24 PMMA Opal (O) 1.19 34 50 24 DW Clear (H/H) 0.98 33 50 26 Opal (O/O) 0.98 28 38 26 Polycarbonate EW Clear (A) 1.19 36 55 24 PC Opal (D) 1.19 24 40 24 DW Clear (A/H) 0.98 32 48 26 Clear (A/A) 0.98 32 46 26 Opal (A/O) 0.98 30 42 26 Opal (A/D) 0.98 21 33 26 Polycarbonate EW Heatstop Opal (T) 1.19 20 39 24 Heatstop PC DW Clear (T/H) 0.98 18 34 26 Opal (T/O) 0.98 17 30 26 | https://skylux.eu/en/products/skylux-160-ce-met-koepel-en-pvc-opstand-30-20-met-lm-motor-pvc-raam-type-ep25-en-windvang-0800-x-1100-mm | https://skylux.eu/cdn/shop/files/Skylux-160deg-CE-met-koepel-en-pvc-opstand-3020-met-LM-motor-pvc-raam-type-EP25-en-windvang-0800-x-1100-mm-RWA-systeem.jpg?v=1702980937&width=1600 | https://skylux.eu/cdn/shop/files/e5a82811-1bb0-48e4-a776-cacb59c7c092_aa90d5da-b9b3-424c-b20a-b3615c893178.jpg?v=1688551247&width=1600 | //skylux.eu/cdn/shop/files/E_MH_Mounting_instructions_Skylux_160_CE_LM.pdf?v=12406716259046007223 | //skylux.eu/cdn/shop/files/E_TD_Technical_File_Skylux_Skylux_160_CE_Electric.pdf?v=3667116872303399239 | <style type="text/css" id="isPasted"><!--td {border: 1px solid #cccccc;}br {mso-data-placement:same-cell;}--></style><table border="1" cellpadding="0" cellspacing="0" dir="ltr" style="table-layout:fixed;font-size:10pt;font-family:Arial;border-collapse:collapse;border:none;"><tbody> <tr style="height:20px;"> <td style="overflow:hidden;padding:0px 3px 0px 3px;vertical-align:bottom;"></td> <td style="overflow:hidden;padding:0px 3px 0px 3px;vertical-align:bottom;"></td> <td style="overflow:hidden;padding:0px 3px 0px 3px;vertical-align:bottom;"></td> <td data-sheets-value='{"1":2,"2":"Ut-value"}' style="overflow:hidden;padding:0px 3px 0px 3px;vertical-align:bottom;font-weight:bold;text-align:center;">Ut-value</td> <td data-sheets-value='{"1":2,"2":"LT-value"}' style="overflow:hidden;padding:0px 3px 0px 3px;vertical-align:bottom;font-weight:bold;text-align:center;">LT-value</td> <td data-sheets-value='{"1":2,"2":"g-value"}' style="overflow:hidden;padding:0px 3px 0px 3px;vertical-align:bottom;font-weight:bold;text-align:center;">g-value</td> <td data-sheets-value='{"1":2,"2":"Rw-value "}' style="overflow:hidden;padding:0px 3px 0px 3px;vertical-align:bottom;font-weight:bold;text-align:center;">Rw-value </td> </tr> <tr style="height:20px;"> <td style="overflow:hidden;padding:0px 3px 0px 3px;vertical-align:bottom;"></td> <td style="overflow:hidden;padding:0px 3px 0px 3px;vertical-align:bottom;"></td> <td style="overflow:hidden;padding:0px 3px 0px 3px;vertical-align:bottom;"></td> <td data-sheets-numberformat='{"1":2,"2":"0.00","3":1}' data-sheets-value='{"1":2,"2":"EN 1873 : 2014"}' style="overflow:hidden;padding:0px 3px 0px 3px;vertical-align:bottom;text-align:center;">EN 1873 : 2014</td> <td data-sheets-numberformat='{"1":2,"2":"0","3":1}' data-sheets-value='{"1":2,"2":"EN ISO 13468 EN 16153 EN 410"}' style="overflow:hidden;padding:0px 3px 0px 3px;vertical-align:bottom;text-align:center;">EN ISO 13468 EN 16153 EN 410</td> <td data-sheets-numberformat='{"1":2,"2":"0","3":1}' data-sheets-value='{"1":2,"2":"EN 410"}' style="overflow:hidden;padding:0px 3px 0px 3px;vertical-align:bottom;text-align:center;">EN 410</td> <td data-sheets-value='{"1":2,"2":"EN ISO 140-3\t\t"}' style="overflow:hidden;padding:0px 3px 0px 3px;vertical-align:bottom;text-align:center;">EN ISO 140-3 </td> </tr> <tr style="height:20px;"> <td data-sheets-value='{"1":2,"2":"Material"}' style="border-bottom:1px solid #000000;overflow:hidden;padding:0px 3px 0px 3px;vertical-align:bottom;background-color:#000000;font-weight:bold;color:#ffffff;">Material</td> <td data-sheets-value='{"1":2,"2":"Walls"}' style="border-bottom:1px solid #000000;overflow:hidden;padding:0px 3px 0px 3px;vertical-align:bottom;background-color:#000000;font-weight:bold;color:#ffffff;">Walls</td> <td data-sheets-value='{"1":2,"2":"Shells"}' style="border-bottom:1px solid #000000;overflow:hidden;padding:0px 3px 0px 3px;vertical-align:bottom;background-color:#000000;font-weight:bold;color:#ffffff;">Shells</td> <td data-sheets-numberformat='{"1":2,"2":"0.00","3":1}' data-sheets-value='{"1":2,"2":"(W/m²K)\t"}' style="border-bottom:1px solid #000000;overflow:hidden;padding:0px 3px 0px 3px;vertical-align:bottom;background-color:#000000;font-weight:bold;color:#ffffff;text-align:center;">(W/m²K) </td> <td data-sheets-numberformat='{"1":2,"2":"0","3":1}' data-sheets-value='{"1":2,"2":"(%)"}' style="border-bottom:1px solid #000000;overflow:hidden;padding:0px 3px 0px 3px;vertical-align:bottom;background-color:#000000;font-weight:bold;color:#ffffff;text-align:center;">(%)</td> <td data-sheets-numberformat='{"1":2,"2":"0","3":1}' data-sheets-value='{"1":2,"2":"(%)"}' style="border-bottom:1px solid #000000;overflow:hidden;padding:0px 3px 0px 3px;vertical-align:bottom;background-color:#000000;font-weight:bold;color:#ffffff;text-align:center;">(%)</td> <td data-sheets-value='{"1":2,"2":"(dB)"}' style="border-bottom:1px solid #000000;overflow:hidden;padding:0px 3px 0px 3px;vertical-align:bottom;background-color:#000000;font-weight:bold;color:#ffffff;text-align:center;">(dB)</td> </tr> <tr style="height:20px;"> <td data-sheets-value='{"1":2,"2":"Acrylic"}' style="border-left:1px solid #000000;overflow:hidden;padding:0px 3px 0px 3px;vertical-align:bottom;">Acrylic</td> <td data-sheets-value='{"1":2,"2":"EW"}' style="overflow:hidden;padding:0px 3px 0px 3px;vertical-align:bottom;">EW</td> <td data-sheets-value='{"1":2,"2":"Clear (H)"}' style="overflow:hidden;padding:0px 3px 0px 3px;vertical-align:bottom;">Clear (H)</td> <td data-sheets-numberformat='{"1":2,"2":"0.00","3":1}' data-sheets-value='{"1":3,"3":1.19}' style="overflow:hidden;padding:0px 3px 0px 3px;vertical-align:bottom;text-align:center;">1.19</td> <td data-sheets-numberformat='{"1":2,"2":"0","3":1}' data-sheets-value='{"1":3,"3":36.9}' style="overflow:hidden;padding:0px 3px 0px 3px;vertical-align:bottom;text-align:center;">37</td> <td data-sheets-numberformat='{"1":2,"2":"0","3":1}' data-sheets-value='{"1":3,"3":57.42}' style="overflow:hidden;padding:0px 3px 0px 3px;vertical-align:bottom;text-align:center;">57</td> <td data-sheets-value='{"1":3,"3":24}' style="border-right:1px solid #000000;overflow:hidden;padding:0px 3px 0px 3px;vertical-align:bottom;text-align:center;">24</td> </tr> <tr style="height:20px;"> <td data-sheets-value='{"1":2,"2":"PMMA"}' style="border-left:1px solid #000000;overflow:hidden;padding:0px 3px 0px 3px;vertical-align:bottom;">PMMA</td> <td style="overflow:hidden;padding:0px 3px 0px 3px;vertical-align:bottom;"></td> <td data-sheets-value='{"1":2,"2":"Opal (O)"}' style="overflow:hidden;padding:0px 3px 0px 3px;vertical-align:bottom;">Opal (O)</td> <td data-sheets-numberformat='{"1":2,"2":"0.00","3":1}' data-sheets-value='{"1":3,"3":1.19}' style="overflow:hidden;padding:0px 3px 0px 3px;vertical-align:bottom;text-align:center;">1.19</td> <td data-sheets-numberformat='{"1":2,"2":"0","3":1}' data-sheets-value='{"1":3,"3":34.03}' style="overflow:hidden;padding:0px 3px 0px 3px;vertical-align:bottom;text-align:center;">34</td> <td data-sheets-numberformat='{"1":2,"2":"0","3":1}' data-sheets-value='{"1":3,"3":50.160000000000004}' style="overflow:hidden;padding:0px 3px 0px 3px;vertical-align:bottom;text-align:center;">50</td> <td data-sheets-value='{"1":3,"3":24}' style="border-right:1px solid #000000;overflow:hidden;padding:0px 3px 0px 3px;vertical-align:bottom;text-align:center;">24</td> </tr> <tr style="height:20px;"> <td style="border-left:1px solid #000000;overflow:hidden;padding:0px 3px 0px 3px;vertical-align:bottom;"></td> <td data-sheets-value='{"1":2,"2":"DW"}' style="overflow:hidden;padding:0px 3px 0px 3px;vertical-align:bottom;">DW</td> <td data-sheets-value='{"1":2,"2":"Clear (H/H)"}' style="overflow:hidden;padding:0px 3px 0px 3px;vertical-align:bottom;">Clear (H/H)</td> <td data-sheets-numberformat='{"1":2,"2":"0.00","3":1}' data-sheets-value='{"1":3,"3":0.98}' style="overflow:hidden;padding:0px 3px 0px 3px;vertical-align:bottom;text-align:center;">0.98</td> <td data-sheets-numberformat='{"1":2,"2":"0","3":1}' data-sheets-value='{"1":3,"3":33.21}' style="overflow:hidden;padding:0px 3px 0px 3px;vertical-align:bottom;text-align:center;">33</td> <td data-sheets-numberformat='{"1":2,"2":"0","3":1}' data-sheets-value='{"1":3,"3":49.5}' style="overflow:hidden;padding:0px 3px 0px 3px;vertical-align:bottom;text-align:center;">50</td> <td data-sheets-value='{"1":3,"3":26}' style="border-right:1px solid #000000;overflow:hidden;padding:0px 3px 0px 3px;vertical-align:bottom;text-align:center;">26</td> </tr> <tr style="height:20px;"> <td style="border-bottom:1px solid #000000;border-left:1px solid #000000;overflow:hidden;padding:0px 3px 0px 3px;vertical-align:bottom;"></td> <td style="border-bottom:1px solid #000000;overflow:hidden;padding:0px 3px 0px 3px;vertical-align:bottom;"></td> <td data-sheets-value='{"1":2,"2":"Opal (O/O)"}' style="border-bottom:1px solid #000000;overflow:hidden;padding:0px 3px 0px 3px;vertical-align:bottom;">Opal (O/O)</td> <td data-sheets-numberformat='{"1":2,"2":"0.00","3":1}' data-sheets-value='{"1":3,"3":0.98}' style="border-bottom:1px solid #000000;overflow:hidden;padding:0px 3px 0px 3px;vertical-align:bottom;text-align:center;">0.98</td> <td data-sheets-numberformat='{"1":2,"2":"0","3":1}' data-sheets-value='{"1":3,"3":28.29}' style="border-bottom:1px solid #000000;overflow:hidden;padding:0px 3px 0px 3px;vertical-align:bottom;text-align:center;">28</td> <td data-sheets-numberformat='{"1":2,"2":"0","3":1}' data-sheets-value='{"1":3,"3":38.28}' style="border-bottom:1px solid #000000;overflow:hidden;padding:0px 3px 0px 3px;vertical-align:bottom;text-align:center;">38</td> <td data-sheets-value='{"1":3,"3":26}' style="border-right:1px solid #000000;border-bottom:1px solid #000000;overflow:hidden;padding:0px 3px 0px 3px;vertical-align:bottom;text-align:center;">26</td> </tr> <tr style="height:20px;"> <td data-sheets-value='{"1":2,"2":"Polycarbonate "}' style="border-left:1px solid #000000;overflow:hidden;padding:0px 3px 0px 3px;vertical-align:bottom;">Polycarbonate </td> <td data-sheets-value='{"1":2,"2":"EW"}' style="overflow:hidden;padding:0px 3px 0px 3px;vertical-align:bottom;">EW</td> <td data-sheets-value='{"1":2,"2":"Clear (A)"}' style="overflow:hidden;padding:0px 3px 0px 3px;vertical-align:bottom;">Clear (A)</td> <td data-sheets-numberformat='{"1":2,"2":"0.00","3":1}' data-sheets-value='{"1":3,"3":1.19}' style="overflow:hidden;padding:0px 3px 0px 3px;vertical-align:bottom;text-align:center;">1.19</td> <td data-sheets-numberformat='{"1":2,"2":"0","3":1}' data-sheets-value='{"1":3,"3":36.08}' style="overflow:hidden;padding:0px 3px 0px 3px;vertical-align:bottom;text-align:center;">36</td> <td data-sheets-numberformat='{"1":2,"2":"0","3":1}' data-sheets-value='{"1":3,"3":54.78}' style="overflow:hidden;padding:0px 3px 0px 3px;vertical-align:bottom;text-align:center;">55</td> <td data-sheets-value='{"1":3,"3":24}' style="border-right:1px solid #000000;overflow:hidden;padding:0px 3px 0px 3px;vertical-align:bottom;text-align:center;">24</td> </tr> <tr style="height:20px;"> <td data-sheets-value='{"1":2,"2":"PC"}' style="border-left:1px solid #000000;overflow:hidden;padding:0px 3px 0px 3px;vertical-align:bottom;">PC</td> <td style="overflow:hidden;padding:0px 3px 0px 3px;vertical-align:bottom;"></td> <td data-sheets-value='{"1":2,"2":"Opal (D)"}' style="overflow:hidden;padding:0px 3px 0px 3px;vertical-align:bottom;">Opal (D)</td> <td data-sheets-numberformat='{"1":2,"2":"0.00","3":1}' data-sheets-value='{"1":3,"3":1.19}' style="overflow:hidden;padding:0px 3px 0px 3px;vertical-align:bottom;text-align:center;">1.19</td> <td data-sheets-numberformat='{"1":2,"2":"0","3":1}' data-sheets-value='{"1":3,"3":23.779999999999998}' style="overflow:hidden;padding:0px 3px 0px 3px;vertical-align:bottom;text-align:center;">24</td> <td data-sheets-numberformat='{"1":2,"2":"0","3":1}' data-sheets-value='{"1":3,"3":39.6}' style="overflow:hidden;padding:0px 3px 0px 3px;vertical-align:bottom;text-align:center;">40</td> <td data-sheets-value='{"1":3,"3":24}' style="border-right:1px solid #000000;overflow:hidden;padding:0px 3px 0px 3px;vertical-align:bottom;text-align:center;">24</td> </tr> <tr style="height:20px;"> <td style="border-left:1px solid #000000;overflow:hidden;padding:0px 3px 0px 3px;vertical-align:bottom;"></td> <td data-sheets-value='{"1":2,"2":"DW"}' style="overflow:hidden;padding:0px 3px 0px 3px;vertical-align:bottom;">DW</td> <td data-sheets-value='{"1":2,"2":"Clear (A/H)"}' style="overflow:hidden;padding:0px 3px 0px 3px;vertical-align:bottom;">Clear (A/H)</td> <td data-sheets-numberformat='{"1":2,"2":"0.00","3":1}' data-sheets-value='{"1":3,"3":0.98}' style="overflow:hidden;padding:0px 3px 0px 3px;vertical-align:bottom;text-align:center;">0.98</td> <td data-sheets-numberformat='{"1":2,"2":"0","3":1}' data-sheets-value='{"1":3,"3":32.39}' style="overflow:hidden;padding:0px 3px 0px 3px;vertical-align:bottom;text-align:center;">32</td> <td data-sheets-numberformat='{"1":2,"2":"0","3":1}' data-sheets-value='{"1":3,"3":47.52}' style="overflow:hidden;padding:0px 3px 0px 3px;vertical-align:bottom;text-align:center;">48</td> <td data-sheets-value='{"1":3,"3":26}' style="border-right:1px solid #000000;overflow:hidden;padding:0px 3px 0px 3px;vertical-align:bottom;text-align:center;">26</td> </tr> <tr style="height:20px;"> <td style="border-left:1px solid #000000;overflow:hidden;padding:0px 3px 0px 3px;vertical-align:bottom;"></td> <td style="overflow:hidden;padding:0px 3px 0px 3px;vertical-align:bottom;"></td> <td data-sheets-value='{"1":2,"2":"Clear (A/A)"}' style="overflow:hidden;padding:0px 3px 0px 3px;vertical-align:bottom;">Clear (A/A)</td> <td data-sheets-numberformat='{"1":2,"2":"0.00","3":1}' data-sheets-value='{"1":3,"3":0.98}' style="overflow:hidden;padding:0px 3px 0px 3px;vertical-align:bottom;text-align:center;">0.98</td> <td data-sheets-numberformat='{"1":2,"2":"0","3":1}' data-sheets-value='{"1":3,"3":31.569999999999997}' style="overflow:hidden;padding:0px 3px 0px 3px;vertical-align:bottom;text-align:center;">32</td> <td data-sheets-numberformat='{"1":2,"2":"0","3":1}' data-sheets-value='{"1":3,"3":45.54}' style="overflow:hidden;padding:0px 3px 0px 3px;vertical-align:bottom;text-align:center;">46</td> <td data-sheets-value='{"1":3,"3":26}' style="border-right:1px solid #000000;overflow:hidden;padding:0px 3px 0px 3px;vertical-align:bottom;text-align:center;">26</td> </tr> <tr style="height:20px;"> <td style="border-left:1px solid #000000;overflow:hidden;padding:0px 3px 0px 3px;vertical-align:bottom;"></td> <td style="overflow:hidden;padding:0px 3px 0px 3px;vertical-align:bottom;"></td> <td data-sheets-value='{"1":2,"2":"Opal (A/O)"}' style="overflow:hidden;padding:0px 3px 0px 3px;vertical-align:bottom;">Opal (A/O)</td> <td data-sheets-numberformat='{"1":2,"2":"0.00","3":1}' data-sheets-value='{"1":3,"3":0.98}' style="overflow:hidden;padding:0px 3px 0px 3px;vertical-align:bottom;text-align:center;">0.98</td> <td data-sheets-numberformat='{"1":2,"2":"0","3":1}' data-sheets-value='{"1":3,"3":29.93}' style="overflow:hidden;padding:0px 3px 0px 3px;vertical-align:bottom;text-align:center;">30</td> <td data-sheets-numberformat='{"1":2,"2":"0","3":1}' data-sheets-value='{"1":3,"3":41.580000000000005}' style="overflow:hidden;padding:0px 3px 0px 3px;vertical-align:bottom;text-align:center;">42</td> <td data-sheets-value='{"1":3,"3":26}' style="border-right:1px solid #000000;overflow:hidden;padding:0px 3px 0px 3px;vertical-align:bottom;text-align:center;">26</td> </tr> <tr style="height:20px;"> <td style="border-bottom:1px solid #000000;border-left:1px solid #000000;overflow:hidden;padding:0px 3px 0px 3px;vertical-align:bottom;"></td> <td style="border-bottom:1px solid #000000;overflow:hidden;padding:0px 3px 0px 3px;vertical-align:bottom;"></td> <td data-sheets-value='{"1":2,"2":"Opal (A/D)"}' style="border-bottom:1px solid #000000;overflow:hidden;padding:0px 3px 0px 3px;vertical-align:bottom;">Opal (A/D)</td> <td data-sheets-numberformat='{"1":2,"2":"0.00","3":1}' data-sheets-value='{"1":3,"3":0.98}' style="border-bottom:1px solid #000000;overflow:hidden;padding:0px 3px 0px 3px;vertical-align:bottom;text-align:center;">0.98</td> <td data-sheets-numberformat='{"1":2,"2":"0","3":1}' data-sheets-value='{"1":3,"3":20.91}' style="border-bottom:1px solid #000000;overflow:hidden;padding:0px 3px 0px 3px;vertical-align:bottom;text-align:center;">21</td> <td data-sheets-numberformat='{"1":2,"2":"0","3":1}' data-sheets-value='{"1":3,"3":33}' style="border-bottom:1px solid #000000;overflow:hidden;padding:0px 3px 0px 3px;vertical-align:bottom;text-align:center;">33</td> <td data-sheets-value='{"1":3,"3":26}' style="border-right:1px solid #000000;border-bottom:1px solid #000000;overflow:hidden;padding:0px 3px 0px 3px;vertical-align:bottom;text-align:center;">26</td> </tr> <tr style="height:20px;"> <td data-sheets-value='{"1":2,"2":"Polycarbonate"}' style="border-left:1px solid #000000;overflow:hidden;padding:0px 3px 0px 3px;vertical-align:bottom;">Polycarbonate</td> <td data-sheets-value='{"1":2,"2":"EW"}' style="overflow:hidden;padding:0px 3px 0px 3px;vertical-align:bottom;">EW</td> <td data-sheets-value='{"1":2,"2":"Heatstop Opal (T)"}' style="overflow:hidden;padding:0px 3px 0px 3px;vertical-align:bottom;">Heatstop Opal (T)</td> <td data-sheets-numberformat='{"1":2,"2":"0.00","3":1}' data-sheets-value='{"1":3,"3":1.19}' style="overflow:hidden;padding:0px 3px 0px 3px;vertical-align:bottom;text-align:center;">1.19</td> <td data-sheets-numberformat='{"1":2,"2":"0","3":1}' data-sheets-value='{"1":3,"3":20.09}' style="overflow:hidden;padding:0px 3px 0px 3px;vertical-align:bottom;text-align:center;">20</td> <td data-sheets-numberformat='{"1":2,"2":"0","3":1}' data-sheets-value='{"1":3,"3":38.940000000000005}' style="overflow:hidden;padding:0px 3px 0px 3px;vertical-align:bottom;text-align:center;">39</td> <td data-sheets-value='{"1":3,"3":24}' style="border-right:1px solid #000000;overflow:hidden;padding:0px 3px 0px 3px;vertical-align:bottom;text-align:center;">24</td> </tr> <tr style="height:20px;"> <td data-sheets-value='{"1":2,"2":"Heatstop PC"}' style="border-left:1px solid #000000;overflow:hidden;padding:0px 3px 0px 3px;vertical-align:bottom;">Heatstop PC</td> <td data-sheets-value='{"1":2,"2":"DW"}' style="overflow:hidden;padding:0px 3px 0px 3px;vertical-align:bottom;">DW</td> <td data-sheets-value='{"1":2,"2":"Clear (T/H)"}' style="overflow:hidden;padding:0px 3px 0px 3px;vertical-align:bottom;">Clear (T/H)</td> <td data-sheets-numberformat='{"1":2,"2":"0.00","3":1}' data-sheets-value='{"1":3,"3":0.98}' style="overflow:hidden;padding:0px 3px 0px 3px;vertical-align:bottom;text-align:center;">0.98</td> <td data-sheets-numberformat='{"1":2,"2":"0","3":1}' data-sheets-value='{"1":3,"3":18.04}' style="overflow:hidden;padding:0px 3px 0px 3px;vertical-align:bottom;text-align:center;">18</td> <td data-sheets-numberformat='{"1":2,"2":"0","3":1}' data-sheets-value='{"1":3,"3":33.660000000000004}' style="overflow:hidden;padding:0px 3px 0px 3px;vertical-align:bottom;text-align:center;">34</td> <td data-sheets-value='{"1":3,"3":26}' style="border-right:1px solid #000000;overflow:hidden;padding:0px 3px 0px 3px;vertical-align:bottom;text-align:center;">26</td> </tr> <tr style="height:20px;"> <td style="border-bottom:1px solid #000000;border-left:1px solid #000000;overflow:hidden;padding:0px 3px 0px 3px;vertical-align:bottom;"></td> <td style="border-bottom:1px solid #000000;overflow:hidden;padding:0px 3px 0px 3px;vertical-align:bottom;"></td> <td data-sheets-value='{"1":2,"2":"Opal (T/O)"}' style="border-bottom:1px solid #000000;overflow:hidden;padding:0px 3px 0px 3px;vertical-align:bottom;">Opal (T/O)</td> <td data-sheets-numberformat='{"1":2,"2":"0.00","3":1}' data-sheets-value='{"1":3,"3":0.98}' style="border-bottom:1px solid #000000;overflow:hidden;padding:0px 3px 0px 3px;vertical-align:bottom;text-align:center;">0.98</td> <td data-sheets-numberformat='{"1":2,"2":"0","3":1}' data-sheets-value='{"1":3,"3":16.81}' style="border-bottom:1px solid #000000;overflow:hidden;padding:0px 3px 0px 3px;vertical-align:bottom;text-align:center;">17</td> <td data-sheets-numberformat='{"1":2,"2":"0","3":1}' data-sheets-value='{"1":3,"3":29.700000000000003}' style="border-bottom:1px solid #000000;overflow:hidden;padding:0px 3px 0px 3px;vertical-align:bottom;text-align:center;">30</td> <td data-sheets-value='{"1":3,"3":26}' style="border-right:1px solid #000000;border-bottom:1px solid #000000;overflow:hidden;padding:0px 3px 0px 3px;vertical-align:bottom;text-align:center;">26</td> </tr> </tbody></table> | skylux-160-ce-met-koepel-en-pvc-opstand-30-20-met-lm-motor-pvc-raam-type-ep25-en-windvang-0800-x-1100-mm | 8586035429709 | 46872365826381
Smoke and heat exhaust (SHEV) | SHE system | Skylux | Skylux 160° CE with skylight and PVC curb 30/20 with LM-actuator, PVC frame type EP25 and spoiler 0800 x 1300 mm |  | 50460 | 5412970504603 | 4506.05 | Yes | 30-45 | 80.54 | 800 x 1300 mm | 1300 | 800 |  | PVC 30/20 (30 cm high & roof opening = 20 cm larger than daylight size) | Rectangular | 1.19 W/m²K - 0.98 W/m²K | 57% - 30% | 37% - 17% | 24dB - 26dB | 160° CE (for industry) | PVC frame EP25 | with spoiler | E | Single actuator | Maximum double-walled skylight possible for this product | Ut-value LT-value g-value Rw-value EN 1873 : 2014 EN ISO 13468 EN 16153 EN 410 EN 410 EN ISO 140-3 Material Walls Shells (W/m²K) (%) (%) (dB) Acrylic EW Clear (H) 1.19 37 57 24 PMMA Opal (O) 1.19 34 50 24 DW Clear (H/H) 0.98 33 50 26 Opal (O/O) 0.98 28 38 26 Polycarbonate EW Clear (A) 1.19 36 55 24 PC Opal (D) 1.19 24 40 24 DW Clear (A/H) 0.98 32 48 26 Clear (A/A) 0.98 32 46 26 Opal (A/O) 0.98 30 42 26 Opal (A/D) 0.98 21 33 26 Polycarbonate EW Heatstop Opal (T) 1.19 20 39 24 Heatstop PC DW Clear (T/H) 0.98 18 34 26 Opal (T/O) 0.98 17 30 26 | https://skylux.eu/en/products/skylux-160-ce-met-koepel-en-pvc-opstand-30-20-met-lm-motor-pvc-raam-type-ep25-en-windvang-0800-x-1300-mm | https://skylux.eu/cdn/shop/files/Skylux-160deg-CE-met-koepel-en-pvc-opstand-3020-met-LM-motor-pvc-raam-type-EP25-en-windvang-0800-x-1300-mm-RWA-systeem.jpg?v=1702980942&width=1600 | https://skylux.eu/cdn/shop/files/e5a82811-1bb0-48e4-a776-cacb59c7c092_ee31a78c-94d2-44b5-ba1a-b896d2043bc3.jpg?v=1688551249&width=1600 | //skylux.eu/cdn/shop/files/E_MH_Mounting_instructions_Skylux_160_CE_LM.pdf?v=12406716259046007223 | //skylux.eu/cdn/shop/files/E_TD_Technical_File_Skylux_Skylux_160_CE_Electric.pdf?v=3667116872303399239 | <style type="text/css" id="isPasted"><!--td {border: 1px solid #cccccc;}br {mso-data-placement:same-cell;}--></style><table border="1" cellpadding="0" cellspacing="0" dir="ltr" style="table-layout:fixed;font-size:10pt;font-family:Arial;border-collapse:collapse;border:none;"><tbody> <tr style="height:20px;"> <td style="overflow:hidden;padding:0px 3px 0px 3px;vertical-align:bottom;"></td> <td style="overflow:hidden;padding:0px 3px 0px 3px;vertical-align:bottom;"></td> <td style="overflow:hidden;padding:0px 3px 0px 3px;vertical-align:bottom;"></td> <td data-sheets-value='{"1":2,"2":"Ut-value"}' style="overflow:hidden;padding:0px 3px 0px 3px;vertical-align:bottom;font-weight:bold;text-align:center;">Ut-value</td> <td data-sheets-value='{"1":2,"2":"LT-value"}' style="overflow:hidden;padding:0px 3px 0px 3px;vertical-align:bottom;font-weight:bold;text-align:center;">LT-value</td> <td data-sheets-value='{"1":2,"2":"g-value"}' style="overflow:hidden;padding:0px 3px 0px 3px;vertical-align:bottom;font-weight:bold;text-align:center;">g-value</td> <td data-sheets-value='{"1":2,"2":"Rw-value "}' style="overflow:hidden;padding:0px 3px 0px 3px;vertical-align:bottom;font-weight:bold;text-align:center;">Rw-value </td> </tr> <tr style="height:20px;"> <td style="overflow:hidden;padding:0px 3px 0px 3px;vertical-align:bottom;"></td> <td style="overflow:hidden;padding:0px 3px 0px 3px;vertical-align:bottom;"></td> <td style="overflow:hidden;padding:0px 3px 0px 3px;vertical-align:bottom;"></td> <td data-sheets-numberformat='{"1":2,"2":"0.00","3":1}' data-sheets-value='{"1":2,"2":"EN 1873 : 2014"}' style="overflow:hidden;padding:0px 3px 0px 3px;vertical-align:bottom;text-align:center;">EN 1873 : 2014</td> <td data-sheets-numberformat='{"1":2,"2":"0","3":1}' data-sheets-value='{"1":2,"2":"EN ISO 13468 EN 16153 EN 410"}' style="overflow:hidden;padding:0px 3px 0px 3px;vertical-align:bottom;text-align:center;">EN ISO 13468 EN 16153 EN 410</td> <td data-sheets-numberformat='{"1":2,"2":"0","3":1}' data-sheets-value='{"1":2,"2":"EN 410"}' style="overflow:hidden;padding:0px 3px 0px 3px;vertical-align:bottom;text-align:center;">EN 410</td> <td data-sheets-value='{"1":2,"2":"EN ISO 140-3\t\t"}' style="overflow:hidden;padding:0px 3px 0px 3px;vertical-align:bottom;text-align:center;">EN ISO 140-3 </td> </tr> <tr style="height:20px;"> <td data-sheets-value='{"1":2,"2":"Material"}' style="border-bottom:1px solid #000000;overflow:hidden;padding:0px 3px 0px 3px;vertical-align:bottom;background-color:#000000;font-weight:bold;color:#ffffff;">Material</td> <td data-sheets-value='{"1":2,"2":"Walls"}' style="border-bottom:1px solid #000000;overflow:hidden;padding:0px 3px 0px 3px;vertical-align:bottom;background-color:#000000;font-weight:bold;color:#ffffff;">Walls</td> <td data-sheets-value='{"1":2,"2":"Shells"}' style="border-bottom:1px solid #000000;overflow:hidden;padding:0px 3px 0px 3px;vertical-align:bottom;background-color:#000000;font-weight:bold;color:#ffffff;">Shells</td> <td data-sheets-numberformat='{"1":2,"2":"0.00","3":1}' data-sheets-value='{"1":2,"2":"(W/m²K)\t"}' style="border-bottom:1px solid #000000;overflow:hidden;padding:0px 3px 0px 3px;vertical-align:bottom;background-color:#000000;font-weight:bold;color:#ffffff;text-align:center;">(W/m²K) </td> <td data-sheets-numberformat='{"1":2,"2":"0","3":1}' data-sheets-value='{"1":2,"2":"(%)"}' style="border-bottom:1px solid #000000;overflow:hidden;padding:0px 3px 0px 3px;vertical-align:bottom;background-color:#000000;font-weight:bold;color:#ffffff;text-align:center;">(%)</td> <td data-sheets-numberformat='{"1":2,"2":"0","3":1}' data-sheets-value='{"1":2,"2":"(%)"}' style="border-bottom:1px solid #000000;overflow:hidden;padding:0px 3px 0px 3px;vertical-align:bottom;background-color:#000000;font-weight:bold;color:#ffffff;text-align:center;">(%)</td> <td data-sheets-value='{"1":2,"2":"(dB)"}' style="border-bottom:1px solid #000000;overflow:hidden;padding:0px 3px 0px 3px;vertical-align:bottom;background-color:#000000;font-weight:bold;color:#ffffff;text-align:center;">(dB)</td> </tr> <tr style="height:20px;"> <td data-sheets-value='{"1":2,"2":"Acrylic"}' style="border-left:1px solid #000000;overflow:hidden;padding:0px 3px 0px 3px;vertical-align:bottom;">Acrylic</td> <td data-sheets-value='{"1":2,"2":"EW"}' style="overflow:hidden;padding:0px 3px 0px 3px;vertical-align:bottom;">EW</td> <td data-sheets-value='{"1":2,"2":"Clear (H)"}' style="overflow:hidden;padding:0px 3px 0px 3px;vertical-align:bottom;">Clear (H)</td> <td data-sheets-numberformat='{"1":2,"2":"0.00","3":1}' data-sheets-value='{"1":3,"3":1.19}' style="overflow:hidden;padding:0px 3px 0px 3px;vertical-align:bottom;text-align:center;">1.19</td> <td data-sheets-numberformat='{"1":2,"2":"0","3":1}' data-sheets-value='{"1":3,"3":36.9}' style="overflow:hidden;padding:0px 3px 0px 3px;vertical-align:bottom;text-align:center;">37</td> <td data-sheets-numberformat='{"1":2,"2":"0","3":1}' data-sheets-value='{"1":3,"3":57.42}' style="overflow:hidden;padding:0px 3px 0px 3px;vertical-align:bottom;text-align:center;">57</td> <td data-sheets-value='{"1":3,"3":24}' style="border-right:1px solid #000000;overflow:hidden;padding:0px 3px 0px 3px;vertical-align:bottom;text-align:center;">24</td> </tr> <tr style="height:20px;"> <td data-sheets-value='{"1":2,"2":"PMMA"}' style="border-left:1px solid #000000;overflow:hidden;padding:0px 3px 0px 3px;vertical-align:bottom;">PMMA</td> <td style="overflow:hidden;padding:0px 3px 0px 3px;vertical-align:bottom;"></td> <td data-sheets-value='{"1":2,"2":"Opal (O)"}' style="overflow:hidden;padding:0px 3px 0px 3px;vertical-align:bottom;">Opal (O)</td> <td data-sheets-numberformat='{"1":2,"2":"0.00","3":1}' data-sheets-value='{"1":3,"3":1.19}' style="overflow:hidden;padding:0px 3px 0px 3px;vertical-align:bottom;text-align:center;">1.19</td> <td data-sheets-numberformat='{"1":2,"2":"0","3":1}' data-sheets-value='{"1":3,"3":34.03}' style="overflow:hidden;padding:0px 3px 0px 3px;vertical-align:bottom;text-align:center;">34</td> <td data-sheets-numberformat='{"1":2,"2":"0","3":1}' data-sheets-value='{"1":3,"3":50.160000000000004}' style="overflow:hidden;padding:0px 3px 0px 3px;vertical-align:bottom;text-align:center;">50</td> <td data-sheets-value='{"1":3,"3":24}' style="border-right:1px solid #000000;overflow:hidden;padding:0px 3px 0px 3px;vertical-align:bottom;text-align:center;">24</td> </tr> <tr style="height:20px;"> <td style="border-left:1px solid #000000;overflow:hidden;padding:0px 3px 0px 3px;vertical-align:bottom;"></td> <td data-sheets-value='{"1":2,"2":"DW"}' style="overflow:hidden;padding:0px 3px 0px 3px;vertical-align:bottom;">DW</td> <td data-sheets-value='{"1":2,"2":"Clear (H/H)"}' style="overflow:hidden;padding:0px 3px 0px 3px;vertical-align:bottom;">Clear (H/H)</td> <td data-sheets-numberformat='{"1":2,"2":"0.00","3":1}' data-sheets-value='{"1":3,"3":0.98}' style="overflow:hidden;padding:0px 3px 0px 3px;vertical-align:bottom;text-align:center;">0.98</td> <td data-sheets-numberformat='{"1":2,"2":"0","3":1}' data-sheets-value='{"1":3,"3":33.21}' style="overflow:hidden;padding:0px 3px 0px 3px;vertical-align:bottom;text-align:center;">33</td> <td data-sheets-numberformat='{"1":2,"2":"0","3":1}' data-sheets-value='{"1":3,"3":49.5}' style="overflow:hidden;padding:0px 3px 0px 3px;vertical-align:bottom;text-align:center;">50</td> <td data-sheets-value='{"1":3,"3":26}' style="border-right:1px solid #000000;overflow:hidden;padding:0px 3px 0px 3px;vertical-align:bottom;text-align:center;">26</td> </tr> <tr style="height:20px;"> <td style="border-bottom:1px solid #000000;border-left:1px solid #000000;overflow:hidden;padding:0px 3px 0px 3px;vertical-align:bottom;"></td> <td style="border-bottom:1px solid #000000;overflow:hidden;padding:0px 3px 0px 3px;vertical-align:bottom;"></td> <td data-sheets-value='{"1":2,"2":"Opal (O/O)"}' style="border-bottom:1px solid #000000;overflow:hidden;padding:0px 3px 0px 3px;vertical-align:bottom;">Opal (O/O)</td> <td data-sheets-numberformat='{"1":2,"2":"0.00","3":1}' data-sheets-value='{"1":3,"3":0.98}' style="border-bottom:1px solid #000000;overflow:hidden;padding:0px 3px 0px 3px;vertical-align:bottom;text-align:center;">0.98</td> <td data-sheets-numberformat='{"1":2,"2":"0","3":1}' data-sheets-value='{"1":3,"3":28.29}' style="border-bottom:1px solid #000000;overflow:hidden;padding:0px 3px 0px 3px;vertical-align:bottom;text-align:center;">28</td> <td data-sheets-numberformat='{"1":2,"2":"0","3":1}' data-sheets-value='{"1":3,"3":38.28}' style="border-bottom:1px solid #000000;overflow:hidden;padding:0px 3px 0px 3px;vertical-align:bottom;text-align:center;">38</td> <td data-sheets-value='{"1":3,"3":26}' style="border-right:1px solid #000000;border-bottom:1px solid #000000;overflow:hidden;padding:0px 3px 0px 3px;vertical-align:bottom;text-align:center;">26</td> </tr> <tr style="height:20px;"> <td data-sheets-value='{"1":2,"2":"Polycarbonate "}' style="border-left:1px solid #000000;overflow:hidden;padding:0px 3px 0px 3px;vertical-align:bottom;">Polycarbonate </td> <td data-sheets-value='{"1":2,"2":"EW"}' style="overflow:hidden;padding:0px 3px 0px 3px;vertical-align:bottom;">EW</td> <td data-sheets-value='{"1":2,"2":"Clear (A)"}' style="overflow:hidden;padding:0px 3px 0px 3px;vertical-align:bottom;">Clear (A)</td> <td data-sheets-numberformat='{"1":2,"2":"0.00","3":1}' data-sheets-value='{"1":3,"3":1.19}' style="overflow:hidden;padding:0px 3px 0px 3px;vertical-align:bottom;text-align:center;">1.19</td> <td data-sheets-numberformat='{"1":2,"2":"0","3":1}' data-sheets-value='{"1":3,"3":36.08}' style="overflow:hidden;padding:0px 3px 0px 3px;vertical-align:bottom;text-align:center;">36</td> <td data-sheets-numberformat='{"1":2,"2":"0","3":1}' data-sheets-value='{"1":3,"3":54.78}' style="overflow:hidden;padding:0px 3px 0px 3px;vertical-align:bottom;text-align:center;">55</td> <td data-sheets-value='{"1":3,"3":24}' style="border-right:1px solid #000000;overflow:hidden;padding:0px 3px 0px 3px;vertical-align:bottom;text-align:center;">24</td> </tr> <tr style="height:20px;"> <td data-sheets-value='{"1":2,"2":"PC"}' style="border-left:1px solid #000000;overflow:hidden;padding:0px 3px 0px 3px;vertical-align:bottom;">PC</td> <td style="overflow:hidden;padding:0px 3px 0px 3px;vertical-align:bottom;"></td> <td data-sheets-value='{"1":2,"2":"Opal (D)"}' style="overflow:hidden;padding:0px 3px 0px 3px;vertical-align:bottom;">Opal (D)</td> <td data-sheets-numberformat='{"1":2,"2":"0.00","3":1}' data-sheets-value='{"1":3,"3":1.19}' style="overflow:hidden;padding:0px 3px 0px 3px;vertical-align:bottom;text-align:center;">1.19</td> <td data-sheets-numberformat='{"1":2,"2":"0","3":1}' data-sheets-value='{"1":3,"3":23.779999999999998}' style="overflow:hidden;padding:0px 3px 0px 3px;vertical-align:bottom;text-align:center;">24</td> <td data-sheets-numberformat='{"1":2,"2":"0","3":1}' data-sheets-value='{"1":3,"3":39.6}' style="overflow:hidden;padding:0px 3px 0px 3px;vertical-align:bottom;text-align:center;">40</td> <td data-sheets-value='{"1":3,"3":24}' style="border-right:1px solid #000000;overflow:hidden;padding:0px 3px 0px 3px;vertical-align:bottom;text-align:center;">24</td> </tr> <tr style="height:20px;"> <td style="border-left:1px solid #000000;overflow:hidden;padding:0px 3px 0px 3px;vertical-align:bottom;"></td> <td data-sheets-value='{"1":2,"2":"DW"}' style="overflow:hidden;padding:0px 3px 0px 3px;vertical-align:bottom;">DW</td> <td data-sheets-value='{"1":2,"2":"Clear (A/H)"}' style="overflow:hidden;padding:0px 3px 0px 3px;vertical-align:bottom;">Clear (A/H)</td> <td data-sheets-numberformat='{"1":2,"2":"0.00","3":1}' data-sheets-value='{"1":3,"3":0.98}' style="overflow:hidden;padding:0px 3px 0px 3px;vertical-align:bottom;text-align:center;">0.98</td> <td data-sheets-numberformat='{"1":2,"2":"0","3":1}' data-sheets-value='{"1":3,"3":32.39}' style="overflow:hidden;padding:0px 3px 0px 3px;vertical-align:bottom;text-align:center;">32</td> <td data-sheets-numberformat='{"1":2,"2":"0","3":1}' data-sheets-value='{"1":3,"3":47.52}' style="overflow:hidden;padding:0px 3px 0px 3px;vertical-align:bottom;text-align:center;">48</td> <td data-sheets-value='{"1":3,"3":26}' style="border-right:1px solid #000000;overflow:hidden;padding:0px 3px 0px 3px;vertical-align:bottom;text-align:center;">26</td> </tr> <tr style="height:20px;"> <td style="border-left:1px solid #000000;overflow:hidden;padding:0px 3px 0px 3px;vertical-align:bottom;"></td> <td style="overflow:hidden;padding:0px 3px 0px 3px;vertical-align:bottom;"></td> <td data-sheets-value='{"1":2,"2":"Clear (A/A)"}' style="overflow:hidden;padding:0px 3px 0px 3px;vertical-align:bottom;">Clear (A/A)</td> <td data-sheets-numberformat='{"1":2,"2":"0.00","3":1}' data-sheets-value='{"1":3,"3":0.98}' style="overflow:hidden;padding:0px 3px 0px 3px;vertical-align:bottom;text-align:center;">0.98</td> <td data-sheets-numberformat='{"1":2,"2":"0","3":1}' data-sheets-value='{"1":3,"3":31.569999999999997}' style="overflow:hidden;padding:0px 3px 0px 3px;vertical-align:bottom;text-align:center;">32</td> <td data-sheets-numberformat='{"1":2,"2":"0","3":1}' data-sheets-value='{"1":3,"3":45.54}' style="overflow:hidden;padding:0px 3px 0px 3px;vertical-align:bottom;text-align:center;">46</td> <td data-sheets-value='{"1":3,"3":26}' style="border-right:1px solid #000000;overflow:hidden;padding:0px 3px 0px 3px;vertical-align:bottom;text-align:center;">26</td> </tr> <tr style="height:20px;"> <td style="border-left:1px solid #000000;overflow:hidden;padding:0px 3px 0px 3px;vertical-align:bottom;"></td> <td style="overflow:hidden;padding:0px 3px 0px 3px;vertical-align:bottom;"></td> <td data-sheets-value='{"1":2,"2":"Opal (A/O)"}' style="overflow:hidden;padding:0px 3px 0px 3px;vertical-align:bottom;">Opal (A/O)</td> <td data-sheets-numberformat='{"1":2,"2":"0.00","3":1}' data-sheets-value='{"1":3,"3":0.98}' style="overflow:hidden;padding:0px 3px 0px 3px;vertical-align:bottom;text-align:center;">0.98</td> <td data-sheets-numberformat='{"1":2,"2":"0","3":1}' data-sheets-value='{"1":3,"3":29.93}' style="overflow:hidden;padding:0px 3px 0px 3px;vertical-align:bottom;text-align:center;">30</td> <td data-sheets-numberformat='{"1":2,"2":"0","3":1}' data-sheets-value='{"1":3,"3":41.580000000000005}' style="overflow:hidden;padding:0px 3px 0px 3px;vertical-align:bottom;text-align:center;">42</td> <td data-sheets-value='{"1":3,"3":26}' style="border-right:1px solid #000000;overflow:hidden;padding:0px 3px 0px 3px;vertical-align:bottom;text-align:center;">26</td> </tr> <tr style="height:20px;"> <td style="border-bottom:1px solid #000000;border-left:1px solid #000000;overflow:hidden;padding:0px 3px 0px 3px;vertical-align:bottom;"></td> <td style="border-bottom:1px solid #000000;overflow:hidden;padding:0px 3px 0px 3px;vertical-align:bottom;"></td> <td data-sheets-value='{"1":2,"2":"Opal (A/D)"}' style="border-bottom:1px solid #000000;overflow:hidden;padding:0px 3px 0px 3px;vertical-align:bottom;">Opal (A/D)</td> <td data-sheets-numberformat='{"1":2,"2":"0.00","3":1}' data-sheets-value='{"1":3,"3":0.98}' style="border-bottom:1px solid #000000;overflow:hidden;padding:0px 3px 0px 3px;vertical-align:bottom;text-align:center;">0.98</td> <td data-sheets-numberformat='{"1":2,"2":"0","3":1}' data-sheets-value='{"1":3,"3":20.91}' style="border-bottom:1px solid #000000;overflow:hidden;padding:0px 3px 0px 3px;vertical-align:bottom;text-align:center;">21</td> <td data-sheets-numberformat='{"1":2,"2":"0","3":1}' data-sheets-value='{"1":3,"3":33}' style="border-bottom:1px solid #000000;overflow:hidden;padding:0px 3px 0px 3px;vertical-align:bottom;text-align:center;">33</td> <td data-sheets-value='{"1":3,"3":26}' style="border-right:1px solid #000000;border-bottom:1px solid #000000;overflow:hidden;padding:0px 3px 0px 3px;vertical-align:bottom;text-align:center;">26</td> </tr> <tr style="height:20px;"> <td data-sheets-value='{"1":2,"2":"Polycarbonate"}' style="border-left:1px solid #000000;overflow:hidden;padding:0px 3px 0px 3px;vertical-align:bottom;">Polycarbonate</td> <td data-sheets-value='{"1":2,"2":"EW"}' style="overflow:hidden;padding:0px 3px 0px 3px;vertical-align:bottom;">EW</td> <td data-sheets-value='{"1":2,"2":"Heatstop Opal (T)"}' style="overflow:hidden;padding:0px 3px 0px 3px;vertical-align:bottom;">Heatstop Opal (T)</td> <td data-sheets-numberformat='{"1":2,"2":"0.00","3":1}' data-sheets-value='{"1":3,"3":1.19}' style="overflow:hidden;padding:0px 3px 0px 3px;vertical-align:bottom;text-align:center;">1.19</td> <td data-sheets-numberformat='{"1":2,"2":"0","3":1}' data-sheets-value='{"1":3,"3":20.09}' style="overflow:hidden;padding:0px 3px 0px 3px;vertical-align:bottom;text-align:center;">20</td> <td data-sheets-numberformat='{"1":2,"2":"0","3":1}' data-sheets-value='{"1":3,"3":38.940000000000005}' style="overflow:hidden;padding:0px 3px 0px 3px;vertical-align:bottom;text-align:center;">39</td> <td data-sheets-value='{"1":3,"3":24}' style="border-right:1px solid #000000;overflow:hidden;padding:0px 3px 0px 3px;vertical-align:bottom;text-align:center;">24</td> </tr> <tr style="height:20px;"> <td data-sheets-value='{"1":2,"2":"Heatstop PC"}' style="border-left:1px solid #000000;overflow:hidden;padding:0px 3px 0px 3px;vertical-align:bottom;">Heatstop PC</td> <td data-sheets-value='{"1":2,"2":"DW"}' style="overflow:hidden;padding:0px 3px 0px 3px;vertical-align:bottom;">DW</td> <td data-sheets-value='{"1":2,"2":"Clear (T/H)"}' style="overflow:hidden;padding:0px 3px 0px 3px;vertical-align:bottom;">Clear (T/H)</td> <td data-sheets-numberformat='{"1":2,"2":"0.00","3":1}' data-sheets-value='{"1":3,"3":0.98}' style="overflow:hidden;padding:0px 3px 0px 3px;vertical-align:bottom;text-align:center;">0.98</td> <td data-sheets-numberformat='{"1":2,"2":"0","3":1}' data-sheets-value='{"1":3,"3":18.04}' style="overflow:hidden;padding:0px 3px 0px 3px;vertical-align:bottom;text-align:center;">18</td> <td data-sheets-numberformat='{"1":2,"2":"0","3":1}' data-sheets-value='{"1":3,"3":33.660000000000004}' style="overflow:hidden;padding:0px 3px 0px 3px;vertical-align:bottom;text-align:center;">34</td> <td data-sheets-value='{"1":3,"3":26}' style="border-right:1px solid #000000;overflow:hidden;padding:0px 3px 0px 3px;vertical-align:bottom;text-align:center;">26</td> </tr> <tr style="height:20px;"> <td style="border-bottom:1px solid #000000;border-left:1px solid #000000;overflow:hidden;padding:0px 3px 0px 3px;vertical-align:bottom;"></td> <td style="border-bottom:1px solid #000000;overflow:hidden;padding:0px 3px 0px 3px;vertical-align:bottom;"></td> <td data-sheets-value='{"1":2,"2":"Opal (T/O)"}' style="border-bottom:1px solid #000000;overflow:hidden;padding:0px 3px 0px 3px;vertical-align:bottom;">Opal (T/O)</td> <td data-sheets-numberformat='{"1":2,"2":"0.00","3":1}' data-sheets-value='{"1":3,"3":0.98}' style="border-bottom:1px solid #000000;overflow:hidden;padding:0px 3px 0px 3px;vertical-align:bottom;text-align:center;">0.98</td> <td data-sheets-numberformat='{"1":2,"2":"0","3":1}' data-sheets-value='{"1":3,"3":16.81}' style="border-bottom:1px solid #000000;overflow:hidden;padding:0px 3px 0px 3px;vertical-align:bottom;text-align:center;">17</td> <td data-sheets-numberformat='{"1":2,"2":"0","3":1}' data-sheets-value='{"1":3,"3":29.700000000000003}' style="border-bottom:1px solid #000000;overflow:hidden;padding:0px 3px 0px 3px;vertical-align:bottom;text-align:center;">30</td> <td data-sheets-value='{"1":3,"3":26}' style="border-right:1px solid #000000;border-bottom:1px solid #000000;overflow:hidden;padding:0px 3px 0px 3px;vertical-align:bottom;text-align:center;">26</td> </tr> </tbody></table> | skylux-160-ce-met-koepel-en-pvc-opstand-30-20-met-lm-motor-pvc-raam-type-ep25-en-windvang-0800-x-1300-mm | 8586035528013 | 46872365957453
Smoke and heat exhaust (SHEV) | SHE system | Skylux | Skylux 160° CE with skylight and PVC curb 30/20 with LM-actuator, PVC frame type EP25 and spoiler 0800 x 1400 mm |  | 50461 | 5412970504610 | 4677.9 | Yes | 30-45 | 79.8 | 800 x 1400 mm | 1400 | 800 |  | PVC 30/20 (30 cm high & roof opening = 20 cm larger than daylight size) | Rectangular | 1.19 W/m²K - 0.98 W/m²K | 57% - 30% | 37% - 17% | 24dB - 26dB | 160° CE (for industry) | PVC frame EP25 | with spoiler | E | Single actuator | Maximum double-walled skylight possible for this product | Ut-value LT-value g-value Rw-value EN 1873 : 2014 EN ISO 13468 EN 16153 EN 410 EN 410 EN ISO 140-3 Material Walls Shells (W/m²K) (%) (%) (dB) Acrylic EW Clear (H) 1.19 37 57 24 PMMA Opal (O) 1.19 34 50 24 DW Clear (H/H) 0.98 33 50 26 Opal (O/O) 0.98 28 38 26 Polycarbonate EW Clear (A) 1.19 36 55 24 PC Opal (D) 1.19 24 40 24 DW Clear (A/H) 0.98 32 48 26 Clear (A/A) 0.98 32 46 26 Opal (A/O) 0.98 30 42 26 Opal (A/D) 0.98 21 33 26 Polycarbonate EW Heatstop Opal (T) 1.19 20 39 24 Heatstop PC DW Clear (T/H) 0.98 18 34 26 Opal (T/O) 0.98 17 30 26 | https://skylux.eu/en/products/skylux-160-ce-met-koepel-en-pvc-opstand-30-20-met-lm-motor-pvc-raam-type-ep25-en-windvang-0800-x-1400-mm | https://skylux.eu/cdn/shop/files/Skylux-160deg-CE-met-koepel-en-pvc-opstand-3020-met-LM-motor-pvc-raam-type-EP25-en-windvang-0800-x-1400-mm-RWA-systeem.jpg?v=1702980948&width=1600 | https://skylux.eu/cdn/shop/files/e5a82811-1bb0-48e4-a776-cacb59c7c092_a82bf8be-7ed3-48c5-b047-e47db682b8cf.jpg?v=1688551250&width=1600 | //skylux.eu/cdn/shop/files/E_MH_Mounting_instructions_Skylux_160_CE_LM.pdf?v=12406716259046007223 | //skylux.eu/cdn/shop/files/E_TD_Technical_File_Skylux_Skylux_160_CE_Electric.pdf?v=3667116872303399239 | <style type="text/css" id="isPasted"><!--td {border: 1px solid #cccccc;}br {mso-data-placement:same-cell;}--></style><table border="1" cellpadding="0" cellspacing="0" dir="ltr" style="table-layout:fixed;font-size:10pt;font-family:Arial;border-collapse:collapse;border:none;"><tbody> <tr style="height:20px;"> <td style="overflow:hidden;padding:0px 3px 0px 3px;vertical-align:bottom;"></td> <td style="overflow:hidden;padding:0px 3px 0px 3px;vertical-align:bottom;"></td> <td style="overflow:hidden;padding:0px 3px 0px 3px;vertical-align:bottom;"></td> <td data-sheets-value='{"1":2,"2":"Ut-value"}' style="overflow:hidden;padding:0px 3px 0px 3px;vertical-align:bottom;font-weight:bold;text-align:center;">Ut-value</td> <td data-sheets-value='{"1":2,"2":"LT-value"}' style="overflow:hidden;padding:0px 3px 0px 3px;vertical-align:bottom;font-weight:bold;text-align:center;">LT-value</td> <td data-sheets-value='{"1":2,"2":"g-value"}' style="overflow:hidden;padding:0px 3px 0px 3px;vertical-align:bottom;font-weight:bold;text-align:center;">g-value</td> <td data-sheets-value='{"1":2,"2":"Rw-value "}' style="overflow:hidden;padding:0px 3px 0px 3px;vertical-align:bottom;font-weight:bold;text-align:center;">Rw-value </td> </tr> <tr style="height:20px;"> <td style="overflow:hidden;padding:0px 3px 0px 3px;vertical-align:bottom;"></td> <td style="overflow:hidden;padding:0px 3px 0px 3px;vertical-align:bottom;"></td> <td style="overflow:hidden;padding:0px 3px 0px 3px;vertical-align:bottom;"></td> <td data-sheets-numberformat='{"1":2,"2":"0.00","3":1}' data-sheets-value='{"1":2,"2":"EN 1873 : 2014"}' style="overflow:hidden;padding:0px 3px 0px 3px;vertical-align:bottom;text-align:center;">EN 1873 : 2014</td> <td data-sheets-numberformat='{"1":2,"2":"0","3":1}' data-sheets-value='{"1":2,"2":"EN ISO 13468 EN 16153 EN 410"}' style="overflow:hidden;padding:0px 3px 0px 3px;vertical-align:bottom;text-align:center;">EN ISO 13468 EN 16153 EN 410</td> <td data-sheets-numberformat='{"1":2,"2":"0","3":1}' data-sheets-value='{"1":2,"2":"EN 410"}' style="overflow:hidden;padding:0px 3px 0px 3px;vertical-align:bottom;text-align:center;">EN 410</td> <td data-sheets-value='{"1":2,"2":"EN ISO 140-3\t\t"}' style="overflow:hidden;padding:0px 3px 0px 3px;vertical-align:bottom;text-align:center;">EN ISO 140-3 </td> </tr> <tr style="height:20px;"> <td data-sheets-value='{"1":2,"2":"Material"}' style="border-bottom:1px solid #000000;overflow:hidden;padding:0px 3px 0px 3px;vertical-align:bottom;background-color:#000000;font-weight:bold;color:#ffffff;">Material</td> <td data-sheets-value='{"1":2,"2":"Walls"}' style="border-bottom:1px solid #000000;overflow:hidden;padding:0px 3px 0px 3px;vertical-align:bottom;background-color:#000000;font-weight:bold;color:#ffffff;">Walls</td> <td data-sheets-value='{"1":2,"2":"Shells"}' style="border-bottom:1px solid #000000;overflow:hidden;padding:0px 3px 0px 3px;vertical-align:bottom;background-color:#000000;font-weight:bold;color:#ffffff;">Shells</td> <td data-sheets-numberformat='{"1":2,"2":"0.00","3":1}' data-sheets-value='{"1":2,"2":"(W/m²K)\t"}' style="border-bottom:1px solid #000000;overflow:hidden;padding:0px 3px 0px 3px;vertical-align:bottom;background-color:#000000;font-weight:bold;color:#ffffff;text-align:center;">(W/m²K) </td> <td data-sheets-numberformat='{"1":2,"2":"0","3":1}' data-sheets-value='{"1":2,"2":"(%)"}' style="border-bottom:1px solid #000000;overflow:hidden;padding:0px 3px 0px 3px;vertical-align:bottom;background-color:#000000;font-weight:bold;color:#ffffff;text-align:center;">(%)</td> <td data-sheets-numberformat='{"1":2,"2":"0","3":1}' data-sheets-value='{"1":2,"2":"(%)"}' style="border-bottom:1px solid #000000;overflow:hidden;padding:0px 3px 0px 3px;vertical-align:bottom;background-color:#000000;font-weight:bold;color:#ffffff;text-align:center;">(%)</td> <td data-sheets-value='{"1":2,"2":"(dB)"}' style="border-bottom:1px solid #000000;overflow:hidden;padding:0px 3px 0px 3px;vertical-align:bottom;background-color:#000000;font-weight:bold;color:#ffffff;text-align:center;">(dB)</td> </tr> <tr style="height:20px;"> <td data-sheets-value='{"1":2,"2":"Acrylic"}' style="border-left:1px solid #000000;overflow:hidden;padding:0px 3px 0px 3px;vertical-align:bottom;">Acrylic</td> <td data-sheets-value='{"1":2,"2":"EW"}' style="overflow:hidden;padding:0px 3px 0px 3px;vertical-align:bottom;">EW</td> <td data-sheets-value='{"1":2,"2":"Clear (H)"}' style="overflow:hidden;padding:0px 3px 0px 3px;vertical-align:bottom;">Clear (H)</td> <td data-sheets-numberformat='{"1":2,"2":"0.00","3":1}' data-sheets-value='{"1":3,"3":1.19}' style="overflow:hidden;padding:0px 3px 0px 3px;vertical-align:bottom;text-align:center;">1.19</td> <td data-sheets-numberformat='{"1":2,"2":"0","3":1}' data-sheets-value='{"1":3,"3":36.9}' style="overflow:hidden;padding:0px 3px 0px 3px;vertical-align:bottom;text-align:center;">37</td> <td data-sheets-numberformat='{"1":2,"2":"0","3":1}' data-sheets-value='{"1":3,"3":57.42}' style="overflow:hidden;padding:0px 3px 0px 3px;vertical-align:bottom;text-align:center;">57</td> <td data-sheets-value='{"1":3,"3":24}' style="border-right:1px solid #000000;overflow:hidden;padding:0px 3px 0px 3px;vertical-align:bottom;text-align:center;">24</td> </tr> <tr style="height:20px;"> <td data-sheets-value='{"1":2,"2":"PMMA"}' style="border-left:1px solid #000000;overflow:hidden;padding:0px 3px 0px 3px;vertical-align:bottom;">PMMA</td> <td style="overflow:hidden;padding:0px 3px 0px 3px;vertical-align:bottom;"></td> <td data-sheets-value='{"1":2,"2":"Opal (O)"}' style="overflow:hidden;padding:0px 3px 0px 3px;vertical-align:bottom;">Opal (O)</td> <td data-sheets-numberformat='{"1":2,"2":"0.00","3":1}' data-sheets-value='{"1":3,"3":1.19}' style="overflow:hidden;padding:0px 3px 0px 3px;vertical-align:bottom;text-align:center;">1.19</td> <td data-sheets-numberformat='{"1":2,"2":"0","3":1}' data-sheets-value='{"1":3,"3":34.03}' style="overflow:hidden;padding:0px 3px 0px 3px;vertical-align:bottom;text-align:center;">34</td> <td data-sheets-numberformat='{"1":2,"2":"0","3":1}' data-sheets-value='{"1":3,"3":50.160000000000004}' style="overflow:hidden;padding:0px 3px 0px 3px;vertical-align:bottom;text-align:center;">50</td> <td data-sheets-value='{"1":3,"3":24}' style="border-right:1px solid #000000;overflow:hidden;padding:0px 3px 0px 3px;vertical-align:bottom;text-align:center;">24</td> </tr> <tr style="height:20px;"> <td style="border-left:1px solid #000000;overflow:hidden;padding:0px 3px 0px 3px;vertical-align:bottom;"></td> <td data-sheets-value='{"1":2,"2":"DW"}' style="overflow:hidden;padding:0px 3px 0px 3px;vertical-align:bottom;">DW</td> <td data-sheets-value='{"1":2,"2":"Clear (H/H)"}' style="overflow:hidden;padding:0px 3px 0px 3px;vertical-align:bottom;">Clear (H/H)</td> <td data-sheets-numberformat='{"1":2,"2":"0.00","3":1}' data-sheets-value='{"1":3,"3":0.98}' style="overflow:hidden;padding:0px 3px 0px 3px;vertical-align:bottom;text-align:center;">0.98</td> <td data-sheets-numberformat='{"1":2,"2":"0","3":1}' data-sheets-value='{"1":3,"3":33.21}' style="overflow:hidden;padding:0px 3px 0px 3px;vertical-align:bottom;text-align:center;">33</td> <td data-sheets-numberformat='{"1":2,"2":"0","3":1}' data-sheets-value='{"1":3,"3":49.5}' style="overflow:hidden;padding:0px 3px 0px 3px;vertical-align:bottom;text-align:center;">50</td> <td data-sheets-value='{"1":3,"3":26}' style="border-right:1px solid #000000;overflow:hidden;padding:0px 3px 0px 3px;vertical-align:bottom;text-align:center;">26</td> </tr> <tr style="height:20px;"> <td style="border-bottom:1px solid #000000;border-left:1px solid #000000;overflow:hidden;padding:0px 3px 0px 3px;vertical-align:bottom;"></td> <td style="border-bottom:1px solid #000000;overflow:hidden;padding:0px 3px 0px 3px;vertical-align:bottom;"></td> <td data-sheets-value='{"1":2,"2":"Opal (O/O)"}' style="border-bottom:1px solid #000000;overflow:hidden;padding:0px 3px 0px 3px;vertical-align:bottom;">Opal (O/O)</td> <td data-sheets-numberformat='{"1":2,"2":"0.00","3":1}' data-sheets-value='{"1":3,"3":0.98}' style="border-bottom:1px solid #000000;overflow:hidden;padding:0px 3px 0px 3px;vertical-align:bottom;text-align:center;">0.98</td> <td data-sheets-numberformat='{"1":2,"2":"0","3":1}' data-sheets-value='{"1":3,"3":28.29}' style="border-bottom:1px solid #000000;overflow:hidden;padding:0px 3px 0px 3px;vertical-align:bottom;text-align:center;">28</td> <td data-sheets-numberformat='{"1":2,"2":"0","3":1}' data-sheets-value='{"1":3,"3":38.28}' style="border-bottom:1px solid #000000;overflow:hidden;padding:0px 3px 0px 3px;vertical-align:bottom;text-align:center;">38</td> <td data-sheets-value='{"1":3,"3":26}' style="border-right:1px solid #000000;border-bottom:1px solid #000000;overflow:hidden;padding:0px 3px 0px 3px;vertical-align:bottom;text-align:center;">26</td> </tr> <tr style="height:20px;"> <td data-sheets-value='{"1":2,"2":"Polycarbonate "}' style="border-left:1px solid #000000;overflow:hidden;padding:0px 3px 0px 3px;vertical-align:bottom;">Polycarbonate </td> <td data-sheets-value='{"1":2,"2":"EW"}' style="overflow:hidden;padding:0px 3px 0px 3px;vertical-align:bottom;">EW</td> <td data-sheets-value='{"1":2,"2":"Clear (A)"}' style="overflow:hidden;padding:0px 3px 0px 3px;vertical-align:bottom;">Clear (A)</td> <td data-sheets-numberformat='{"1":2,"2":"0.00","3":1}' data-sheets-value='{"1":3,"3":1.19}' style="overflow:hidden;padding:0px 3px 0px 3px;vertical-align:bottom;text-align:center;">1.19</td> <td data-sheets-numberformat='{"1":2,"2":"0","3":1}' data-sheets-value='{"1":3,"3":36.08}' style="overflow:hidden;padding:0px 3px 0px 3px;vertical-align:bottom;text-align:center;">36</td> <td data-sheets-numberformat='{"1":2,"2":"0","3":1}' data-sheets-value='{"1":3,"3":54.78}' style="overflow:hidden;padding:0px 3px 0px 3px;vertical-align:bottom;text-align:center;">55</td> <td data-sheets-value='{"1":3,"3":24}' style="border-right:1px solid #000000;overflow:hidden;padding:0px 3px 0px 3px;vertical-align:bottom;text-align:center;">24</td> </tr> <tr style="height:20px;"> <td data-sheets-value='{"1":2,"2":"PC"}' style="border-left:1px solid #000000;overflow:hidden;padding:0px 3px 0px 3px;vertical-align:bottom;">PC</td> <td style="overflow:hidden;padding:0px 3px 0px 3px;vertical-align:bottom;"></td> <td data-sheets-value='{"1":2,"2":"Opal (D)"}' style="overflow:hidden;padding:0px 3px 0px 3px;vertical-align:bottom;">Opal (D)</td> <td data-sheets-numberformat='{"1":2,"2":"0.00","3":1}' data-sheets-value='{"1":3,"3":1.19}' style="overflow:hidden;padding:0px 3px 0px 3px;vertical-align:bottom;text-align:center;">1.19</td> <td data-sheets-numberformat='{"1":2,"2":"0","3":1}' data-sheets-value='{"1":3,"3":23.779999999999998}' style="overflow:hidden;padding:0px 3px 0px 3px;vertical-align:bottom;text-align:center;">24</td> <td data-sheets-numberformat='{"1":2,"2":"0","3":1}' data-sheets-value='{"1":3,"3":39.6}' style="overflow:hidden;padding:0px 3px 0px 3px;vertical-align:bottom;text-align:center;">40</td> <td data-sheets-value='{"1":3,"3":24}' style="border-right:1px solid #000000;overflow:hidden;padding:0px 3px 0px 3px;vertical-align:bottom;text-align:center;">24</td> </tr> <tr style="height:20px;"> <td style="border-left:1px solid #000000;overflow:hidden;padding:0px 3px 0px 3px;vertical-align:bottom;"></td> <td data-sheets-value='{"1":2,"2":"DW"}' style="overflow:hidden;padding:0px 3px 0px 3px;vertical-align:bottom;">DW</td> <td data-sheets-value='{"1":2,"2":"Clear (A/H)"}' style="overflow:hidden;padding:0px 3px 0px 3px;vertical-align:bottom;">Clear (A/H)</td> <td data-sheets-numberformat='{"1":2,"2":"0.00","3":1}' data-sheets-value='{"1":3,"3":0.98}' style="overflow:hidden;padding:0px 3px 0px 3px;vertical-align:bottom;text-align:center;">0.98</td> <td data-sheets-numberformat='{"1":2,"2":"0","3":1}' data-sheets-value='{"1":3,"3":32.39}' style="overflow:hidden;padding:0px 3px 0px 3px;vertical-align:bottom;text-align:center;">32</td> <td data-sheets-numberformat='{"1":2,"2":"0","3":1}' data-sheets-value='{"1":3,"3":47.52}' style="overflow:hidden;padding:0px 3px 0px 3px;vertical-align:bottom;text-align:center;">48</td> <td data-sheets-value='{"1":3,"3":26}' style="border-right:1px solid #000000;overflow:hidden;padding:0px 3px 0px 3px;vertical-align:bottom;text-align:center;">26</td> </tr> <tr style="height:20px;"> <td style="border-left:1px solid #000000;overflow:hidden;padding:0px 3px 0px 3px;vertical-align:bottom;"></td> <td style="overflow:hidden;padding:0px 3px 0px 3px;vertical-align:bottom;"></td> <td data-sheets-value='{"1":2,"2":"Clear (A/A)"}' style="overflow:hidden;padding:0px 3px 0px 3px;vertical-align:bottom;">Clear (A/A)</td> <td data-sheets-numberformat='{"1":2,"2":"0.00","3":1}' data-sheets-value='{"1":3,"3":0.98}' style="overflow:hidden;padding:0px 3px 0px 3px;vertical-align:bottom;text-align:center;">0.98</td> <td data-sheets-numberformat='{"1":2,"2":"0","3":1}' data-sheets-value='{"1":3,"3":31.569999999999997}' style="overflow:hidden;padding:0px 3px 0px 3px;vertical-align:bottom;text-align:center;">32</td> <td data-sheets-numberformat='{"1":2,"2":"0","3":1}' data-sheets-value='{"1":3,"3":45.54}' style="overflow:hidden;padding:0px 3px 0px 3px;vertical-align:bottom;text-align:center;">46</td> <td data-sheets-value='{"1":3,"3":26}' style="border-right:1px solid #000000;overflow:hidden;padding:0px 3px 0px 3px;vertical-align:bottom;text-align:center;">26</td> </tr> <tr style="height:20px;"> <td style="border-left:1px solid #000000;overflow:hidden;padding:0px 3px 0px 3px;vertical-align:bottom;"></td> <td style="overflow:hidden;padding:0px 3px 0px 3px;vertical-align:bottom;"></td> <td data-sheets-value='{"1":2,"2":"Opal (A/O)"}' style="overflow:hidden;padding:0px 3px 0px 3px;vertical-align:bottom;">Opal (A/O)</td> <td data-sheets-numberformat='{"1":2,"2":"0.00","3":1}' data-sheets-value='{"1":3,"3":0.98}' style="overflow:hidden;padding:0px 3px 0px 3px;vertical-align:bottom;text-align:center;">0.98</td> <td data-sheets-numberformat='{"1":2,"2":"0","3":1}' data-sheets-value='{"1":3,"3":29.93}' style="overflow:hidden;padding:0px 3px 0px 3px;vertical-align:bottom;text-align:center;">30</td> <td data-sheets-numberformat='{"1":2,"2":"0","3":1}' data-sheets-value='{"1":3,"3":41.580000000000005}' style="overflow:hidden;padding:0px 3px 0px 3px;vertical-align:bottom;text-align:center;">42</td> <td data-sheets-value='{"1":3,"3":26}' style="border-right:1px solid #000000;overflow:hidden;padding:0px 3px 0px 3px;vertical-align:bottom;text-align:center;">26</td> </tr> <tr style="height:20px;"> <td style="border-bottom:1px solid #000000;border-left:1px solid #000000;overflow:hidden;padding:0px 3px 0px 3px;vertical-align:bottom;"></td> <td style="border-bottom:1px solid #000000;overflow:hidden;padding:0px 3px 0px 3px;vertical-align:bottom;"></td> <td data-sheets-value='{"1":2,"2":"Opal (A/D)"}' style="border-bottom:1px solid #000000;overflow:hidden;padding:0px 3px 0px 3px;vertical-align:bottom;">Opal (A/D)</td> <td data-sheets-numberformat='{"1":2,"2":"0.00","3":1}' data-sheets-value='{"1":3,"3":0.98}' style="border-bottom:1px solid #000000;overflow:hidden;padding:0px 3px 0px 3px;vertical-align:bottom;text-align:center;">0.98</td> <td data-sheets-numberformat='{"1":2,"2":"0","3":1}' data-sheets-value='{"1":3,"3":20.91}' style="border-bottom:1px solid #000000;overflow:hidden;padding:0px 3px 0px 3px;vertical-align:bottom;text-align:center;">21</td> <td data-sheets-numberformat='{"1":2,"2":"0","3":1}' data-sheets-value='{"1":3,"3":33}' style="border-bottom:1px solid #000000;overflow:hidden;padding:0px 3px 0px 3px;vertical-align:bottom;text-align:center;">33</td> <td data-sheets-value='{"1":3,"3":26}' style="border-right:1px solid #000000;border-bottom:1px solid #000000;overflow:hidden;padding:0px 3px 0px 3px;vertical-align:bottom;text-align:center;">26</td> </tr> <tr style="height:20px;"> <td data-sheets-value='{"1":2,"2":"Polycarbonate"}' style="border-left:1px solid #000000;overflow:hidden;padding:0px 3px 0px 3px;vertical-align:bottom;">Polycarbonate</td> <td data-sheets-value='{"1":2,"2":"EW"}' style="overflow:hidden;padding:0px 3px 0px 3px;vertical-align:bottom;">EW</td> <td data-sheets-value='{"1":2,"2":"Heatstop Opal (T)"}' style="overflow:hidden;padding:0px 3px 0px 3px;vertical-align:bottom;">Heatstop Opal (T)</td> <td data-sheets-numberformat='{"1":2,"2":"0.00","3":1}' data-sheets-value='{"1":3,"3":1.19}' style="overflow:hidden;padding:0px 3px 0px 3px;vertical-align:bottom;text-align:center;">1.19</td> <td data-sheets-numberformat='{"1":2,"2":"0","3":1}' data-sheets-value='{"1":3,"3":20.09}' style="overflow:hidden;padding:0px 3px 0px 3px;vertical-align:bottom;text-align:center;">20</td> <td data-sheets-numberformat='{"1":2,"2":"0","3":1}' data-sheets-value='{"1":3,"3":38.940000000000005}' style="overflow:hidden;padding:0px 3px 0px 3px;vertical-align:bottom;text-align:center;">39</td> <td data-sheets-value='{"1":3,"3":24}' style="border-right:1px solid #000000;overflow:hidden;padding:0px 3px 0px 3px;vertical-align:bottom;text-align:center;">24</td> </tr> <tr style="height:20px;"> <td data-sheets-value='{"1":2,"2":"Heatstop PC"}' style="border-left:1px solid #000000;overflow:hidden;padding:0px 3px 0px 3px;vertical-align:bottom;">Heatstop PC</td> <td data-sheets-value='{"1":2,"2":"DW"}' style="overflow:hidden;padding:0px 3px 0px 3px;vertical-align:bottom;">DW</td> <td data-sheets-value='{"1":2,"2":"Clear (T/H)"}' style="overflow:hidden;padding:0px 3px 0px 3px;vertical-align:bottom;">Clear (T/H)</td> <td data-sheets-numberformat='{"1":2,"2":"0.00","3":1}' data-sheets-value='{"1":3,"3":0.98}' style="overflow:hidden;padding:0px 3px 0px 3px;vertical-align:bottom;text-align:center;">0.98</td> <td data-sheets-numberformat='{"1":2,"2":"0","3":1}' data-sheets-value='{"1":3,"3":18.04}' style="overflow:hidden;padding:0px 3px 0px 3px;vertical-align:bottom;text-align:center;">18</td> <td data-sheets-numberformat='{"1":2,"2":"0","3":1}' data-sheets-value='{"1":3,"3":33.660000000000004}' style="overflow:hidden;padding:0px 3px 0px 3px;vertical-align:bottom;text-align:center;">34</td> <td data-sheets-value='{"1":3,"3":26}' style="border-right:1px solid #000000;overflow:hidden;padding:0px 3px 0px 3px;vertical-align:bottom;text-align:center;">26</td> </tr> <tr style="height:20px;"> <td style="border-bottom:1px solid #000000;border-left:1px solid #000000;overflow:hidden;padding:0px 3px 0px 3px;vertical-align:bottom;"></td> <td style="border-bottom:1px solid #000000;overflow:hidden;padding:0px 3px 0px 3px;vertical-align:bottom;"></td> <td data-sheets-value='{"1":2,"2":"Opal (T/O)"}' style="border-bottom:1px solid #000000;overflow:hidden;padding:0px 3px 0px 3px;vertical-align:bottom;">Opal (T/O)</td> <td data-sheets-numberformat='{"1":2,"2":"0.00","3":1}' data-sheets-value='{"1":3,"3":0.98}' style="border-bottom:1px solid #000000;overflow:hidden;padding:0px 3px 0px 3px;vertical-align:bottom;text-align:center;">0.98</td> <td data-sheets-numberformat='{"1":2,"2":"0","3":1}' data-sheets-value='{"1":3,"3":16.81}' style="border-bottom:1px solid #000000;overflow:hidden;padding:0px 3px 0px 3px;vertical-align:bottom;text-align:center;">17</td> <td data-sheets-numberformat='{"1":2,"2":"0","3":1}' data-sheets-value='{"1":3,"3":29.700000000000003}' style="border-bottom:1px solid #000000;overflow:hidden;padding:0px 3px 0px 3px;vertical-align:bottom;text-align:center;">30</td> <td data-sheets-value='{"1":3,"3":26}' style="border-right:1px solid #000000;border-bottom:1px solid #000000;overflow:hidden;padding:0px 3px 0px 3px;vertical-align:bottom;text-align:center;">26</td> </tr> </tbody></table> | skylux-160-ce-met-koepel-en-pvc-opstand-30-20-met-lm-motor-pvc-raam-type-ep25-en-windvang-0800-x-1400-mm | 8586035593549 | 46872366055757
Smoke and heat exhaust (SHEV) | SHE system | Skylux | Skylux 160° CE with skylight and PVC curb 30/20 with LM-actuator, PVC frame type EP25 and spoiler 0900 x 1200 mm |  | 50462 | 5412970504627 | 4530.25 | Yes | 30-45 | 80.73 | 900 x 1200 mm | 1200 | 900 |  | PVC 30/20 (30 cm high & roof opening = 20 cm larger than daylight size) | Rectangular | 1.19 W/m²K - 0.98 W/m²K | 57% - 30% | 37% - 17% | 24dB - 26dB | 160° CE (for industry) | PVC frame EP25 | with spoiler | E | Single actuator | Maximum double-walled skylight possible for this product | Ut-value LT-value g-value Rw-value EN 1873 : 2014 EN ISO 13468 EN 16153 EN 410 EN 410 EN ISO 140-3 Material Walls Shells (W/m²K) (%) (%) (dB) Acrylic EW Clear (H) 1.19 37 57 24 PMMA Opal (O) 1.19 34 50 24 DW Clear (H/H) 0.98 33 50 26 Opal (O/O) 0.98 28 38 26 Polycarbonate EW Clear (A) 1.19 36 55 24 PC Opal (D) 1.19 24 40 24 DW Clear (A/H) 0.98 32 48 26 Clear (A/A) 0.98 32 46 26 Opal (A/O) 0.98 30 42 26 Opal (A/D) 0.98 21 33 26 Polycarbonate EW Heatstop Opal (T) 1.19 20 39 24 Heatstop PC DW Clear (T/H) 0.98 18 34 26 Opal (T/O) 0.98 17 30 26 | https://skylux.eu/en/products/skylux-160-ce-met-koepel-en-pvc-opstand-30-20-met-lm-motor-pvc-raam-type-ep25-en-windvang-0900-x-1200-mm | https://skylux.eu/cdn/shop/files/Skylux-160deg-CE-met-koepel-en-pvc-opstand-3020-met-LM-motor-pvc-raam-type-EP25-en-windvang-0900-x-1200-mm-RWA-systeem.jpg?v=1702980953&width=1600 | https://skylux.eu/cdn/shop/files/e5a82811-1bb0-48e4-a776-cacb59c7c092_ec9e841f-002c-4d0a-ad96-a389b6919767.jpg?v=1688551251&width=1600 | //skylux.eu/cdn/shop/files/E_MH_Mounting_instructions_Skylux_160_CE_LM.pdf?v=12406716259046007223 | //skylux.eu/cdn/shop/files/E_TD_Technical_File_Skylux_Skylux_160_CE_Electric.pdf?v=3667116872303399239 | <style type="text/css" id="isPasted"><!--td {border: 1px solid #cccccc;}br {mso-data-placement:same-cell;}--></style><table border="1" cellpadding="0" cellspacing="0" dir="ltr" style="table-layout:fixed;font-size:10pt;font-family:Arial;border-collapse:collapse;border:none;"><tbody> <tr style="height:20px;"> <td style="overflow:hidden;padding:0px 3px 0px 3px;vertical-align:bottom;"></td> <td style="overflow:hidden;padding:0px 3px 0px 3px;vertical-align:bottom;"></td> <td style="overflow:hidden;padding:0px 3px 0px 3px;vertical-align:bottom;"></td> <td data-sheets-value='{"1":2,"2":"Ut-value"}' style="overflow:hidden;padding:0px 3px 0px 3px;vertical-align:bottom;font-weight:bold;text-align:center;">Ut-value</td> <td data-sheets-value='{"1":2,"2":"LT-value"}' style="overflow:hidden;padding:0px 3px 0px 3px;vertical-align:bottom;font-weight:bold;text-align:center;">LT-value</td> <td data-sheets-value='{"1":2,"2":"g-value"}' style="overflow:hidden;padding:0px 3px 0px 3px;vertical-align:bottom;font-weight:bold;text-align:center;">g-value</td> <td data-sheets-value='{"1":2,"2":"Rw-value "}' style="overflow:hidden;padding:0px 3px 0px 3px;vertical-align:bottom;font-weight:bold;text-align:center;">Rw-value </td> </tr> <tr style="height:20px;"> <td style="overflow:hidden;padding:0px 3px 0px 3px;vertical-align:bottom;"></td> <td style="overflow:hidden;padding:0px 3px 0px 3px;vertical-align:bottom;"></td> <td style="overflow:hidden;padding:0px 3px 0px 3px;vertical-align:bottom;"></td> <td data-sheets-numberformat='{"1":2,"2":"0.00","3":1}' data-sheets-value='{"1":2,"2":"EN 1873 : 2014"}' style="overflow:hidden;padding:0px 3px 0px 3px;vertical-align:bottom;text-align:center;">EN 1873 : 2014</td> <td data-sheets-numberformat='{"1":2,"2":"0","3":1}' data-sheets-value='{"1":2,"2":"EN ISO 13468 EN 16153 EN 410"}' style="overflow:hidden;padding:0px 3px 0px 3px;vertical-align:bottom;text-align:center;">EN ISO 13468 EN 16153 EN 410</td> <td data-sheets-numberformat='{"1":2,"2":"0","3":1}' data-sheets-value='{"1":2,"2":"EN 410"}' style="overflow:hidden;padding:0px 3px 0px 3px;vertical-align:bottom;text-align:center;">EN 410</td> <td data-sheets-value='{"1":2,"2":"EN ISO 140-3\t\t"}' style="overflow:hidden;padding:0px 3px 0px 3px;vertical-align:bottom;text-align:center;">EN ISO 140-3 </td> </tr> <tr style="height:20px;"> <td data-sheets-value='{"1":2,"2":"Material"}' style="border-bottom:1px solid #000000;overflow:hidden;padding:0px 3px 0px 3px;vertical-align:bottom;background-color:#000000;font-weight:bold;color:#ffffff;">Material</td> <td data-sheets-value='{"1":2,"2":"Walls"}' style="border-bottom:1px solid #000000;overflow:hidden;padding:0px 3px 0px 3px;vertical-align:bottom;background-color:#000000;font-weight:bold;color:#ffffff;">Walls</td> <td data-sheets-value='{"1":2,"2":"Shells"}' style="border-bottom:1px solid #000000;overflow:hidden;padding:0px 3px 0px 3px;vertical-align:bottom;background-color:#000000;font-weight:bold;color:#ffffff;">Shells</td> <td data-sheets-numberformat='{"1":2,"2":"0.00","3":1}' data-sheets-value='{"1":2,"2":"(W/m²K)\t"}' style="border-bottom:1px solid #000000;overflow:hidden;padding:0px 3px 0px 3px;vertical-align:bottom;background-color:#000000;font-weight:bold;color:#ffffff;text-align:center;">(W/m²K) </td> <td data-sheets-numberformat='{"1":2,"2":"0","3":1}' data-sheets-value='{"1":2,"2":"(%)"}' style="border-bottom:1px solid #000000;overflow:hidden;padding:0px 3px 0px 3px;vertical-align:bottom;background-color:#000000;font-weight:bold;color:#ffffff;text-align:center;">(%)</td> <td data-sheets-numberformat='{"1":2,"2":"0","3":1}' data-sheets-value='{"1":2,"2":"(%)"}' style="border-bottom:1px solid #000000;overflow:hidden;padding:0px 3px 0px 3px;vertical-align:bottom;background-color:#000000;font-weight:bold;color:#ffffff;text-align:center;">(%)</td> <td data-sheets-value='{"1":2,"2":"(dB)"}' style="border-bottom:1px solid #000000;overflow:hidden;padding:0px 3px 0px 3px;vertical-align:bottom;background-color:#000000;font-weight:bold;color:#ffffff;text-align:center;">(dB)</td> </tr> <tr style="height:20px;"> <td data-sheets-value='{"1":2,"2":"Acrylic"}' style="border-left:1px solid #000000;overflow:hidden;padding:0px 3px 0px 3px;vertical-align:bottom;">Acrylic</td> <td data-sheets-value='{"1":2,"2":"EW"}' style="overflow:hidden;padding:0px 3px 0px 3px;vertical-align:bottom;">EW</td> <td data-sheets-value='{"1":2,"2":"Clear (H)"}' style="overflow:hidden;padding:0px 3px 0px 3px;vertical-align:bottom;">Clear (H)</td> <td data-sheets-numberformat='{"1":2,"2":"0.00","3":1}' data-sheets-value='{"1":3,"3":1.19}' style="overflow:hidden;padding:0px 3px 0px 3px;vertical-align:bottom;text-align:center;">1.19</td> <td data-sheets-numberformat='{"1":2,"2":"0","3":1}' data-sheets-value='{"1":3,"3":36.9}' style="overflow:hidden;padding:0px 3px 0px 3px;vertical-align:bottom;text-align:center;">37</td> <td data-sheets-numberformat='{"1":2,"2":"0","3":1}' data-sheets-value='{"1":3,"3":57.42}' style="overflow:hidden;padding:0px 3px 0px 3px;vertical-align:bottom;text-align:center;">57</td> <td data-sheets-value='{"1":3,"3":24}' style="border-right:1px solid #000000;overflow:hidden;padding:0px 3px 0px 3px;vertical-align:bottom;text-align:center;">24</td> </tr> <tr style="height:20px;"> <td data-sheets-value='{"1":2,"2":"PMMA"}' style="border-left:1px solid #000000;overflow:hidden;padding:0px 3px 0px 3px;vertical-align:bottom;">PMMA</td> <td style="overflow:hidden;padding:0px 3px 0px 3px;vertical-align:bottom;"></td> <td data-sheets-value='{"1":2,"2":"Opal (O)"}' style="overflow:hidden;padding:0px 3px 0px 3px;vertical-align:bottom;">Opal (O)</td> <td data-sheets-numberformat='{"1":2,"2":"0.00","3":1}' data-sheets-value='{"1":3,"3":1.19}' style="overflow:hidden;padding:0px 3px 0px 3px;vertical-align:bottom;text-align:center;">1.19</td> <td data-sheets-numberformat='{"1":2,"2":"0","3":1}' data-sheets-value='{"1":3,"3":34.03}' style="overflow:hidden;padding:0px 3px 0px 3px;vertical-align:bottom;text-align:center;">34</td> <td data-sheets-numberformat='{"1":2,"2":"0","3":1}' data-sheets-value='{"1":3,"3":50.160000000000004}' style="overflow:hidden;padding:0px 3px 0px 3px;vertical-align:bottom;text-align:center;">50</td> <td data-sheets-value='{"1":3,"3":24}' style="border-right:1px solid #000000;overflow:hidden;padding:0px 3px 0px 3px;vertical-align:bottom;text-align:center;">24</td> </tr> <tr style="height:20px;"> <td style="border-left:1px solid #000000;overflow:hidden;padding:0px 3px 0px 3px;vertical-align:bottom;"></td> <td data-sheets-value='{"1":2,"2":"DW"}' style="overflow:hidden;padding:0px 3px 0px 3px;vertical-align:bottom;">DW</td> <td data-sheets-value='{"1":2,"2":"Clear (H/H)"}' style="overflow:hidden;padding:0px 3px 0px 3px;vertical-align:bottom;">Clear (H/H)</td> <td data-sheets-numberformat='{"1":2,"2":"0.00","3":1}' data-sheets-value='{"1":3,"3":0.98}' style="overflow:hidden;padding:0px 3px 0px 3px;vertical-align:bottom;text-align:center;">0.98</td> <td data-sheets-numberformat='{"1":2,"2":"0","3":1}' data-sheets-value='{"1":3,"3":33.21}' style="overflow:hidden;padding:0px 3px 0px 3px;vertical-align:bottom;text-align:center;">33</td> <td data-sheets-numberformat='{"1":2,"2":"0","3":1}' data-sheets-value='{"1":3,"3":49.5}' style="overflow:hidden;padding:0px 3px 0px 3px;vertical-align:bottom;text-align:center;">50</td> <td data-sheets-value='{"1":3,"3":26}' style="border-right:1px solid #000000;overflow:hidden;padding:0px 3px 0px 3px;vertical-align:bottom;text-align:center;">26</td> </tr> <tr style="height:20px;"> <td style="border-bottom:1px solid #000000;border-left:1px solid #000000;overflow:hidden;padding:0px 3px 0px 3px;vertical-align:bottom;"></td> <td style="border-bottom:1px solid #000000;overflow:hidden;padding:0px 3px 0px 3px;vertical-align:bottom;"></td> <td data-sheets-value='{"1":2,"2":"Opal (O/O)"}' style="border-bottom:1px solid #000000;overflow:hidden;padding:0px 3px 0px 3px;vertical-align:bottom;">Opal (O/O)</td> <td data-sheets-numberformat='{"1":2,"2":"0.00","3":1}' data-sheets-value='{"1":3,"3":0.98}' style="border-bottom:1px solid #000000;overflow:hidden;padding:0px 3px 0px 3px;vertical-align:bottom;text-align:center;">0.98</td> <td data-sheets-numberformat='{"1":2,"2":"0","3":1}' data-sheets-value='{"1":3,"3":28.29}' style="border-bottom:1px solid #000000;overflow:hidden;padding:0px 3px 0px 3px;vertical-align:bottom;text-align:center;">28</td> <td data-sheets-numberformat='{"1":2,"2":"0","3":1}' data-sheets-value='{"1":3,"3":38.28}' style="border-bottom:1px solid #000000;overflow:hidden;padding:0px 3px 0px 3px;vertical-align:bottom;text-align:center;">38</td> <td data-sheets-value='{"1":3,"3":26}' style="border-right:1px solid #000000;border-bottom:1px solid #000000;overflow:hidden;padding:0px 3px 0px 3px;vertical-align:bottom;text-align:center;">26</td> </tr> <tr style="height:20px;"> <td data-sheets-value='{"1":2,"2":"Polycarbonate "}' style="border-left:1px solid #000000;overflow:hidden;padding:0px 3px 0px 3px;vertical-align:bottom;">Polycarbonate </td> <td data-sheets-value='{"1":2,"2":"EW"}' style="overflow:hidden;padding:0px 3px 0px 3px;vertical-align:bottom;">EW</td> <td data-sheets-value='{"1":2,"2":"Clear (A)"}' style="overflow:hidden;padding:0px 3px 0px 3px;vertical-align:bottom;">Clear (A)</td> <td data-sheets-numberformat='{"1":2,"2":"0.00","3":1}' data-sheets-value='{"1":3,"3":1.19}' style="overflow:hidden;padding:0px 3px 0px 3px;vertical-align:bottom;text-align:center;">1.19</td> <td data-sheets-numberformat='{"1":2,"2":"0","3":1}' data-sheets-value='{"1":3,"3":36.08}' style="overflow:hidden;padding:0px 3px 0px 3px;vertical-align:bottom;text-align:center;">36</td> <td data-sheets-numberformat='{"1":2,"2":"0","3":1}' data-sheets-value='{"1":3,"3":54.78}' style="overflow:hidden;padding:0px 3px 0px 3px;vertical-align:bottom;text-align:center;">55</td> <td data-sheets-value='{"1":3,"3":24}' style="border-right:1px solid #000000;overflow:hidden;padding:0px 3px 0px 3px;vertical-align:bottom;text-align:center;">24</td> </tr> <tr style="height:20px;"> <td data-sheets-value='{"1":2,"2":"PC"}' style="border-left:1px solid #000000;overflow:hidden;padding:0px 3px 0px 3px;vertical-align:bottom;">PC</td> <td style="overflow:hidden;padding:0px 3px 0px 3px;vertical-align:bottom;"></td> <td data-sheets-value='{"1":2,"2":"Opal (D)"}' style="overflow:hidden;padding:0px 3px 0px 3px;vertical-align:bottom;">Opal (D)</td> <td data-sheets-numberformat='{"1":2,"2":"0.00","3":1}' data-sheets-value='{"1":3,"3":1.19}' style="overflow:hidden;padding:0px 3px 0px 3px;vertical-align:bottom;text-align:center;">1.19</td> <td data-sheets-numberformat='{"1":2,"2":"0","3":1}' data-sheets-value='{"1":3,"3":23.779999999999998}' style="overflow:hidden;padding:0px 3px 0px 3px;vertical-align:bottom;text-align:center;">24</td> <td data-sheets-numberformat='{"1":2,"2":"0","3":1}' data-sheets-value='{"1":3,"3":39.6}' style="overflow:hidden;padding:0px 3px 0px 3px;vertical-align:bottom;text-align:center;">40</td> <td data-sheets-value='{"1":3,"3":24}' style="border-right:1px solid #000000;overflow:hidden;padding:0px 3px 0px 3px;vertical-align:bottom;text-align:center;">24</td> </tr> <tr style="height:20px;"> <td style="border-left:1px solid #000000;overflow:hidden;padding:0px 3px 0px 3px;vertical-align:bottom;"></td> <td data-sheets-value='{"1":2,"2":"DW"}' style="overflow:hidden;padding:0px 3px 0px 3px;vertical-align:bottom;">DW</td> <td data-sheets-value='{"1":2,"2":"Clear (A/H)"}' style="overflow:hidden;padding:0px 3px 0px 3px;vertical-align:bottom;">Clear (A/H)</td> <td data-sheets-numberformat='{"1":2,"2":"0.00","3":1}' data-sheets-value='{"1":3,"3":0.98}' style="overflow:hidden;padding:0px 3px 0px 3px;vertical-align:bottom;text-align:center;">0.98</td> <td data-sheets-numberformat='{"1":2,"2":"0","3":1}' data-sheets-value='{"1":3,"3":32.39}' style="overflow:hidden;padding:0px 3px 0px 3px;vertical-align:bottom;text-align:center;">32</td> <td data-sheets-numberformat='{"1":2,"2":"0","3":1}' data-sheets-value='{"1":3,"3":47.52}' style="overflow:hidden;padding:0px 3px 0px 3px;vertical-align:bottom;text-align:center;">48</td> <td data-sheets-value='{"1":3,"3":26}' style="border-right:1px solid #000000;overflow:hidden;padding:0px 3px 0px 3px;vertical-align:bottom;text-align:center;">26</td> </tr> <tr style="height:20px;"> <td style="border-left:1px solid #000000;overflow:hidden;padding:0px 3px 0px 3px;vertical-align:bottom;"></td> <td style="overflow:hidden;padding:0px 3px 0px 3px;vertical-align:bottom;"></td> <td data-sheets-value='{"1":2,"2":"Clear (A/A)"}' style="overflow:hidden;padding:0px 3px 0px 3px;vertical-align:bottom;">Clear (A/A)</td> <td data-sheets-numberformat='{"1":2,"2":"0.00","3":1}' data-sheets-value='{"1":3,"3":0.98}' style="overflow:hidden;padding:0px 3px 0px 3px;vertical-align:bottom;text-align:center;">0.98</td> <td data-sheets-numberformat='{"1":2,"2":"0","3":1}' data-sheets-value='{"1":3,"3":31.569999999999997}' style="overflow:hidden;padding:0px 3px 0px 3px;vertical-align:bottom;text-align:center;">32</td> <td data-sheets-numberformat='{"1":2,"2":"0","3":1}' data-sheets-value='{"1":3,"3":45.54}' style="overflow:hidden;padding:0px 3px 0px 3px;vertical-align:bottom;text-align:center;">46</td> <td data-sheets-value='{"1":3,"3":26}' style="border-right:1px solid #000000;overflow:hidden;padding:0px 3px 0px 3px;vertical-align:bottom;text-align:center;">26</td> </tr> <tr style="height:20px;"> <td style="border-left:1px solid #000000;overflow:hidden;padding:0px 3px 0px 3px;vertical-align:bottom;"></td> <td style="overflow:hidden;padding:0px 3px 0px 3px;vertical-align:bottom;"></td> <td data-sheets-value='{"1":2,"2":"Opal (A/O)"}' style="overflow:hidden;padding:0px 3px 0px 3px;vertical-align:bottom;">Opal (A/O)</td> <td data-sheets-numberformat='{"1":2,"2":"0.00","3":1}' data-sheets-value='{"1":3,"3":0.98}' style="overflow:hidden;padding:0px 3px 0px 3px;vertical-align:bottom;text-align:center;">0.98</td> <td data-sheets-numberformat='{"1":2,"2":"0","3":1}' data-sheets-value='{"1":3,"3":29.93}' style="overflow:hidden;padding:0px 3px 0px 3px;vertical-align:bottom;text-align:center;">30</td> <td data-sheets-numberformat='{"1":2,"2":"0","3":1}' data-sheets-value='{"1":3,"3":41.580000000000005}' style="overflow:hidden;padding:0px 3px 0px 3px;vertical-align:bottom;text-align:center;">42</td> <td data-sheets-value='{"1":3,"3":26}' style="border-right:1px solid #000000;overflow:hidden;padding:0px 3px 0px 3px;vertical-align:bottom;text-align:center;">26</td> </tr> <tr style="height:20px;"> <td style="border-bottom:1px solid #000000;border-left:1px solid #000000;overflow:hidden;padding:0px 3px 0px 3px;vertical-align:bottom;"></td> <td style="border-bottom:1px solid #000000;overflow:hidden;padding:0px 3px 0px 3px;vertical-align:bottom;"></td> <td data-sheets-value='{"1":2,"2":"Opal (A/D)"}' style="border-bottom:1px solid #000000;overflow:hidden;padding:0px 3px 0px 3px;vertical-align:bottom;">Opal (A/D)</td> <td data-sheets-numberformat='{"1":2,"2":"0.00","3":1}' data-sheets-value='{"1":3,"3":0.98}' style="border-bottom:1px solid #000000;overflow:hidden;padding:0px 3px 0px 3px;vertical-align:bottom;text-align:center;">0.98</td> <td data-sheets-numberformat='{"1":2,"2":"0","3":1}' data-sheets-value='{"1":3,"3":20.91}' style="border-bottom:1px solid #000000;overflow:hidden;padding:0px 3px 0px 3px;vertical-align:bottom;text-align:center;">21</td> <td data-sheets-numberformat='{"1":2,"2":"0","3":1}' data-sheets-value='{"1":3,"3":33}' style="border-bottom:1px solid #000000;overflow:hidden;padding:0px 3px 0px 3px;vertical-align:bottom;text-align:center;">33</td> <td data-sheets-value='{"1":3,"3":26}' style="border-right:1px solid #000000;border-bottom:1px solid #000000;overflow:hidden;padding:0px 3px 0px 3px;vertical-align:bottom;text-align:center;">26</td> </tr> <tr style="height:20px;"> <td data-sheets-value='{"1":2,"2":"Polycarbonate"}' style="border-left:1px solid #000000;overflow:hidden;padding:0px 3px 0px 3px;vertical-align:bottom;">Polycarbonate</td> <td data-sheets-value='{"1":2,"2":"EW"}' style="overflow:hidden;padding:0px 3px 0px 3px;vertical-align:bottom;">EW</td> <td data-sheets-value='{"1":2,"2":"Heatstop Opal (T)"}' style="overflow:hidden;padding:0px 3px 0px 3px;vertical-align:bottom;">Heatstop Opal (T)</td> <td data-sheets-numberformat='{"1":2,"2":"0.00","3":1}' data-sheets-value='{"1":3,"3":1.19}' style="overflow:hidden;padding:0px 3px 0px 3px;vertical-align:bottom;text-align:center;">1.19</td> <td data-sheets-numberformat='{"1":2,"2":"0","3":1}' data-sheets-value='{"1":3,"3":20.09}' style="overflow:hidden;padding:0px 3px 0px 3px;vertical-align:bottom;text-align:center;">20</td> <td data-sheets-numberformat='{"1":2,"2":"0","3":1}' data-sheets-value='{"1":3,"3":38.940000000000005}' style="overflow:hidden;padding:0px 3px 0px 3px;vertical-align:bottom;text-align:center;">39</td> <td data-sheets-value='{"1":3,"3":24}' style="border-right:1px solid #000000;overflow:hidden;padding:0px 3px 0px 3px;vertical-align:bottom;text-align:center;">24</td> </tr> <tr style="height:20px;"> <td data-sheets-value='{"1":2,"2":"Heatstop PC"}' style="border-left:1px solid #000000;overflow:hidden;padding:0px 3px 0px 3px;vertical-align:bottom;">Heatstop PC</td> <td data-sheets-value='{"1":2,"2":"DW"}' style="overflow:hidden;padding:0px 3px 0px 3px;vertical-align:bottom;">DW</td> <td data-sheets-value='{"1":2,"2":"Clear (T/H)"}' style="overflow:hidden;padding:0px 3px 0px 3px;vertical-align:bottom;">Clear (T/H)</td> <td data-sheets-numberformat='{"1":2,"2":"0.00","3":1}' data-sheets-value='{"1":3,"3":0.98}' style="overflow:hidden;padding:0px 3px 0px 3px;vertical-align:bottom;text-align:center;">0.98</td> <td data-sheets-numberformat='{"1":2,"2":"0","3":1}' data-sheets-value='{"1":3,"3":18.04}' style="overflow:hidden;padding:0px 3px 0px 3px;vertical-align:bottom;text-align:center;">18</td> <td data-sheets-numberformat='{"1":2,"2":"0","3":1}' data-sheets-value='{"1":3,"3":33.660000000000004}' style="overflow:hidden;padding:0px 3px 0px 3px;vertical-align:bottom;text-align:center;">34</td> <td data-sheets-value='{"1":3,"3":26}' style="border-right:1px solid #000000;overflow:hidden;padding:0px 3px 0px 3px;vertical-align:bottom;text-align:center;">26</td> </tr> <tr style="height:20px;"> <td style="border-bottom:1px solid #000000;border-left:1px solid #000000;overflow:hidden;padding:0px 3px 0px 3px;vertical-align:bottom;"></td> <td style="border-bottom:1px solid #000000;overflow:hidden;padding:0px 3px 0px 3px;vertical-align:bottom;"></td> <td data-sheets-value='{"1":2,"2":"Opal (T/O)"}' style="border-bottom:1px solid #000000;overflow:hidden;padding:0px 3px 0px 3px;vertical-align:bottom;">Opal (T/O)</td> <td data-sheets-numberformat='{"1":2,"2":"0.00","3":1}' data-sheets-value='{"1":3,"3":0.98}' style="border-bottom:1px solid #000000;overflow:hidden;padding:0px 3px 0px 3px;vertical-align:bottom;text-align:center;">0.98</td> <td data-sheets-numberformat='{"1":2,"2":"0","3":1}' data-sheets-value='{"1":3,"3":16.81}' style="border-bottom:1px solid #000000;overflow:hidden;padding:0px 3px 0px 3px;vertical-align:bottom;text-align:center;">17</td> <td data-sheets-numberformat='{"1":2,"2":"0","3":1}' data-sheets-value='{"1":3,"3":29.700000000000003}' style="border-bottom:1px solid #000000;overflow:hidden;padding:0px 3px 0px 3px;vertical-align:bottom;text-align:center;">30</td> <td data-sheets-value='{"1":3,"3":26}' style="border-right:1px solid #000000;border-bottom:1px solid #000000;overflow:hidden;padding:0px 3px 0px 3px;vertical-align:bottom;text-align:center;">26</td> </tr> </tbody></table> | skylux-160-ce-met-koepel-en-pvc-opstand-30-20-met-lm-motor-pvc-raam-type-ep25-en-windvang-0900-x-1200-mm | 8586035659085 | 46872366186829
Smoke and heat exhaust (SHEV) | SHE system | Skylux | Skylux 160° CE with skylight and PVC curb 30/20 with LM-actuator, PVC frame type EP25 and spoiler 0900 x 1500 mm |  | 50463 | 5412970504634 | 4768.65 | Yes | 30-45 | 87.65 | 900 x 1500 mm | 1500 | 900 |  | PVC 30/20 (30 cm high & roof opening = 20 cm larger than daylight size) | Rectangular | 1.19 W/m²K - 0.98 W/m²K | 57% - 30% | 37% - 17% | 24dB - 26dB | 160° CE (for industry) | PVC frame EP25 | with spoiler | E | Single actuator | Maximum double-walled skylight possible for this product | Ut-value LT-value g-value Rw-value EN 1873 : 2014 EN ISO 13468 EN 16153 EN 410 EN 410 EN ISO 140-3 Material Walls Shells (W/m²K) (%) (%) (dB) Acrylic EW Clear (H) 1.19 37 57 24 PMMA Opal (O) 1.19 34 50 24 DW Clear (H/H) 0.98 33 50 26 Opal (O/O) 0.98 28 38 26 Polycarbonate EW Clear (A) 1.19 36 55 24 PC Opal (D) 1.19 24 40 24 DW Clear (A/H) 0.98 32 48 26 Clear (A/A) 0.98 32 46 26 Opal (A/O) 0.98 30 42 26 Opal (A/D) 0.98 21 33 26 Polycarbonate EW Heatstop Opal (T) 1.19 20 39 24 Heatstop PC DW Clear (T/H) 0.98 18 34 26 Opal (T/O) 0.98 17 30 26 | https://skylux.eu/en/products/skylux-160-ce-met-koepel-en-pvc-opstand-30-20-met-lm-motor-pvc-raam-type-ep25-en-windvang-0900-x-1500-mm | https://skylux.eu/cdn/shop/files/Skylux-160deg-CE-met-koepel-en-pvc-opstand-3020-met-LM-motor-pvc-raam-type-EP25-en-windvang-0900-x-1500-mm-RWA-systeem.jpg?v=1702980958&width=1600 | https://skylux.eu/cdn/shop/files/e5a82811-1bb0-48e4-a776-cacb59c7c092_dadbe15c-8e7b-4f1e-aa68-4d7f63f40f3e.jpg?v=1688551252&width=1600 | //skylux.eu/cdn/shop/files/E_MH_Mounting_instructions_Skylux_160_CE_LM.pdf?v=12406716259046007223 | //skylux.eu/cdn/shop/files/E_TD_Technical_File_Skylux_Skylux_160_CE_Electric.pdf?v=3667116872303399239 | <style type="text/css" id="isPasted"><!--td {border: 1px solid #cccccc;}br {mso-data-placement:same-cell;}--></style><table border="1" cellpadding="0" cellspacing="0" dir="ltr" style="table-layout:fixed;font-size:10pt;font-family:Arial;border-collapse:collapse;border:none;"><tbody> <tr style="height:20px;"> <td style="overflow:hidden;padding:0px 3px 0px 3px;vertical-align:bottom;"></td> <td style="overflow:hidden;padding:0px 3px 0px 3px;vertical-align:bottom;"></td> <td style="overflow:hidden;padding:0px 3px 0px 3px;vertical-align:bottom;"></td> <td data-sheets-value='{"1":2,"2":"Ut-value"}' style="overflow:hidden;padding:0px 3px 0px 3px;vertical-align:bottom;font-weight:bold;text-align:center;">Ut-value</td> <td data-sheets-value='{"1":2,"2":"LT-value"}' style="overflow:hidden;padding:0px 3px 0px 3px;vertical-align:bottom;font-weight:bold;text-align:center;">LT-value</td> <td data-sheets-value='{"1":2,"2":"g-value"}' style="overflow:hidden;padding:0px 3px 0px 3px;vertical-align:bottom;font-weight:bold;text-align:center;">g-value</td> <td data-sheets-value='{"1":2,"2":"Rw-value "}' style="overflow:hidden;padding:0px 3px 0px 3px;vertical-align:bottom;font-weight:bold;text-align:center;">Rw-value </td> </tr> <tr style="height:20px;"> <td style="overflow:hidden;padding:0px 3px 0px 3px;vertical-align:bottom;"></td> <td style="overflow:hidden;padding:0px 3px 0px 3px;vertical-align:bottom;"></td> <td style="overflow:hidden;padding:0px 3px 0px 3px;vertical-align:bottom;"></td> <td data-sheets-numberformat='{"1":2,"2":"0.00","3":1}' data-sheets-value='{"1":2,"2":"EN 1873 : 2014"}' style="overflow:hidden;padding:0px 3px 0px 3px;vertical-align:bottom;text-align:center;">EN 1873 : 2014</td> <td data-sheets-numberformat='{"1":2,"2":"0","3":1}' data-sheets-value='{"1":2,"2":"EN ISO 13468 EN 16153 EN 410"}' style="overflow:hidden;padding:0px 3px 0px 3px;vertical-align:bottom;text-align:center;">EN ISO 13468 EN 16153 EN 410</td> <td data-sheets-numberformat='{"1":2,"2":"0","3":1}' data-sheets-value='{"1":2,"2":"EN 410"}' style="overflow:hidden;padding:0px 3px 0px 3px;vertical-align:bottom;text-align:center;">EN 410</td> <td data-sheets-value='{"1":2,"2":"EN ISO 140-3\t\t"}' style="overflow:hidden;padding:0px 3px 0px 3px;vertical-align:bottom;text-align:center;">EN ISO 140-3 </td> </tr> <tr style="height:20px;"> <td data-sheets-value='{"1":2,"2":"Material"}' style="border-bottom:1px solid #000000;overflow:hidden;padding:0px 3px 0px 3px;vertical-align:bottom;background-color:#000000;font-weight:bold;color:#ffffff;">Material</td> <td data-sheets-value='{"1":2,"2":"Walls"}' style="border-bottom:1px solid #000000;overflow:hidden;padding:0px 3px 0px 3px;vertical-align:bottom;background-color:#000000;font-weight:bold;color:#ffffff;">Walls</td> <td data-sheets-value='{"1":2,"2":"Shells"}' style="border-bottom:1px solid #000000;overflow:hidden;padding:0px 3px 0px 3px;vertical-align:bottom;background-color:#000000;font-weight:bold;color:#ffffff;">Shells</td> <td data-sheets-numberformat='{"1":2,"2":"0.00","3":1}' data-sheets-value='{"1":2,"2":"(W/m²K)\t"}' style="border-bottom:1px solid #000000;overflow:hidden;padding:0px 3px 0px 3px;vertical-align:bottom;background-color:#000000;font-weight:bold;color:#ffffff;text-align:center;">(W/m²K) </td> <td data-sheets-numberformat='{"1":2,"2":"0","3":1}' data-sheets-value='{"1":2,"2":"(%)"}' style="border-bottom:1px solid #000000;overflow:hidden;padding:0px 3px 0px 3px;vertical-align:bottom;background-color:#000000;font-weight:bold;color:#ffffff;text-align:center;">(%)</td> <td data-sheets-numberformat='{"1":2,"2":"0","3":1}' data-sheets-value='{"1":2,"2":"(%)"}' style="border-bottom:1px solid #000000;overflow:hidden;padding:0px 3px 0px 3px;vertical-align:bottom;background-color:#000000;font-weight:bold;color:#ffffff;text-align:center;">(%)</td> <td data-sheets-value='{"1":2,"2":"(dB)"}' style="border-bottom:1px solid #000000;overflow:hidden;padding:0px 3px 0px 3px;vertical-align:bottom;background-color:#000000;font-weight:bold;color:#ffffff;text-align:center;">(dB)</td> </tr> <tr style="height:20px;"> <td data-sheets-value='{"1":2,"2":"Acrylic"}' style="border-left:1px solid #000000;overflow:hidden;padding:0px 3px 0px 3px;vertical-align:bottom;">Acrylic</td> <td data-sheets-value='{"1":2,"2":"EW"}' style="overflow:hidden;padding:0px 3px 0px 3px;vertical-align:bottom;">EW</td> <td data-sheets-value='{"1":2,"2":"Clear (H)"}' style="overflow:hidden;padding:0px 3px 0px 3px;vertical-align:bottom;">Clear (H)</td> <td data-sheets-numberformat='{"1":2,"2":"0.00","3":1}' data-sheets-value='{"1":3,"3":1.19}' style="overflow:hidden;padding:0px 3px 0px 3px;vertical-align:bottom;text-align:center;">1.19</td> <td data-sheets-numberformat='{"1":2,"2":"0","3":1}' data-sheets-value='{"1":3,"3":36.9}' style="overflow:hidden;padding:0px 3px 0px 3px;vertical-align:bottom;text-align:center;">37</td> <td data-sheets-numberformat='{"1":2,"2":"0","3":1}' data-sheets-value='{"1":3,"3":57.42}' style="overflow:hidden;padding:0px 3px 0px 3px;vertical-align:bottom;text-align:center;">57</td> <td data-sheets-value='{"1":3,"3":24}' style="border-right:1px solid #000000;overflow:hidden;padding:0px 3px 0px 3px;vertical-align:bottom;text-align:center;">24</td> </tr> <tr style="height:20px;"> <td data-sheets-value='{"1":2,"2":"PMMA"}' style="border-left:1px solid #000000;overflow:hidden;padding:0px 3px 0px 3px;vertical-align:bottom;">PMMA</td> <td style="overflow:hidden;padding:0px 3px 0px 3px;vertical-align:bottom;"></td> <td data-sheets-value='{"1":2,"2":"Opal (O)"}' style="overflow:hidden;padding:0px 3px 0px 3px;vertical-align:bottom;">Opal (O)</td> <td data-sheets-numberformat='{"1":2,"2":"0.00","3":1}' data-sheets-value='{"1":3,"3":1.19}' style="overflow:hidden;padding:0px 3px 0px 3px;vertical-align:bottom;text-align:center;">1.19</td> <td data-sheets-numberformat='{"1":2,"2":"0","3":1}' data-sheets-value='{"1":3,"3":34.03}' style="overflow:hidden;padding:0px 3px 0px 3px;vertical-align:bottom;text-align:center;">34</td> <td data-sheets-numberformat='{"1":2,"2":"0","3":1}' data-sheets-value='{"1":3,"3":50.160000000000004}' style="overflow:hidden;padding:0px 3px 0px 3px;vertical-align:bottom;text-align:center;">50</td> <td data-sheets-value='{"1":3,"3":24}' style="border-right:1px solid #000000;overflow:hidden;padding:0px 3px 0px 3px;vertical-align:bottom;text-align:center;">24</td> </tr> <tr style="height:20px;"> <td style="border-left:1px solid #000000;overflow:hidden;padding:0px 3px 0px 3px;vertical-align:bottom;"></td> <td data-sheets-value='{"1":2,"2":"DW"}' style="overflow:hidden;padding:0px 3px 0px 3px;vertical-align:bottom;">DW</td> <td data-sheets-value='{"1":2,"2":"Clear (H/H)"}' style="overflow:hidden;padding:0px 3px 0px 3px;vertical-align:bottom;">Clear (H/H)</td> <td data-sheets-numberformat='{"1":2,"2":"0.00","3":1}' data-sheets-value='{"1":3,"3":0.98}' style="overflow:hidden;padding:0px 3px 0px 3px;vertical-align:bottom;text-align:center;">0.98</td> <td data-sheets-numberformat='{"1":2,"2":"0","3":1}' data-sheets-value='{"1":3,"3":33.21}' style="overflow:hidden;padding:0px 3px 0px 3px;vertical-align:bottom;text-align:center;">33</td> <td data-sheets-numberformat='{"1":2,"2":"0","3":1}' data-sheets-value='{"1":3,"3":49.5}' style="overflow:hidden;padding:0px 3px 0px 3px;vertical-align:bottom;text-align:center;">50</td> <td data-sheets-value='{"1":3,"3":26}' style="border-right:1px solid #000000;overflow:hidden;padding:0px 3px 0px 3px;vertical-align:bottom;text-align:center;">26</td> </tr> <tr style="height:20px;"> <td style="border-bottom:1px solid #000000;border-left:1px solid #000000;overflow:hidden;padding:0px 3px 0px 3px;vertical-align:bottom;"></td> <td style="border-bottom:1px solid #000000;overflow:hidden;padding:0px 3px 0px 3px;vertical-align:bottom;"></td> <td data-sheets-value='{"1":2,"2":"Opal (O/O)"}' style="border-bottom:1px solid #000000;overflow:hidden;padding:0px 3px 0px 3px;vertical-align:bottom;">Opal (O/O)</td> <td data-sheets-numberformat='{"1":2,"2":"0.00","3":1}' data-sheets-value='{"1":3,"3":0.98}' style="border-bottom:1px solid #000000;overflow:hidden;padding:0px 3px 0px 3px;vertical-align:bottom;text-align:center;">0.98</td> <td data-sheets-numberformat='{"1":2,"2":"0","3":1}' data-sheets-value='{"1":3,"3":28.29}' style="border-bottom:1px solid #000000;overflow:hidden;padding:0px 3px 0px 3px;vertical-align:bottom;text-align:center;">28</td> <td data-sheets-numberformat='{"1":2,"2":"0","3":1}' data-sheets-value='{"1":3,"3":38.28}' style="border-bottom:1px solid #000000;overflow:hidden;padding:0px 3px 0px 3px;vertical-align:bottom;text-align:center;">38</td> <td data-sheets-value='{"1":3,"3":26}' style="border-right:1px solid #000000;border-bottom:1px solid #000000;overflow:hidden;padding:0px 3px 0px 3px;vertical-align:bottom;text-align:center;">26</td> </tr> <tr style="height:20px;"> <td data-sheets-value='{"1":2,"2":"Polycarbonate "}' style="border-left:1px solid #000000;overflow:hidden;padding:0px 3px 0px 3px;vertical-align:bottom;">Polycarbonate </td> <td data-sheets-value='{"1":2,"2":"EW"}' style="overflow:hidden;padding:0px 3px 0px 3px;vertical-align:bottom;">EW</td> <td data-sheets-value='{"1":2,"2":"Clear (A)"}' style="overflow:hidden;padding:0px 3px 0px 3px;vertical-align:bottom;">Clear (A)</td> <td data-sheets-numberformat='{"1":2,"2":"0.00","3":1}' data-sheets-value='{"1":3,"3":1.19}' style="overflow:hidden;padding:0px 3px 0px 3px;vertical-align:bottom;text-align:center;">1.19</td> <td data-sheets-numberformat='{"1":2,"2":"0","3":1}' data-sheets-value='{"1":3,"3":36.08}' style="overflow:hidden;padding:0px 3px 0px 3px;vertical-align:bottom;text-align:center;">36</td> <td data-sheets-numberformat='{"1":2,"2":"0","3":1}' data-sheets-value='{"1":3,"3":54.78}' style="overflow:hidden;padding:0px 3px 0px 3px;vertical-align:bottom;text-align:center;">55</td> <td data-sheets-value='{"1":3,"3":24}' style="border-right:1px solid #000000;overflow:hidden;padding:0px 3px 0px 3px;vertical-align:bottom;text-align:center;">24</td> </tr> <tr style="height:20px;"> <td data-sheets-value='{"1":2,"2":"PC"}' style="border-left:1px solid #000000;overflow:hidden;padding:0px 3px 0px 3px;vertical-align:bottom;">PC</td> <td style="overflow:hidden;padding:0px 3px 0px 3px;vertical-align:bottom;"></td> <td data-sheets-value='{"1":2,"2":"Opal (D)"}' style="overflow:hidden;padding:0px 3px 0px 3px;vertical-align:bottom;">Opal (D)</td> <td data-sheets-numberformat='{"1":2,"2":"0.00","3":1}' data-sheets-value='{"1":3,"3":1.19}' style="overflow:hidden;padding:0px 3px 0px 3px;vertical-align:bottom;text-align:center;">1.19</td> <td data-sheets-numberformat='{"1":2,"2":"0","3":1}' data-sheets-value='{"1":3,"3":23.779999999999998}' style="overflow:hidden;padding:0px 3px 0px 3px;vertical-align:bottom;text-align:center;">24</td> <td data-sheets-numberformat='{"1":2,"2":"0","3":1}' data-sheets-value='{"1":3,"3":39.6}' style="overflow:hidden;padding:0px 3px 0px 3px;vertical-align:bottom;text-align:center;">40</td> <td data-sheets-value='{"1":3,"3":24}' style="border-right:1px solid #000000;overflow:hidden;padding:0px 3px 0px 3px;vertical-align:bottom;text-align:center;">24</td> </tr> <tr style="height:20px;"> <td style="border-left:1px solid #000000;overflow:hidden;padding:0px 3px 0px 3px;vertical-align:bottom;"></td> <td data-sheets-value='{"1":2,"2":"DW"}' style="overflow:hidden;padding:0px 3px 0px 3px;vertical-align:bottom;">DW</td> <td data-sheets-value='{"1":2,"2":"Clear (A/H)"}' style="overflow:hidden;padding:0px 3px 0px 3px;vertical-align:bottom;">Clear (A/H)</td> <td data-sheets-numberformat='{"1":2,"2":"0.00","3":1}' data-sheets-value='{"1":3,"3":0.98}' style="overflow:hidden;padding:0px 3px 0px 3px;vertical-align:bottom;text-align:center;">0.98</td> <td data-sheets-numberformat='{"1":2,"2":"0","3":1}' data-sheets-value='{"1":3,"3":32.39}' style="overflow:hidden;padding:0px 3px 0px 3px;vertical-align:bottom;text-align:center;">32</td> <td data-sheets-numberformat='{"1":2,"2":"0","3":1}' data-sheets-value='{"1":3,"3":47.52}' style="overflow:hidden;padding:0px 3px 0px 3px;vertical-align:bottom;text-align:center;">48</td> <td data-sheets-value='{"1":3,"3":26}' style="border-right:1px solid #000000;overflow:hidden;padding:0px 3px 0px 3px;vertical-align:bottom;text-align:center;">26</td> </tr> <tr style="height:20px;"> <td style="border-left:1px solid #000000;overflow:hidden;padding:0px 3px 0px 3px;vertical-align:bottom;"></td> <td style="overflow:hidden;padding:0px 3px 0px 3px;vertical-align:bottom;"></td> <td data-sheets-value='{"1":2,"2":"Clear (A/A)"}' style="overflow:hidden;padding:0px 3px 0px 3px;vertical-align:bottom;">Clear (A/A)</td> <td data-sheets-numberformat='{"1":2,"2":"0.00","3":1}' data-sheets-value='{"1":3,"3":0.98}' style="overflow:hidden;padding:0px 3px 0px 3px;vertical-align:bottom;text-align:center;">0.98</td> <td data-sheets-numberformat='{"1":2,"2":"0","3":1}' data-sheets-value='{"1":3,"3":31.569999999999997}' style="overflow:hidden;padding:0px 3px 0px 3px;vertical-align:bottom;text-align:center;">32</td> <td data-sheets-numberformat='{"1":2,"2":"0","3":1}' data-sheets-value='{"1":3,"3":45.54}' style="overflow:hidden;padding:0px 3px 0px 3px;vertical-align:bottom;text-align:center;">46</td> <td data-sheets-value='{"1":3,"3":26}' style="border-right:1px solid #000000;overflow:hidden;padding:0px 3px 0px 3px;vertical-align:bottom;text-align:center;">26</td> </tr> <tr style="height:20px;"> <td style="border-left:1px solid #000000;overflow:hidden;padding:0px 3px 0px 3px;vertical-align:bottom;"></td> <td style="overflow:hidden;padding:0px 3px 0px 3px;vertical-align:bottom;"></td> <td data-sheets-value='{"1":2,"2":"Opal (A/O)"}' style="overflow:hidden;padding:0px 3px 0px 3px;vertical-align:bottom;">Opal (A/O)</td> <td data-sheets-numberformat='{"1":2,"2":"0.00","3":1}' data-sheets-value='{"1":3,"3":0.98}' style="overflow:hidden;padding:0px 3px 0px 3px;vertical-align:bottom;text-align:center;">0.98</td> <td data-sheets-numberformat='{"1":2,"2":"0","3":1}' data-sheets-value='{"1":3,"3":29.93}' style="overflow:hidden;padding:0px 3px 0px 3px;vertical-align:bottom;text-align:center;">30</td> <td data-sheets-numberformat='{"1":2,"2":"0","3":1}' data-sheets-value='{"1":3,"3":41.580000000000005}' style="overflow:hidden;padding:0px 3px 0px 3px;vertical-align:bottom;text-align:center;">42</td> <td data-sheets-value='{"1":3,"3":26}' style="border-right:1px solid #000000;overflow:hidden;padding:0px 3px 0px 3px;vertical-align:bottom;text-align:center;">26</td> </tr> <tr style="height:20px;"> <td style="border-bottom:1px solid #000000;border-left:1px solid #000000;overflow:hidden;padding:0px 3px 0px 3px;vertical-align:bottom;"></td> <td style="border-bottom:1px solid #000000;overflow:hidden;padding:0px 3px 0px 3px;vertical-align:bottom;"></td> <td data-sheets-value='{"1":2,"2":"Opal (A/D)"}' style="border-bottom:1px solid #000000;overflow:hidden;padding:0px 3px 0px 3px;vertical-align:bottom;">Opal (A/D)</td> <td data-sheets-numberformat='{"1":2,"2":"0.00","3":1}' data-sheets-value='{"1":3,"3":0.98}' style="border-bottom:1px solid #000000;overflow:hidden;padding:0px 3px 0px 3px;vertical-align:bottom;text-align:center;">0.98</td> <td data-sheets-numberformat='{"1":2,"2":"0","3":1}' data-sheets-value='{"1":3,"3":20.91}' style="border-bottom:1px solid #000000;overflow:hidden;padding:0px 3px 0px 3px;vertical-align:bottom;text-align:center;">21</td> <td data-sheets-numberformat='{"1":2,"2":"0","3":1}' data-sheets-value='{"1":3,"3":33}' style="border-bottom:1px solid #000000;overflow:hidden;padding:0px 3px 0px 3px;vertical-align:bottom;text-align:center;">33</td> <td data-sheets-value='{"1":3,"3":26}' style="border-right:1px solid #000000;border-bottom:1px solid #000000;overflow:hidden;padding:0px 3px 0px 3px;vertical-align:bottom;text-align:center;">26</td> </tr> <tr style="height:20px;"> <td data-sheets-value='{"1":2,"2":"Polycarbonate"}' style="border-left:1px solid #000000;overflow:hidden;padding:0px 3px 0px 3px;vertical-align:bottom;">Polycarbonate</td> <td data-sheets-value='{"1":2,"2":"EW"}' style="overflow:hidden;padding:0px 3px 0px 3px;vertical-align:bottom;">EW</td> <td data-sheets-value='{"1":2,"2":"Heatstop Opal (T)"}' style="overflow:hidden;padding:0px 3px 0px 3px;vertical-align:bottom;">Heatstop Opal (T)</td> <td data-sheets-numberformat='{"1":2,"2":"0.00","3":1}' data-sheets-value='{"1":3,"3":1.19}' style="overflow:hidden;padding:0px 3px 0px 3px;vertical-align:bottom;text-align:center;">1.19</td> <td data-sheets-numberformat='{"1":2,"2":"0","3":1}' data-sheets-value='{"1":3,"3":20.09}' style="overflow:hidden;padding:0px 3px 0px 3px;vertical-align:bottom;text-align:center;">20</td> <td data-sheets-numberformat='{"1":2,"2":"0","3":1}' data-sheets-value='{"1":3,"3":38.940000000000005}' style="overflow:hidden;padding:0px 3px 0px 3px;vertical-align:bottom;text-align:center;">39</td> <td data-sheets-value='{"1":3,"3":24}' style="border-right:1px solid #000000;overflow:hidden;padding:0px 3px 0px 3px;vertical-align:bottom;text-align:center;">24</td> </tr> <tr style="height:20px;"> <td data-sheets-value='{"1":2,"2":"Heatstop PC"}' style="border-left:1px solid #000000;overflow:hidden;padding:0px 3px 0px 3px;vertical-align:bottom;">Heatstop PC</td> <td data-sheets-value='{"1":2,"2":"DW"}' style="overflow:hidden;padding:0px 3px 0px 3px;vertical-align:bottom;">DW</td> <td data-sheets-value='{"1":2,"2":"Clear (T/H)"}' style="overflow:hidden;padding:0px 3px 0px 3px;vertical-align:bottom;">Clear (T/H)</td> <td data-sheets-numberformat='{"1":2,"2":"0.00","3":1}' data-sheets-value='{"1":3,"3":0.98}' style="overflow:hidden;padding:0px 3px 0px 3px;vertical-align:bottom;text-align:center;">0.98</td> <td data-sheets-numberformat='{"1":2,"2":"0","3":1}' data-sheets-value='{"1":3,"3":18.04}' style="overflow:hidden;padding:0px 3px 0px 3px;vertical-align:bottom;text-align:center;">18</td> <td data-sheets-numberformat='{"1":2,"2":"0","3":1}' data-sheets-value='{"1":3,"3":33.660000000000004}' style="overflow:hidden;padding:0px 3px 0px 3px;vertical-align:bottom;text-align:center;">34</td> <td data-sheets-value='{"1":3,"3":26}' style="border-right:1px solid #000000;overflow:hidden;padding:0px 3px 0px 3px;vertical-align:bottom;text-align:center;">26</td> </tr> <tr style="height:20px;"> <td style="border-bottom:1px solid #000000;border-left:1px solid #000000;overflow:hidden;padding:0px 3px 0px 3px;vertical-align:bottom;"></td> <td style="border-bottom:1px solid #000000;overflow:hidden;padding:0px 3px 0px 3px;vertical-align:bottom;"></td> <td data-sheets-value='{"1":2,"2":"Opal (T/O)"}' style="border-bottom:1px solid #000000;overflow:hidden;padding:0px 3px 0px 3px;vertical-align:bottom;">Opal (T/O)</td> <td data-sheets-numberformat='{"1":2,"2":"0.00","3":1}' data-sheets-value='{"1":3,"3":0.98}' style="border-bottom:1px solid #000000;overflow:hidden;padding:0px 3px 0px 3px;vertical-align:bottom;text-align:center;">0.98</td> <td data-sheets-numberformat='{"1":2,"2":"0","3":1}' data-sheets-value='{"1":3,"3":16.81}' style="border-bottom:1px solid #000000;overflow:hidden;padding:0px 3px 0px 3px;vertical-align:bottom;text-align:center;">17</td> <td data-sheets-numberformat='{"1":2,"2":"0","3":1}' data-sheets-value='{"1":3,"3":29.700000000000003}' style="border-bottom:1px solid #000000;overflow:hidden;padding:0px 3px 0px 3px;vertical-align:bottom;text-align:center;">30</td> <td data-sheets-value='{"1":3,"3":26}' style="border-right:1px solid #000000;border-bottom:1px solid #000000;overflow:hidden;padding:0px 3px 0px 3px;vertical-align:bottom;text-align:center;">26</td> </tr> </tbody></table> | skylux-160-ce-met-koepel-en-pvc-opstand-30-20-met-lm-motor-pvc-raam-type-ep25-en-windvang-0900-x-1500-mm | 8586035691853 | 46872366252365
Smoke and heat exhaust (SHEV) | SHE system | Skylux | Skylux 160° CE with skylight and PVC curb 30/20 with LM-actuator, PVC frame type EP25 and spoiler 1000 x 1000 mm |  | 50464 | 5412970504641 | 4408.05 | Yes | 30-45 | 78.07 | 1000 x 1000 mm | 1000 | 1000 |  | PVC 30/20 (30 cm high & roof opening = 20 cm larger than daylight size) | Square | 1.19 W/m²K - 0.98 W/m²K | 57% - 30% | 37% - 17% | 24dB - 26dB | 160° CE (for industry) | PVC frame EP25 | with spoiler | E | Single actuator | Maximum double-walled skylight possible for this product | Ut-value LT-value g-value Rw-value EN 1873 : 2014 EN ISO 13468 EN 16153 EN 410 EN 410 EN ISO 140-3 Material Walls Shells (W/m²K) (%) (%) (dB) Acrylic EW Clear (H) 1.19 37 57 24 PMMA Opal (O) 1.19 34 50 24 DW Clear (H/H) 0.98 33 50 26 Opal (O/O) 0.98 28 38 26 Polycarbonate EW Clear (A) 1.19 36 55 24 PC Opal (D) 1.19 24 40 24 DW Clear (A/H) 0.98 32 48 26 Clear (A/A) 0.98 32 46 26 Opal (A/O) 0.98 30 42 26 Opal (A/D) 0.98 21 33 26 Polycarbonate EW Heatstop Opal (T) 1.19 20 39 24 Heatstop PC DW Clear (T/H) 0.98 18 34 26 Opal (T/O) 0.98 17 30 26 | https://skylux.eu/en/products/skylux-160-ce-met-koepel-en-pvc-opstand-30-20-met-lm-motor-pvc-raam-type-ep25-en-windvang-1000-x-1000-mm | https://skylux.eu/cdn/shop/files/Skylux-160deg-CE-met-koepel-en-pvc-opstand-3020-met-LM-motor-pvc-raam-type-EP25-en-windvang-1000-x-1000-mm-RWA-systeem.jpg?v=1702980964&width=1600 | https://skylux.eu/cdn/shop/files/e5a82811-1bb0-48e4-a776-cacb59c7c092_a472525b-a5c6-4399-9456-effe8ed2ea76.jpg?v=1688551253&width=1600 | //skylux.eu/cdn/shop/files/E_MH_Mounting_instructions_Skylux_160_CE_LM.pdf?v=12406716259046007223 | //skylux.eu/cdn/shop/files/E_TD_Technical_File_Skylux_Skylux_160_CE_Electric.pdf?v=3667116872303399239 | <style type="text/css" id="isPasted"><!--td {border: 1px solid #cccccc;}br {mso-data-placement:same-cell;}--></style><table border="1" cellpadding="0" cellspacing="0" dir="ltr" style="table-layout:fixed;font-size:10pt;font-family:Arial;border-collapse:collapse;border:none;"><tbody> <tr style="height:20px;"> <td style="overflow:hidden;padding:0px 3px 0px 3px;vertical-align:bottom;"></td> <td style="overflow:hidden;padding:0px 3px 0px 3px;vertical-align:bottom;"></td> <td style="overflow:hidden;padding:0px 3px 0px 3px;vertical-align:bottom;"></td> <td data-sheets-value='{"1":2,"2":"Ut-value"}' style="overflow:hidden;padding:0px 3px 0px 3px;vertical-align:bottom;font-weight:bold;text-align:center;">Ut-value</td> <td data-sheets-value='{"1":2,"2":"LT-value"}' style="overflow:hidden;padding:0px 3px 0px 3px;vertical-align:bottom;font-weight:bold;text-align:center;">LT-value</td> <td data-sheets-value='{"1":2,"2":"g-value"}' style="overflow:hidden;padding:0px 3px 0px 3px;vertical-align:bottom;font-weight:bold;text-align:center;">g-value</td> <td data-sheets-value='{"1":2,"2":"Rw-value "}' style="overflow:hidden;padding:0px 3px 0px 3px;vertical-align:bottom;font-weight:bold;text-align:center;">Rw-value </td> </tr> <tr style="height:20px;"> <td style="overflow:hidden;padding:0px 3px 0px 3px;vertical-align:bottom;"></td> <td style="overflow:hidden;padding:0px 3px 0px 3px;vertical-align:bottom;"></td> <td style="overflow:hidden;padding:0px 3px 0px 3px;vertical-align:bottom;"></td> <td data-sheets-numberformat='{"1":2,"2":"0.00","3":1}' data-sheets-value='{"1":2,"2":"EN 1873 : 2014"}' style="overflow:hidden;padding:0px 3px 0px 3px;vertical-align:bottom;text-align:center;">EN 1873 : 2014</td> <td data-sheets-numberformat='{"1":2,"2":"0","3":1}' data-sheets-value='{"1":2,"2":"EN ISO 13468 EN 16153 EN 410"}' style="overflow:hidden;padding:0px 3px 0px 3px;vertical-align:bottom;text-align:center;">EN ISO 13468 EN 16153 EN 410</td> <td data-sheets-numberformat='{"1":2,"2":"0","3":1}' data-sheets-value='{"1":2,"2":"EN 410"}' style="overflow:hidden;padding:0px 3px 0px 3px;vertical-align:bottom;text-align:center;">EN 410</td> <td data-sheets-value='{"1":2,"2":"EN ISO 140-3\t\t"}' style="overflow:hidden;padding:0px 3px 0px 3px;vertical-align:bottom;text-align:center;">EN ISO 140-3 </td> </tr> <tr style="height:20px;"> <td data-sheets-value='{"1":2,"2":"Material"}' style="border-bottom:1px solid #000000;overflow:hidden;padding:0px 3px 0px 3px;vertical-align:bottom;background-color:#000000;font-weight:bold;color:#ffffff;">Material</td> <td data-sheets-value='{"1":2,"2":"Walls"}' style="border-bottom:1px solid #000000;overflow:hidden;padding:0px 3px 0px 3px;vertical-align:bottom;background-color:#000000;font-weight:bold;color:#ffffff;">Walls</td> <td data-sheets-value='{"1":2,"2":"Shells"}' style="border-bottom:1px solid #000000;overflow:hidden;padding:0px 3px 0px 3px;vertical-align:bottom;background-color:#000000;font-weight:bold;color:#ffffff;">Shells</td> <td data-sheets-numberformat='{"1":2,"2":"0.00","3":1}' data-sheets-value='{"1":2,"2":"(W/m²K)\t"}' style="border-bottom:1px solid #000000;overflow:hidden;padding:0px 3px 0px 3px;vertical-align:bottom;background-color:#000000;font-weight:bold;color:#ffffff;text-align:center;">(W/m²K) </td> <td data-sheets-numberformat='{"1":2,"2":"0","3":1}' data-sheets-value='{"1":2,"2":"(%)"}' style="border-bottom:1px solid #000000;overflow:hidden;padding:0px 3px 0px 3px;vertical-align:bottom;background-color:#000000;font-weight:bold;color:#ffffff;text-align:center;">(%)</td> <td data-sheets-numberformat='{"1":2,"2":"0","3":1}' data-sheets-value='{"1":2,"2":"(%)"}' style="border-bottom:1px solid #000000;overflow:hidden;padding:0px 3px 0px 3px;vertical-align:bottom;background-color:#000000;font-weight:bold;color:#ffffff;text-align:center;">(%)</td> <td data-sheets-value='{"1":2,"2":"(dB)"}' style="border-bottom:1px solid #000000;overflow:hidden;padding:0px 3px 0px 3px;vertical-align:bottom;background-color:#000000;font-weight:bold;color:#ffffff;text-align:center;">(dB)</td> </tr> <tr style="height:20px;"> <td data-sheets-value='{"1":2,"2":"Acrylic"}' style="border-left:1px solid #000000;overflow:hidden;padding:0px 3px 0px 3px;vertical-align:bottom;">Acrylic</td> <td data-sheets-value='{"1":2,"2":"EW"}' style="overflow:hidden;padding:0px 3px 0px 3px;vertical-align:bottom;">EW</td> <td data-sheets-value='{"1":2,"2":"Clear (H)"}' style="overflow:hidden;padding:0px 3px 0px 3px;vertical-align:bottom;">Clear (H)</td> <td data-sheets-numberformat='{"1":2,"2":"0.00","3":1}' data-sheets-value='{"1":3,"3":1.19}' style="overflow:hidden;padding:0px 3px 0px 3px;vertical-align:bottom;text-align:center;">1.19</td> <td data-sheets-numberformat='{"1":2,"2":"0","3":1}' data-sheets-value='{"1":3,"3":36.9}' style="overflow:hidden;padding:0px 3px 0px 3px;vertical-align:bottom;text-align:center;">37</td> <td data-sheets-numberformat='{"1":2,"2":"0","3":1}' data-sheets-value='{"1":3,"3":57.42}' style="overflow:hidden;padding:0px 3px 0px 3px;vertical-align:bottom;text-align:center;">57</td> <td data-sheets-value='{"1":3,"3":24}' style="border-right:1px solid #000000;overflow:hidden;padding:0px 3px 0px 3px;vertical-align:bottom;text-align:center;">24</td> </tr> <tr style="height:20px;"> <td data-sheets-value='{"1":2,"2":"PMMA"}' style="border-left:1px solid #000000;overflow:hidden;padding:0px 3px 0px 3px;vertical-align:bottom;">PMMA</td> <td style="overflow:hidden;padding:0px 3px 0px 3px;vertical-align:bottom;"></td> <td data-sheets-value='{"1":2,"2":"Opal (O)"}' style="overflow:hidden;padding:0px 3px 0px 3px;vertical-align:bottom;">Opal (O)</td> <td data-sheets-numberformat='{"1":2,"2":"0.00","3":1}' data-sheets-value='{"1":3,"3":1.19}' style="overflow:hidden;padding:0px 3px 0px 3px;vertical-align:bottom;text-align:center;">1.19</td> <td data-sheets-numberformat='{"1":2,"2":"0","3":1}' data-sheets-value='{"1":3,"3":34.03}' style="overflow:hidden;padding:0px 3px 0px 3px;vertical-align:bottom;text-align:center;">34</td> <td data-sheets-numberformat='{"1":2,"2":"0","3":1}' data-sheets-value='{"1":3,"3":50.160000000000004}' style="overflow:hidden;padding:0px 3px 0px 3px;vertical-align:bottom;text-align:center;">50</td> <td data-sheets-value='{"1":3,"3":24}' style="border-right:1px solid #000000;overflow:hidden;padding:0px 3px 0px 3px;vertical-align:bottom;text-align:center;">24</td> </tr> <tr style="height:20px;"> <td style="border-left:1px solid #000000;overflow:hidden;padding:0px 3px 0px 3px;vertical-align:bottom;"></td> <td data-sheets-value='{"1":2,"2":"DW"}' style="overflow:hidden;padding:0px 3px 0px 3px;vertical-align:bottom;">DW</td> <td data-sheets-value='{"1":2,"2":"Clear (H/H)"}' style="overflow:hidden;padding:0px 3px 0px 3px;vertical-align:bottom;">Clear (H/H)</td> <td data-sheets-numberformat='{"1":2,"2":"0.00","3":1}' data-sheets-value='{"1":3,"3":0.98}' style="overflow:hidden;padding:0px 3px 0px 3px;vertical-align:bottom;text-align:center;">0.98</td> <td data-sheets-numberformat='{"1":2,"2":"0","3":1}' data-sheets-value='{"1":3,"3":33.21}' style="overflow:hidden;padding:0px 3px 0px 3px;vertical-align:bottom;text-align:center;">33</td> <td data-sheets-numberformat='{"1":2,"2":"0","3":1}' data-sheets-value='{"1":3,"3":49.5}' style="overflow:hidden;padding:0px 3px 0px 3px;vertical-align:bottom;text-align:center;">50</td> <td data-sheets-value='{"1":3,"3":26}' style="border-right:1px solid #000000;overflow:hidden;padding:0px 3px 0px 3px;vertical-align:bottom;text-align:center;">26</td> </tr> <tr style="height:20px;"> <td style="border-bottom:1px solid #000000;border-left:1px solid #000000;overflow:hidden;padding:0px 3px 0px 3px;vertical-align:bottom;"></td> <td style="border-bottom:1px solid #000000;overflow:hidden;padding:0px 3px 0px 3px;vertical-align:bottom;"></td> <td data-sheets-value='{"1":2,"2":"Opal (O/O)"}' style="border-bottom:1px solid #000000;overflow:hidden;padding:0px 3px 0px 3px;vertical-align:bottom;">Opal (O/O)</td> <td data-sheets-numberformat='{"1":2,"2":"0.00","3":1}' data-sheets-value='{"1":3,"3":0.98}' style="border-bottom:1px solid #000000;overflow:hidden;padding:0px 3px 0px 3px;vertical-align:bottom;text-align:center;">0.98</td> <td data-sheets-numberformat='{"1":2,"2":"0","3":1}' data-sheets-value='{"1":3,"3":28.29}' style="border-bottom:1px solid #000000;overflow:hidden;padding:0px 3px 0px 3px;vertical-align:bottom;text-align:center;">28</td> <td data-sheets-numberformat='{"1":2,"2":"0","3":1}' data-sheets-value='{"1":3,"3":38.28}' style="border-bottom:1px solid #000000;overflow:hidden;padding:0px 3px 0px 3px;vertical-align:bottom;text-align:center;">38</td> <td data-sheets-value='{"1":3,"3":26}' style="border-right:1px solid #000000;border-bottom:1px solid #000000;overflow:hidden;padding:0px 3px 0px 3px;vertical-align:bottom;text-align:center;">26</td> </tr> <tr style="height:20px;"> <td data-sheets-value='{"1":2,"2":"Polycarbonate "}' style="border-left:1px solid #000000;overflow:hidden;padding:0px 3px 0px 3px;vertical-align:bottom;">Polycarbonate </td> <td data-sheets-value='{"1":2,"2":"EW"}' style="overflow:hidden;padding:0px 3px 0px 3px;vertical-align:bottom;">EW</td> <td data-sheets-value='{"1":2,"2":"Clear (A)"}' style="overflow:hidden;padding:0px 3px 0px 3px;vertical-align:bottom;">Clear (A)</td> <td data-sheets-numberformat='{"1":2,"2":"0.00","3":1}' data-sheets-value='{"1":3,"3":1.19}' style="overflow:hidden;padding:0px 3px 0px 3px;vertical-align:bottom;text-align:center;">1.19</td> <td data-sheets-numberformat='{"1":2,"2":"0","3":1}' data-sheets-value='{"1":3,"3":36.08}' style="overflow:hidden;padding:0px 3px 0px 3px;vertical-align:bottom;text-align:center;">36</td> <td data-sheets-numberformat='{"1":2,"2":"0","3":1}' data-sheets-value='{"1":3,"3":54.78}' style="overflow:hidden;padding:0px 3px 0px 3px;vertical-align:bottom;text-align:center;">55</td> <td data-sheets-value='{"1":3,"3":24}' style="border-right:1px solid #000000;overflow:hidden;padding:0px 3px 0px 3px;vertical-align:bottom;text-align:center;">24</td> </tr> <tr style="height:20px;"> <td data-sheets-value='{"1":2,"2":"PC"}' style="border-left:1px solid #000000;overflow:hidden;padding:0px 3px 0px 3px;vertical-align:bottom;">PC</td> <td style="overflow:hidden;padding:0px 3px 0px 3px;vertical-align:bottom;"></td> <td data-sheets-value='{"1":2,"2":"Opal (D)"}' style="overflow:hidden;padding:0px 3px 0px 3px;vertical-align:bottom;">Opal (D)</td> <td data-sheets-numberformat='{"1":2,"2":"0.00","3":1}' data-sheets-value='{"1":3,"3":1.19}' style="overflow:hidden;padding:0px 3px 0px 3px;vertical-align:bottom;text-align:center;">1.19</td> <td data-sheets-numberformat='{"1":2,"2":"0","3":1}' data-sheets-value='{"1":3,"3":23.779999999999998}' style="overflow:hidden;padding:0px 3px 0px 3px;vertical-align:bottom;text-align:center;">24</td> <td data-sheets-numberformat='{"1":2,"2":"0","3":1}' data-sheets-value='{"1":3,"3":39.6}' style="overflow:hidden;padding:0px 3px 0px 3px;vertical-align:bottom;text-align:center;">40</td> <td data-sheets-value='{"1":3,"3":24}' style="border-right:1px solid #000000;overflow:hidden;padding:0px 3px 0px 3px;vertical-align:bottom;text-align:center;">24</td> </tr> <tr style="height:20px;"> <td style="border-left:1px solid #000000;overflow:hidden;padding:0px 3px 0px 3px;vertical-align:bottom;"></td> <td data-sheets-value='{"1":2,"2":"DW"}' style="overflow:hidden;padding:0px 3px 0px 3px;vertical-align:bottom;">DW</td> <td data-sheets-value='{"1":2,"2":"Clear (A/H)"}' style="overflow:hidden;padding:0px 3px 0px 3px;vertical-align:bottom;">Clear (A/H)</td> <td data-sheets-numberformat='{"1":2,"2":"0.00","3":1}' data-sheets-value='{"1":3,"3":0.98}' style="overflow:hidden;padding:0px 3px 0px 3px;vertical-align:bottom;text-align:center;">0.98</td> <td data-sheets-numberformat='{"1":2,"2":"0","3":1}' data-sheets-value='{"1":3,"3":32.39}' style="overflow:hidden;padding:0px 3px 0px 3px;vertical-align:bottom;text-align:center;">32</td> <td data-sheets-numberformat='{"1":2,"2":"0","3":1}' data-sheets-value='{"1":3,"3":47.52}' style="overflow:hidden;padding:0px 3px 0px 3px;vertical-align:bottom;text-align:center;">48</td> <td data-sheets-value='{"1":3,"3":26}' style="border-right:1px solid #000000;overflow:hidden;padding:0px 3px 0px 3px;vertical-align:bottom;text-align:center;">26</td> </tr> <tr style="height:20px;"> <td style="border-left:1px solid #000000;overflow:hidden;padding:0px 3px 0px 3px;vertical-align:bottom;"></td> <td style="overflow:hidden;padding:0px 3px 0px 3px;vertical-align:bottom;"></td> <td data-sheets-value='{"1":2,"2":"Clear (A/A)"}' style="overflow:hidden;padding:0px 3px 0px 3px;vertical-align:bottom;">Clear (A/A)</td> <td data-sheets-numberformat='{"1":2,"2":"0.00","3":1}' data-sheets-value='{"1":3,"3":0.98}' style="overflow:hidden;padding:0px 3px 0px 3px;vertical-align:bottom;text-align:center;">0.98</td> <td data-sheets-numberformat='{"1":2,"2":"0","3":1}' data-sheets-value='{"1":3,"3":31.569999999999997}' style="overflow:hidden;padding:0px 3px 0px 3px;vertical-align:bottom;text-align:center;">32</td> <td data-sheets-numberformat='{"1":2,"2":"0","3":1}' data-sheets-value='{"1":3,"3":45.54}' style="overflow:hidden;padding:0px 3px 0px 3px;vertical-align:bottom;text-align:center;">46</td> <td data-sheets-value='{"1":3,"3":26}' style="border-right:1px solid #000000;overflow:hidden;padding:0px 3px 0px 3px;vertical-align:bottom;text-align:center;">26</td> </tr> <tr style="height:20px;"> <td style="border-left:1px solid #000000;overflow:hidden;padding:0px 3px 0px 3px;vertical-align:bottom;"></td> <td style="overflow:hidden;padding:0px 3px 0px 3px;vertical-align:bottom;"></td> <td data-sheets-value='{"1":2,"2":"Opal (A/O)"}' style="overflow:hidden;padding:0px 3px 0px 3px;vertical-align:bottom;">Opal (A/O)</td> <td data-sheets-numberformat='{"1":2,"2":"0.00","3":1}' data-sheets-value='{"1":3,"3":0.98}' style="overflow:hidden;padding:0px 3px 0px 3px;vertical-align:bottom;text-align:center;">0.98</td> <td data-sheets-numberformat='{"1":2,"2":"0","3":1}' data-sheets-value='{"1":3,"3":29.93}' style="overflow:hidden;padding:0px 3px 0px 3px;vertical-align:bottom;text-align:center;">30</td> <td data-sheets-numberformat='{"1":2,"2":"0","3":1}' data-sheets-value='{"1":3,"3":41.580000000000005}' style="overflow:hidden;padding:0px 3px 0px 3px;vertical-align:bottom;text-align:center;">42</td> <td data-sheets-value='{"1":3,"3":26}' style="border-right:1px solid #000000;overflow:hidden;padding:0px 3px 0px 3px;vertical-align:bottom;text-align:center;">26</td> </tr> <tr style="height:20px;"> <td style="border-bottom:1px solid #000000;border-left:1px solid #000000;overflow:hidden;padding:0px 3px 0px 3px;vertical-align:bottom;"></td> <td style="border-bottom:1px solid #000000;overflow:hidden;padding:0px 3px 0px 3px;vertical-align:bottom;"></td> <td data-sheets-value='{"1":2,"2":"Opal (A/D)"}' style="border-bottom:1px solid #000000;overflow:hidden;padding:0px 3px 0px 3px;vertical-align:bottom;">Opal (A/D)</td> <td data-sheets-numberformat='{"1":2,"2":"0.00","3":1}' data-sheets-value='{"1":3,"3":0.98}' style="border-bottom:1px solid #000000;overflow:hidden;padding:0px 3px 0px 3px;vertical-align:bottom;text-align:center;">0.98</td> <td data-sheets-numberformat='{"1":2,"2":"0","3":1}' data-sheets-value='{"1":3,"3":20.91}' style="border-bottom:1px solid #000000;overflow:hidden;padding:0px 3px 0px 3px;vertical-align:bottom;text-align:center;">21</td> <td data-sheets-numberformat='{"1":2,"2":"0","3":1}' data-sheets-value='{"1":3,"3":33}' style="border-bottom:1px solid #000000;overflow:hidden;padding:0px 3px 0px 3px;vertical-align:bottom;text-align:center;">33</td> <td data-sheets-value='{"1":3,"3":26}' style="border-right:1px solid #000000;border-bottom:1px solid #000000;overflow:hidden;padding:0px 3px 0px 3px;vertical-align:bottom;text-align:center;">26</td> </tr> <tr style="height:20px;"> <td data-sheets-value='{"1":2,"2":"Polycarbonate"}' style="border-left:1px solid #000000;overflow:hidden;padding:0px 3px 0px 3px;vertical-align:bottom;">Polycarbonate</td> <td data-sheets-value='{"1":2,"2":"EW"}' style="overflow:hidden;padding:0px 3px 0px 3px;vertical-align:bottom;">EW</td> <td data-sheets-value='{"1":2,"2":"Heatstop Opal (T)"}' style="overflow:hidden;padding:0px 3px 0px 3px;vertical-align:bottom;">Heatstop Opal (T)</td> <td data-sheets-numberformat='{"1":2,"2":"0.00","3":1}' data-sheets-value='{"1":3,"3":1.19}' style="overflow:hidden;padding:0px 3px 0px 3px;vertical-align:bottom;text-align:center;">1.19</td> <td data-sheets-numberformat='{"1":2,"2":"0","3":1}' data-sheets-value='{"1":3,"3":20.09}' style="overflow:hidden;padding:0px 3px 0px 3px;vertical-align:bottom;text-align:center;">20</td> <td data-sheets-numberformat='{"1":2,"2":"0","3":1}' data-sheets-value='{"1":3,"3":38.940000000000005}' style="overflow:hidden;padding:0px 3px 0px 3px;vertical-align:bottom;text-align:center;">39</td> <td data-sheets-value='{"1":3,"3":24}' style="border-right:1px solid #000000;overflow:hidden;padding:0px 3px 0px 3px;vertical-align:bottom;text-align:center;">24</td> </tr> <tr style="height:20px;"> <td data-sheets-value='{"1":2,"2":"Heatstop PC"}' style="border-left:1px solid #000000;overflow:hidden;padding:0px 3px 0px 3px;vertical-align:bottom;">Heatstop PC</td> <td data-sheets-value='{"1":2,"2":"DW"}' style="overflow:hidden;padding:0px 3px 0px 3px;vertical-align:bottom;">DW</td> <td data-sheets-value='{"1":2,"2":"Clear (T/H)"}' style="overflow:hidden;padding:0px 3px 0px 3px;vertical-align:bottom;">Clear (T/H)</td> <td data-sheets-numberformat='{"1":2,"2":"0.00","3":1}' data-sheets-value='{"1":3,"3":0.98}' style="overflow:hidden;padding:0px 3px 0px 3px;vertical-align:bottom;text-align:center;">0.98</td> <td data-sheets-numberformat='{"1":2,"2":"0","3":1}' data-sheets-value='{"1":3,"3":18.04}' style="overflow:hidden;padding:0px 3px 0px 3px;vertical-align:bottom;text-align:center;">18</td> <td data-sheets-numberformat='{"1":2,"2":"0","3":1}' data-sheets-value='{"1":3,"3":33.660000000000004}' style="overflow:hidden;padding:0px 3px 0px 3px;vertical-align:bottom;text-align:center;">34</td> <td data-sheets-value='{"1":3,"3":26}' style="border-right:1px solid #000000;overflow:hidden;padding:0px 3px 0px 3px;vertical-align:bottom;text-align:center;">26</td> </tr> <tr style="height:20px;"> <td style="border-bottom:1px solid #000000;border-left:1px solid #000000;overflow:hidden;padding:0px 3px 0px 3px;vertical-align:bottom;"></td> <td style="border-bottom:1px solid #000000;overflow:hidden;padding:0px 3px 0px 3px;vertical-align:bottom;"></td> <td data-sheets-value='{"1":2,"2":"Opal (T/O)"}' style="border-bottom:1px solid #000000;overflow:hidden;padding:0px 3px 0px 3px;vertical-align:bottom;">Opal (T/O)</td> <td data-sheets-numberformat='{"1":2,"2":"0.00","3":1}' data-sheets-value='{"1":3,"3":0.98}' style="border-bottom:1px solid #000000;overflow:hidden;padding:0px 3px 0px 3px;vertical-align:bottom;text-align:center;">0.98</td> <td data-sheets-numberformat='{"1":2,"2":"0","3":1}' data-sheets-value='{"1":3,"3":16.81}' style="border-bottom:1px solid #000000;overflow:hidden;padding:0px 3px 0px 3px;vertical-align:bottom;text-align:center;">17</td> <td data-sheets-numberformat='{"1":2,"2":"0","3":1}' data-sheets-value='{"1":3,"3":29.700000000000003}' style="border-bottom:1px solid #000000;overflow:hidden;padding:0px 3px 0px 3px;vertical-align:bottom;text-align:center;">30</td> <td data-sheets-value='{"1":3,"3":26}' style="border-right:1px solid #000000;border-bottom:1px solid #000000;overflow:hidden;padding:0px 3px 0px 3px;vertical-align:bottom;text-align:center;">26</td> </tr> </tbody></table> | skylux-160-ce-met-koepel-en-pvc-opstand-30-20-met-lm-motor-pvc-raam-type-ep25-en-windvang-1000-x-1000-mm | 8586035724621 | 46872366285133
Smoke and heat exhaust (SHEV) | SHE system | Skylux | Skylux 160° CE with skylight and PVC curb 30/20 with LM-actuator, PVC frame type EP25 and spoiler 1000 x 1300 mm |  | 50465 | 5412970504658 | 4676.65 | Yes | 30-45 | 85.68 | 1000 x 1300 mm | 1300 | 1000 |  | PVC 30/20 (30 cm high & roof opening = 20 cm larger than daylight size) | Rectangular | 1.19 W/m²K - 0.98 W/m²K | 57% - 30% | 37% - 17% | 24dB - 26dB | 160° CE (for industry) | PVC frame EP25 | with spoiler | E | Single actuator | Maximum double-walled skylight possible for this product | Ut-value LT-value g-value Rw-value EN 1873 : 2014 EN ISO 13468 EN 16153 EN 410 EN 410 EN ISO 140-3 Material Walls Shells (W/m²K) (%) (%) (dB) Acrylic EW Clear (H) 1.19 37 57 24 PMMA Opal (O) 1.19 34 50 24 DW Clear (H/H) 0.98 33 50 26 Opal (O/O) 0.98 28 38 26 Polycarbonate EW Clear (A) 1.19 36 55 24 PC Opal (D) 1.19 24 40 24 DW Clear (A/H) 0.98 32 48 26 Clear (A/A) 0.98 32 46 26 Opal (A/O) 0.98 30 42 26 Opal (A/D) 0.98 21 33 26 Polycarbonate EW Heatstop Opal (T) 1.19 20 39 24 Heatstop PC DW Clear (T/H) 0.98 18 34 26 Opal (T/O) 0.98 17 30 26 | https://skylux.eu/en/products/skylux-160-ce-met-koepel-en-pvc-opstand-30-20-met-lm-motor-pvc-raam-type-ep25-en-windvang-1000-x-1300-mm | https://skylux.eu/cdn/shop/files/Skylux-160deg-CE-met-koepel-en-pvc-opstand-3020-met-LM-motor-pvc-raam-type-EP25-en-windvang-1000-x-1300-mm-RWA-systeem.jpg?v=1702980969&width=1600 | https://skylux.eu/cdn/shop/files/e5a82811-1bb0-48e4-a776-cacb59c7c092_6baff359-2e0b-43c5-838b-ae50017c515e.jpg?v=1688551254&width=1600 | //skylux.eu/cdn/shop/files/E_MH_Mounting_instructions_Skylux_160_CE_LM.pdf?v=12406716259046007223 | //skylux.eu/cdn/shop/files/E_TD_Technical_File_Skylux_Skylux_160_CE_Electric.pdf?v=3667116872303399239 | <style type="text/css" id="isPasted"><!--td {border: 1px solid #cccccc;}br {mso-data-placement:same-cell;}--></style><table border="1" cellpadding="0" cellspacing="0" dir="ltr" style="table-layout:fixed;font-size:10pt;font-family:Arial;border-collapse:collapse;border:none;"><tbody> <tr style="height:20px;"> <td style="overflow:hidden;padding:0px 3px 0px 3px;vertical-align:bottom;"></td> <td style="overflow:hidden;padding:0px 3px 0px 3px;vertical-align:bottom;"></td> <td style="overflow:hidden;padding:0px 3px 0px 3px;vertical-align:bottom;"></td> <td data-sheets-value='{"1":2,"2":"Ut-value"}' style="overflow:hidden;padding:0px 3px 0px 3px;vertical-align:bottom;font-weight:bold;text-align:center;">Ut-value</td> <td data-sheets-value='{"1":2,"2":"LT-value"}' style="overflow:hidden;padding:0px 3px 0px 3px;vertical-align:bottom;font-weight:bold;text-align:center;">LT-value</td> <td data-sheets-value='{"1":2,"2":"g-value"}' style="overflow:hidden;padding:0px 3px 0px 3px;vertical-align:bottom;font-weight:bold;text-align:center;">g-value</td> <td data-sheets-value='{"1":2,"2":"Rw-value "}' style="overflow:hidden;padding:0px 3px 0px 3px;vertical-align:bottom;font-weight:bold;text-align:center;">Rw-value </td> </tr> <tr style="height:20px;"> <td style="overflow:hidden;padding:0px 3px 0px 3px;vertical-align:bottom;"></td> <td style="overflow:hidden;padding:0px 3px 0px 3px;vertical-align:bottom;"></td> <td style="overflow:hidden;padding:0px 3px 0px 3px;vertical-align:bottom;"></td> <td data-sheets-numberformat='{"1":2,"2":"0.00","3":1}' data-sheets-value='{"1":2,"2":"EN 1873 : 2014"}' style="overflow:hidden;padding:0px 3px 0px 3px;vertical-align:bottom;text-align:center;">EN 1873 : 2014</td> <td data-sheets-numberformat='{"1":2,"2":"0","3":1}' data-sheets-value='{"1":2,"2":"EN ISO 13468 EN 16153 EN 410"}' style="overflow:hidden;padding:0px 3px 0px 3px;vertical-align:bottom;text-align:center;">EN ISO 13468 EN 16153 EN 410</td> <td data-sheets-numberformat='{"1":2,"2":"0","3":1}' data-sheets-value='{"1":2,"2":"EN 410"}' style="overflow:hidden;padding:0px 3px 0px 3px;vertical-align:bottom;text-align:center;">EN 410</td> <td data-sheets-value='{"1":2,"2":"EN ISO 140-3\t\t"}' style="overflow:hidden;padding:0px 3px 0px 3px;vertical-align:bottom;text-align:center;">EN ISO 140-3 </td> </tr> <tr style="height:20px;"> <td data-sheets-value='{"1":2,"2":"Material"}' style="border-bottom:1px solid #000000;overflow:hidden;padding:0px 3px 0px 3px;vertical-align:bottom;background-color:#000000;font-weight:bold;color:#ffffff;">Material</td> <td data-sheets-value='{"1":2,"2":"Walls"}' style="border-bottom:1px solid #000000;overflow:hidden;padding:0px 3px 0px 3px;vertical-align:bottom;background-color:#000000;font-weight:bold;color:#ffffff;">Walls</td> <td data-sheets-value='{"1":2,"2":"Shells"}' style="border-bottom:1px solid #000000;overflow:hidden;padding:0px 3px 0px 3px;vertical-align:bottom;background-color:#000000;font-weight:bold;color:#ffffff;">Shells</td> <td data-sheets-numberformat='{"1":2,"2":"0.00","3":1}' data-sheets-value='{"1":2,"2":"(W/m²K)\t"}' style="border-bottom:1px solid #000000;overflow:hidden;padding:0px 3px 0px 3px;vertical-align:bottom;background-color:#000000;font-weight:bold;color:#ffffff;text-align:center;">(W/m²K) </td> <td data-sheets-numberformat='{"1":2,"2":"0","3":1}' data-sheets-value='{"1":2,"2":"(%)"}' style="border-bottom:1px solid #000000;overflow:hidden;padding:0px 3px 0px 3px;vertical-align:bottom;background-color:#000000;font-weight:bold;color:#ffffff;text-align:center;">(%)</td> <td data-sheets-numberformat='{"1":2,"2":"0","3":1}' data-sheets-value='{"1":2,"2":"(%)"}' style="border-bottom:1px solid #000000;overflow:hidden;padding:0px 3px 0px 3px;vertical-align:bottom;background-color:#000000;font-weight:bold;color:#ffffff;text-align:center;">(%)</td> <td data-sheets-value='{"1":2,"2":"(dB)"}' style="border-bottom:1px solid #000000;overflow:hidden;padding:0px 3px 0px 3px;vertical-align:bottom;background-color:#000000;font-weight:bold;color:#ffffff;text-align:center;">(dB)</td> </tr> <tr style="height:20px;"> <td data-sheets-value='{"1":2,"2":"Acrylic"}' style="border-left:1px solid #000000;overflow:hidden;padding:0px 3px 0px 3px;vertical-align:bottom;">Acrylic</td> <td data-sheets-value='{"1":2,"2":"EW"}' style="overflow:hidden;padding:0px 3px 0px 3px;vertical-align:bottom;">EW</td> <td data-sheets-value='{"1":2,"2":"Clear (H)"}' style="overflow:hidden;padding:0px 3px 0px 3px;vertical-align:bottom;">Clear (H)</td> <td data-sheets-numberformat='{"1":2,"2":"0.00","3":1}' data-sheets-value='{"1":3,"3":1.19}' style="overflow:hidden;padding:0px 3px 0px 3px;vertical-align:bottom;text-align:center;">1.19</td> <td data-sheets-numberformat='{"1":2,"2":"0","3":1}' data-sheets-value='{"1":3,"3":36.9}' style="overflow:hidden;padding:0px 3px 0px 3px;vertical-align:bottom;text-align:center;">37</td> <td data-sheets-numberformat='{"1":2,"2":"0","3":1}' data-sheets-value='{"1":3,"3":57.42}' style="overflow:hidden;padding:0px 3px 0px 3px;vertical-align:bottom;text-align:center;">57</td> <td data-sheets-value='{"1":3,"3":24}' style="border-right:1px solid #000000;overflow:hidden;padding:0px 3px 0px 3px;vertical-align:bottom;text-align:center;">24</td> </tr> <tr style="height:20px;"> <td data-sheets-value='{"1":2,"2":"PMMA"}' style="border-left:1px solid #000000;overflow:hidden;padding:0px 3px 0px 3px;vertical-align:bottom;">PMMA</td> <td style="overflow:hidden;padding:0px 3px 0px 3px;vertical-align:bottom;"></td> <td data-sheets-value='{"1":2,"2":"Opal (O)"}' style="overflow:hidden;padding:0px 3px 0px 3px;vertical-align:bottom;">Opal (O)</td> <td data-sheets-numberformat='{"1":2,"2":"0.00","3":1}' data-sheets-value='{"1":3,"3":1.19}' style="overflow:hidden;padding:0px 3px 0px 3px;vertical-align:bottom;text-align:center;">1.19</td> <td data-sheets-numberformat='{"1":2,"2":"0","3":1}' data-sheets-value='{"1":3,"3":34.03}' style="overflow:hidden;padding:0px 3px 0px 3px;vertical-align:bottom;text-align:center;">34</td> <td data-sheets-numberformat='{"1":2,"2":"0","3":1}' data-sheets-value='{"1":3,"3":50.160000000000004}' style="overflow:hidden;padding:0px 3px 0px 3px;vertical-align:bottom;text-align:center;">50</td> <td data-sheets-value='{"1":3,"3":24}' style="border-right:1px solid #000000;overflow:hidden;padding:0px 3px 0px 3px;vertical-align:bottom;text-align:center;">24</td> </tr> <tr style="height:20px;"> <td style="border-left:1px solid #000000;overflow:hidden;padding:0px 3px 0px 3px;vertical-align:bottom;"></td> <td data-sheets-value='{"1":2,"2":"DW"}' style="overflow:hidden;padding:0px 3px 0px 3px;vertical-align:bottom;">DW</td> <td data-sheets-value='{"1":2,"2":"Clear (H/H)"}' style="overflow:hidden;padding:0px 3px 0px 3px;vertical-align:bottom;">Clear (H/H)</td> <td data-sheets-numberformat='{"1":2,"2":"0.00","3":1}' data-sheets-value='{"1":3,"3":0.98}' style="overflow:hidden;padding:0px 3px 0px 3px;vertical-align:bottom;text-align:center;">0.98</td> <td data-sheets-numberformat='{"1":2,"2":"0","3":1}' data-sheets-value='{"1":3,"3":33.21}' style="overflow:hidden;padding:0px 3px 0px 3px;vertical-align:bottom;text-align:center;">33</td> <td data-sheets-numberformat='{"1":2,"2":"0","3":1}' data-sheets-value='{"1":3,"3":49.5}' style="overflow:hidden;padding:0px 3px 0px 3px;vertical-align:bottom;text-align:center;">50</td> <td data-sheets-value='{"1":3,"3":26}' style="border-right:1px solid #000000;overflow:hidden;padding:0px 3px 0px 3px;vertical-align:bottom;text-align:center;">26</td> </tr> <tr style="height:20px;"> <td style="border-bottom:1px solid #000000;border-left:1px solid #000000;overflow:hidden;padding:0px 3px 0px 3px;vertical-align:bottom;"></td> <td style="border-bottom:1px solid #000000;overflow:hidden;padding:0px 3px 0px 3px;vertical-align:bottom;"></td> <td data-sheets-value='{"1":2,"2":"Opal (O/O)"}' style="border-bottom:1px solid #000000;overflow:hidden;padding:0px 3px 0px 3px;vertical-align:bottom;">Opal (O/O)</td> <td data-sheets-numberformat='{"1":2,"2":"0.00","3":1}' data-sheets-value='{"1":3,"3":0.98}' style="border-bottom:1px solid #000000;overflow:hidden;padding:0px 3px 0px 3px;vertical-align:bottom;text-align:center;">0.98</td> <td data-sheets-numberformat='{"1":2,"2":"0","3":1}' data-sheets-value='{"1":3,"3":28.29}' style="border-bottom:1px solid #000000;overflow:hidden;padding:0px 3px 0px 3px;vertical-align:bottom;text-align:center;">28</td> <td data-sheets-numberformat='{"1":2,"2":"0","3":1}' data-sheets-value='{"1":3,"3":38.28}' style="border-bottom:1px solid #000000;overflow:hidden;padding:0px 3px 0px 3px;vertical-align:bottom;text-align:center;">38</td> <td data-sheets-value='{"1":3,"3":26}' style="border-right:1px solid #000000;border-bottom:1px solid #000000;overflow:hidden;padding:0px 3px 0px 3px;vertical-align:bottom;text-align:center;">26</td> </tr> <tr style="height:20px;"> <td data-sheets-value='{"1":2,"2":"Polycarbonate "}' style="border-left:1px solid #000000;overflow:hidden;padding:0px 3px 0px 3px;vertical-align:bottom;">Polycarbonate </td> <td data-sheets-value='{"1":2,"2":"EW"}' style="overflow:hidden;padding:0px 3px 0px 3px;vertical-align:bottom;">EW</td> <td data-sheets-value='{"1":2,"2":"Clear (A)"}' style="overflow:hidden;padding:0px 3px 0px 3px;vertical-align:bottom;">Clear (A)</td> <td data-sheets-numberformat='{"1":2,"2":"0.00","3":1}' data-sheets-value='{"1":3,"3":1.19}' style="overflow:hidden;padding:0px 3px 0px 3px;vertical-align:bottom;text-align:center;">1.19</td> <td data-sheets-numberformat='{"1":2,"2":"0","3":1}' data-sheets-value='{"1":3,"3":36.08}' style="overflow:hidden;padding:0px 3px 0px 3px;vertical-align:bottom;text-align:center;">36</td> <td data-sheets-numberformat='{"1":2,"2":"0","3":1}' data-sheets-value='{"1":3,"3":54.78}' style="overflow:hidden;padding:0px 3px 0px 3px;vertical-align:bottom;text-align:center;">55</td> <td data-sheets-value='{"1":3,"3":24}' style="border-right:1px solid #000000;overflow:hidden;padding:0px 3px 0px 3px;vertical-align:bottom;text-align:center;">24</td> </tr> <tr style="height:20px;"> <td data-sheets-value='{"1":2,"2":"PC"}' style="border-left:1px solid #000000;overflow:hidden;padding:0px 3px 0px 3px;vertical-align:bottom;">PC</td> <td style="overflow:hidden;padding:0px 3px 0px 3px;vertical-align:bottom;"></td> <td data-sheets-value='{"1":2,"2":"Opal (D)"}' style="overflow:hidden;padding:0px 3px 0px 3px;vertical-align:bottom;">Opal (D)</td> <td data-sheets-numberformat='{"1":2,"2":"0.00","3":1}' data-sheets-value='{"1":3,"3":1.19}' style="overflow:hidden;padding:0px 3px 0px 3px;vertical-align:bottom;text-align:center;">1.19</td> <td data-sheets-numberformat='{"1":2,"2":"0","3":1}' data-sheets-value='{"1":3,"3":23.779999999999998}' style="overflow:hidden;padding:0px 3px 0px 3px;vertical-align:bottom;text-align:center;">24</td> <td data-sheets-numberformat='{"1":2,"2":"0","3":1}' data-sheets-value='{"1":3,"3":39.6}' style="overflow:hidden;padding:0px 3px 0px 3px;vertical-align:bottom;text-align:center;">40</td> <td data-sheets-value='{"1":3,"3":24}' style="border-right:1px solid #000000;overflow:hidden;padding:0px 3px 0px 3px;vertical-align:bottom;text-align:center;">24</td> </tr> <tr style="height:20px;"> <td style="border-left:1px solid #000000;overflow:hidden;padding:0px 3px 0px 3px;vertical-align:bottom;"></td> <td data-sheets-value='{"1":2,"2":"DW"}' style="overflow:hidden;padding:0px 3px 0px 3px;vertical-align:bottom;">DW</td> <td data-sheets-value='{"1":2,"2":"Clear (A/H)"}' style="overflow:hidden;padding:0px 3px 0px 3px;vertical-align:bottom;">Clear (A/H)</td> <td data-sheets-numberformat='{"1":2,"2":"0.00","3":1}' data-sheets-value='{"1":3,"3":0.98}' style="overflow:hidden;padding:0px 3px 0px 3px;vertical-align:bottom;text-align:center;">0.98</td> <td data-sheets-numberformat='{"1":2,"2":"0","3":1}' data-sheets-value='{"1":3,"3":32.39}' style="overflow:hidden;padding:0px 3px 0px 3px;vertical-align:bottom;text-align:center;">32</td> <td data-sheets-numberformat='{"1":2,"2":"0","3":1}' data-sheets-value='{"1":3,"3":47.52}' style="overflow:hidden;padding:0px 3px 0px 3px;vertical-align:bottom;text-align:center;">48</td> <td data-sheets-value='{"1":3,"3":26}' style="border-right:1px solid #000000;overflow:hidden;padding:0px 3px 0px 3px;vertical-align:bottom;text-align:center;">26</td> </tr> <tr style="height:20px;"> <td style="border-left:1px solid #000000;overflow:hidden;padding:0px 3px 0px 3px;vertical-align:bottom;"></td> <td style="overflow:hidden;padding:0px 3px 0px 3px;vertical-align:bottom;"></td> <td data-sheets-value='{"1":2,"2":"Clear (A/A)"}' style="overflow:hidden;padding:0px 3px 0px 3px;vertical-align:bottom;">Clear (A/A)</td> <td data-sheets-numberformat='{"1":2,"2":"0.00","3":1}' data-sheets-value='{"1":3,"3":0.98}' style="overflow:hidden;padding:0px 3px 0px 3px;vertical-align:bottom;text-align:center;">0.98</td> <td data-sheets-numberformat='{"1":2,"2":"0","3":1}' data-sheets-value='{"1":3,"3":31.569999999999997}' style="overflow:hidden;padding:0px 3px 0px 3px;vertical-align:bottom;text-align:center;">32</td> <td data-sheets-numberformat='{"1":2,"2":"0","3":1}' data-sheets-value='{"1":3,"3":45.54}' style="overflow:hidden;padding:0px 3px 0px 3px;vertical-align:bottom;text-align:center;">46</td> <td data-sheets-value='{"1":3,"3":26}' style="border-right:1px solid #000000;overflow:hidden;padding:0px 3px 0px 3px;vertical-align:bottom;text-align:center;">26</td> </tr> <tr style="height:20px;"> <td style="border-left:1px solid #000000;overflow:hidden;padding:0px 3px 0px 3px;vertical-align:bottom;"></td> <td style="overflow:hidden;padding:0px 3px 0px 3px;vertical-align:bottom;"></td> <td data-sheets-value='{"1":2,"2":"Opal (A/O)"}' style="overflow:hidden;padding:0px 3px 0px 3px;vertical-align:bottom;">Opal (A/O)</td> <td data-sheets-numberformat='{"1":2,"2":"0.00","3":1}' data-sheets-value='{"1":3,"3":0.98}' style="overflow:hidden;padding:0px 3px 0px 3px;vertical-align:bottom;text-align:center;">0.98</td> <td data-sheets-numberformat='{"1":2,"2":"0","3":1}' data-sheets-value='{"1":3,"3":29.93}' style="overflow:hidden;padding:0px 3px 0px 3px;vertical-align:bottom;text-align:center;">30</td> <td data-sheets-numberformat='{"1":2,"2":"0","3":1}' data-sheets-value='{"1":3,"3":41.580000000000005}' style="overflow:hidden;padding:0px 3px 0px 3px;vertical-align:bottom;text-align:center;">42</td> <td data-sheets-value='{"1":3,"3":26}' style="border-right:1px solid #000000;overflow:hidden;padding:0px 3px 0px 3px;vertical-align:bottom;text-align:center;">26</td> </tr> <tr style="height:20px;"> <td style="border-bottom:1px solid #000000;border-left:1px solid #000000;overflow:hidden;padding:0px 3px 0px 3px;vertical-align:bottom;"></td> <td style="border-bottom:1px solid #000000;overflow:hidden;padding:0px 3px 0px 3px;vertical-align:bottom;"></td> <td data-sheets-value='{"1":2,"2":"Opal (A/D)"}' style="border-bottom:1px solid #000000;overflow:hidden;padding:0px 3px 0px 3px;vertical-align:bottom;">Opal (A/D)</td> <td data-sheets-numberformat='{"1":2,"2":"0.00","3":1}' data-sheets-value='{"1":3,"3":0.98}' style="border-bottom:1px solid #000000;overflow:hidden;padding:0px 3px 0px 3px;vertical-align:bottom;text-align:center;">0.98</td> <td data-sheets-numberformat='{"1":2,"2":"0","3":1}' data-sheets-value='{"1":3,"3":20.91}' style="border-bottom:1px solid #000000;overflow:hidden;padding:0px 3px 0px 3px;vertical-align:bottom;text-align:center;">21</td> <td data-sheets-numberformat='{"1":2,"2":"0","3":1}' data-sheets-value='{"1":3,"3":33}' style="border-bottom:1px solid #000000;overflow:hidden;padding:0px 3px 0px 3px;vertical-align:bottom;text-align:center;">33</td> <td data-sheets-value='{"1":3,"3":26}' style="border-right:1px solid #000000;border-bottom:1px solid #000000;overflow:hidden;padding:0px 3px 0px 3px;vertical-align:bottom;text-align:center;">26</td> </tr> <tr style="height:20px;"> <td data-sheets-value='{"1":2,"2":"Polycarbonate"}' style="border-left:1px solid #000000;overflow:hidden;padding:0px 3px 0px 3px;vertical-align:bottom;">Polycarbonate</td> <td data-sheets-value='{"1":2,"2":"EW"}' style="overflow:hidden;padding:0px 3px 0px 3px;vertical-align:bottom;">EW</td> <td data-sheets-value='{"1":2,"2":"Heatstop Opal (T)"}' style="overflow:hidden;padding:0px 3px 0px 3px;vertical-align:bottom;">Heatstop Opal (T)</td> <td data-sheets-numberformat='{"1":2,"2":"0.00","3":1}' data-sheets-value='{"1":3,"3":1.19}' style="overflow:hidden;padding:0px 3px 0px 3px;vertical-align:bottom;text-align:center;">1.19</td> <td data-sheets-numberformat='{"1":2,"2":"0","3":1}' data-sheets-value='{"1":3,"3":20.09}' style="overflow:hidden;padding:0px 3px 0px 3px;vertical-align:bottom;text-align:center;">20</td> <td data-sheets-numberformat='{"1":2,"2":"0","3":1}' data-sheets-value='{"1":3,"3":38.940000000000005}' style="overflow:hidden;padding:0px 3px 0px 3px;vertical-align:bottom;text-align:center;">39</td> <td data-sheets-value='{"1":3,"3":24}' style="border-right:1px solid #000000;overflow:hidden;padding:0px 3px 0px 3px;vertical-align:bottom;text-align:center;">24</td> </tr> <tr style="height:20px;"> <td data-sheets-value='{"1":2,"2":"Heatstop PC"}' style="border-left:1px solid #000000;overflow:hidden;padding:0px 3px 0px 3px;vertical-align:bottom;">Heatstop PC</td> <td data-sheets-value='{"1":2,"2":"DW"}' style="overflow:hidden;padding:0px 3px 0px 3px;vertical-align:bottom;">DW</td> <td data-sheets-value='{"1":2,"2":"Clear (T/H)"}' style="overflow:hidden;padding:0px 3px 0px 3px;vertical-align:bottom;">Clear (T/H)</td> <td data-sheets-numberformat='{"1":2,"2":"0.00","3":1}' data-sheets-value='{"1":3,"3":0.98}' style="overflow:hidden;padding:0px 3px 0px 3px;vertical-align:bottom;text-align:center;">0.98</td> <td data-sheets-numberformat='{"1":2,"2":"0","3":1}' data-sheets-value='{"1":3,"3":18.04}' style="overflow:hidden;padding:0px 3px 0px 3px;vertical-align:bottom;text-align:center;">18</td> <td data-sheets-numberformat='{"1":2,"2":"0","3":1}' data-sheets-value='{"1":3,"3":33.660000000000004}' style="overflow:hidden;padding:0px 3px 0px 3px;vertical-align:bottom;text-align:center;">34</td> <td data-sheets-value='{"1":3,"3":26}' style="border-right:1px solid #000000;overflow:hidden;padding:0px 3px 0px 3px;vertical-align:bottom;text-align:center;">26</td> </tr> <tr style="height:20px;"> <td style="border-bottom:1px solid #000000;border-left:1px solid #000000;overflow:hidden;padding:0px 3px 0px 3px;vertical-align:bottom;"></td> <td style="border-bottom:1px solid #000000;overflow:hidden;padding:0px 3px 0px 3px;vertical-align:bottom;"></td> <td data-sheets-value='{"1":2,"2":"Opal (T/O)"}' style="border-bottom:1px solid #000000;overflow:hidden;padding:0px 3px 0px 3px;vertical-align:bottom;">Opal (T/O)</td> <td data-sheets-numberformat='{"1":2,"2":"0.00","3":1}' data-sheets-value='{"1":3,"3":0.98}' style="border-bottom:1px solid #000000;overflow:hidden;padding:0px 3px 0px 3px;vertical-align:bottom;text-align:center;">0.98</td> <td data-sheets-numberformat='{"1":2,"2":"0","3":1}' data-sheets-value='{"1":3,"3":16.81}' style="border-bottom:1px solid #000000;overflow:hidden;padding:0px 3px 0px 3px;vertical-align:bottom;text-align:center;">17</td> <td data-sheets-numberformat='{"1":2,"2":"0","3":1}' data-sheets-value='{"1":3,"3":29.700000000000003}' style="border-bottom:1px solid #000000;overflow:hidden;padding:0px 3px 0px 3px;vertical-align:bottom;text-align:center;">30</td> <td data-sheets-value='{"1":3,"3":26}' style="border-right:1px solid #000000;border-bottom:1px solid #000000;overflow:hidden;padding:0px 3px 0px 3px;vertical-align:bottom;text-align:center;">26</td> </tr> </tbody></table> | skylux-160-ce-met-koepel-en-pvc-opstand-30-20-met-lm-motor-pvc-raam-type-ep25-en-windvang-1000-x-1300-mm | 8586035757389 | 46872366350669
Smoke and heat exhaust (SHEV) | SHE system | Skylux | Skylux 160° CE with skylight and PVC curb 30/20 with LM-actuator, PVC frame type EP25 and spoiler 1000 x 1500 mm |  | 50466 | 5412970504665 | 4854.55 | Yes | 30-45 | 90.42 | 1000 x 1500 mm | 1500 | 1000 |  | PVC 30/20 (30 cm high & roof opening = 20 cm larger than daylight size) | Rectangular | 1.19 W/m²K - 0.98 W/m²K | 57% - 30% | 37% - 17% | 24dB - 26dB | 160° CE (for industry) | PVC frame EP25 | with spoiler | E | Single actuator | Maximum double-walled skylight possible for this product | Ut-value LT-value g-value Rw-value EN 1873 : 2014 EN ISO 13468 EN 16153 EN 410 EN 410 EN ISO 140-3 Material Walls Shells (W/m²K) (%) (%) (dB) Acrylic EW Clear (H) 1.19 37 57 24 PMMA Opal (O) 1.19 34 50 24 DW Clear (H/H) 0.98 33 50 26 Opal (O/O) 0.98 28 38 26 Polycarbonate EW Clear (A) 1.19 36 55 24 PC Opal (D) 1.19 24 40 24 DW Clear (A/H) 0.98 32 48 26 Clear (A/A) 0.98 32 46 26 Opal (A/O) 0.98 30 42 26 Opal (A/D) 0.98 21 33 26 Polycarbonate EW Heatstop Opal (T) 1.19 20 39 24 Heatstop PC DW Clear (T/H) 0.98 18 34 26 Opal (T/O) 0.98 17 30 26 | https://skylux.eu/en/products/skylux-160-ce-met-koepel-en-pvc-opstand-30-20-met-lm-motor-pvc-raam-type-ep25-en-windvang-1000-x-1500-mm | https://skylux.eu/cdn/shop/files/Skylux-160deg-CE-met-koepel-en-pvc-opstand-3020-met-LM-motor-pvc-raam-type-EP25-en-windvang-1000-x-1500-mm-RWA-systeem.jpg?v=1702980975&width=1600 | https://skylux.eu/cdn/shop/files/e5a82811-1bb0-48e4-a776-cacb59c7c092_61fa3067-3ef5-47c0-aaa4-70b3aa114349.jpg?v=1688551255&width=1600 | //skylux.eu/cdn/shop/files/E_MH_Mounting_instructions_Skylux_160_CE_LM.pdf?v=12406716259046007223 | //skylux.eu/cdn/shop/files/E_TD_Technical_File_Skylux_Skylux_160_CE_Electric.pdf?v=3667116872303399239 | <style type="text/css" id="isPasted"><!--td {border: 1px solid #cccccc;}br {mso-data-placement:same-cell;}--></style><table border="1" cellpadding="0" cellspacing="0" dir="ltr" style="table-layout:fixed;font-size:10pt;font-family:Arial;border-collapse:collapse;border:none;"><tbody> <tr style="height:20px;"> <td style="overflow:hidden;padding:0px 3px 0px 3px;vertical-align:bottom;"></td> <td style="overflow:hidden;padding:0px 3px 0px 3px;vertical-align:bottom;"></td> <td style="overflow:hidden;padding:0px 3px 0px 3px;vertical-align:bottom;"></td> <td data-sheets-value='{"1":2,"2":"Ut-value"}' style="overflow:hidden;padding:0px 3px 0px 3px;vertical-align:bottom;font-weight:bold;text-align:center;">Ut-value</td> <td data-sheets-value='{"1":2,"2":"LT-value"}' style="overflow:hidden;padding:0px 3px 0px 3px;vertical-align:bottom;font-weight:bold;text-align:center;">LT-value</td> <td data-sheets-value='{"1":2,"2":"g-value"}' style="overflow:hidden;padding:0px 3px 0px 3px;vertical-align:bottom;font-weight:bold;text-align:center;">g-value</td> <td data-sheets-value='{"1":2,"2":"Rw-value "}' style="overflow:hidden;padding:0px 3px 0px 3px;vertical-align:bottom;font-weight:bold;text-align:center;">Rw-value </td> </tr> <tr style="height:20px;"> <td style="overflow:hidden;padding:0px 3px 0px 3px;vertical-align:bottom;"></td> <td style="overflow:hidden;padding:0px 3px 0px 3px;vertical-align:bottom;"></td> <td style="overflow:hidden;padding:0px 3px 0px 3px;vertical-align:bottom;"></td> <td data-sheets-numberformat='{"1":2,"2":"0.00","3":1}' data-sheets-value='{"1":2,"2":"EN 1873 : 2014"}' style="overflow:hidden;padding:0px 3px 0px 3px;vertical-align:bottom;text-align:center;">EN 1873 : 2014</td> <td data-sheets-numberformat='{"1":2,"2":"0","3":1}' data-sheets-value='{"1":2,"2":"EN ISO 13468 EN 16153 EN 410"}' style="overflow:hidden;padding:0px 3px 0px 3px;vertical-align:bottom;text-align:center;">EN ISO 13468 EN 16153 EN 410</td> <td data-sheets-numberformat='{"1":2,"2":"0","3":1}' data-sheets-value='{"1":2,"2":"EN 410"}' style="overflow:hidden;padding:0px 3px 0px 3px;vertical-align:bottom;text-align:center;">EN 410</td> <td data-sheets-value='{"1":2,"2":"EN ISO 140-3\t\t"}' style="overflow:hidden;padding:0px 3px 0px 3px;vertical-align:bottom;text-align:center;">EN ISO 140-3 </td> </tr> <tr style="height:20px;"> <td data-sheets-value='{"1":2,"2":"Material"}' style="border-bottom:1px solid #000000;overflow:hidden;padding:0px 3px 0px 3px;vertical-align:bottom;background-color:#000000;font-weight:bold;color:#ffffff;">Material</td> <td data-sheets-value='{"1":2,"2":"Walls"}' style="border-bottom:1px solid #000000;overflow:hidden;padding:0px 3px 0px 3px;vertical-align:bottom;background-color:#000000;font-weight:bold;color:#ffffff;">Walls</td> <td data-sheets-value='{"1":2,"2":"Shells"}' style="border-bottom:1px solid #000000;overflow:hidden;padding:0px 3px 0px 3px;vertical-align:bottom;background-color:#000000;font-weight:bold;color:#ffffff;">Shells</td> <td data-sheets-numberformat='{"1":2,"2":"0.00","3":1}' data-sheets-value='{"1":2,"2":"(W/m²K)\t"}' style="border-bottom:1px solid #000000;overflow:hidden;padding:0px 3px 0px 3px;vertical-align:bottom;background-color:#000000;font-weight:bold;color:#ffffff;text-align:center;">(W/m²K) </td> <td data-sheets-numberformat='{"1":2,"2":"0","3":1}' data-sheets-value='{"1":2,"2":"(%)"}' style="border-bottom:1px solid #000000;overflow:hidden;padding:0px 3px 0px 3px;vertical-align:bottom;background-color:#000000;font-weight:bold;color:#ffffff;text-align:center;">(%)</td> <td data-sheets-numberformat='{"1":2,"2":"0","3":1}' data-sheets-value='{"1":2,"2":"(%)"}' style="border-bottom:1px solid #000000;overflow:hidden;padding:0px 3px 0px 3px;vertical-align:bottom;background-color:#000000;font-weight:bold;color:#ffffff;text-align:center;">(%)</td> <td data-sheets-value='{"1":2,"2":"(dB)"}' style="border-bottom:1px solid #000000;overflow:hidden;padding:0px 3px 0px 3px;vertical-align:bottom;background-color:#000000;font-weight:bold;color:#ffffff;text-align:center;">(dB)</td> </tr> <tr style="height:20px;"> <td data-sheets-value='{"1":2,"2":"Acrylic"}' style="border-left:1px solid #000000;overflow:hidden;padding:0px 3px 0px 3px;vertical-align:bottom;">Acrylic</td> <td data-sheets-value='{"1":2,"2":"EW"}' style="overflow:hidden;padding:0px 3px 0px 3px;vertical-align:bottom;">EW</td> <td data-sheets-value='{"1":2,"2":"Clear (H)"}' style="overflow:hidden;padding:0px 3px 0px 3px;vertical-align:bottom;">Clear (H)</td> <td data-sheets-numberformat='{"1":2,"2":"0.00","3":1}' data-sheets-value='{"1":3,"3":1.19}' style="overflow:hidden;padding:0px 3px 0px 3px;vertical-align:bottom;text-align:center;">1.19</td> <td data-sheets-numberformat='{"1":2,"2":"0","3":1}' data-sheets-value='{"1":3,"3":36.9}' style="overflow:hidden;padding:0px 3px 0px 3px;vertical-align:bottom;text-align:center;">37</td> <td data-sheets-numberformat='{"1":2,"2":"0","3":1}' data-sheets-value='{"1":3,"3":57.42}' style="overflow:hidden;padding:0px 3px 0px 3px;vertical-align:bottom;text-align:center;">57</td> <td data-sheets-value='{"1":3,"3":24}' style="border-right:1px solid #000000;overflow:hidden;padding:0px 3px 0px 3px;vertical-align:bottom;text-align:center;">24</td> </tr> <tr style="height:20px;"> <td data-sheets-value='{"1":2,"2":"PMMA"}' style="border-left:1px solid #000000;overflow:hidden;padding:0px 3px 0px 3px;vertical-align:bottom;">PMMA</td> <td style="overflow:hidden;padding:0px 3px 0px 3px;vertical-align:bottom;"></td> <td data-sheets-value='{"1":2,"2":"Opal (O)"}' style="overflow:hidden;padding:0px 3px 0px 3px;vertical-align:bottom;">Opal (O)</td> <td data-sheets-numberformat='{"1":2,"2":"0.00","3":1}' data-sheets-value='{"1":3,"3":1.19}' style="overflow:hidden;padding:0px 3px 0px 3px;vertical-align:bottom;text-align:center;">1.19</td> <td data-sheets-numberformat='{"1":2,"2":"0","3":1}' data-sheets-value='{"1":3,"3":34.03}' style="overflow:hidden;padding:0px 3px 0px 3px;vertical-align:bottom;text-align:center;">34</td> <td data-sheets-numberformat='{"1":2,"2":"0","3":1}' data-sheets-value='{"1":3,"3":50.160000000000004}' style="overflow:hidden;padding:0px 3px 0px 3px;vertical-align:bottom;text-align:center;">50</td> <td data-sheets-value='{"1":3,"3":24}' style="border-right:1px solid #000000;overflow:hidden;padding:0px 3px 0px 3px;vertical-align:bottom;text-align:center;">24</td> </tr> <tr style="height:20px;"> <td style="border-left:1px solid #000000;overflow:hidden;padding:0px 3px 0px 3px;vertical-align:bottom;"></td> <td data-sheets-value='{"1":2,"2":"DW"}' style="overflow:hidden;padding:0px 3px 0px 3px;vertical-align:bottom;">DW</td> <td data-sheets-value='{"1":2,"2":"Clear (H/H)"}' style="overflow:hidden;padding:0px 3px 0px 3px;vertical-align:bottom;">Clear (H/H)</td> <td data-sheets-numberformat='{"1":2,"2":"0.00","3":1}' data-sheets-value='{"1":3,"3":0.98}' style="overflow:hidden;padding:0px 3px 0px 3px;vertical-align:bottom;text-align:center;">0.98</td> <td data-sheets-numberformat='{"1":2,"2":"0","3":1}' data-sheets-value='{"1":3,"3":33.21}' style="overflow:hidden;padding:0px 3px 0px 3px;vertical-align:bottom;text-align:center;">33</td> <td data-sheets-numberformat='{"1":2,"2":"0","3":1}' data-sheets-value='{"1":3,"3":49.5}' style="overflow:hidden;padding:0px 3px 0px 3px;vertical-align:bottom;text-align:center;">50</td> <td data-sheets-value='{"1":3,"3":26}' style="border-right:1px solid #000000;overflow:hidden;padding:0px 3px 0px 3px;vertical-align:bottom;text-align:center;">26</td> </tr> <tr style="height:20px;"> <td style="border-bottom:1px solid #000000;border-left:1px solid #000000;overflow:hidden;padding:0px 3px 0px 3px;vertical-align:bottom;"></td> <td style="border-bottom:1px solid #000000;overflow:hidden;padding:0px 3px 0px 3px;vertical-align:bottom;"></td> <td data-sheets-value='{"1":2,"2":"Opal (O/O)"}' style="border-bottom:1px solid #000000;overflow:hidden;padding:0px 3px 0px 3px;vertical-align:bottom;">Opal (O/O)</td> <td data-sheets-numberformat='{"1":2,"2":"0.00","3":1}' data-sheets-value='{"1":3,"3":0.98}' style="border-bottom:1px solid #000000;overflow:hidden;padding:0px 3px 0px 3px;vertical-align:bottom;text-align:center;">0.98</td> <td data-sheets-numberformat='{"1":2,"2":"0","3":1}' data-sheets-value='{"1":3,"3":28.29}' style="border-bottom:1px solid #000000;overflow:hidden;padding:0px 3px 0px 3px;vertical-align:bottom;text-align:center;">28</td> <td data-sheets-numberformat='{"1":2,"2":"0","3":1}' data-sheets-value='{"1":3,"3":38.28}' style="border-bottom:1px solid #000000;overflow:hidden;padding:0px 3px 0px 3px;vertical-align:bottom;text-align:center;">38</td> <td data-sheets-value='{"1":3,"3":26}' style="border-right:1px solid #000000;border-bottom:1px solid #000000;overflow:hidden;padding:0px 3px 0px 3px;vertical-align:bottom;text-align:center;">26</td> </tr> <tr style="height:20px;"> <td data-sheets-value='{"1":2,"2":"Polycarbonate "}' style="border-left:1px solid #000000;overflow:hidden;padding:0px 3px 0px 3px;vertical-align:bottom;">Polycarbonate </td> <td data-sheets-value='{"1":2,"2":"EW"}' style="overflow:hidden;padding:0px 3px 0px 3px;vertical-align:bottom;">EW</td> <td data-sheets-value='{"1":2,"2":"Clear (A)"}' style="overflow:hidden;padding:0px 3px 0px 3px;vertical-align:bottom;">Clear (A)</td> <td data-sheets-numberformat='{"1":2,"2":"0.00","3":1}' data-sheets-value='{"1":3,"3":1.19}' style="overflow:hidden;padding:0px 3px 0px 3px;vertical-align:bottom;text-align:center;">1.19</td> <td data-sheets-numberformat='{"1":2,"2":"0","3":1}' data-sheets-value='{"1":3,"3":36.08}' style="overflow:hidden;padding:0px 3px 0px 3px;vertical-align:bottom;text-align:center;">36</td> <td data-sheets-numberformat='{"1":2,"2":"0","3":1}' data-sheets-value='{"1":3,"3":54.78}' style="overflow:hidden;padding:0px 3px 0px 3px;vertical-align:bottom;text-align:center;">55</td> <td data-sheets-value='{"1":3,"3":24}' style="border-right:1px solid #000000;overflow:hidden;padding:0px 3px 0px 3px;vertical-align:bottom;text-align:center;">24</td> </tr> <tr style="height:20px;"> <td data-sheets-value='{"1":2,"2":"PC"}' style="border-left:1px solid #000000;overflow:hidden;padding:0px 3px 0px 3px;vertical-align:bottom;">PC</td> <td style="overflow:hidden;padding:0px 3px 0px 3px;vertical-align:bottom;"></td> <td data-sheets-value='{"1":2,"2":"Opal (D)"}' style="overflow:hidden;padding:0px 3px 0px 3px;vertical-align:bottom;">Opal (D)</td> <td data-sheets-numberformat='{"1":2,"2":"0.00","3":1}' data-sheets-value='{"1":3,"3":1.19}' style="overflow:hidden;padding:0px 3px 0px 3px;vertical-align:bottom;text-align:center;">1.19</td> <td data-sheets-numberformat='{"1":2,"2":"0","3":1}' data-sheets-value='{"1":3,"3":23.779999999999998}' style="overflow:hidden;padding:0px 3px 0px 3px;vertical-align:bottom;text-align:center;">24</td> <td data-sheets-numberformat='{"1":2,"2":"0","3":1}' data-sheets-value='{"1":3,"3":39.6}' style="overflow:hidden;padding:0px 3px 0px 3px;vertical-align:bottom;text-align:center;">40</td> <td data-sheets-value='{"1":3,"3":24}' style="border-right:1px solid #000000;overflow:hidden;padding:0px 3px 0px 3px;vertical-align:bottom;text-align:center;">24</td> </tr> <tr style="height:20px;"> <td style="border-left:1px solid #000000;overflow:hidden;padding:0px 3px 0px 3px;vertical-align:bottom;"></td> <td data-sheets-value='{"1":2,"2":"DW"}' style="overflow:hidden;padding:0px 3px 0px 3px;vertical-align:bottom;">DW</td> <td data-sheets-value='{"1":2,"2":"Clear (A/H)"}' style="overflow:hidden;padding:0px 3px 0px 3px;vertical-align:bottom;">Clear (A/H)</td> <td data-sheets-numberformat='{"1":2,"2":"0.00","3":1}' data-sheets-value='{"1":3,"3":0.98}' style="overflow:hidden;padding:0px 3px 0px 3px;vertical-align:bottom;text-align:center;">0.98</td> <td data-sheets-numberformat='{"1":2,"2":"0","3":1}' data-sheets-value='{"1":3,"3":32.39}' style="overflow:hidden;padding:0px 3px 0px 3px;vertical-align:bottom;text-align:center;">32</td> <td data-sheets-numberformat='{"1":2,"2":"0","3":1}' data-sheets-value='{"1":3,"3":47.52}' style="overflow:hidden;padding:0px 3px 0px 3px;vertical-align:bottom;text-align:center;">48</td> <td data-sheets-value='{"1":3,"3":26}' style="border-right:1px solid #000000;overflow:hidden;padding:0px 3px 0px 3px;vertical-align:bottom;text-align:center;">26</td> </tr> <tr style="height:20px;"> <td style="border-left:1px solid #000000;overflow:hidden;padding:0px 3px 0px 3px;vertical-align:bottom;"></td> <td style="overflow:hidden;padding:0px 3px 0px 3px;vertical-align:bottom;"></td> <td data-sheets-value='{"1":2,"2":"Clear (A/A)"}' style="overflow:hidden;padding:0px 3px 0px 3px;vertical-align:bottom;">Clear (A/A)</td> <td data-sheets-numberformat='{"1":2,"2":"0.00","3":1}' data-sheets-value='{"1":3,"3":0.98}' style="overflow:hidden;padding:0px 3px 0px 3px;vertical-align:bottom;text-align:center;">0.98</td> <td data-sheets-numberformat='{"1":2,"2":"0","3":1}' data-sheets-value='{"1":3,"3":31.569999999999997}' style="overflow:hidden;padding:0px 3px 0px 3px;vertical-align:bottom;text-align:center;">32</td> <td data-sheets-numberformat='{"1":2,"2":"0","3":1}' data-sheets-value='{"1":3,"3":45.54}' style="overflow:hidden;padding:0px 3px 0px 3px;vertical-align:bottom;text-align:center;">46</td> <td data-sheets-value='{"1":3,"3":26}' style="border-right:1px solid #000000;overflow:hidden;padding:0px 3px 0px 3px;vertical-align:bottom;text-align:center;">26</td> </tr> <tr style="height:20px;"> <td style="border-left:1px solid #000000;overflow:hidden;padding:0px 3px 0px 3px;vertical-align:bottom;"></td> <td style="overflow:hidden;padding:0px 3px 0px 3px;vertical-align:bottom;"></td> <td data-sheets-value='{"1":2,"2":"Opal (A/O)"}' style="overflow:hidden;padding:0px 3px 0px 3px;vertical-align:bottom;">Opal (A/O)</td> <td data-sheets-numberformat='{"1":2,"2":"0.00","3":1}' data-sheets-value='{"1":3,"3":0.98}' style="overflow:hidden;padding:0px 3px 0px 3px;vertical-align:bottom;text-align:center;">0.98</td> <td data-sheets-numberformat='{"1":2,"2":"0","3":1}' data-sheets-value='{"1":3,"3":29.93}' style="overflow:hidden;padding:0px 3px 0px 3px;vertical-align:bottom;text-align:center;">30</td> <td data-sheets-numberformat='{"1":2,"2":"0","3":1}' data-sheets-value='{"1":3,"3":41.580000000000005}' style="overflow:hidden;padding:0px 3px 0px 3px;vertical-align:bottom;text-align:center;">42</td> <td data-sheets-value='{"1":3,"3":26}' style="border-right:1px solid #000000;overflow:hidden;padding:0px 3px 0px 3px;vertical-align:bottom;text-align:center;">26</td> </tr> <tr style="height:20px;"> <td style="border-bottom:1px solid #000000;border-left:1px solid #000000;overflow:hidden;padding:0px 3px 0px 3px;vertical-align:bottom;"></td> <td style="border-bottom:1px solid #000000;overflow:hidden;padding:0px 3px 0px 3px;vertical-align:bottom;"></td> <td data-sheets-value='{"1":2,"2":"Opal (A/D)"}' style="border-bottom:1px solid #000000;overflow:hidden;padding:0px 3px 0px 3px;vertical-align:bottom;">Opal (A/D)</td> <td data-sheets-numberformat='{"1":2,"2":"0.00","3":1}' data-sheets-value='{"1":3,"3":0.98}' style="border-bottom:1px solid #000000;overflow:hidden;padding:0px 3px 0px 3px;vertical-align:bottom;text-align:center;">0.98</td> <td data-sheets-numberformat='{"1":2,"2":"0","3":1}' data-sheets-value='{"1":3,"3":20.91}' style="border-bottom:1px solid #000000;overflow:hidden;padding:0px 3px 0px 3px;vertical-align:bottom;text-align:center;">21</td> <td data-sheets-numberformat='{"1":2,"2":"0","3":1}' data-sheets-value='{"1":3,"3":33}' style="border-bottom:1px solid #000000;overflow:hidden;padding:0px 3px 0px 3px;vertical-align:bottom;text-align:center;">33</td> <td data-sheets-value='{"1":3,"3":26}' style="border-right:1px solid #000000;border-bottom:1px solid #000000;overflow:hidden;padding:0px 3px 0px 3px;vertical-align:bottom;text-align:center;">26</td> </tr> <tr style="height:20px;"> <td data-sheets-value='{"1":2,"2":"Polycarbonate"}' style="border-left:1px solid #000000;overflow:hidden;padding:0px 3px 0px 3px;vertical-align:bottom;">Polycarbonate</td> <td data-sheets-value='{"1":2,"2":"EW"}' style="overflow:hidden;padding:0px 3px 0px 3px;vertical-align:bottom;">EW</td> <td data-sheets-value='{"1":2,"2":"Heatstop Opal (T)"}' style="overflow:hidden;padding:0px 3px 0px 3px;vertical-align:bottom;">Heatstop Opal (T)</td> <td data-sheets-numberformat='{"1":2,"2":"0.00","3":1}' data-sheets-value='{"1":3,"3":1.19}' style="overflow:hidden;padding:0px 3px 0px 3px;vertical-align:bottom;text-align:center;">1.19</td> <td data-sheets-numberformat='{"1":2,"2":"0","3":1}' data-sheets-value='{"1":3,"3":20.09}' style="overflow:hidden;padding:0px 3px 0px 3px;vertical-align:bottom;text-align:center;">20</td> <td data-sheets-numberformat='{"1":2,"2":"0","3":1}' data-sheets-value='{"1":3,"3":38.940000000000005}' style="overflow:hidden;padding:0px 3px 0px 3px;vertical-align:bottom;text-align:center;">39</td> <td data-sheets-value='{"1":3,"3":24}' style="border-right:1px solid #000000;overflow:hidden;padding:0px 3px 0px 3px;vertical-align:bottom;text-align:center;">24</td> </tr> <tr style="height:20px;"> <td data-sheets-value='{"1":2,"2":"Heatstop PC"}' style="border-left:1px solid #000000;overflow:hidden;padding:0px 3px 0px 3px;vertical-align:bottom;">Heatstop PC</td> <td data-sheets-value='{"1":2,"2":"DW"}' style="overflow:hidden;padding:0px 3px 0px 3px;vertical-align:bottom;">DW</td> <td data-sheets-value='{"1":2,"2":"Clear (T/H)"}' style="overflow:hidden;padding:0px 3px 0px 3px;vertical-align:bottom;">Clear (T/H)</td> <td data-sheets-numberformat='{"1":2,"2":"0.00","3":1}' data-sheets-value='{"1":3,"3":0.98}' style="overflow:hidden;padding:0px 3px 0px 3px;vertical-align:bottom;text-align:center;">0.98</td> <td data-sheets-numberformat='{"1":2,"2":"0","3":1}' data-sheets-value='{"1":3,"3":18.04}' style="overflow:hidden;padding:0px 3px 0px 3px;vertical-align:bottom;text-align:center;">18</td> <td data-sheets-numberformat='{"1":2,"2":"0","3":1}' data-sheets-value='{"1":3,"3":33.660000000000004}' style="overflow:hidden;padding:0px 3px 0px 3px;vertical-align:bottom;text-align:center;">34</td> <td data-sheets-value='{"1":3,"3":26}' style="border-right:1px solid #000000;overflow:hidden;padding:0px 3px 0px 3px;vertical-align:bottom;text-align:center;">26</td> </tr> <tr style="height:20px;"> <td style="border-bottom:1px solid #000000;border-left:1px solid #000000;overflow:hidden;padding:0px 3px 0px 3px;vertical-align:bottom;"></td> <td style="border-bottom:1px solid #000000;overflow:hidden;padding:0px 3px 0px 3px;vertical-align:bottom;"></td> <td data-sheets-value='{"1":2,"2":"Opal (T/O)"}' style="border-bottom:1px solid #000000;overflow:hidden;padding:0px 3px 0px 3px;vertical-align:bottom;">Opal (T/O)</td> <td data-sheets-numberformat='{"1":2,"2":"0.00","3":1}' data-sheets-value='{"1":3,"3":0.98}' style="border-bottom:1px solid #000000;overflow:hidden;padding:0px 3px 0px 3px;vertical-align:bottom;text-align:center;">0.98</td> <td data-sheets-numberformat='{"1":2,"2":"0","3":1}' data-sheets-value='{"1":3,"3":16.81}' style="border-bottom:1px solid #000000;overflow:hidden;padding:0px 3px 0px 3px;vertical-align:bottom;text-align:center;">17</td> <td data-sheets-numberformat='{"1":2,"2":"0","3":1}' data-sheets-value='{"1":3,"3":29.700000000000003}' style="border-bottom:1px solid #000000;overflow:hidden;padding:0px 3px 0px 3px;vertical-align:bottom;text-align:center;">30</td> <td data-sheets-value='{"1":3,"3":26}' style="border-right:1px solid #000000;border-bottom:1px solid #000000;overflow:hidden;padding:0px 3px 0px 3px;vertical-align:bottom;text-align:center;">26</td> </tr> </tbody></table> | skylux-160-ce-met-koepel-en-pvc-opstand-30-20-met-lm-motor-pvc-raam-type-ep25-en-windvang-1000-x-1500-mm | 8586035822925 | 46872366448973
Smoke and heat exhaust (SHEV) | SHE system | Skylux | Skylux 160° CE with skylight and PVC curb 30/20 with LM-actuator, PVC frame type EP25 and spoiler 1000 x 1600 mm |  | 50467 | 5412970504672 | 5166.7 | Yes | 30-45 | 91.07 | 1000 x 1600 mm | 1600 | 1000 |  | PVC 30/20 (30 cm high & roof opening = 20 cm larger than daylight size) | Rectangular | 1.19 W/m²K - 0.98 W/m²K | 57% - 30% | 37% - 17% | 24dB - 26dB | 160° CE (for industry) | PVC frame EP25 | with spoiler | E | Single actuator | Maximum double-walled skylight possible for this product | Ut-value LT-value g-value Rw-value EN 1873 : 2014 EN ISO 13468 EN 16153 EN 410 EN 410 EN ISO 140-3 Material Walls Shells (W/m²K) (%) (%) (dB) Acrylic EW Clear (H) 1.19 37 57 24 PMMA Opal (O) 1.19 34 50 24 DW Clear (H/H) 0.98 33 50 26 Opal (O/O) 0.98 28 38 26 Polycarbonate EW Clear (A) 1.19 36 55 24 PC Opal (D) 1.19 24 40 24 DW Clear (A/H) 0.98 32 48 26 Clear (A/A) 0.98 32 46 26 Opal (A/O) 0.98 30 42 26 Opal (A/D) 0.98 21 33 26 Polycarbonate EW Heatstop Opal (T) 1.19 20 39 24 Heatstop PC DW Clear (T/H) 0.98 18 34 26 Opal (T/O) 0.98 17 30 26 | https://skylux.eu/en/products/skylux-160-ce-met-koepel-en-pvc-opstand-30-20-met-lm-motor-pvc-raam-type-ep25-en-windvang-1000-x-1600-mm | https://skylux.eu/cdn/shop/files/Skylux-160deg-CE-met-koepel-en-pvc-opstand-3020-met-LM-motor-pvc-raam-type-EP25-en-windvang-1000-x-1600-mm-RWA-systeem.jpg?v=1702980981&width=1600 | https://skylux.eu/cdn/shop/files/e5a82811-1bb0-48e4-a776-cacb59c7c092_fbd293a2-baa4-4fe3-a963-2c5e7cf40d9c.jpg?v=1688551256&width=1600 | //skylux.eu/cdn/shop/files/E_MH_Mounting_instructions_Skylux_160_CE_LM.pdf?v=12406716259046007223 | //skylux.eu/cdn/shop/files/E_TD_Technical_File_Skylux_Skylux_160_CE_Electric.pdf?v=3667116872303399239 | <style type="text/css" id="isPasted"><!--td {border: 1px solid #cccccc;}br {mso-data-placement:same-cell;}--></style><table border="1" cellpadding="0" cellspacing="0" dir="ltr" style="table-layout:fixed;font-size:10pt;font-family:Arial;border-collapse:collapse;border:none;"><tbody> <tr style="height:20px;"> <td style="overflow:hidden;padding:0px 3px 0px 3px;vertical-align:bottom;"></td> <td style="overflow:hidden;padding:0px 3px 0px 3px;vertical-align:bottom;"></td> <td style="overflow:hidden;padding:0px 3px 0px 3px;vertical-align:bottom;"></td> <td data-sheets-value='{"1":2,"2":"Ut-value"}' style="overflow:hidden;padding:0px 3px 0px 3px;vertical-align:bottom;font-weight:bold;text-align:center;">Ut-value</td> <td data-sheets-value='{"1":2,"2":"LT-value"}' style="overflow:hidden;padding:0px 3px 0px 3px;vertical-align:bottom;font-weight:bold;text-align:center;">LT-value</td> <td data-sheets-value='{"1":2,"2":"g-value"}' style="overflow:hidden;padding:0px 3px 0px 3px;vertical-align:bottom;font-weight:bold;text-align:center;">g-value</td> <td data-sheets-value='{"1":2,"2":"Rw-value "}' style="overflow:hidden;padding:0px 3px 0px 3px;vertical-align:bottom;font-weight:bold;text-align:center;">Rw-value </td> </tr> <tr style="height:20px;"> <td style="overflow:hidden;padding:0px 3px 0px 3px;vertical-align:bottom;"></td> <td style="overflow:hidden;padding:0px 3px 0px 3px;vertical-align:bottom;"></td> <td style="overflow:hidden;padding:0px 3px 0px 3px;vertical-align:bottom;"></td> <td data-sheets-numberformat='{"1":2,"2":"0.00","3":1}' data-sheets-value='{"1":2,"2":"EN 1873 : 2014"}' style="overflow:hidden;padding:0px 3px 0px 3px;vertical-align:bottom;text-align:center;">EN 1873 : 2014</td> <td data-sheets-numberformat='{"1":2,"2":"0","3":1}' data-sheets-value='{"1":2,"2":"EN ISO 13468 EN 16153 EN 410"}' style="overflow:hidden;padding:0px 3px 0px 3px;vertical-align:bottom;text-align:center;">EN ISO 13468 EN 16153 EN 410</td> <td data-sheets-numberformat='{"1":2,"2":"0","3":1}' data-sheets-value='{"1":2,"2":"EN 410"}' style="overflow:hidden;padding:0px 3px 0px 3px;vertical-align:bottom;text-align:center;">EN 410</td> <td data-sheets-value='{"1":2,"2":"EN ISO 140-3\t\t"}' style="overflow:hidden;padding:0px 3px 0px 3px;vertical-align:bottom;text-align:center;">EN ISO 140-3 </td> </tr> <tr style="height:20px;"> <td data-sheets-value='{"1":2,"2":"Material"}' style="border-bottom:1px solid #000000;overflow:hidden;padding:0px 3px 0px 3px;vertical-align:bottom;background-color:#000000;font-weight:bold;color:#ffffff;">Material</td> <td data-sheets-value='{"1":2,"2":"Walls"}' style="border-bottom:1px solid #000000;overflow:hidden;padding:0px 3px 0px 3px;vertical-align:bottom;background-color:#000000;font-weight:bold;color:#ffffff;">Walls</td> <td data-sheets-value='{"1":2,"2":"Shells"}' style="border-bottom:1px solid #000000;overflow:hidden;padding:0px 3px 0px 3px;vertical-align:bottom;background-color:#000000;font-weight:bold;color:#ffffff;">Shells</td> <td data-sheets-numberformat='{"1":2,"2":"0.00","3":1}' data-sheets-value='{"1":2,"2":"(W/m²K)\t"}' style="border-bottom:1px solid #000000;overflow:hidden;padding:0px 3px 0px 3px;vertical-align:bottom;background-color:#000000;font-weight:bold;color:#ffffff;text-align:center;">(W/m²K) </td> <td data-sheets-numberformat='{"1":2,"2":"0","3":1}' data-sheets-value='{"1":2,"2":"(%)"}' style="border-bottom:1px solid #000000;overflow:hidden;padding:0px 3px 0px 3px;vertical-align:bottom;background-color:#000000;font-weight:bold;color:#ffffff;text-align:center;">(%)</td> <td data-sheets-numberformat='{"1":2,"2":"0","3":1}' data-sheets-value='{"1":2,"2":"(%)"}' style="border-bottom:1px solid #000000;overflow:hidden;padding:0px 3px 0px 3px;vertical-align:bottom;background-color:#000000;font-weight:bold;color:#ffffff;text-align:center;">(%)</td> <td data-sheets-value='{"1":2,"2":"(dB)"}' style="border-bottom:1px solid #000000;overflow:hidden;padding:0px 3px 0px 3px;vertical-align:bottom;background-color:#000000;font-weight:bold;color:#ffffff;text-align:center;">(dB)</td> </tr> <tr style="height:20px;"> <td data-sheets-value='{"1":2,"2":"Acrylic"}' style="border-left:1px solid #000000;overflow:hidden;padding:0px 3px 0px 3px;vertical-align:bottom;">Acrylic</td> <td data-sheets-value='{"1":2,"2":"EW"}' style="overflow:hidden;padding:0px 3px 0px 3px;vertical-align:bottom;">EW</td> <td data-sheets-value='{"1":2,"2":"Clear (H)"}' style="overflow:hidden;padding:0px 3px 0px 3px;vertical-align:bottom;">Clear (H)</td> <td data-sheets-numberformat='{"1":2,"2":"0.00","3":1}' data-sheets-value='{"1":3,"3":1.19}' style="overflow:hidden;padding:0px 3px 0px 3px;vertical-align:bottom;text-align:center;">1.19</td> <td data-sheets-numberformat='{"1":2,"2":"0","3":1}' data-sheets-value='{"1":3,"3":36.9}' style="overflow:hidden;padding:0px 3px 0px 3px;vertical-align:bottom;text-align:center;">37</td> <td data-sheets-numberformat='{"1":2,"2":"0","3":1}' data-sheets-value='{"1":3,"3":57.42}' style="overflow:hidden;padding:0px 3px 0px 3px;vertical-align:bottom;text-align:center;">57</td> <td data-sheets-value='{"1":3,"3":24}' style="border-right:1px solid #000000;overflow:hidden;padding:0px 3px 0px 3px;vertical-align:bottom;text-align:center;">24</td> </tr> <tr style="height:20px;"> <td data-sheets-value='{"1":2,"2":"PMMA"}' style="border-left:1px solid #000000;overflow:hidden;padding:0px 3px 0px 3px;vertical-align:bottom;">PMMA</td> <td style="overflow:hidden;padding:0px 3px 0px 3px;vertical-align:bottom;"></td> <td data-sheets-value='{"1":2,"2":"Opal (O)"}' style="overflow:hidden;padding:0px 3px 0px 3px;vertical-align:bottom;">Opal (O)</td> <td data-sheets-numberformat='{"1":2,"2":"0.00","3":1}' data-sheets-value='{"1":3,"3":1.19}' style="overflow:hidden;padding:0px 3px 0px 3px;vertical-align:bottom;text-align:center;">1.19</td> <td data-sheets-numberformat='{"1":2,"2":"0","3":1}' data-sheets-value='{"1":3,"3":34.03}' style="overflow:hidden;padding:0px 3px 0px 3px;vertical-align:bottom;text-align:center;">34</td> <td data-sheets-numberformat='{"1":2,"2":"0","3":1}' data-sheets-value='{"1":3,"3":50.160000000000004}' style="overflow:hidden;padding:0px 3px 0px 3px;vertical-align:bottom;text-align:center;">50</td> <td data-sheets-value='{"1":3,"3":24}' style="border-right:1px solid #000000;overflow:hidden;padding:0px 3px 0px 3px;vertical-align:bottom;text-align:center;">24</td> </tr> <tr style="height:20px;"> <td style="border-left:1px solid #000000;overflow:hidden;padding:0px 3px 0px 3px;vertical-align:bottom;"></td> <td data-sheets-value='{"1":2,"2":"DW"}' style="overflow:hidden;padding:0px 3px 0px 3px;vertical-align:bottom;">DW</td> <td data-sheets-value='{"1":2,"2":"Clear (H/H)"}' style="overflow:hidden;padding:0px 3px 0px 3px;vertical-align:bottom;">Clear (H/H)</td> <td data-sheets-numberformat='{"1":2,"2":"0.00","3":1}' data-sheets-value='{"1":3,"3":0.98}' style="overflow:hidden;padding:0px 3px 0px 3px;vertical-align:bottom;text-align:center;">0.98</td> <td data-sheets-numberformat='{"1":2,"2":"0","3":1}' data-sheets-value='{"1":3,"3":33.21}' style="overflow:hidden;padding:0px 3px 0px 3px;vertical-align:bottom;text-align:center;">33</td> <td data-sheets-numberformat='{"1":2,"2":"0","3":1}' data-sheets-value='{"1":3,"3":49.5}' style="overflow:hidden;padding:0px 3px 0px 3px;vertical-align:bottom;text-align:center;">50</td> <td data-sheets-value='{"1":3,"3":26}' style="border-right:1px solid #000000;overflow:hidden;padding:0px 3px 0px 3px;vertical-align:bottom;text-align:center;">26</td> </tr> <tr style="height:20px;"> <td style="border-bottom:1px solid #000000;border-left:1px solid #000000;overflow:hidden;padding:0px 3px 0px 3px;vertical-align:bottom;"></td> <td style="border-bottom:1px solid #000000;overflow:hidden;padding:0px 3px 0px 3px;vertical-align:bottom;"></td> <td data-sheets-value='{"1":2,"2":"Opal (O/O)"}' style="border-bottom:1px solid #000000;overflow:hidden;padding:0px 3px 0px 3px;vertical-align:bottom;">Opal (O/O)</td> <td data-sheets-numberformat='{"1":2,"2":"0.00","3":1}' data-sheets-value='{"1":3,"3":0.98}' style="border-bottom:1px solid #000000;overflow:hidden;padding:0px 3px 0px 3px;vertical-align:bottom;text-align:center;">0.98</td> <td data-sheets-numberformat='{"1":2,"2":"0","3":1}' data-sheets-value='{"1":3,"3":28.29}' style="border-bottom:1px solid #000000;overflow:hidden;padding:0px 3px 0px 3px;vertical-align:bottom;text-align:center;">28</td> <td data-sheets-numberformat='{"1":2,"2":"0","3":1}' data-sheets-value='{"1":3,"3":38.28}' style="border-bottom:1px solid #000000;overflow:hidden;padding:0px 3px 0px 3px;vertical-align:bottom;text-align:center;">38</td> <td data-sheets-value='{"1":3,"3":26}' style="border-right:1px solid #000000;border-bottom:1px solid #000000;overflow:hidden;padding:0px 3px 0px 3px;vertical-align:bottom;text-align:center;">26</td> </tr> <tr style="height:20px;"> <td data-sheets-value='{"1":2,"2":"Polycarbonate "}' style="border-left:1px solid #000000;overflow:hidden;padding:0px 3px 0px 3px;vertical-align:bottom;">Polycarbonate </td> <td data-sheets-value='{"1":2,"2":"EW"}' style="overflow:hidden;padding:0px 3px 0px 3px;vertical-align:bottom;">EW</td> <td data-sheets-value='{"1":2,"2":"Clear (A)"}' style="overflow:hidden;padding:0px 3px 0px 3px;vertical-align:bottom;">Clear (A)</td> <td data-sheets-numberformat='{"1":2,"2":"0.00","3":1}' data-sheets-value='{"1":3,"3":1.19}' style="overflow:hidden;padding:0px 3px 0px 3px;vertical-align:bottom;text-align:center;">1.19</td> <td data-sheets-numberformat='{"1":2,"2":"0","3":1}' data-sheets-value='{"1":3,"3":36.08}' style="overflow:hidden;padding:0px 3px 0px 3px;vertical-align:bottom;text-align:center;">36</td> <td data-sheets-numberformat='{"1":2,"2":"0","3":1}' data-sheets-value='{"1":3,"3":54.78}' style="overflow:hidden;padding:0px 3px 0px 3px;vertical-align:bottom;text-align:center;">55</td> <td data-sheets-value='{"1":3,"3":24}' style="border-right:1px solid #000000;overflow:hidden;padding:0px 3px 0px 3px;vertical-align:bottom;text-align:center;">24</td> </tr> <tr style="height:20px;"> <td data-sheets-value='{"1":2,"2":"PC"}' style="border-left:1px solid #000000;overflow:hidden;padding:0px 3px 0px 3px;vertical-align:bottom;">PC</td> <td style="overflow:hidden;padding:0px 3px 0px 3px;vertical-align:bottom;"></td> <td data-sheets-value='{"1":2,"2":"Opal (D)"}' style="overflow:hidden;padding:0px 3px 0px 3px;vertical-align:bottom;">Opal (D)</td> <td data-sheets-numberformat='{"1":2,"2":"0.00","3":1}' data-sheets-value='{"1":3,"3":1.19}' style="overflow:hidden;padding:0px 3px 0px 3px;vertical-align:bottom;text-align:center;">1.19</td> <td data-sheets-numberformat='{"1":2,"2":"0","3":1}' data-sheets-value='{"1":3,"3":23.779999999999998}' style="overflow:hidden;padding:0px 3px 0px 3px;vertical-align:bottom;text-align:center;">24</td> <td data-sheets-numberformat='{"1":2,"2":"0","3":1}' data-sheets-value='{"1":3,"3":39.6}' style="overflow:hidden;padding:0px 3px 0px 3px;vertical-align:bottom;text-align:center;">40</td> <td data-sheets-value='{"1":3,"3":24}' style="border-right:1px solid #000000;overflow:hidden;padding:0px 3px 0px 3px;vertical-align:bottom;text-align:center;">24</td> </tr> <tr style="height:20px;"> <td style="border-left:1px solid #000000;overflow:hidden;padding:0px 3px 0px 3px;vertical-align:bottom;"></td> <td data-sheets-value='{"1":2,"2":"DW"}' style="overflow:hidden;padding:0px 3px 0px 3px;vertical-align:bottom;">DW</td> <td data-sheets-value='{"1":2,"2":"Clear (A/H)"}' style="overflow:hidden;padding:0px 3px 0px 3px;vertical-align:bottom;">Clear (A/H)</td> <td data-sheets-numberformat='{"1":2,"2":"0.00","3":1}' data-sheets-value='{"1":3,"3":0.98}' style="overflow:hidden;padding:0px 3px 0px 3px;vertical-align:bottom;text-align:center;">0.98</td> <td data-sheets-numberformat='{"1":2,"2":"0","3":1}' data-sheets-value='{"1":3,"3":32.39}' style="overflow:hidden;padding:0px 3px 0px 3px;vertical-align:bottom;text-align:center;">32</td> <td data-sheets-numberformat='{"1":2,"2":"0","3":1}' data-sheets-value='{"1":3,"3":47.52}' style="overflow:hidden;padding:0px 3px 0px 3px;vertical-align:bottom;text-align:center;">48</td> <td data-sheets-value='{"1":3,"3":26}' style="border-right:1px solid #000000;overflow:hidden;padding:0px 3px 0px 3px;vertical-align:bottom;text-align:center;">26</td> </tr> <tr style="height:20px;"> <td style="border-left:1px solid #000000;overflow:hidden;padding:0px 3px 0px 3px;vertical-align:bottom;"></td> <td style="overflow:hidden;padding:0px 3px 0px 3px;vertical-align:bottom;"></td> <td data-sheets-value='{"1":2,"2":"Clear (A/A)"}' style="overflow:hidden;padding:0px 3px 0px 3px;vertical-align:bottom;">Clear (A/A)</td> <td data-sheets-numberformat='{"1":2,"2":"0.00","3":1}' data-sheets-value='{"1":3,"3":0.98}' style="overflow:hidden;padding:0px 3px 0px 3px;vertical-align:bottom;text-align:center;">0.98</td> <td data-sheets-numberformat='{"1":2,"2":"0","3":1}' data-sheets-value='{"1":3,"3":31.569999999999997}' style="overflow:hidden;padding:0px 3px 0px 3px;vertical-align:bottom;text-align:center;">32</td> <td data-sheets-numberformat='{"1":2,"2":"0","3":1}' data-sheets-value='{"1":3,"3":45.54}' style="overflow:hidden;padding:0px 3px 0px 3px;vertical-align:bottom;text-align:center;">46</td> <td data-sheets-value='{"1":3,"3":26}' style="border-right:1px solid #000000;overflow:hidden;padding:0px 3px 0px 3px;vertical-align:bottom;text-align:center;">26</td> </tr> <tr style="height:20px;"> <td style="border-left:1px solid #000000;overflow:hidden;padding:0px 3px 0px 3px;vertical-align:bottom;"></td> <td style="overflow:hidden;padding:0px 3px 0px 3px;vertical-align:bottom;"></td> <td data-sheets-value='{"1":2,"2":"Opal (A/O)"}' style="overflow:hidden;padding:0px 3px 0px 3px;vertical-align:bottom;">Opal (A/O)</td> <td data-sheets-numberformat='{"1":2,"2":"0.00","3":1}' data-sheets-value='{"1":3,"3":0.98}' style="overflow:hidden;padding:0px 3px 0px 3px;vertical-align:bottom;text-align:center;">0.98</td> <td data-sheets-numberformat='{"1":2,"2":"0","3":1}' data-sheets-value='{"1":3,"3":29.93}' style="overflow:hidden;padding:0px 3px 0px 3px;vertical-align:bottom;text-align:center;">30</td> <td data-sheets-numberformat='{"1":2,"2":"0","3":1}' data-sheets-value='{"1":3,"3":41.580000000000005}' style="overflow:hidden;padding:0px 3px 0px 3px;vertical-align:bottom;text-align:center;">42</td> <td data-sheets-value='{"1":3,"3":26}' style="border-right:1px solid #000000;overflow:hidden;padding:0px 3px 0px 3px;vertical-align:bottom;text-align:center;">26</td> </tr> <tr style="height:20px;"> <td style="border-bottom:1px solid #000000;border-left:1px solid #000000;overflow:hidden;padding:0px 3px 0px 3px;vertical-align:bottom;"></td> <td style="border-bottom:1px solid #000000;overflow:hidden;padding:0px 3px 0px 3px;vertical-align:bottom;"></td> <td data-sheets-value='{"1":2,"2":"Opal (A/D)"}' style="border-bottom:1px solid #000000;overflow:hidden;padding:0px 3px 0px 3px;vertical-align:bottom;">Opal (A/D)</td> <td data-sheets-numberformat='{"1":2,"2":"0.00","3":1}' data-sheets-value='{"1":3,"3":0.98}' style="border-bottom:1px solid #000000;overflow:hidden;padding:0px 3px 0px 3px;vertical-align:bottom;text-align:center;">0.98</td> <td data-sheets-numberformat='{"1":2,"2":"0","3":1}' data-sheets-value='{"1":3,"3":20.91}' style="border-bottom:1px solid #000000;overflow:hidden;padding:0px 3px 0px 3px;vertical-align:bottom;text-align:center;">21</td> <td data-sheets-numberformat='{"1":2,"2":"0","3":1}' data-sheets-value='{"1":3,"3":33}' style="border-bottom:1px solid #000000;overflow:hidden;padding:0px 3px 0px 3px;vertical-align:bottom;text-align:center;">33</td> <td data-sheets-value='{"1":3,"3":26}' style="border-right:1px solid #000000;border-bottom:1px solid #000000;overflow:hidden;padding:0px 3px 0px 3px;vertical-align:bottom;text-align:center;">26</td> </tr> <tr style="height:20px;"> <td data-sheets-value='{"1":2,"2":"Polycarbonate"}' style="border-left:1px solid #000000;overflow:hidden;padding:0px 3px 0px 3px;vertical-align:bottom;">Polycarbonate</td> <td data-sheets-value='{"1":2,"2":"EW"}' style="overflow:hidden;padding:0px 3px 0px 3px;vertical-align:bottom;">EW</td> <td data-sheets-value='{"1":2,"2":"Heatstop Opal (T)"}' style="overflow:hidden;padding:0px 3px 0px 3px;vertical-align:bottom;">Heatstop Opal (T)</td> <td data-sheets-numberformat='{"1":2,"2":"0.00","3":1}' data-sheets-value='{"1":3,"3":1.19}' style="overflow:hidden;padding:0px 3px 0px 3px;vertical-align:bottom;text-align:center;">1.19</td> <td data-sheets-numberformat='{"1":2,"2":"0","3":1}' data-sheets-value='{"1":3,"3":20.09}' style="overflow:hidden;padding:0px 3px 0px 3px;vertical-align:bottom;text-align:center;">20</td> <td data-sheets-numberformat='{"1":2,"2":"0","3":1}' data-sheets-value='{"1":3,"3":38.940000000000005}' style="overflow:hidden;padding:0px 3px 0px 3px;vertical-align:bottom;text-align:center;">39</td> <td data-sheets-value='{"1":3,"3":24}' style="border-right:1px solid #000000;overflow:hidden;padding:0px 3px 0px 3px;vertical-align:bottom;text-align:center;">24</td> </tr> <tr style="height:20px;"> <td data-sheets-value='{"1":2,"2":"Heatstop PC"}' style="border-left:1px solid #000000;overflow:hidden;padding:0px 3px 0px 3px;vertical-align:bottom;">Heatstop PC</td> <td data-sheets-value='{"1":2,"2":"DW"}' style="overflow:hidden;padding:0px 3px 0px 3px;vertical-align:bottom;">DW</td> <td data-sheets-value='{"1":2,"2":"Clear (T/H)"}' style="overflow:hidden;padding:0px 3px 0px 3px;vertical-align:bottom;">Clear (T/H)</td> <td data-sheets-numberformat='{"1":2,"2":"0.00","3":1}' data-sheets-value='{"1":3,"3":0.98}' style="overflow:hidden;padding:0px 3px 0px 3px;vertical-align:bottom;text-align:center;">0.98</td> <td data-sheets-numberformat='{"1":2,"2":"0","3":1}' data-sheets-value='{"1":3,"3":18.04}' style="overflow:hidden;padding:0px 3px 0px 3px;vertical-align:bottom;text-align:center;">18</td> <td data-sheets-numberformat='{"1":2,"2":"0","3":1}' data-sheets-value='{"1":3,"3":33.660000000000004}' style="overflow:hidden;padding:0px 3px 0px 3px;vertical-align:bottom;text-align:center;">34</td> <td data-sheets-value='{"1":3,"3":26}' style="border-right:1px solid #000000;overflow:hidden;padding:0px 3px 0px 3px;vertical-align:bottom;text-align:center;">26</td> </tr> <tr style="height:20px;"> <td style="border-bottom:1px solid #000000;border-left:1px solid #000000;overflow:hidden;padding:0px 3px 0px 3px;vertical-align:bottom;"></td> <td style="border-bottom:1px solid #000000;overflow:hidden;padding:0px 3px 0px 3px;vertical-align:bottom;"></td> <td data-sheets-value='{"1":2,"2":"Opal (T/O)"}' style="border-bottom:1px solid #000000;overflow:hidden;padding:0px 3px 0px 3px;vertical-align:bottom;">Opal (T/O)</td> <td data-sheets-numberformat='{"1":2,"2":"0.00","3":1}' data-sheets-value='{"1":3,"3":0.98}' style="border-bottom:1px solid #000000;overflow:hidden;padding:0px 3px 0px 3px;vertical-align:bottom;text-align:center;">0.98</td> <td data-sheets-numberformat='{"1":2,"2":"0","3":1}' data-sheets-value='{"1":3,"3":16.81}' style="border-bottom:1px solid #000000;overflow:hidden;padding:0px 3px 0px 3px;vertical-align:bottom;text-align:center;">17</td> <td data-sheets-numberformat='{"1":2,"2":"0","3":1}' data-sheets-value='{"1":3,"3":29.700000000000003}' style="border-bottom:1px solid #000000;overflow:hidden;padding:0px 3px 0px 3px;vertical-align:bottom;text-align:center;">30</td> <td data-sheets-value='{"1":3,"3":26}' style="border-right:1px solid #000000;border-bottom:1px solid #000000;overflow:hidden;padding:0px 3px 0px 3px;vertical-align:bottom;text-align:center;">26</td> </tr> </tbody></table> | skylux-160-ce-met-koepel-en-pvc-opstand-30-20-met-lm-motor-pvc-raam-type-ep25-en-windvang-1000-x-1600-mm | 8586035855693 | 46872366514509
Smoke and heat exhaust (SHEV) | SHE system | Skylux | Skylux 160° CE with skylight and PVC curb 30/20 with LM-actuator, PVC frame type EP25 and spoiler 1000 x 1900 mm |  | 50468 | 5412970504689 | 5579.35 | Yes | 30-45 | 106.05 | 1000 x 1900 mm | 1900 | 1000 |  | PVC 30/20 (30 cm high & roof opening = 20 cm larger than daylight size) | Rectangular | 1.19 W/m²K - 0.98 W/m²K | 57% - 30% | 37% - 17% | 24dB - 26dB | 160° CE (for industry) | PVC frame EP25 | with spoiler | E | Single actuator | Maximum double-walled skylight possible for this product | Ut-value LT-value g-value Rw-value EN 1873 : 2014 EN ISO 13468 EN 16153 EN 410 EN 410 EN ISO 140-3 Material Walls Shells (W/m²K) (%) (%) (dB) Acrylic EW Clear (H) 1.19 37 57 24 PMMA Opal (O) 1.19 34 50 24 DW Clear (H/H) 0.98 33 50 26 Opal (O/O) 0.98 28 38 26 Polycarbonate EW Clear (A) 1.19 36 55 24 PC Opal (D) 1.19 24 40 24 DW Clear (A/H) 0.98 32 48 26 Clear (A/A) 0.98 32 46 26 Opal (A/O) 0.98 30 42 26 Opal (A/D) 0.98 21 33 26 Polycarbonate EW Heatstop Opal (T) 1.19 20 39 24 Heatstop PC DW Clear (T/H) 0.98 18 34 26 Opal (T/O) 0.98 17 30 26 | https://skylux.eu/en/products/skylux-160-ce-met-koepel-en-pvc-opstand-30-20-met-lm-motor-pvc-raam-type-ep25-en-windvang-1000-x-1900-mm | https://skylux.eu/cdn/shop/files/Skylux-160deg-CE-met-koepel-en-pvc-opstand-3020-met-LM-motor-pvc-raam-type-EP25-en-windvang-1000-x-1900-mm-RWA-systeem.jpg?v=1702980987&width=1600 | https://skylux.eu/cdn/shop/files/e5a82811-1bb0-48e4-a776-cacb59c7c092_131625bd-932d-44d9-985e-17baedf3d040.jpg?v=1688551257&width=1600 | //skylux.eu/cdn/shop/files/E_MH_Mounting_instructions_Skylux_160_CE_LM.pdf?v=12406716259046007223 | //skylux.eu/cdn/shop/files/E_TD_Technical_File_Skylux_Skylux_160_CE_Electric.pdf?v=3667116872303399239 | <style type="text/css" id="isPasted"><!--td {border: 1px solid #cccccc;}br {mso-data-placement:same-cell;}--></style><table border="1" cellpadding="0" cellspacing="0" dir="ltr" style="table-layout:fixed;font-size:10pt;font-family:Arial;border-collapse:collapse;border:none;"><tbody> <tr style="height:20px;"> <td style="overflow:hidden;padding:0px 3px 0px 3px;vertical-align:bottom;"></td> <td style="overflow:hidden;padding:0px 3px 0px 3px;vertical-align:bottom;"></td> <td style="overflow:hidden;padding:0px 3px 0px 3px;vertical-align:bottom;"></td> <td data-sheets-value='{"1":2,"2":"Ut-value"}' style="overflow:hidden;padding:0px 3px 0px 3px;vertical-align:bottom;font-weight:bold;text-align:center;">Ut-value</td> <td data-sheets-value='{"1":2,"2":"LT-value"}' style="overflow:hidden;padding:0px 3px 0px 3px;vertical-align:bottom;font-weight:bold;text-align:center;">LT-value</td> <td data-sheets-value='{"1":2,"2":"g-value"}' style="overflow:hidden;padding:0px 3px 0px 3px;vertical-align:bottom;font-weight:bold;text-align:center;">g-value</td> <td data-sheets-value='{"1":2,"2":"Rw-value "}' style="overflow:hidden;padding:0px 3px 0px 3px;vertical-align:bottom;font-weight:bold;text-align:center;">Rw-value </td> </tr> <tr style="height:20px;"> <td style="overflow:hidden;padding:0px 3px 0px 3px;vertical-align:bottom;"></td> <td style="overflow:hidden;padding:0px 3px 0px 3px;vertical-align:bottom;"></td> <td style="overflow:hidden;padding:0px 3px 0px 3px;vertical-align:bottom;"></td> <td data-sheets-numberformat='{"1":2,"2":"0.00","3":1}' data-sheets-value='{"1":2,"2":"EN 1873 : 2014"}' style="overflow:hidden;padding:0px 3px 0px 3px;vertical-align:bottom;text-align:center;">EN 1873 : 2014</td> <td data-sheets-numberformat='{"1":2,"2":"0","3":1}' data-sheets-value='{"1":2,"2":"EN ISO 13468 EN 16153 EN 410"}' style="overflow:hidden;padding:0px 3px 0px 3px;vertical-align:bottom;text-align:center;">EN ISO 13468 EN 16153 EN 410</td> <td data-sheets-numberformat='{"1":2,"2":"0","3":1}' data-sheets-value='{"1":2,"2":"EN 410"}' style="overflow:hidden;padding:0px 3px 0px 3px;vertical-align:bottom;text-align:center;">EN 410</td> <td data-sheets-value='{"1":2,"2":"EN ISO 140-3\t\t"}' style="overflow:hidden;padding:0px 3px 0px 3px;vertical-align:bottom;text-align:center;">EN ISO 140-3 </td> </tr> <tr style="height:20px;"> <td data-sheets-value='{"1":2,"2":"Material"}' style="border-bottom:1px solid #000000;overflow:hidden;padding:0px 3px 0px 3px;vertical-align:bottom;background-color:#000000;font-weight:bold;color:#ffffff;">Material</td> <td data-sheets-value='{"1":2,"2":"Walls"}' style="border-bottom:1px solid #000000;overflow:hidden;padding:0px 3px 0px 3px;vertical-align:bottom;background-color:#000000;font-weight:bold;color:#ffffff;">Walls</td> <td data-sheets-value='{"1":2,"2":"Shells"}' style="border-bottom:1px solid #000000;overflow:hidden;padding:0px 3px 0px 3px;vertical-align:bottom;background-color:#000000;font-weight:bold;color:#ffffff;">Shells</td> <td data-sheets-numberformat='{"1":2,"2":"0.00","3":1}' data-sheets-value='{"1":2,"2":"(W/m²K)\t"}' style="border-bottom:1px solid #000000;overflow:hidden;padding:0px 3px 0px 3px;vertical-align:bottom;background-color:#000000;font-weight:bold;color:#ffffff;text-align:center;">(W/m²K) </td> <td data-sheets-numberformat='{"1":2,"2":"0","3":1}' data-sheets-value='{"1":2,"2":"(%)"}' style="border-bottom:1px solid #000000;overflow:hidden;padding:0px 3px 0px 3px;vertical-align:bottom;background-color:#000000;font-weight:bold;color:#ffffff;text-align:center;">(%)</td> <td data-sheets-numberformat='{"1":2,"2":"0","3":1}' data-sheets-value='{"1":2,"2":"(%)"}' style="border-bottom:1px solid #000000;overflow:hidden;padding:0px 3px 0px 3px;vertical-align:bottom;background-color:#000000;font-weight:bold;color:#ffffff;text-align:center;">(%)</td> <td data-sheets-value='{"1":2,"2":"(dB)"}' style="border-bottom:1px solid #000000;overflow:hidden;padding:0px 3px 0px 3px;vertical-align:bottom;background-color:#000000;font-weight:bold;color:#ffffff;text-align:center;">(dB)</td> </tr> <tr style="height:20px;"> <td data-sheets-value='{"1":2,"2":"Acrylic"}' style="border-left:1px solid #000000;overflow:hidden;padding:0px 3px 0px 3px;vertical-align:bottom;">Acrylic</td> <td data-sheets-value='{"1":2,"2":"EW"}' style="overflow:hidden;padding:0px 3px 0px 3px;vertical-align:bottom;">EW</td> <td data-sheets-value='{"1":2,"2":"Clear (H)"}' style="overflow:hidden;padding:0px 3px 0px 3px;vertical-align:bottom;">Clear (H)</td> <td data-sheets-numberformat='{"1":2,"2":"0.00","3":1}' data-sheets-value='{"1":3,"3":1.19}' style="overflow:hidden;padding:0px 3px 0px 3px;vertical-align:bottom;text-align:center;">1.19</td> <td data-sheets-numberformat='{"1":2,"2":"0","3":1}' data-sheets-value='{"1":3,"3":36.9}' style="overflow:hidden;padding:0px 3px 0px 3px;vertical-align:bottom;text-align:center;">37</td> <td data-sheets-numberformat='{"1":2,"2":"0","3":1}' data-sheets-value='{"1":3,"3":57.42}' style="overflow:hidden;padding:0px 3px 0px 3px;vertical-align:bottom;text-align:center;">57</td> <td data-sheets-value='{"1":3,"3":24}' style="border-right:1px solid #000000;overflow:hidden;padding:0px 3px 0px 3px;vertical-align:bottom;text-align:center;">24</td> </tr> <tr style="height:20px;"> <td data-sheets-value='{"1":2,"2":"PMMA"}' style="border-left:1px solid #000000;overflow:hidden;padding:0px 3px 0px 3px;vertical-align:bottom;">PMMA</td> <td style="overflow:hidden;padding:0px 3px 0px 3px;vertical-align:bottom;"></td> <td data-sheets-value='{"1":2,"2":"Opal (O)"}' style="overflow:hidden;padding:0px 3px 0px 3px;vertical-align:bottom;">Opal (O)</td> <td data-sheets-numberformat='{"1":2,"2":"0.00","3":1}' data-sheets-value='{"1":3,"3":1.19}' style="overflow:hidden;padding:0px 3px 0px 3px;vertical-align:bottom;text-align:center;">1.19</td> <td data-sheets-numberformat='{"1":2,"2":"0","3":1}' data-sheets-value='{"1":3,"3":34.03}' style="overflow:hidden;padding:0px 3px 0px 3px;vertical-align:bottom;text-align:center;">34</td> <td data-sheets-numberformat='{"1":2,"2":"0","3":1}' data-sheets-value='{"1":3,"3":50.160000000000004}' style="overflow:hidden;padding:0px 3px 0px 3px;vertical-align:bottom;text-align:center;">50</td> <td data-sheets-value='{"1":3,"3":24}' style="border-right:1px solid #000000;overflow:hidden;padding:0px 3px 0px 3px;vertical-align:bottom;text-align:center;">24</td> </tr> <tr style="height:20px;"> <td style="border-left:1px solid #000000;overflow:hidden;padding:0px 3px 0px 3px;vertical-align:bottom;"></td> <td data-sheets-value='{"1":2,"2":"DW"}' style="overflow:hidden;padding:0px 3px 0px 3px;vertical-align:bottom;">DW</td> <td data-sheets-value='{"1":2,"2":"Clear (H/H)"}' style="overflow:hidden;padding:0px 3px 0px 3px;vertical-align:bottom;">Clear (H/H)</td> <td data-sheets-numberformat='{"1":2,"2":"0.00","3":1}' data-sheets-value='{"1":3,"3":0.98}' style="overflow:hidden;padding:0px 3px 0px 3px;vertical-align:bottom;text-align:center;">0.98</td> <td data-sheets-numberformat='{"1":2,"2":"0","3":1}' data-sheets-value='{"1":3,"3":33.21}' style="overflow:hidden;padding:0px 3px 0px 3px;vertical-align:bottom;text-align:center;">33</td> <td data-sheets-numberformat='{"1":2,"2":"0","3":1}' data-sheets-value='{"1":3,"3":49.5}' style="overflow:hidden;padding:0px 3px 0px 3px;vertical-align:bottom;text-align:center;">50</td> <td data-sheets-value='{"1":3,"3":26}' style="border-right:1px solid #000000;overflow:hidden;padding:0px 3px 0px 3px;vertical-align:bottom;text-align:center;">26</td> </tr> <tr style="height:20px;"> <td style="border-bottom:1px solid #000000;border-left:1px solid #000000;overflow:hidden;padding:0px 3px 0px 3px;vertical-align:bottom;"></td> <td style="border-bottom:1px solid #000000;overflow:hidden;padding:0px 3px 0px 3px;vertical-align:bottom;"></td> <td data-sheets-value='{"1":2,"2":"Opal (O/O)"}' style="border-bottom:1px solid #000000;overflow:hidden;padding:0px 3px 0px 3px;vertical-align:bottom;">Opal (O/O)</td> <td data-sheets-numberformat='{"1":2,"2":"0.00","3":1}' data-sheets-value='{"1":3,"3":0.98}' style="border-bottom:1px solid #000000;overflow:hidden;padding:0px 3px 0px 3px;vertical-align:bottom;text-align:center;">0.98</td> <td data-sheets-numberformat='{"1":2,"2":"0","3":1}' data-sheets-value='{"1":3,"3":28.29}' style="border-bottom:1px solid #000000;overflow:hidden;padding:0px 3px 0px 3px;vertical-align:bottom;text-align:center;">28</td> <td data-sheets-numberformat='{"1":2,"2":"0","3":1}' data-sheets-value='{"1":3,"3":38.28}' style="border-bottom:1px solid #000000;overflow:hidden;padding:0px 3px 0px 3px;vertical-align:bottom;text-align:center;">38</td> <td data-sheets-value='{"1":3,"3":26}' style="border-right:1px solid #000000;border-bottom:1px solid #000000;overflow:hidden;padding:0px 3px 0px 3px;vertical-align:bottom;text-align:center;">26</td> </tr> <tr style="height:20px;"> <td data-sheets-value='{"1":2,"2":"Polycarbonate "}' style="border-left:1px solid #000000;overflow:hidden;padding:0px 3px 0px 3px;vertical-align:bottom;">Polycarbonate </td> <td data-sheets-value='{"1":2,"2":"EW"}' style="overflow:hidden;padding:0px 3px 0px 3px;vertical-align:bottom;">EW</td> <td data-sheets-value='{"1":2,"2":"Clear (A)"}' style="overflow:hidden;padding:0px 3px 0px 3px;vertical-align:bottom;">Clear (A)</td> <td data-sheets-numberformat='{"1":2,"2":"0.00","3":1}' data-sheets-value='{"1":3,"3":1.19}' style="overflow:hidden;padding:0px 3px 0px 3px;vertical-align:bottom;text-align:center;">1.19</td> <td data-sheets-numberformat='{"1":2,"2":"0","3":1}' data-sheets-value='{"1":3,"3":36.08}' style="overflow:hidden;padding:0px 3px 0px 3px;vertical-align:bottom;text-align:center;">36</td> <td data-sheets-numberformat='{"1":2,"2":"0","3":1}' data-sheets-value='{"1":3,"3":54.78}' style="overflow:hidden;padding:0px 3px 0px 3px;vertical-align:bottom;text-align:center;">55</td> <td data-sheets-value='{"1":3,"3":24}' style="border-right:1px solid #000000;overflow:hidden;padding:0px 3px 0px 3px;vertical-align:bottom;text-align:center;">24</td> </tr> <tr style="height:20px;"> <td data-sheets-value='{"1":2,"2":"PC"}' style="border-left:1px solid #000000;overflow:hidden;padding:0px 3px 0px 3px;vertical-align:bottom;">PC</td> <td style="overflow:hidden;padding:0px 3px 0px 3px;vertical-align:bottom;"></td> <td data-sheets-value='{"1":2,"2":"Opal (D)"}' style="overflow:hidden;padding:0px 3px 0px 3px;vertical-align:bottom;">Opal (D)</td> <td data-sheets-numberformat='{"1":2,"2":"0.00","3":1}' data-sheets-value='{"1":3,"3":1.19}' style="overflow:hidden;padding:0px 3px 0px 3px;vertical-align:bottom;text-align:center;">1.19</td> <td data-sheets-numberformat='{"1":2,"2":"0","3":1}' data-sheets-value='{"1":3,"3":23.779999999999998}' style="overflow:hidden;padding:0px 3px 0px 3px;vertical-align:bottom;text-align:center;">24</td> <td data-sheets-numberformat='{"1":2,"2":"0","3":1}' data-sheets-value='{"1":3,"3":39.6}' style="overflow:hidden;padding:0px 3px 0px 3px;vertical-align:bottom;text-align:center;">40</td> <td data-sheets-value='{"1":3,"3":24}' style="border-right:1px solid #000000;overflow:hidden;padding:0px 3px 0px 3px;vertical-align:bottom;text-align:center;">24</td> </tr> <tr style="height:20px;"> <td style="border-left:1px solid #000000;overflow:hidden;padding:0px 3px 0px 3px;vertical-align:bottom;"></td> <td data-sheets-value='{"1":2,"2":"DW"}' style="overflow:hidden;padding:0px 3px 0px 3px;vertical-align:bottom;">DW</td> <td data-sheets-value='{"1":2,"2":"Clear (A/H)"}' style="overflow:hidden;padding:0px 3px 0px 3px;vertical-align:bottom;">Clear (A/H)</td> <td data-sheets-numberformat='{"1":2,"2":"0.00","3":1}' data-sheets-value='{"1":3,"3":0.98}' style="overflow:hidden;padding:0px 3px 0px 3px;vertical-align:bottom;text-align:center;">0.98</td> <td data-sheets-numberformat='{"1":2,"2":"0","3":1}' data-sheets-value='{"1":3,"3":32.39}' style="overflow:hidden;padding:0px 3px 0px 3px;vertical-align:bottom;text-align:center;">32</td> <td data-sheets-numberformat='{"1":2,"2":"0","3":1}' data-sheets-value='{"1":3,"3":47.52}' style="overflow:hidden;padding:0px 3px 0px 3px;vertical-align:bottom;text-align:center;">48</td> <td data-sheets-value='{"1":3,"3":26}' style="border-right:1px solid #000000;overflow:hidden;padding:0px 3px 0px 3px;vertical-align:bottom;text-align:center;">26</td> </tr> <tr style="height:20px;"> <td style="border-left:1px solid #000000;overflow:hidden;padding:0px 3px 0px 3px;vertical-align:bottom;"></td> <td style="overflow:hidden;padding:0px 3px 0px 3px;vertical-align:bottom;"></td> <td data-sheets-value='{"1":2,"2":"Clear (A/A)"}' style="overflow:hidden;padding:0px 3px 0px 3px;vertical-align:bottom;">Clear (A/A)</td> <td data-sheets-numberformat='{"1":2,"2":"0.00","3":1}' data-sheets-value='{"1":3,"3":0.98}' style="overflow:hidden;padding:0px 3px 0px 3px;vertical-align:bottom;text-align:center;">0.98</td> <td data-sheets-numberformat='{"1":2,"2":"0","3":1}' data-sheets-value='{"1":3,"3":31.569999999999997}' style="overflow:hidden;padding:0px 3px 0px 3px;vertical-align:bottom;text-align:center;">32</td> <td data-sheets-numberformat='{"1":2,"2":"0","3":1}' data-sheets-value='{"1":3,"3":45.54}' style="overflow:hidden;padding:0px 3px 0px 3px;vertical-align:bottom;text-align:center;">46</td> <td data-sheets-value='{"1":3,"3":26}' style="border-right:1px solid #000000;overflow:hidden;padding:0px 3px 0px 3px;vertical-align:bottom;text-align:center;">26</td> </tr> <tr style="height:20px;"> <td style="border-left:1px solid #000000;overflow:hidden;padding:0px 3px 0px 3px;vertical-align:bottom;"></td> <td style="overflow:hidden;padding:0px 3px 0px 3px;vertical-align:bottom;"></td> <td data-sheets-value='{"1":2,"2":"Opal (A/O)"}' style="overflow:hidden;padding:0px 3px 0px 3px;vertical-align:bottom;">Opal (A/O)</td> <td data-sheets-numberformat='{"1":2,"2":"0.00","3":1}' data-sheets-value='{"1":3,"3":0.98}' style="overflow:hidden;padding:0px 3px 0px 3px;vertical-align:bottom;text-align:center;">0.98</td> <td data-sheets-numberformat='{"1":2,"2":"0","3":1}' data-sheets-value='{"1":3,"3":29.93}' style="overflow:hidden;padding:0px 3px 0px 3px;vertical-align:bottom;text-align:center;">30</td> <td data-sheets-numberformat='{"1":2,"2":"0","3":1}' data-sheets-value='{"1":3,"3":41.580000000000005}' style="overflow:hidden;padding:0px 3px 0px 3px;vertical-align:bottom;text-align:center;">42</td> <td data-sheets-value='{"1":3,"3":26}' style="border-right:1px solid #000000;overflow:hidden;padding:0px 3px 0px 3px;vertical-align:bottom;text-align:center;">26</td> </tr> <tr style="height:20px;"> <td style="border-bottom:1px solid #000000;border-left:1px solid #000000;overflow:hidden;padding:0px 3px 0px 3px;vertical-align:bottom;"></td> <td style="border-bottom:1px solid #000000;overflow:hidden;padding:0px 3px 0px 3px;vertical-align:bottom;"></td> <td data-sheets-value='{"1":2,"2":"Opal (A/D)"}' style="border-bottom:1px solid #000000;overflow:hidden;padding:0px 3px 0px 3px;vertical-align:bottom;">Opal (A/D)</td> <td data-sheets-numberformat='{"1":2,"2":"0.00","3":1}' data-sheets-value='{"1":3,"3":0.98}' style="border-bottom:1px solid #000000;overflow:hidden;padding:0px 3px 0px 3px;vertical-align:bottom;text-align:center;">0.98</td> <td data-sheets-numberformat='{"1":2,"2":"0","3":1}' data-sheets-value='{"1":3,"3":20.91}' style="border-bottom:1px solid #000000;overflow:hidden;padding:0px 3px 0px 3px;vertical-align:bottom;text-align:center;">21</td> <td data-sheets-numberformat='{"1":2,"2":"0","3":1}' data-sheets-value='{"1":3,"3":33}' style="border-bottom:1px solid #000000;overflow:hidden;padding:0px 3px 0px 3px;vertical-align:bottom;text-align:center;">33</td> <td data-sheets-value='{"1":3,"3":26}' style="border-right:1px solid #000000;border-bottom:1px solid #000000;overflow:hidden;padding:0px 3px 0px 3px;vertical-align:bottom;text-align:center;">26</td> </tr> <tr style="height:20px;"> <td data-sheets-value='{"1":2,"2":"Polycarbonate"}' style="border-left:1px solid #000000;overflow:hidden;padding:0px 3px 0px 3px;vertical-align:bottom;">Polycarbonate</td> <td data-sheets-value='{"1":2,"2":"EW"}' style="overflow:hidden;padding:0px 3px 0px 3px;vertical-align:bottom;">EW</td> <td data-sheets-value='{"1":2,"2":"Heatstop Opal (T)"}' style="overflow:hidden;padding:0px 3px 0px 3px;vertical-align:bottom;">Heatstop Opal (T)</td> <td data-sheets-numberformat='{"1":2,"2":"0.00","3":1}' data-sheets-value='{"1":3,"3":1.19}' style="overflow:hidden;padding:0px 3px 0px 3px;vertical-align:bottom;text-align:center;">1.19</td> <td data-sheets-numberformat='{"1":2,"2":"0","3":1}' data-sheets-value='{"1":3,"3":20.09}' style="overflow:hidden;padding:0px 3px 0px 3px;vertical-align:bottom;text-align:center;">20</td> <td data-sheets-numberformat='{"1":2,"2":"0","3":1}' data-sheets-value='{"1":3,"3":38.940000000000005}' style="overflow:hidden;padding:0px 3px 0px 3px;vertical-align:bottom;text-align:center;">39</td> <td data-sheets-value='{"1":3,"3":24}' style="border-right:1px solid #000000;overflow:hidden;padding:0px 3px 0px 3px;vertical-align:bottom;text-align:center;">24</td> </tr> <tr style="height:20px;"> <td data-sheets-value='{"1":2,"2":"Heatstop PC"}' style="border-left:1px solid #000000;overflow:hidden;padding:0px 3px 0px 3px;vertical-align:bottom;">Heatstop PC</td> <td data-sheets-value='{"1":2,"2":"DW"}' style="overflow:hidden;padding:0px 3px 0px 3px;vertical-align:bottom;">DW</td> <td data-sheets-value='{"1":2,"2":"Clear (T/H)"}' style="overflow:hidden;padding:0px 3px 0px 3px;vertical-align:bottom;">Clear (T/H)</td> <td data-sheets-numberformat='{"1":2,"2":"0.00","3":1}' data-sheets-value='{"1":3,"3":0.98}' style="overflow:hidden;padding:0px 3px 0px 3px;vertical-align:bottom;text-align:center;">0.98</td> <td data-sheets-numberformat='{"1":2,"2":"0","3":1}' data-sheets-value='{"1":3,"3":18.04}' style="overflow:hidden;padding:0px 3px 0px 3px;vertical-align:bottom;text-align:center;">18</td> <td data-sheets-numberformat='{"1":2,"2":"0","3":1}' data-sheets-value='{"1":3,"3":33.660000000000004}' style="overflow:hidden;padding:0px 3px 0px 3px;vertical-align:bottom;text-align:center;">34</td> <td data-sheets-value='{"1":3,"3":26}' style="border-right:1px solid #000000;overflow:hidden;padding:0px 3px 0px 3px;vertical-align:bottom;text-align:center;">26</td> </tr> <tr style="height:20px;"> <td style="border-bottom:1px solid #000000;border-left:1px solid #000000;overflow:hidden;padding:0px 3px 0px 3px;vertical-align:bottom;"></td> <td style="border-bottom:1px solid #000000;overflow:hidden;padding:0px 3px 0px 3px;vertical-align:bottom;"></td> <td data-sheets-value='{"1":2,"2":"Opal (T/O)"}' style="border-bottom:1px solid #000000;overflow:hidden;padding:0px 3px 0px 3px;vertical-align:bottom;">Opal (T/O)</td> <td data-sheets-numberformat='{"1":2,"2":"0.00","3":1}' data-sheets-value='{"1":3,"3":0.98}' style="border-bottom:1px solid #000000;overflow:hidden;padding:0px 3px 0px 3px;vertical-align:bottom;text-align:center;">0.98</td> <td data-sheets-numberformat='{"1":2,"2":"0","3":1}' data-sheets-value='{"1":3,"3":16.81}' style="border-bottom:1px solid #000000;overflow:hidden;padding:0px 3px 0px 3px;vertical-align:bottom;text-align:center;">17</td> <td data-sheets-numberformat='{"1":2,"2":"0","3":1}' data-sheets-value='{"1":3,"3":29.700000000000003}' style="border-bottom:1px solid #000000;overflow:hidden;padding:0px 3px 0px 3px;vertical-align:bottom;text-align:center;">30</td> <td data-sheets-value='{"1":3,"3":26}' style="border-right:1px solid #000000;border-bottom:1px solid #000000;overflow:hidden;padding:0px 3px 0px 3px;vertical-align:bottom;text-align:center;">26</td> </tr> </tbody></table> | skylux-160-ce-met-koepel-en-pvc-opstand-30-20-met-lm-motor-pvc-raam-type-ep25-en-windvang-1000-x-1900-mm | 8586035921229 | 46872366580045
Smoke and heat exhaust (SHEV) | SHE system | Skylux | Skylux 160° CE with skylight and PVC curb 30/20 with LM-actuator, PVC frame type EP25 and spoiler 1000 x 2000 mm |  | 50469 | 5412970504696 | 5622.9 | Yes | 30-45 | 109.2 | 1000 x 2000 mm | 2000 | 1000 |  | PVC 30/20 (30 cm high & roof opening = 20 cm larger than daylight size) | Rectangular | 1.19 W/m²K - 0.98 W/m²K | 57% - 30% | 37% - 17% | 24dB - 26dB | 160° CE (for industry) | PVC frame EP25 | with spoiler | E | Single actuator | Maximum double-walled skylight possible for this product | Ut-value LT-value g-value Rw-value EN 1873 : 2014 EN ISO 13468 EN 16153 EN 410 EN 410 EN ISO 140-3 Material Walls Shells (W/m²K) (%) (%) (dB) Acrylic EW Clear (H) 1.19 37 57 24 PMMA Opal (O) 1.19 34 50 24 DW Clear (H/H) 0.98 33 50 26 Opal (O/O) 0.98 28 38 26 Polycarbonate EW Clear (A) 1.19 36 55 24 PC Opal (D) 1.19 24 40 24 DW Clear (A/H) 0.98 32 48 26 Clear (A/A) 0.98 32 46 26 Opal (A/O) 0.98 30 42 26 Opal (A/D) 0.98 21 33 26 Polycarbonate EW Heatstop Opal (T) 1.19 20 39 24 Heatstop PC DW Clear (T/H) 0.98 18 34 26 Opal (T/O) 0.98 17 30 26 | https://skylux.eu/en/products/skylux-160-ce-met-koepel-en-pvc-opstand-30-20-met-lm-motor-pvc-raam-type-ep25-en-windvang-1000-x-2000-mm | https://skylux.eu/cdn/shop/files/Skylux-160deg-CE-met-koepel-en-pvc-opstand-3020-met-LM-motor-pvc-raam-type-EP25-en-windvang-1000-x-2000-mm-RWA-systeem.jpg?v=1702980992&width=1600 | https://skylux.eu/cdn/shop/files/e5a82811-1bb0-48e4-a776-cacb59c7c092_2a469a73-35f3-421a-a419-851196956bbc.jpg?v=1688551258&width=1600 | //skylux.eu/cdn/shop/files/E_MH_Mounting_instructions_Skylux_160_CE_LM.pdf?v=12406716259046007223 | //skylux.eu/cdn/shop/files/E_TD_Technical_File_Skylux_Skylux_160_CE_Electric.pdf?v=3667116872303399239 | <style type="text/css" id="isPasted"><!--td {border: 1px solid #cccccc;}br {mso-data-placement:same-cell;}--></style><table border="1" cellpadding="0" cellspacing="0" dir="ltr" style="table-layout:fixed;font-size:10pt;font-family:Arial;border-collapse:collapse;border:none;"><tbody> <tr style="height:20px;"> <td style="overflow:hidden;padding:0px 3px 0px 3px;vertical-align:bottom;"></td> <td style="overflow:hidden;padding:0px 3px 0px 3px;vertical-align:bottom;"></td> <td style="overflow:hidden;padding:0px 3px 0px 3px;vertical-align:bottom;"></td> <td data-sheets-value='{"1":2,"2":"Ut-value"}' style="overflow:hidden;padding:0px 3px 0px 3px;vertical-align:bottom;font-weight:bold;text-align:center;">Ut-value</td> <td data-sheets-value='{"1":2,"2":"LT-value"}' style="overflow:hidden;padding:0px 3px 0px 3px;vertical-align:bottom;font-weight:bold;text-align:center;">LT-value</td> <td data-sheets-value='{"1":2,"2":"g-value"}' style="overflow:hidden;padding:0px 3px 0px 3px;vertical-align:bottom;font-weight:bold;text-align:center;">g-value</td> <td data-sheets-value='{"1":2,"2":"Rw-value "}' style="overflow:hidden;padding:0px 3px 0px 3px;vertical-align:bottom;font-weight:bold;text-align:center;">Rw-value </td> </tr> <tr style="height:20px;"> <td style="overflow:hidden;padding:0px 3px 0px 3px;vertical-align:bottom;"></td> <td style="overflow:hidden;padding:0px 3px 0px 3px;vertical-align:bottom;"></td> <td style="overflow:hidden;padding:0px 3px 0px 3px;vertical-align:bottom;"></td> <td data-sheets-numberformat='{"1":2,"2":"0.00","3":1}' data-sheets-value='{"1":2,"2":"EN 1873 : 2014"}' style="overflow:hidden;padding:0px 3px 0px 3px;vertical-align:bottom;text-align:center;">EN 1873 : 2014</td> <td data-sheets-numberformat='{"1":2,"2":"0","3":1}' data-sheets-value='{"1":2,"2":"EN ISO 13468 EN 16153 EN 410"}' style="overflow:hidden;padding:0px 3px 0px 3px;vertical-align:bottom;text-align:center;">EN ISO 13468 EN 16153 EN 410</td> <td data-sheets-numberformat='{"1":2,"2":"0","3":1}' data-sheets-value='{"1":2,"2":"EN 410"}' style="overflow:hidden;padding:0px 3px 0px 3px;vertical-align:bottom;text-align:center;">EN 410</td> <td data-sheets-value='{"1":2,"2":"EN ISO 140-3\t\t"}' style="overflow:hidden;padding:0px 3px 0px 3px;vertical-align:bottom;text-align:center;">EN ISO 140-3 </td> </tr> <tr style="height:20px;"> <td data-sheets-value='{"1":2,"2":"Material"}' style="border-bottom:1px solid #000000;overflow:hidden;padding:0px 3px 0px 3px;vertical-align:bottom;background-color:#000000;font-weight:bold;color:#ffffff;">Material</td> <td data-sheets-value='{"1":2,"2":"Walls"}' style="border-bottom:1px solid #000000;overflow:hidden;padding:0px 3px 0px 3px;vertical-align:bottom;background-color:#000000;font-weight:bold;color:#ffffff;">Walls</td> <td data-sheets-value='{"1":2,"2":"Shells"}' style="border-bottom:1px solid #000000;overflow:hidden;padding:0px 3px 0px 3px;vertical-align:bottom;background-color:#000000;font-weight:bold;color:#ffffff;">Shells</td> <td data-sheets-numberformat='{"1":2,"2":"0.00","3":1}' data-sheets-value='{"1":2,"2":"(W/m²K)\t"}' style="border-bottom:1px solid #000000;overflow:hidden;padding:0px 3px 0px 3px;vertical-align:bottom;background-color:#000000;font-weight:bold;color:#ffffff;text-align:center;">(W/m²K) </td> <td data-sheets-numberformat='{"1":2,"2":"0","3":1}' data-sheets-value='{"1":2,"2":"(%)"}' style="border-bottom:1px solid #000000;overflow:hidden;padding:0px 3px 0px 3px;vertical-align:bottom;background-color:#000000;font-weight:bold;color:#ffffff;text-align:center;">(%)</td> <td data-sheets-numberformat='{"1":2,"2":"0","3":1}' data-sheets-value='{"1":2,"2":"(%)"}' style="border-bottom:1px solid #000000;overflow:hidden;padding:0px 3px 0px 3px;vertical-align:bottom;background-color:#000000;font-weight:bold;color:#ffffff;text-align:center;">(%)</td> <td data-sheets-value='{"1":2,"2":"(dB)"}' style="border-bottom:1px solid #000000;overflow:hidden;padding:0px 3px 0px 3px;vertical-align:bottom;background-color:#000000;font-weight:bold;color:#ffffff;text-align:center;">(dB)</td> </tr> <tr style="height:20px;"> <td data-sheets-value='{"1":2,"2":"Acrylic"}' style="border-left:1px solid #000000;overflow:hidden;padding:0px 3px 0px 3px;vertical-align:bottom;">Acrylic</td> <td data-sheets-value='{"1":2,"2":"EW"}' style="overflow:hidden;padding:0px 3px 0px 3px;vertical-align:bottom;">EW</td> <td data-sheets-value='{"1":2,"2":"Clear (H)"}' style="overflow:hidden;padding:0px 3px 0px 3px;vertical-align:bottom;">Clear (H)</td> <td data-sheets-numberformat='{"1":2,"2":"0.00","3":1}' data-sheets-value='{"1":3,"3":1.19}' style="overflow:hidden;padding:0px 3px 0px 3px;vertical-align:bottom;text-align:center;">1.19</td> <td data-sheets-numberformat='{"1":2,"2":"0","3":1}' data-sheets-value='{"1":3,"3":36.9}' style="overflow:hidden;padding:0px 3px 0px 3px;vertical-align:bottom;text-align:center;">37</td> <td data-sheets-numberformat='{"1":2,"2":"0","3":1}' data-sheets-value='{"1":3,"3":57.42}' style="overflow:hidden;padding:0px 3px 0px 3px;vertical-align:bottom;text-align:center;">57</td> <td data-sheets-value='{"1":3,"3":24}' style="border-right:1px solid #000000;overflow:hidden;padding:0px 3px 0px 3px;vertical-align:bottom;text-align:center;">24</td> </tr> <tr style="height:20px;"> <td data-sheets-value='{"1":2,"2":"PMMA"}' style="border-left:1px solid #000000;overflow:hidden;padding:0px 3px 0px 3px;vertical-align:bottom;">PMMA</td> <td style="overflow:hidden;padding:0px 3px 0px 3px;vertical-align:bottom;"></td> <td data-sheets-value='{"1":2,"2":"Opal (O)"}' style="overflow:hidden;padding:0px 3px 0px 3px;vertical-align:bottom;">Opal (O)</td> <td data-sheets-numberformat='{"1":2,"2":"0.00","3":1}' data-sheets-value='{"1":3,"3":1.19}' style="overflow:hidden;padding:0px 3px 0px 3px;vertical-align:bottom;text-align:center;">1.19</td> <td data-sheets-numberformat='{"1":2,"2":"0","3":1}' data-sheets-value='{"1":3,"3":34.03}' style="overflow:hidden;padding:0px 3px 0px 3px;vertical-align:bottom;text-align:center;">34</td> <td data-sheets-numberformat='{"1":2,"2":"0","3":1}' data-sheets-value='{"1":3,"3":50.160000000000004}' style="overflow:hidden;padding:0px 3px 0px 3px;vertical-align:bottom;text-align:center;">50</td> <td data-sheets-value='{"1":3,"3":24}' style="border-right:1px solid #000000;overflow:hidden;padding:0px 3px 0px 3px;vertical-align:bottom;text-align:center;">24</td> </tr> <tr style="height:20px;"> <td style="border-left:1px solid #000000;overflow:hidden;padding:0px 3px 0px 3px;vertical-align:bottom;"></td> <td data-sheets-value='{"1":2,"2":"DW"}' style="overflow:hidden;padding:0px 3px 0px 3px;vertical-align:bottom;">DW</td> <td data-sheets-value='{"1":2,"2":"Clear (H/H)"}' style="overflow:hidden;padding:0px 3px 0px 3px;vertical-align:bottom;">Clear (H/H)</td> <td data-sheets-numberformat='{"1":2,"2":"0.00","3":1}' data-sheets-value='{"1":3,"3":0.98}' style="overflow:hidden;padding:0px 3px 0px 3px;vertical-align:bottom;text-align:center;">0.98</td> <td data-sheets-numberformat='{"1":2,"2":"0","3":1}' data-sheets-value='{"1":3,"3":33.21}' style="overflow:hidden;padding:0px 3px 0px 3px;vertical-align:bottom;text-align:center;">33</td> <td data-sheets-numberformat='{"1":2,"2":"0","3":1}' data-sheets-value='{"1":3,"3":49.5}' style="overflow:hidden;padding:0px 3px 0px 3px;vertical-align:bottom;text-align:center;">50</td> <td data-sheets-value='{"1":3,"3":26}' style="border-right:1px solid #000000;overflow:hidden;padding:0px 3px 0px 3px;vertical-align:bottom;text-align:center;">26</td> </tr> <tr style="height:20px;"> <td style="border-bottom:1px solid #000000;border-left:1px solid #000000;overflow:hidden;padding:0px 3px 0px 3px;vertical-align:bottom;"></td> <td style="border-bottom:1px solid #000000;overflow:hidden;padding:0px 3px 0px 3px;vertical-align:bottom;"></td> <td data-sheets-value='{"1":2,"2":"Opal (O/O)"}' style="border-bottom:1px solid #000000;overflow:hidden;padding:0px 3px 0px 3px;vertical-align:bottom;">Opal (O/O)</td> <td data-sheets-numberformat='{"1":2,"2":"0.00","3":1}' data-sheets-value='{"1":3,"3":0.98}' style="border-bottom:1px solid #000000;overflow:hidden;padding:0px 3px 0px 3px;vertical-align:bottom;text-align:center;">0.98</td> <td data-sheets-numberformat='{"1":2,"2":"0","3":1}' data-sheets-value='{"1":3,"3":28.29}' style="border-bottom:1px solid #000000;overflow:hidden;padding:0px 3px 0px 3px;vertical-align:bottom;text-align:center;">28</td> <td data-sheets-numberformat='{"1":2,"2":"0","3":1}' data-sheets-value='{"1":3,"3":38.28}' style="border-bottom:1px solid #000000;overflow:hidden;padding:0px 3px 0px 3px;vertical-align:bottom;text-align:center;">38</td> <td data-sheets-value='{"1":3,"3":26}' style="border-right:1px solid #000000;border-bottom:1px solid #000000;overflow:hidden;padding:0px 3px 0px 3px;vertical-align:bottom;text-align:center;">26</td> </tr> <tr style="height:20px;"> <td data-sheets-value='{"1":2,"2":"Polycarbonate "}' style="border-left:1px solid #000000;overflow:hidden;padding:0px 3px 0px 3px;vertical-align:bottom;">Polycarbonate </td> <td data-sheets-value='{"1":2,"2":"EW"}' style="overflow:hidden;padding:0px 3px 0px 3px;vertical-align:bottom;">EW</td> <td data-sheets-value='{"1":2,"2":"Clear (A)"}' style="overflow:hidden;padding:0px 3px 0px 3px;vertical-align:bottom;">Clear (A)</td> <td data-sheets-numberformat='{"1":2,"2":"0.00","3":1}' data-sheets-value='{"1":3,"3":1.19}' style="overflow:hidden;padding:0px 3px 0px 3px;vertical-align:bottom;text-align:center;">1.19</td> <td data-sheets-numberformat='{"1":2,"2":"0","3":1}' data-sheets-value='{"1":3,"3":36.08}' style="overflow:hidden;padding:0px 3px 0px 3px;vertical-align:bottom;text-align:center;">36</td> <td data-sheets-numberformat='{"1":2,"2":"0","3":1}' data-sheets-value='{"1":3,"3":54.78}' style="overflow:hidden;padding:0px 3px 0px 3px;vertical-align:bottom;text-align:center;">55</td> <td data-sheets-value='{"1":3,"3":24}' style="border-right:1px solid #000000;overflow:hidden;padding:0px 3px 0px 3px;vertical-align:bottom;text-align:center;">24</td> </tr> <tr style="height:20px;"> <td data-sheets-value='{"1":2,"2":"PC"}' style="border-left:1px solid #000000;overflow:hidden;padding:0px 3px 0px 3px;vertical-align:bottom;">PC</td> <td style="overflow:hidden;padding:0px 3px 0px 3px;vertical-align:bottom;"></td> <td data-sheets-value='{"1":2,"2":"Opal (D)"}' style="overflow:hidden;padding:0px 3px 0px 3px;vertical-align:bottom;">Opal (D)</td> <td data-sheets-numberformat='{"1":2,"2":"0.00","3":1}' data-sheets-value='{"1":3,"3":1.19}' style="overflow:hidden;padding:0px 3px 0px 3px;vertical-align:bottom;text-align:center;">1.19</td> <td data-sheets-numberformat='{"1":2,"2":"0","3":1}' data-sheets-value='{"1":3,"3":23.779999999999998}' style="overflow:hidden;padding:0px 3px 0px 3px;vertical-align:bottom;text-align:center;">24</td> <td data-sheets-numberformat='{"1":2,"2":"0","3":1}' data-sheets-value='{"1":3,"3":39.6}' style="overflow:hidden;padding:0px 3px 0px 3px;vertical-align:bottom;text-align:center;">40</td> <td data-sheets-value='{"1":3,"3":24}' style="border-right:1px solid #000000;overflow:hidden;padding:0px 3px 0px 3px;vertical-align:bottom;text-align:center;">24</td> </tr> <tr style="height:20px;"> <td style="border-left:1px solid #000000;overflow:hidden;padding:0px 3px 0px 3px;vertical-align:bottom;"></td> <td data-sheets-value='{"1":2,"2":"DW"}' style="overflow:hidden;padding:0px 3px 0px 3px;vertical-align:bottom;">DW</td> <td data-sheets-value='{"1":2,"2":"Clear (A/H)"}' style="overflow:hidden;padding:0px 3px 0px 3px;vertical-align:bottom;">Clear (A/H)</td> <td data-sheets-numberformat='{"1":2,"2":"0.00","3":1}' data-sheets-value='{"1":3,"3":0.98}' style="overflow:hidden;padding:0px 3px 0px 3px;vertical-align:bottom;text-align:center;">0.98</td> <td data-sheets-numberformat='{"1":2,"2":"0","3":1}' data-sheets-value='{"1":3,"3":32.39}' style="overflow:hidden;padding:0px 3px 0px 3px;vertical-align:bottom;text-align:center;">32</td> <td data-sheets-numberformat='{"1":2,"2":"0","3":1}' data-sheets-value='{"1":3,"3":47.52}' style="overflow:hidden;padding:0px 3px 0px 3px;vertical-align:bottom;text-align:center;">48</td> <td data-sheets-value='{"1":3,"3":26}' style="border-right:1px solid #000000;overflow:hidden;padding:0px 3px 0px 3px;vertical-align:bottom;text-align:center;">26</td> </tr> <tr style="height:20px;"> <td style="border-left:1px solid #000000;overflow:hidden;padding:0px 3px 0px 3px;vertical-align:bottom;"></td> <td style="overflow:hidden;padding:0px 3px 0px 3px;vertical-align:bottom;"></td> <td data-sheets-value='{"1":2,"2":"Clear (A/A)"}' style="overflow:hidden;padding:0px 3px 0px 3px;vertical-align:bottom;">Clear (A/A)</td> <td data-sheets-numberformat='{"1":2,"2":"0.00","3":1}' data-sheets-value='{"1":3,"3":0.98}' style="overflow:hidden;padding:0px 3px 0px 3px;vertical-align:bottom;text-align:center;">0.98</td> <td data-sheets-numberformat='{"1":2,"2":"0","3":1}' data-sheets-value='{"1":3,"3":31.569999999999997}' style="overflow:hidden;padding:0px 3px 0px 3px;vertical-align:bottom;text-align:center;">32</td> <td data-sheets-numberformat='{"1":2,"2":"0","3":1}' data-sheets-value='{"1":3,"3":45.54}' style="overflow:hidden;padding:0px 3px 0px 3px;vertical-align:bottom;text-align:center;">46</td> <td data-sheets-value='{"1":3,"3":26}' style="border-right:1px solid #000000;overflow:hidden;padding:0px 3px 0px 3px;vertical-align:bottom;text-align:center;">26</td> </tr> <tr style="height:20px;"> <td style="border-left:1px solid #000000;overflow:hidden;padding:0px 3px 0px 3px;vertical-align:bottom;"></td> <td style="overflow:hidden;padding:0px 3px 0px 3px;vertical-align:bottom;"></td> <td data-sheets-value='{"1":2,"2":"Opal (A/O)"}' style="overflow:hidden;padding:0px 3px 0px 3px;vertical-align:bottom;">Opal (A/O)</td> <td data-sheets-numberformat='{"1":2,"2":"0.00","3":1}' data-sheets-value='{"1":3,"3":0.98}' style="overflow:hidden;padding:0px 3px 0px 3px;vertical-align:bottom;text-align:center;">0.98</td> <td data-sheets-numberformat='{"1":2,"2":"0","3":1}' data-sheets-value='{"1":3,"3":29.93}' style="overflow:hidden;padding:0px 3px 0px 3px;vertical-align:bottom;text-align:center;">30</td> <td data-sheets-numberformat='{"1":2,"2":"0","3":1}' data-sheets-value='{"1":3,"3":41.580000000000005}' style="overflow:hidden;padding:0px 3px 0px 3px;vertical-align:bottom;text-align:center;">42</td> <td data-sheets-value='{"1":3,"3":26}' style="border-right:1px solid #000000;overflow:hidden;padding:0px 3px 0px 3px;vertical-align:bottom;text-align:center;">26</td> </tr> <tr style="height:20px;"> <td style="border-bottom:1px solid #000000;border-left:1px solid #000000;overflow:hidden;padding:0px 3px 0px 3px;vertical-align:bottom;"></td> <td style="border-bottom:1px solid #000000;overflow:hidden;padding:0px 3px 0px 3px;vertical-align:bottom;"></td> <td data-sheets-value='{"1":2,"2":"Opal (A/D)"}' style="border-bottom:1px solid #000000;overflow:hidden;padding:0px 3px 0px 3px;vertical-align:bottom;">Opal (A/D)</td> <td data-sheets-numberformat='{"1":2,"2":"0.00","3":1}' data-sheets-value='{"1":3,"3":0.98}' style="border-bottom:1px solid #000000;overflow:hidden;padding:0px 3px 0px 3px;vertical-align:bottom;text-align:center;">0.98</td> <td data-sheets-numberformat='{"1":2,"2":"0","3":1}' data-sheets-value='{"1":3,"3":20.91}' style="border-bottom:1px solid #000000;overflow:hidden;padding:0px 3px 0px 3px;vertical-align:bottom;text-align:center;">21</td> <td data-sheets-numberformat='{"1":2,"2":"0","3":1}' data-sheets-value='{"1":3,"3":33}' style="border-bottom:1px solid #000000;overflow:hidden;padding:0px 3px 0px 3px;vertical-align:bottom;text-align:center;">33</td> <td data-sheets-value='{"1":3,"3":26}' style="border-right:1px solid #000000;border-bottom:1px solid #000000;overflow:hidden;padding:0px 3px 0px 3px;vertical-align:bottom;text-align:center;">26</td> </tr> <tr style="height:20px;"> <td data-sheets-value='{"1":2,"2":"Polycarbonate"}' style="border-left:1px solid #000000;overflow:hidden;padding:0px 3px 0px 3px;vertical-align:bottom;">Polycarbonate</td> <td data-sheets-value='{"1":2,"2":"EW"}' style="overflow:hidden;padding:0px 3px 0px 3px;vertical-align:bottom;">EW</td> <td data-sheets-value='{"1":2,"2":"Heatstop Opal (T)"}' style="overflow:hidden;padding:0px 3px 0px 3px;vertical-align:bottom;">Heatstop Opal (T)</td> <td data-sheets-numberformat='{"1":2,"2":"0.00","3":1}' data-sheets-value='{"1":3,"3":1.19}' style="overflow:hidden;padding:0px 3px 0px 3px;vertical-align:bottom;text-align:center;">1.19</td> <td data-sheets-numberformat='{"1":2,"2":"0","3":1}' data-sheets-value='{"1":3,"3":20.09}' style="overflow:hidden;padding:0px 3px 0px 3px;vertical-align:bottom;text-align:center;">20</td> <td data-sheets-numberformat='{"1":2,"2":"0","3":1}' data-sheets-value='{"1":3,"3":38.940000000000005}' style="overflow:hidden;padding:0px 3px 0px 3px;vertical-align:bottom;text-align:center;">39</td> <td data-sheets-value='{"1":3,"3":24}' style="border-right:1px solid #000000;overflow:hidden;padding:0px 3px 0px 3px;vertical-align:bottom;text-align:center;">24</td> </tr> <tr style="height:20px;"> <td data-sheets-value='{"1":2,"2":"Heatstop PC"}' style="border-left:1px solid #000000;overflow:hidden;padding:0px 3px 0px 3px;vertical-align:bottom;">Heatstop PC</td> <td data-sheets-value='{"1":2,"2":"DW"}' style="overflow:hidden;padding:0px 3px 0px 3px;vertical-align:bottom;">DW</td> <td data-sheets-value='{"1":2,"2":"Clear (T/H)"}' style="overflow:hidden;padding:0px 3px 0px 3px;vertical-align:bottom;">Clear (T/H)</td> <td data-sheets-numberformat='{"1":2,"2":"0.00","3":1}' data-sheets-value='{"1":3,"3":0.98}' style="overflow:hidden;padding:0px 3px 0px 3px;vertical-align:bottom;text-align:center;">0.98</td> <td data-sheets-numberformat='{"1":2,"2":"0","3":1}' data-sheets-value='{"1":3,"3":18.04}' style="overflow:hidden;padding:0px 3px 0px 3px;vertical-align:bottom;text-align:center;">18</td> <td data-sheets-numberformat='{"1":2,"2":"0","3":1}' data-sheets-value='{"1":3,"3":33.660000000000004}' style="overflow:hidden;padding:0px 3px 0px 3px;vertical-align:bottom;text-align:center;">34</td> <td data-sheets-value='{"1":3,"3":26}' style="border-right:1px solid #000000;overflow:hidden;padding:0px 3px 0px 3px;vertical-align:bottom;text-align:center;">26</td> </tr> <tr style="height:20px;"> <td style="border-bottom:1px solid #000000;border-left:1px solid #000000;overflow:hidden;padding:0px 3px 0px 3px;vertical-align:bottom;"></td> <td style="border-bottom:1px solid #000000;overflow:hidden;padding:0px 3px 0px 3px;vertical-align:bottom;"></td> <td data-sheets-value='{"1":2,"2":"Opal (T/O)"}' style="border-bottom:1px solid #000000;overflow:hidden;padding:0px 3px 0px 3px;vertical-align:bottom;">Opal (T/O)</td> <td data-sheets-numberformat='{"1":2,"2":"0.00","3":1}' data-sheets-value='{"1":3,"3":0.98}' style="border-bottom:1px solid #000000;overflow:hidden;padding:0px 3px 0px 3px;vertical-align:bottom;text-align:center;">0.98</td> <td data-sheets-numberformat='{"1":2,"2":"0","3":1}' data-sheets-value='{"1":3,"3":16.81}' style="border-bottom:1px solid #000000;overflow:hidden;padding:0px 3px 0px 3px;vertical-align:bottom;text-align:center;">17</td> <td data-sheets-numberformat='{"1":2,"2":"0","3":1}' data-sheets-value='{"1":3,"3":29.700000000000003}' style="border-bottom:1px solid #000000;overflow:hidden;padding:0px 3px 0px 3px;vertical-align:bottom;text-align:center;">30</td> <td data-sheets-value='{"1":3,"3":26}' style="border-right:1px solid #000000;border-bottom:1px solid #000000;overflow:hidden;padding:0px 3px 0px 3px;vertical-align:bottom;text-align:center;">26</td> </tr> </tbody></table> | skylux-160-ce-met-koepel-en-pvc-opstand-30-20-met-lm-motor-pvc-raam-type-ep25-en-windvang-1000-x-2000-mm | 8586035953997 | 46872366645581
Smoke and heat exhaust (SHEV) | SHE system | Skylux | Skylux 160° CE with skylight and PVC curb 30/20 with LM-actuator, PVC frame type EP25 and spoiler 1000 x 2200 mm |  | 50470 | 5412970504702 | 5856.4 | Yes | 30-45 | 114.9 | 1000 x 2200 mm | 2200 | 1000 |  | PVC 30/20 (30 cm high & roof opening = 20 cm larger than daylight size) | Rectangular | 1.19 W/m²K - 0.98 W/m²K | 57% - 30% | 37% - 17% | 24dB - 26dB | 160° CE (for industry) | PVC frame EP25 | with spoiler | E | Single actuator | Maximum double-walled skylight possible for this product | Ut-value LT-value g-value Rw-value EN 1873 : 2014 EN ISO 13468 EN 16153 EN 410 EN 410 EN ISO 140-3 Material Walls Shells (W/m²K) (%) (%) (dB) Acrylic EW Clear (H) 1.19 37 57 24 PMMA Opal (O) 1.19 34 50 24 DW Clear (H/H) 0.98 33 50 26 Opal (O/O) 0.98 28 38 26 Polycarbonate EW Clear (A) 1.19 36 55 24 PC Opal (D) 1.19 24 40 24 DW Clear (A/H) 0.98 32 48 26 Clear (A/A) 0.98 32 46 26 Opal (A/O) 0.98 30 42 26 Opal (A/D) 0.98 21 33 26 Polycarbonate EW Heatstop Opal (T) 1.19 20 39 24 Heatstop PC DW Clear (T/H) 0.98 18 34 26 Opal (T/O) 0.98 17 30 26 | https://skylux.eu/en/products/skylux-160-ce-met-koepel-en-pvc-opstand-30-20-met-lm-motor-pvc-raam-type-ep25-en-windvang-1000-x-2200-mm | https://skylux.eu/cdn/shop/files/Skylux-160deg-CE-met-koepel-en-pvc-opstand-3020-met-LM-motor-pvc-raam-type-EP25-en-windvang-1000-x-2200-mm-RWA-systeem.jpg?v=1702980997&width=1600 | https://skylux.eu/cdn/shop/files/e5a82811-1bb0-48e4-a776-cacb59c7c092_96636bff-29c1-42cf-947c-cff24864ea72.jpg?v=1688551259&width=1600 | //skylux.eu/cdn/shop/files/E_MH_Mounting_instructions_Skylux_160_CE_LM.pdf?v=12406716259046007223 | //skylux.eu/cdn/shop/files/E_TD_Technical_File_Skylux_Skylux_160_CE_Electric.pdf?v=3667116872303399239 | <style type="text/css" id="isPasted"><!--td {border: 1px solid #cccccc;}br {mso-data-placement:same-cell;}--></style><table border="1" cellpadding="0" cellspacing="0" dir="ltr" style="table-layout:fixed;font-size:10pt;font-family:Arial;border-collapse:collapse;border:none;"><tbody> <tr style="height:20px;"> <td style="overflow:hidden;padding:0px 3px 0px 3px;vertical-align:bottom;"></td> <td style="overflow:hidden;padding:0px 3px 0px 3px;vertical-align:bottom;"></td> <td style="overflow:hidden;padding:0px 3px 0px 3px;vertical-align:bottom;"></td> <td data-sheets-value='{"1":2,"2":"Ut-value"}' style="overflow:hidden;padding:0px 3px 0px 3px;vertical-align:bottom;font-weight:bold;text-align:center;">Ut-value</td> <td data-sheets-value='{"1":2,"2":"LT-value"}' style="overflow:hidden;padding:0px 3px 0px 3px;vertical-align:bottom;font-weight:bold;text-align:center;">LT-value</td> <td data-sheets-value='{"1":2,"2":"g-value"}' style="overflow:hidden;padding:0px 3px 0px 3px;vertical-align:bottom;font-weight:bold;text-align:center;">g-value</td> <td data-sheets-value='{"1":2,"2":"Rw-value "}' style="overflow:hidden;padding:0px 3px 0px 3px;vertical-align:bottom;font-weight:bold;text-align:center;">Rw-value </td> </tr> <tr style="height:20px;"> <td style="overflow:hidden;padding:0px 3px 0px 3px;vertical-align:bottom;"></td> <td style="overflow:hidden;padding:0px 3px 0px 3px;vertical-align:bottom;"></td> <td style="overflow:hidden;padding:0px 3px 0px 3px;vertical-align:bottom;"></td> <td data-sheets-numberformat='{"1":2,"2":"0.00","3":1}' data-sheets-value='{"1":2,"2":"EN 1873 : 2014"}' style="overflow:hidden;padding:0px 3px 0px 3px;vertical-align:bottom;text-align:center;">EN 1873 : 2014</td> <td data-sheets-numberformat='{"1":2,"2":"0","3":1}' data-sheets-value='{"1":2,"2":"EN ISO 13468 EN 16153 EN 410"}' style="overflow:hidden;padding:0px 3px 0px 3px;vertical-align:bottom;text-align:center;">EN ISO 13468 EN 16153 EN 410</td> <td data-sheets-numberformat='{"1":2,"2":"0","3":1}' data-sheets-value='{"1":2,"2":"EN 410"}' style="overflow:hidden;padding:0px 3px 0px 3px;vertical-align:bottom;text-align:center;">EN 410</td> <td data-sheets-value='{"1":2,"2":"EN ISO 140-3\t\t"}' style="overflow:hidden;padding:0px 3px 0px 3px;vertical-align:bottom;text-align:center;">EN ISO 140-3 </td> </tr> <tr style="height:20px;"> <td data-sheets-value='{"1":2,"2":"Material"}' style="border-bottom:1px solid #000000;overflow:hidden;padding:0px 3px 0px 3px;vertical-align:bottom;background-color:#000000;font-weight:bold;color:#ffffff;">Material</td> <td data-sheets-value='{"1":2,"2":"Walls"}' style="border-bottom:1px solid #000000;overflow:hidden;padding:0px 3px 0px 3px;vertical-align:bottom;background-color:#000000;font-weight:bold;color:#ffffff;">Walls</td> <td data-sheets-value='{"1":2,"2":"Shells"}' style="border-bottom:1px solid #000000;overflow:hidden;padding:0px 3px 0px 3px;vertical-align:bottom;background-color:#000000;font-weight:bold;color:#ffffff;">Shells</td> <td data-sheets-numberformat='{"1":2,"2":"0.00","3":1}' data-sheets-value='{"1":2,"2":"(W/m²K)\t"}' style="border-bottom:1px solid #000000;overflow:hidden;padding:0px 3px 0px 3px;vertical-align:bottom;background-color:#000000;font-weight:bold;color:#ffffff;text-align:center;">(W/m²K) </td> <td data-sheets-numberformat='{"1":2,"2":"0","3":1}' data-sheets-value='{"1":2,"2":"(%)"}' style="border-bottom:1px solid #000000;overflow:hidden;padding:0px 3px 0px 3px;vertical-align:bottom;background-color:#000000;font-weight:bold;color:#ffffff;text-align:center;">(%)</td> <td data-sheets-numberformat='{"1":2,"2":"0","3":1}' data-sheets-value='{"1":2,"2":"(%)"}' style="border-bottom:1px solid #000000;overflow:hidden;padding:0px 3px 0px 3px;vertical-align:bottom;background-color:#000000;font-weight:bold;color:#ffffff;text-align:center;">(%)</td> <td data-sheets-value='{"1":2,"2":"(dB)"}' style="border-bottom:1px solid #000000;overflow:hidden;padding:0px 3px 0px 3px;vertical-align:bottom;background-color:#000000;font-weight:bold;color:#ffffff;text-align:center;">(dB)</td> </tr> <tr style="height:20px;"> <td data-sheets-value='{"1":2,"2":"Acrylic"}' style="border-left:1px solid #000000;overflow:hidden;padding:0px 3px 0px 3px;vertical-align:bottom;">Acrylic</td> <td data-sheets-value='{"1":2,"2":"EW"}' style="overflow:hidden;padding:0px 3px 0px 3px;vertical-align:bottom;">EW</td> <td data-sheets-value='{"1":2,"2":"Clear (H)"}' style="overflow:hidden;padding:0px 3px 0px 3px;vertical-align:bottom;">Clear (H)</td> <td data-sheets-numberformat='{"1":2,"2":"0.00","3":1}' data-sheets-value='{"1":3,"3":1.19}' style="overflow:hidden;padding:0px 3px 0px 3px;vertical-align:bottom;text-align:center;">1.19</td> <td data-sheets-numberformat='{"1":2,"2":"0","3":1}' data-sheets-value='{"1":3,"3":36.9}' style="overflow:hidden;padding:0px 3px 0px 3px;vertical-align:bottom;text-align:center;">37</td> <td data-sheets-numberformat='{"1":2,"2":"0","3":1}' data-sheets-value='{"1":3,"3":57.42}' style="overflow:hidden;padding:0px 3px 0px 3px;vertical-align:bottom;text-align:center;">57</td> <td data-sheets-value='{"1":3,"3":24}' style="border-right:1px solid #000000;overflow:hidden;padding:0px 3px 0px 3px;vertical-align:bottom;text-align:center;">24</td> </tr> <tr style="height:20px;"> <td data-sheets-value='{"1":2,"2":"PMMA"}' style="border-left:1px solid #000000;overflow:hidden;padding:0px 3px 0px 3px;vertical-align:bottom;">PMMA</td> <td style="overflow:hidden;padding:0px 3px 0px 3px;vertical-align:bottom;"></td> <td data-sheets-value='{"1":2,"2":"Opal (O)"}' style="overflow:hidden;padding:0px 3px 0px 3px;vertical-align:bottom;">Opal (O)</td> <td data-sheets-numberformat='{"1":2,"2":"0.00","3":1}' data-sheets-value='{"1":3,"3":1.19}' style="overflow:hidden;padding:0px 3px 0px 3px;vertical-align:bottom;text-align:center;">1.19</td> <td data-sheets-numberformat='{"1":2,"2":"0","3":1}' data-sheets-value='{"1":3,"3":34.03}' style="overflow:hidden;padding:0px 3px 0px 3px;vertical-align:bottom;text-align:center;">34</td> <td data-sheets-numberformat='{"1":2,"2":"0","3":1}' data-sheets-value='{"1":3,"3":50.160000000000004}' style="overflow:hidden;padding:0px 3px 0px 3px;vertical-align:bottom;text-align:center;">50</td> <td data-sheets-value='{"1":3,"3":24}' style="border-right:1px solid #000000;overflow:hidden;padding:0px 3px 0px 3px;vertical-align:bottom;text-align:center;">24</td> </tr> <tr style="height:20px;"> <td style="border-left:1px solid #000000;overflow:hidden;padding:0px 3px 0px 3px;vertical-align:bottom;"></td> <td data-sheets-value='{"1":2,"2":"DW"}' style="overflow:hidden;padding:0px 3px 0px 3px;vertical-align:bottom;">DW</td> <td data-sheets-value='{"1":2,"2":"Clear (H/H)"}' style="overflow:hidden;padding:0px 3px 0px 3px;vertical-align:bottom;">Clear (H/H)</td> <td data-sheets-numberformat='{"1":2,"2":"0.00","3":1}' data-sheets-value='{"1":3,"3":0.98}' style="overflow:hidden;padding:0px 3px 0px 3px;vertical-align:bottom;text-align:center;">0.98</td> <td data-sheets-numberformat='{"1":2,"2":"0","3":1}' data-sheets-value='{"1":3,"3":33.21}' style="overflow:hidden;padding:0px 3px 0px 3px;vertical-align:bottom;text-align:center;">33</td> <td data-sheets-numberformat='{"1":2,"2":"0","3":1}' data-sheets-value='{"1":3,"3":49.5}' style="overflow:hidden;padding:0px 3px 0px 3px;vertical-align:bottom;text-align:center;">50</td> <td data-sheets-value='{"1":3,"3":26}' style="border-right:1px solid #000000;overflow:hidden;padding:0px 3px 0px 3px;vertical-align:bottom;text-align:center;">26</td> </tr> <tr style="height:20px;"> <td style="border-bottom:1px solid #000000;border-left:1px solid #000000;overflow:hidden;padding:0px 3px 0px 3px;vertical-align:bottom;"></td> <td style="border-bottom:1px solid #000000;overflow:hidden;padding:0px 3px 0px 3px;vertical-align:bottom;"></td> <td data-sheets-value='{"1":2,"2":"Opal (O/O)"}' style="border-bottom:1px solid #000000;overflow:hidden;padding:0px 3px 0px 3px;vertical-align:bottom;">Opal (O/O)</td> <td data-sheets-numberformat='{"1":2,"2":"0.00","3":1}' data-sheets-value='{"1":3,"3":0.98}' style="border-bottom:1px solid #000000;overflow:hidden;padding:0px 3px 0px 3px;vertical-align:bottom;text-align:center;">0.98</td> <td data-sheets-numberformat='{"1":2,"2":"0","3":1}' data-sheets-value='{"1":3,"3":28.29}' style="border-bottom:1px solid #000000;overflow:hidden;padding:0px 3px 0px 3px;vertical-align:bottom;text-align:center;">28</td> <td data-sheets-numberformat='{"1":2,"2":"0","3":1}' data-sheets-value='{"1":3,"3":38.28}' style="border-bottom:1px solid #000000;overflow:hidden;padding:0px 3px 0px 3px;vertical-align:bottom;text-align:center;">38</td> <td data-sheets-value='{"1":3,"3":26}' style="border-right:1px solid #000000;border-bottom:1px solid #000000;overflow:hidden;padding:0px 3px 0px 3px;vertical-align:bottom;text-align:center;">26</td> </tr> <tr style="height:20px;"> <td data-sheets-value='{"1":2,"2":"Polycarbonate "}' style="border-left:1px solid #000000;overflow:hidden;padding:0px 3px 0px 3px;vertical-align:bottom;">Polycarbonate </td> <td data-sheets-value='{"1":2,"2":"EW"}' style="overflow:hidden;padding:0px 3px 0px 3px;vertical-align:bottom;">EW</td> <td data-sheets-value='{"1":2,"2":"Clear (A)"}' style="overflow:hidden;padding:0px 3px 0px 3px;vertical-align:bottom;">Clear (A)</td> <td data-sheets-numberformat='{"1":2,"2":"0.00","3":1}' data-sheets-value='{"1":3,"3":1.19}' style="overflow:hidden;padding:0px 3px 0px 3px;vertical-align:bottom;text-align:center;">1.19</td> <td data-sheets-numberformat='{"1":2,"2":"0","3":1}' data-sheets-value='{"1":3,"3":36.08}' style="overflow:hidden;padding:0px 3px 0px 3px;vertical-align:bottom;text-align:center;">36</td> <td data-sheets-numberformat='{"1":2,"2":"0","3":1}' data-sheets-value='{"1":3,"3":54.78}' style="overflow:hidden;padding:0px 3px 0px 3px;vertical-align:bottom;text-align:center;">55</td> <td data-sheets-value='{"1":3,"3":24}' style="border-right:1px solid #000000;overflow:hidden;padding:0px 3px 0px 3px;vertical-align:bottom;text-align:center;">24</td> </tr> <tr style="height:20px;"> <td data-sheets-value='{"1":2,"2":"PC"}' style="border-left:1px solid #000000;overflow:hidden;padding:0px 3px 0px 3px;vertical-align:bottom;">PC</td> <td style="overflow:hidden;padding:0px 3px 0px 3px;vertical-align:bottom;"></td> <td data-sheets-value='{"1":2,"2":"Opal (D)"}' style="overflow:hidden;padding:0px 3px 0px 3px;vertical-align:bottom;">Opal (D)</td> <td data-sheets-numberformat='{"1":2,"2":"0.00","3":1}' data-sheets-value='{"1":3,"3":1.19}' style="overflow:hidden;padding:0px 3px 0px 3px;vertical-align:bottom;text-align:center;">1.19</td> <td data-sheets-numberformat='{"1":2,"2":"0","3":1}' data-sheets-value='{"1":3,"3":23.779999999999998}' style="overflow:hidden;padding:0px 3px 0px 3px;vertical-align:bottom;text-align:center;">24</td> <td data-sheets-numberformat='{"1":2,"2":"0","3":1}' data-sheets-value='{"1":3,"3":39.6}' style="overflow:hidden;padding:0px 3px 0px 3px;vertical-align:bottom;text-align:center;">40</td> <td data-sheets-value='{"1":3,"3":24}' style="border-right:1px solid #000000;overflow:hidden;padding:0px 3px 0px 3px;vertical-align:bottom;text-align:center;">24</td> </tr> <tr style="height:20px;"> <td style="border-left:1px solid #000000;overflow:hidden;padding:0px 3px 0px 3px;vertical-align:bottom;"></td> <td data-sheets-value='{"1":2,"2":"DW"}' style="overflow:hidden;padding:0px 3px 0px 3px;vertical-align:bottom;">DW</td> <td data-sheets-value='{"1":2,"2":"Clear (A/H)"}' style="overflow:hidden;padding:0px 3px 0px 3px;vertical-align:bottom;">Clear (A/H)</td> <td data-sheets-numberformat='{"1":2,"2":"0.00","3":1}' data-sheets-value='{"1":3,"3":0.98}' style="overflow:hidden;padding:0px 3px 0px 3px;vertical-align:bottom;text-align:center;">0.98</td> <td data-sheets-numberformat='{"1":2,"2":"0","3":1}' data-sheets-value='{"1":3,"3":32.39}' style="overflow:hidden;padding:0px 3px 0px 3px;vertical-align:bottom;text-align:center;">32</td> <td data-sheets-numberformat='{"1":2,"2":"0","3":1}' data-sheets-value='{"1":3,"3":47.52}' style="overflow:hidden;padding:0px 3px 0px 3px;vertical-align:bottom;text-align:center;">48</td> <td data-sheets-value='{"1":3,"3":26}' style="border-right:1px solid #000000;overflow:hidden;padding:0px 3px 0px 3px;vertical-align:bottom;text-align:center;">26</td> </tr> <tr style="height:20px;"> <td style="border-left:1px solid #000000;overflow:hidden;padding:0px 3px 0px 3px;vertical-align:bottom;"></td> <td style="overflow:hidden;padding:0px 3px 0px 3px;vertical-align:bottom;"></td> <td data-sheets-value='{"1":2,"2":"Clear (A/A)"}' style="overflow:hidden;padding:0px 3px 0px 3px;vertical-align:bottom;">Clear (A/A)</td> <td data-sheets-numberformat='{"1":2,"2":"0.00","3":1}' data-sheets-value='{"1":3,"3":0.98}' style="overflow:hidden;padding:0px 3px 0px 3px;vertical-align:bottom;text-align:center;">0.98</td> <td data-sheets-numberformat='{"1":2,"2":"0","3":1}' data-sheets-value='{"1":3,"3":31.569999999999997}' style="overflow:hidden;padding:0px 3px 0px 3px;vertical-align:bottom;text-align:center;">32</td> <td data-sheets-numberformat='{"1":2,"2":"0","3":1}' data-sheets-value='{"1":3,"3":45.54}' style="overflow:hidden;padding:0px 3px 0px 3px;vertical-align:bottom;text-align:center;">46</td> <td data-sheets-value='{"1":3,"3":26}' style="border-right:1px solid #000000;overflow:hidden;padding:0px 3px 0px 3px;vertical-align:bottom;text-align:center;">26</td> </tr> <tr style="height:20px;"> <td style="border-left:1px solid #000000;overflow:hidden;padding:0px 3px 0px 3px;vertical-align:bottom;"></td> <td style="overflow:hidden;padding:0px 3px 0px 3px;vertical-align:bottom;"></td> <td data-sheets-value='{"1":2,"2":"Opal (A/O)"}' style="overflow:hidden;padding:0px 3px 0px 3px;vertical-align:bottom;">Opal (A/O)</td> <td data-sheets-numberformat='{"1":2,"2":"0.00","3":1}' data-sheets-value='{"1":3,"3":0.98}' style="overflow:hidden;padding:0px 3px 0px 3px;vertical-align:bottom;text-align:center;">0.98</td> <td data-sheets-numberformat='{"1":2,"2":"0","3":1}' data-sheets-value='{"1":3,"3":29.93}' style="overflow:hidden;padding:0px 3px 0px 3px;vertical-align:bottom;text-align:center;">30</td> <td data-sheets-numberformat='{"1":2,"2":"0","3":1}' data-sheets-value='{"1":3,"3":41.580000000000005}' style="overflow:hidden;padding:0px 3px 0px 3px;vertical-align:bottom;text-align:center;">42</td> <td data-sheets-value='{"1":3,"3":26}' style="border-right:1px solid #000000;overflow:hidden;padding:0px 3px 0px 3px;vertical-align:bottom;text-align:center;">26</td> </tr> <tr style="height:20px;"> <td style="border-bottom:1px solid #000000;border-left:1px solid #000000;overflow:hidden;padding:0px 3px 0px 3px;vertical-align:bottom;"></td> <td style="border-bottom:1px solid #000000;overflow:hidden;padding:0px 3px 0px 3px;vertical-align:bottom;"></td> <td data-sheets-value='{"1":2,"2":"Opal (A/D)"}' style="border-bottom:1px solid #000000;overflow:hidden;padding:0px 3px 0px 3px;vertical-align:bottom;">Opal (A/D)</td> <td data-sheets-numberformat='{"1":2,"2":"0.00","3":1}' data-sheets-value='{"1":3,"3":0.98}' style="border-bottom:1px solid #000000;overflow:hidden;padding:0px 3px 0px 3px;vertical-align:bottom;text-align:center;">0.98</td> <td data-sheets-numberformat='{"1":2,"2":"0","3":1}' data-sheets-value='{"1":3,"3":20.91}' style="border-bottom:1px solid #000000;overflow:hidden;padding:0px 3px 0px 3px;vertical-align:bottom;text-align:center;">21</td> <td data-sheets-numberformat='{"1":2,"2":"0","3":1}' data-sheets-value='{"1":3,"3":33}' style="border-bottom:1px solid #000000;overflow:hidden;padding:0px 3px 0px 3px;vertical-align:bottom;text-align:center;">33</td> <td data-sheets-value='{"1":3,"3":26}' style="border-right:1px solid #000000;border-bottom:1px solid #000000;overflow:hidden;padding:0px 3px 0px 3px;vertical-align:bottom;text-align:center;">26</td> </tr> <tr style="height:20px;"> <td data-sheets-value='{"1":2,"2":"Polycarbonate"}' style="border-left:1px solid #000000;overflow:hidden;padding:0px 3px 0px 3px;vertical-align:bottom;">Polycarbonate</td> <td data-sheets-value='{"1":2,"2":"EW"}' style="overflow:hidden;padding:0px 3px 0px 3px;vertical-align:bottom;">EW</td> <td data-sheets-value='{"1":2,"2":"Heatstop Opal (T)"}' style="overflow:hidden;padding:0px 3px 0px 3px;vertical-align:bottom;">Heatstop Opal (T)</td> <td data-sheets-numberformat='{"1":2,"2":"0.00","3":1}' data-sheets-value='{"1":3,"3":1.19}' style="overflow:hidden;padding:0px 3px 0px 3px;vertical-align:bottom;text-align:center;">1.19</td> <td data-sheets-numberformat='{"1":2,"2":"0","3":1}' data-sheets-value='{"1":3,"3":20.09}' style="overflow:hidden;padding:0px 3px 0px 3px;vertical-align:bottom;text-align:center;">20</td> <td data-sheets-numberformat='{"1":2,"2":"0","3":1}' data-sheets-value='{"1":3,"3":38.940000000000005}' style="overflow:hidden;padding:0px 3px 0px 3px;vertical-align:bottom;text-align:center;">39</td> <td data-sheets-value='{"1":3,"3":24}' style="border-right:1px solid #000000;overflow:hidden;padding:0px 3px 0px 3px;vertical-align:bottom;text-align:center;">24</td> </tr> <tr style="height:20px;"> <td data-sheets-value='{"1":2,"2":"Heatstop PC"}' style="border-left:1px solid #000000;overflow:hidden;padding:0px 3px 0px 3px;vertical-align:bottom;">Heatstop PC</td> <td data-sheets-value='{"1":2,"2":"DW"}' style="overflow:hidden;padding:0px 3px 0px 3px;vertical-align:bottom;">DW</td> <td data-sheets-value='{"1":2,"2":"Clear (T/H)"}' style="overflow:hidden;padding:0px 3px 0px 3px;vertical-align:bottom;">Clear (T/H)</td> <td data-sheets-numberformat='{"1":2,"2":"0.00","3":1}' data-sheets-value='{"1":3,"3":0.98}' style="overflow:hidden;padding:0px 3px 0px 3px;vertical-align:bottom;text-align:center;">0.98</td> <td data-sheets-numberformat='{"1":2,"2":"0","3":1}' data-sheets-value='{"1":3,"3":18.04}' style="overflow:hidden;padding:0px 3px 0px 3px;vertical-align:bottom;text-align:center;">18</td> <td data-sheets-numberformat='{"1":2,"2":"0","3":1}' data-sheets-value='{"1":3,"3":33.660000000000004}' style="overflow:hidden;padding:0px 3px 0px 3px;vertical-align:bottom;text-align:center;">34</td> <td data-sheets-value='{"1":3,"3":26}' style="border-right:1px solid #000000;overflow:hidden;padding:0px 3px 0px 3px;vertical-align:bottom;text-align:center;">26</td> </tr> <tr style="height:20px;"> <td style="border-bottom:1px solid #000000;border-left:1px solid #000000;overflow:hidden;padding:0px 3px 0px 3px;vertical-align:bottom;"></td> <td style="border-bottom:1px solid #000000;overflow:hidden;padding:0px 3px 0px 3px;vertical-align:bottom;"></td> <td data-sheets-value='{"1":2,"2":"Opal (T/O)"}' style="border-bottom:1px solid #000000;overflow:hidden;padding:0px 3px 0px 3px;vertical-align:bottom;">Opal (T/O)</td> <td data-sheets-numberformat='{"1":2,"2":"0.00","3":1}' data-sheets-value='{"1":3,"3":0.98}' style="border-bottom:1px solid #000000;overflow:hidden;padding:0px 3px 0px 3px;vertical-align:bottom;text-align:center;">0.98</td> <td data-sheets-numberformat='{"1":2,"2":"0","3":1}' data-sheets-value='{"1":3,"3":16.81}' style="border-bottom:1px solid #000000;overflow:hidden;padding:0px 3px 0px 3px;vertical-align:bottom;text-align:center;">17</td> <td data-sheets-numberformat='{"1":2,"2":"0","3":1}' data-sheets-value='{"1":3,"3":29.700000000000003}' style="border-bottom:1px solid #000000;overflow:hidden;padding:0px 3px 0px 3px;vertical-align:bottom;text-align:center;">30</td> <td data-sheets-value='{"1":3,"3":26}' style="border-right:1px solid #000000;border-bottom:1px solid #000000;overflow:hidden;padding:0px 3px 0px 3px;vertical-align:bottom;text-align:center;">26</td> </tr> </tbody></table> | skylux-160-ce-met-koepel-en-pvc-opstand-30-20-met-lm-motor-pvc-raam-type-ep25-en-windvang-1000-x-2200-mm | 8586035986765 | 46872366678349
Smoke and heat exhaust (SHEV) | SHE system | Skylux | Skylux 160° CE with skylight and PVC curb 30/20 with LM-actuator, PVC frame type EP25 and spoiler 1000 x 2300 mm |  | 50471 | 5412970504719 | 6094.8 | Yes | 30-45 | 118.66 | 1000 x 2300 mm | 2300 | 1000 |  | PVC 30/20 (30 cm high & roof opening = 20 cm larger than daylight size) | Rectangular | 1.19 W/m²K - 0.98 W/m²K | 57% - 30% | 37% - 17% | 24dB - 26dB | 160° CE (for industry) | PVC frame EP25 | with spoiler | E | Single actuator | Maximum double-walled skylight possible for this product | Ut-value LT-value g-value Rw-value EN 1873 : 2014 EN ISO 13468 EN 16153 EN 410 EN 410 EN ISO 140-3 Material Walls Shells (W/m²K) (%) (%) (dB) Acrylic EW Clear (H) 1.19 37 57 24 PMMA Opal (O) 1.19 34 50 24 DW Clear (H/H) 0.98 33 50 26 Opal (O/O) 0.98 28 38 26 Polycarbonate EW Clear (A) 1.19 36 55 24 PC Opal (D) 1.19 24 40 24 DW Clear (A/H) 0.98 32 48 26 Clear (A/A) 0.98 32 46 26 Opal (A/O) 0.98 30 42 26 Opal (A/D) 0.98 21 33 26 Polycarbonate EW Heatstop Opal (T) 1.19 20 39 24 Heatstop PC DW Clear (T/H) 0.98 18 34 26 Opal (T/O) 0.98 17 30 26 | https://skylux.eu/en/products/skylux-160-ce-met-koepel-en-pvc-opstand-30-20-met-lm-motor-pvc-raam-type-ep25-en-windvang-1000-x-2300-mm | https://skylux.eu/cdn/shop/files/Skylux-160deg-CE-met-koepel-en-pvc-opstand-3020-met-LM-motor-pvc-raam-type-EP25-en-windvang-1000-x-2300-mm-RWA-systeem.jpg?v=1702981002&width=1600 | https://skylux.eu/cdn/shop/files/e5a82811-1bb0-48e4-a776-cacb59c7c092_94a482c5-4e4d-4702-a122-0e61ee95a9cb.jpg?v=1688551260&width=1600 | //skylux.eu/cdn/shop/files/E_MH_Mounting_instructions_Skylux_160_CE_LM.pdf?v=12406716259046007223 | //skylux.eu/cdn/shop/files/E_TD_Technical_File_Skylux_Skylux_160_CE_Electric.pdf?v=3667116872303399239 | <style type="text/css" id="isPasted"><!--td {border: 1px solid #cccccc;}br {mso-data-placement:same-cell;}--></style><table border="1" cellpadding="0" cellspacing="0" dir="ltr" style="table-layout:fixed;font-size:10pt;font-family:Arial;border-collapse:collapse;border:none;"><tbody> <tr style="height:20px;"> <td style="overflow:hidden;padding:0px 3px 0px 3px;vertical-align:bottom;"></td> <td style="overflow:hidden;padding:0px 3px 0px 3px;vertical-align:bottom;"></td> <td style="overflow:hidden;padding:0px 3px 0px 3px;vertical-align:bottom;"></td> <td data-sheets-value='{"1":2,"2":"Ut-value"}' style="overflow:hidden;padding:0px 3px 0px 3px;vertical-align:bottom;font-weight:bold;text-align:center;">Ut-value</td> <td data-sheets-value='{"1":2,"2":"LT-value"}' style="overflow:hidden;padding:0px 3px 0px 3px;vertical-align:bottom;font-weight:bold;text-align:center;">LT-value</td> <td data-sheets-value='{"1":2,"2":"g-value"}' style="overflow:hidden;padding:0px 3px 0px 3px;vertical-align:bottom;font-weight:bold;text-align:center;">g-value</td> <td data-sheets-value='{"1":2,"2":"Rw-value "}' style="overflow:hidden;padding:0px 3px 0px 3px;vertical-align:bottom;font-weight:bold;text-align:center;">Rw-value </td> </tr> <tr style="height:20px;"> <td style="overflow:hidden;padding:0px 3px 0px 3px;vertical-align:bottom;"></td> <td style="overflow:hidden;padding:0px 3px 0px 3px;vertical-align:bottom;"></td> <td style="overflow:hidden;padding:0px 3px 0px 3px;vertical-align:bottom;"></td> <td data-sheets-numberformat='{"1":2,"2":"0.00","3":1}' data-sheets-value='{"1":2,"2":"EN 1873 : 2014"}' style="overflow:hidden;padding:0px 3px 0px 3px;vertical-align:bottom;text-align:center;">EN 1873 : 2014</td> <td data-sheets-numberformat='{"1":2,"2":"0","3":1}' data-sheets-value='{"1":2,"2":"EN ISO 13468 EN 16153 EN 410"}' style="overflow:hidden;padding:0px 3px 0px 3px;vertical-align:bottom;text-align:center;">EN ISO 13468 EN 16153 EN 410</td> <td data-sheets-numberformat='{"1":2,"2":"0","3":1}' data-sheets-value='{"1":2,"2":"EN 410"}' style="overflow:hidden;padding:0px 3px 0px 3px;vertical-align:bottom;text-align:center;">EN 410</td> <td data-sheets-value='{"1":2,"2":"EN ISO 140-3\t\t"}' style="overflow:hidden;padding:0px 3px 0px 3px;vertical-align:bottom;text-align:center;">EN ISO 140-3 </td> </tr> <tr style="height:20px;"> <td data-sheets-value='{"1":2,"2":"Material"}' style="border-bottom:1px solid #000000;overflow:hidden;padding:0px 3px 0px 3px;vertical-align:bottom;background-color:#000000;font-weight:bold;color:#ffffff;">Material</td> <td data-sheets-value='{"1":2,"2":"Walls"}' style="border-bottom:1px solid #000000;overflow:hidden;padding:0px 3px 0px 3px;vertical-align:bottom;background-color:#000000;font-weight:bold;color:#ffffff;">Walls</td> <td data-sheets-value='{"1":2,"2":"Shells"}' style="border-bottom:1px solid #000000;overflow:hidden;padding:0px 3px 0px 3px;vertical-align:bottom;background-color:#000000;font-weight:bold;color:#ffffff;">Shells</td> <td data-sheets-numberformat='{"1":2,"2":"0.00","3":1}' data-sheets-value='{"1":2,"2":"(W/m²K)\t"}' style="border-bottom:1px solid #000000;overflow:hidden;padding:0px 3px 0px 3px;vertical-align:bottom;background-color:#000000;font-weight:bold;color:#ffffff;text-align:center;">(W/m²K) </td> <td data-sheets-numberformat='{"1":2,"2":"0","3":1}' data-sheets-value='{"1":2,"2":"(%)"}' style="border-bottom:1px solid #000000;overflow:hidden;padding:0px 3px 0px 3px;vertical-align:bottom;background-color:#000000;font-weight:bold;color:#ffffff;text-align:center;">(%)</td> <td data-sheets-numberformat='{"1":2,"2":"0","3":1}' data-sheets-value='{"1":2,"2":"(%)"}' style="border-bottom:1px solid #000000;overflow:hidden;padding:0px 3px 0px 3px;vertical-align:bottom;background-color:#000000;font-weight:bold;color:#ffffff;text-align:center;">(%)</td> <td data-sheets-value='{"1":2,"2":"(dB)"}' style="border-bottom:1px solid #000000;overflow:hidden;padding:0px 3px 0px 3px;vertical-align:bottom;background-color:#000000;font-weight:bold;color:#ffffff;text-align:center;">(dB)</td> </tr> <tr style="height:20px;"> <td data-sheets-value='{"1":2,"2":"Acrylic"}' style="border-left:1px solid #000000;overflow:hidden;padding:0px 3px 0px 3px;vertical-align:bottom;">Acrylic</td> <td data-sheets-value='{"1":2,"2":"EW"}' style="overflow:hidden;padding:0px 3px 0px 3px;vertical-align:bottom;">EW</td> <td data-sheets-value='{"1":2,"2":"Clear (H)"}' style="overflow:hidden;padding:0px 3px 0px 3px;vertical-align:bottom;">Clear (H)</td> <td data-sheets-numberformat='{"1":2,"2":"0.00","3":1}' data-sheets-value='{"1":3,"3":1.19}' style="overflow:hidden;padding:0px 3px 0px 3px;vertical-align:bottom;text-align:center;">1.19</td> <td data-sheets-numberformat='{"1":2,"2":"0","3":1}' data-sheets-value='{"1":3,"3":36.9}' style="overflow:hidden;padding:0px 3px 0px 3px;vertical-align:bottom;text-align:center;">37</td> <td data-sheets-numberformat='{"1":2,"2":"0","3":1}' data-sheets-value='{"1":3,"3":57.42}' style="overflow:hidden;padding:0px 3px 0px 3px;vertical-align:bottom;text-align:center;">57</td> <td data-sheets-value='{"1":3,"3":24}' style="border-right:1px solid #000000;overflow:hidden;padding:0px 3px 0px 3px;vertical-align:bottom;text-align:center;">24</td> </tr> <tr style="height:20px;"> <td data-sheets-value='{"1":2,"2":"PMMA"}' style="border-left:1px solid #000000;overflow:hidden;padding:0px 3px 0px 3px;vertical-align:bottom;">PMMA</td> <td style="overflow:hidden;padding:0px 3px 0px 3px;vertical-align:bottom;"></td> <td data-sheets-value='{"1":2,"2":"Opal (O)"}' style="overflow:hidden;padding:0px 3px 0px 3px;vertical-align:bottom;">Opal (O)</td> <td data-sheets-numberformat='{"1":2,"2":"0.00","3":1}' data-sheets-value='{"1":3,"3":1.19}' style="overflow:hidden;padding:0px 3px 0px 3px;vertical-align:bottom;text-align:center;">1.19</td> <td data-sheets-numberformat='{"1":2,"2":"0","3":1}' data-sheets-value='{"1":3,"3":34.03}' style="overflow:hidden;padding:0px 3px 0px 3px;vertical-align:bottom;text-align:center;">34</td> <td data-sheets-numberformat='{"1":2,"2":"0","3":1}' data-sheets-value='{"1":3,"3":50.160000000000004}' style="overflow:hidden;padding:0px 3px 0px 3px;vertical-align:bottom;text-align:center;">50</td> <td data-sheets-value='{"1":3,"3":24}' style="border-right:1px solid #000000;overflow:hidden;padding:0px 3px 0px 3px;vertical-align:bottom;text-align:center;">24</td> </tr> <tr style="height:20px;"> <td style="border-left:1px solid #000000;overflow:hidden;padding:0px 3px 0px 3px;vertical-align:bottom;"></td> <td data-sheets-value='{"1":2,"2":"DW"}' style="overflow:hidden;padding:0px 3px 0px 3px;vertical-align:bottom;">DW</td> <td data-sheets-value='{"1":2,"2":"Clear (H/H)"}' style="overflow:hidden;padding:0px 3px 0px 3px;vertical-align:bottom;">Clear (H/H)</td> <td data-sheets-numberformat='{"1":2,"2":"0.00","3":1}' data-sheets-value='{"1":3,"3":0.98}' style="overflow:hidden;padding:0px 3px 0px 3px;vertical-align:bottom;text-align:center;">0.98</td> <td data-sheets-numberformat='{"1":2,"2":"0","3":1}' data-sheets-value='{"1":3,"3":33.21}' style="overflow:hidden;padding:0px 3px 0px 3px;vertical-align:bottom;text-align:center;">33</td> <td data-sheets-numberformat='{"1":2,"2":"0","3":1}' data-sheets-value='{"1":3,"3":49.5}' style="overflow:hidden;padding:0px 3px 0px 3px;vertical-align:bottom;text-align:center;">50</td> <td data-sheets-value='{"1":3,"3":26}' style="border-right:1px solid #000000;overflow:hidden;padding:0px 3px 0px 3px;vertical-align:bottom;text-align:center;">26</td> </tr> <tr style="height:20px;"> <td style="border-bottom:1px solid #000000;border-left:1px solid #000000;overflow:hidden;padding:0px 3px 0px 3px;vertical-align:bottom;"></td> <td style="border-bottom:1px solid #000000;overflow:hidden;padding:0px 3px 0px 3px;vertical-align:bottom;"></td> <td data-sheets-value='{"1":2,"2":"Opal (O/O)"}' style="border-bottom:1px solid #000000;overflow:hidden;padding:0px 3px 0px 3px;vertical-align:bottom;">Opal (O/O)</td> <td data-sheets-numberformat='{"1":2,"2":"0.00","3":1}' data-sheets-value='{"1":3,"3":0.98}' style="border-bottom:1px solid #000000;overflow:hidden;padding:0px 3px 0px 3px;vertical-align:bottom;text-align:center;">0.98</td> <td data-sheets-numberformat='{"1":2,"2":"0","3":1}' data-sheets-value='{"1":3,"3":28.29}' style="border-bottom:1px solid #000000;overflow:hidden;padding:0px 3px 0px 3px;vertical-align:bottom;text-align:center;">28</td> <td data-sheets-numberformat='{"1":2,"2":"0","3":1}' data-sheets-value='{"1":3,"3":38.28}' style="border-bottom:1px solid #000000;overflow:hidden;padding:0px 3px 0px 3px;vertical-align:bottom;text-align:center;">38</td> <td data-sheets-value='{"1":3,"3":26}' style="border-right:1px solid #000000;border-bottom:1px solid #000000;overflow:hidden;padding:0px 3px 0px 3px;vertical-align:bottom;text-align:center;">26</td> </tr> <tr style="height:20px;"> <td data-sheets-value='{"1":2,"2":"Polycarbonate "}' style="border-left:1px solid #000000;overflow:hidden;padding:0px 3px 0px 3px;vertical-align:bottom;">Polycarbonate </td> <td data-sheets-value='{"1":2,"2":"EW"}' style="overflow:hidden;padding:0px 3px 0px 3px;vertical-align:bottom;">EW</td> <td data-sheets-value='{"1":2,"2":"Clear (A)"}' style="overflow:hidden;padding:0px 3px 0px 3px;vertical-align:bottom;">Clear (A)</td> <td data-sheets-numberformat='{"1":2,"2":"0.00","3":1}' data-sheets-value='{"1":3,"3":1.19}' style="overflow:hidden;padding:0px 3px 0px 3px;vertical-align:bottom;text-align:center;">1.19</td> <td data-sheets-numberformat='{"1":2,"2":"0","3":1}' data-sheets-value='{"1":3,"3":36.08}' style="overflow:hidden;padding:0px 3px 0px 3px;vertical-align:bottom;text-align:center;">36</td> <td data-sheets-numberformat='{"1":2,"2":"0","3":1}' data-sheets-value='{"1":3,"3":54.78}' style="overflow:hidden;padding:0px 3px 0px 3px;vertical-align:bottom;text-align:center;">55</td> <td data-sheets-value='{"1":3,"3":24}' style="border-right:1px solid #000000;overflow:hidden;padding:0px 3px 0px 3px;vertical-align:bottom;text-align:center;">24</td> </tr> <tr style="height:20px;"> <td data-sheets-value='{"1":2,"2":"PC"}' style="border-left:1px solid #000000;overflow:hidden;padding:0px 3px 0px 3px;vertical-align:bottom;">PC</td> <td style="overflow:hidden;padding:0px 3px 0px 3px;vertical-align:bottom;"></td> <td data-sheets-value='{"1":2,"2":"Opal (D)"}' style="overflow:hidden;padding:0px 3px 0px 3px;vertical-align:bottom;">Opal (D)</td> <td data-sheets-numberformat='{"1":2,"2":"0.00","3":1}' data-sheets-value='{"1":3,"3":1.19}' style="overflow:hidden;padding:0px 3px 0px 3px;vertical-align:bottom;text-align:center;">1.19</td> <td data-sheets-numberformat='{"1":2,"2":"0","3":1}' data-sheets-value='{"1":3,"3":23.779999999999998}' style="overflow:hidden;padding:0px 3px 0px 3px;vertical-align:bottom;text-align:center;">24</td> <td data-sheets-numberformat='{"1":2,"2":"0","3":1}' data-sheets-value='{"1":3,"3":39.6}' style="overflow:hidden;padding:0px 3px 0px 3px;vertical-align:bottom;text-align:center;">40</td> <td data-sheets-value='{"1":3,"3":24}' style="border-right:1px solid #000000;overflow:hidden;padding:0px 3px 0px 3px;vertical-align:bottom;text-align:center;">24</td> </tr> <tr style="height:20px;"> <td style="border-left:1px solid #000000;overflow:hidden;padding:0px 3px 0px 3px;vertical-align:bottom;"></td> <td data-sheets-value='{"1":2,"2":"DW"}' style="overflow:hidden;padding:0px 3px 0px 3px;vertical-align:bottom;">DW</td> <td data-sheets-value='{"1":2,"2":"Clear (A/H)"}' style="overflow:hidden;padding:0px 3px 0px 3px;vertical-align:bottom;">Clear (A/H)</td> <td data-sheets-numberformat='{"1":2,"2":"0.00","3":1}' data-sheets-value='{"1":3,"3":0.98}' style="overflow:hidden;padding:0px 3px 0px 3px;vertical-align:bottom;text-align:center;">0.98</td> <td data-sheets-numberformat='{"1":2,"2":"0","3":1}' data-sheets-value='{"1":3,"3":32.39}' style="overflow:hidden;padding:0px 3px 0px 3px;vertical-align:bottom;text-align:center;">32</td> <td data-sheets-numberformat='{"1":2,"2":"0","3":1}' data-sheets-value='{"1":3,"3":47.52}' style="overflow:hidden;padding:0px 3px 0px 3px;vertical-align:bottom;text-align:center;">48</td> <td data-sheets-value='{"1":3,"3":26}' style="border-right:1px solid #000000;overflow:hidden;padding:0px 3px 0px 3px;vertical-align:bottom;text-align:center;">26</td> </tr> <tr style="height:20px;"> <td style="border-left:1px solid #000000;overflow:hidden;padding:0px 3px 0px 3px;vertical-align:bottom;"></td> <td style="overflow:hidden;padding:0px 3px 0px 3px;vertical-align:bottom;"></td> <td data-sheets-value='{"1":2,"2":"Clear (A/A)"}' style="overflow:hidden;padding:0px 3px 0px 3px;vertical-align:bottom;">Clear (A/A)</td> <td data-sheets-numberformat='{"1":2,"2":"0.00","3":1}' data-sheets-value='{"1":3,"3":0.98}' style="overflow:hidden;padding:0px 3px 0px 3px;vertical-align:bottom;text-align:center;">0.98</td> <td data-sheets-numberformat='{"1":2,"2":"0","3":1}' data-sheets-value='{"1":3,"3":31.569999999999997}' style="overflow:hidden;padding:0px 3px 0px 3px;vertical-align:bottom;text-align:center;">32</td> <td data-sheets-numberformat='{"1":2,"2":"0","3":1}' data-sheets-value='{"1":3,"3":45.54}' style="overflow:hidden;padding:0px 3px 0px 3px;vertical-align:bottom;text-align:center;">46</td> <td data-sheets-value='{"1":3,"3":26}' style="border-right:1px solid #000000;overflow:hidden;padding:0px 3px 0px 3px;vertical-align:bottom;text-align:center;">26</td> </tr> <tr style="height:20px;"> <td style="border-left:1px solid #000000;overflow:hidden;padding:0px 3px 0px 3px;vertical-align:bottom;"></td> <td style="overflow:hidden;padding:0px 3px 0px 3px;vertical-align:bottom;"></td> <td data-sheets-value='{"1":2,"2":"Opal (A/O)"}' style="overflow:hidden;padding:0px 3px 0px 3px;vertical-align:bottom;">Opal (A/O)</td> <td data-sheets-numberformat='{"1":2,"2":"0.00","3":1}' data-sheets-value='{"1":3,"3":0.98}' style="overflow:hidden;padding:0px 3px 0px 3px;vertical-align:bottom;text-align:center;">0.98</td> <td data-sheets-numberformat='{"1":2,"2":"0","3":1}' data-sheets-value='{"1":3,"3":29.93}' style="overflow:hidden;padding:0px 3px 0px 3px;vertical-align:bottom;text-align:center;">30</td> <td data-sheets-numberformat='{"1":2,"2":"0","3":1}' data-sheets-value='{"1":3,"3":41.580000000000005}' style="overflow:hidden;padding:0px 3px 0px 3px;vertical-align:bottom;text-align:center;">42</td> <td data-sheets-value='{"1":3,"3":26}' style="border-right:1px solid #000000;overflow:hidden;padding:0px 3px 0px 3px;vertical-align:bottom;text-align:center;">26</td> </tr> <tr style="height:20px;"> <td style="border-bottom:1px solid #000000;border-left:1px solid #000000;overflow:hidden;padding:0px 3px 0px 3px;vertical-align:bottom;"></td> <td style="border-bottom:1px solid #000000;overflow:hidden;padding:0px 3px 0px 3px;vertical-align:bottom;"></td> <td data-sheets-value='{"1":2,"2":"Opal (A/D)"}' style="border-bottom:1px solid #000000;overflow:hidden;padding:0px 3px 0px 3px;vertical-align:bottom;">Opal (A/D)</td> <td data-sheets-numberformat='{"1":2,"2":"0.00","3":1}' data-sheets-value='{"1":3,"3":0.98}' style="border-bottom:1px solid #000000;overflow:hidden;padding:0px 3px 0px 3px;vertical-align:bottom;text-align:center;">0.98</td> <td data-sheets-numberformat='{"1":2,"2":"0","3":1}' data-sheets-value='{"1":3,"3":20.91}' style="border-bottom:1px solid #000000;overflow:hidden;padding:0px 3px 0px 3px;vertical-align:bottom;text-align:center;">21</td> <td data-sheets-numberformat='{"1":2,"2":"0","3":1}' data-sheets-value='{"1":3,"3":33}' style="border-bottom:1px solid #000000;overflow:hidden;padding:0px 3px 0px 3px;vertical-align:bottom;text-align:center;">33</td> <td data-sheets-value='{"1":3,"3":26}' style="border-right:1px solid #000000;border-bottom:1px solid #000000;overflow:hidden;padding:0px 3px 0px 3px;vertical-align:bottom;text-align:center;">26</td> </tr> <tr style="height:20px;"> <td data-sheets-value='{"1":2,"2":"Polycarbonate"}' style="border-left:1px solid #000000;overflow:hidden;padding:0px 3px 0px 3px;vertical-align:bottom;">Polycarbonate</td> <td data-sheets-value='{"1":2,"2":"EW"}' style="overflow:hidden;padding:0px 3px 0px 3px;vertical-align:bottom;">EW</td> <td data-sheets-value='{"1":2,"2":"Heatstop Opal (T)"}' style="overflow:hidden;padding:0px 3px 0px 3px;vertical-align:bottom;">Heatstop Opal (T)</td> <td data-sheets-numberformat='{"1":2,"2":"0.00","3":1}' data-sheets-value='{"1":3,"3":1.19}' style="overflow:hidden;padding:0px 3px 0px 3px;vertical-align:bottom;text-align:center;">1.19</td> <td data-sheets-numberformat='{"1":2,"2":"0","3":1}' data-sheets-value='{"1":3,"3":20.09}' style="overflow:hidden;padding:0px 3px 0px 3px;vertical-align:bottom;text-align:center;">20</td> <td data-sheets-numberformat='{"1":2,"2":"0","3":1}' data-sheets-value='{"1":3,"3":38.940000000000005}' style="overflow:hidden;padding:0px 3px 0px 3px;vertical-align:bottom;text-align:center;">39</td> <td data-sheets-value='{"1":3,"3":24}' style="border-right:1px solid #000000;overflow:hidden;padding:0px 3px 0px 3px;vertical-align:bottom;text-align:center;">24</td> </tr> <tr style="height:20px;"> <td data-sheets-value='{"1":2,"2":"Heatstop PC"}' style="border-left:1px solid #000000;overflow:hidden;padding:0px 3px 0px 3px;vertical-align:bottom;">Heatstop PC</td> <td data-sheets-value='{"1":2,"2":"DW"}' style="overflow:hidden;padding:0px 3px 0px 3px;vertical-align:bottom;">DW</td> <td data-sheets-value='{"1":2,"2":"Clear (T/H)"}' style="overflow:hidden;padding:0px 3px 0px 3px;vertical-align:bottom;">Clear (T/H)</td> <td data-sheets-numberformat='{"1":2,"2":"0.00","3":1}' data-sheets-value='{"1":3,"3":0.98}' style="overflow:hidden;padding:0px 3px 0px 3px;vertical-align:bottom;text-align:center;">0.98</td> <td data-sheets-numberformat='{"1":2,"2":"0","3":1}' data-sheets-value='{"1":3,"3":18.04}' style="overflow:hidden;padding:0px 3px 0px 3px;vertical-align:bottom;text-align:center;">18</td> <td data-sheets-numberformat='{"1":2,"2":"0","3":1}' data-sheets-value='{"1":3,"3":33.660000000000004}' style="overflow:hidden;padding:0px 3px 0px 3px;vertical-align:bottom;text-align:center;">34</td> <td data-sheets-value='{"1":3,"3":26}' style="border-right:1px solid #000000;overflow:hidden;padding:0px 3px 0px 3px;vertical-align:bottom;text-align:center;">26</td> </tr> <tr style="height:20px;"> <td style="border-bottom:1px solid #000000;border-left:1px solid #000000;overflow:hidden;padding:0px 3px 0px 3px;vertical-align:bottom;"></td> <td style="border-bottom:1px solid #000000;overflow:hidden;padding:0px 3px 0px 3px;vertical-align:bottom;"></td> <td data-sheets-value='{"1":2,"2":"Opal (T/O)"}' style="border-bottom:1px solid #000000;overflow:hidden;padding:0px 3px 0px 3px;vertical-align:bottom;">Opal (T/O)</td> <td data-sheets-numberformat='{"1":2,"2":"0.00","3":1}' data-sheets-value='{"1":3,"3":0.98}' style="border-bottom:1px solid #000000;overflow:hidden;padding:0px 3px 0px 3px;vertical-align:bottom;text-align:center;">0.98</td> <td data-sheets-numberformat='{"1":2,"2":"0","3":1}' data-sheets-value='{"1":3,"3":16.81}' style="border-bottom:1px solid #000000;overflow:hidden;padding:0px 3px 0px 3px;vertical-align:bottom;text-align:center;">17</td> <td data-sheets-numberformat='{"1":2,"2":"0","3":1}' data-sheets-value='{"1":3,"3":29.700000000000003}' style="border-bottom:1px solid #000000;overflow:hidden;padding:0px 3px 0px 3px;vertical-align:bottom;text-align:center;">30</td> <td data-sheets-value='{"1":3,"3":26}' style="border-right:1px solid #000000;border-bottom:1px solid #000000;overflow:hidden;padding:0px 3px 0px 3px;vertical-align:bottom;text-align:center;">26</td> </tr> </tbody></table> | skylux-160-ce-met-koepel-en-pvc-opstand-30-20-met-lm-motor-pvc-raam-type-ep25-en-windvang-1000-x-2300-mm | 8586036019533 | 46872366743885
Smoke and heat exhaust (SHEV) | SHE system | Skylux | Skylux 160° CE with skylight and PVC curb 30/20 with LM-actuator, PVC frame type EP25 and spoiler 1050 x 1050 mm |  | 50474 | 5412970504740 | 4742 | Yes | 30-45 | 78.17 | 1050 x 1050 mm | 1050 | 1050 |  | PVC 30/20 (30 cm high & roof opening = 20 cm larger than daylight size) | Square | 1.19 W/m²K - 0.98 W/m²K | 57% - 30% | 37% - 17% | 24dB - 26dB | 160° CE (for industry) | PVC frame EP25 | with spoiler | E | Single actuator | Maximum double-walled skylight possible for this product | Ut-value LT-value g-value Rw-value EN 1873 : 2014 EN ISO 13468 EN 16153 EN 410 EN 410 EN ISO 140-3 Material Walls Shells (W/m²K) (%) (%) (dB) Acrylic EW Clear (H) 1.19 37 57 24 PMMA Opal (O) 1.19 34 50 24 DW Clear (H/H) 0.98 33 50 26 Opal (O/O) 0.98 28 38 26 Polycarbonate EW Clear (A) 1.19 36 55 24 PC Opal (D) 1.19 24 40 24 DW Clear (A/H) 0.98 32 48 26 Clear (A/A) 0.98 32 46 26 Opal (A/O) 0.98 30 42 26 Opal (A/D) 0.98 21 33 26 Polycarbonate EW Heatstop Opal (T) 1.19 20 39 24 Heatstop PC DW Clear (T/H) 0.98 18 34 26 Opal (T/O) 0.98 17 30 26 | https://skylux.eu/en/products/skylux-160-ce-met-koepel-en-pvc-opstand-30-20-met-lm-motor-pvc-raam-type-ep25-en-windvang-1050-x-1050-mm | https://skylux.eu/cdn/shop/files/Skylux-160deg-CE-met-koepel-en-pvc-opstand-3020-met-LM-motor-pvc-raam-type-EP25-en-windvang-1050-x-1050-mm-RWA-systeem.jpg?v=1702981018&width=1600 | https://skylux.eu/cdn/shop/files/e5a82811-1bb0-48e4-a776-cacb59c7c092_af8d5756-ac4b-4c86-9a16-f7b30afc2c21.jpg?v=1688551265&width=1600 | //skylux.eu/cdn/shop/files/E_MH_Mounting_instructions_Skylux_160_CE_LM.pdf?v=12406716259046007223 | //skylux.eu/cdn/shop/files/E_TD_Technical_File_Skylux_Skylux_160_CE_Electric.pdf?v=3667116872303399239 | <style type="text/css" id="isPasted"><!--td {border: 1px solid #cccccc;}br {mso-data-placement:same-cell;}--></style><table border="1" cellpadding="0" cellspacing="0" dir="ltr" style="table-layout:fixed;font-size:10pt;font-family:Arial;border-collapse:collapse;border:none;"><tbody> <tr style="height:20px;"> <td style="overflow:hidden;padding:0px 3px 0px 3px;vertical-align:bottom;"></td> <td style="overflow:hidden;padding:0px 3px 0px 3px;vertical-align:bottom;"></td> <td style="overflow:hidden;padding:0px 3px 0px 3px;vertical-align:bottom;"></td> <td data-sheets-value='{"1":2,"2":"Ut-value"}' style="overflow:hidden;padding:0px 3px 0px 3px;vertical-align:bottom;font-weight:bold;text-align:center;">Ut-value</td> <td data-sheets-value='{"1":2,"2":"LT-value"}' style="overflow:hidden;padding:0px 3px 0px 3px;vertical-align:bottom;font-weight:bold;text-align:center;">LT-value</td> <td data-sheets-value='{"1":2,"2":"g-value"}' style="overflow:hidden;padding:0px 3px 0px 3px;vertical-align:bottom;font-weight:bold;text-align:center;">g-value</td> <td data-sheets-value='{"1":2,"2":"Rw-value "}' style="overflow:hidden;padding:0px 3px 0px 3px;vertical-align:bottom;font-weight:bold;text-align:center;">Rw-value </td> </tr> <tr style="height:20px;"> <td style="overflow:hidden;padding:0px 3px 0px 3px;vertical-align:bottom;"></td> <td style="overflow:hidden;padding:0px 3px 0px 3px;vertical-align:bottom;"></td> <td style="overflow:hidden;padding:0px 3px 0px 3px;vertical-align:bottom;"></td> <td data-sheets-numberformat='{"1":2,"2":"0.00","3":1}' data-sheets-value='{"1":2,"2":"EN 1873 : 2014"}' style="overflow:hidden;padding:0px 3px 0px 3px;vertical-align:bottom;text-align:center;">EN 1873 : 2014</td> <td data-sheets-numberformat='{"1":2,"2":"0","3":1}' data-sheets-value='{"1":2,"2":"EN ISO 13468 EN 16153 EN 410"}' style="overflow:hidden;padding:0px 3px 0px 3px;vertical-align:bottom;text-align:center;">EN ISO 13468 EN 16153 EN 410</td> <td data-sheets-numberformat='{"1":2,"2":"0","3":1}' data-sheets-value='{"1":2,"2":"EN 410"}' style="overflow:hidden;padding:0px 3px 0px 3px;vertical-align:bottom;text-align:center;">EN 410</td> <td data-sheets-value='{"1":2,"2":"EN ISO 140-3\t\t"}' style="overflow:hidden;padding:0px 3px 0px 3px;vertical-align:bottom;text-align:center;">EN ISO 140-3 </td> </tr> <tr style="height:20px;"> <td data-sheets-value='{"1":2,"2":"Material"}' style="border-bottom:1px solid #000000;overflow:hidden;padding:0px 3px 0px 3px;vertical-align:bottom;background-color:#000000;font-weight:bold;color:#ffffff;">Material</td> <td data-sheets-value='{"1":2,"2":"Walls"}' style="border-bottom:1px solid #000000;overflow:hidden;padding:0px 3px 0px 3px;vertical-align:bottom;background-color:#000000;font-weight:bold;color:#ffffff;">Walls</td> <td data-sheets-value='{"1":2,"2":"Shells"}' style="border-bottom:1px solid #000000;overflow:hidden;padding:0px 3px 0px 3px;vertical-align:bottom;background-color:#000000;font-weight:bold;color:#ffffff;">Shells</td> <td data-sheets-numberformat='{"1":2,"2":"0.00","3":1}' data-sheets-value='{"1":2,"2":"(W/m²K)\t"}' style="border-bottom:1px solid #000000;overflow:hidden;padding:0px 3px 0px 3px;vertical-align:bottom;background-color:#000000;font-weight:bold;color:#ffffff;text-align:center;">(W/m²K) </td> <td data-sheets-numberformat='{"1":2,"2":"0","3":1}' data-sheets-value='{"1":2,"2":"(%)"}' style="border-bottom:1px solid #000000;overflow:hidden;padding:0px 3px 0px 3px;vertical-align:bottom;background-color:#000000;font-weight:bold;color:#ffffff;text-align:center;">(%)</td> <td data-sheets-numberformat='{"1":2,"2":"0","3":1}' data-sheets-value='{"1":2,"2":"(%)"}' style="border-bottom:1px solid #000000;overflow:hidden;padding:0px 3px 0px 3px;vertical-align:bottom;background-color:#000000;font-weight:bold;color:#ffffff;text-align:center;">(%)</td> <td data-sheets-value='{"1":2,"2":"(dB)"}' style="border-bottom:1px solid #000000;overflow:hidden;padding:0px 3px 0px 3px;vertical-align:bottom;background-color:#000000;font-weight:bold;color:#ffffff;text-align:center;">(dB)</td> </tr> <tr style="height:20px;"> <td data-sheets-value='{"1":2,"2":"Acrylic"}' style="border-left:1px solid #000000;overflow:hidden;padding:0px 3px 0px 3px;vertical-align:bottom;">Acrylic</td> <td data-sheets-value='{"1":2,"2":"EW"}' style="overflow:hidden;padding:0px 3px 0px 3px;vertical-align:bottom;">EW</td> <td data-sheets-value='{"1":2,"2":"Clear (H)"}' style="overflow:hidden;padding:0px 3px 0px 3px;vertical-align:bottom;">Clear (H)</td> <td data-sheets-numberformat='{"1":2,"2":"0.00","3":1}' data-sheets-value='{"1":3,"3":1.19}' style="overflow:hidden;padding:0px 3px 0px 3px;vertical-align:bottom;text-align:center;">1.19</td> <td data-sheets-numberformat='{"1":2,"2":"0","3":1}' data-sheets-value='{"1":3,"3":36.9}' style="overflow:hidden;padding:0px 3px 0px 3px;vertical-align:bottom;text-align:center;">37</td> <td data-sheets-numberformat='{"1":2,"2":"0","3":1}' data-sheets-value='{"1":3,"3":57.42}' style="overflow:hidden;padding:0px 3px 0px 3px;vertical-align:bottom;text-align:center;">57</td> <td data-sheets-value='{"1":3,"3":24}' style="border-right:1px solid #000000;overflow:hidden;padding:0px 3px 0px 3px;vertical-align:bottom;text-align:center;">24</td> </tr> <tr style="height:20px;"> <td data-sheets-value='{"1":2,"2":"PMMA"}' style="border-left:1px solid #000000;overflow:hidden;padding:0px 3px 0px 3px;vertical-align:bottom;">PMMA</td> <td style="overflow:hidden;padding:0px 3px 0px 3px;vertical-align:bottom;"></td> <td data-sheets-value='{"1":2,"2":"Opal (O)"}' style="overflow:hidden;padding:0px 3px 0px 3px;vertical-align:bottom;">Opal (O)</td> <td data-sheets-numberformat='{"1":2,"2":"0.00","3":1}' data-sheets-value='{"1":3,"3":1.19}' style="overflow:hidden;padding:0px 3px 0px 3px;vertical-align:bottom;text-align:center;">1.19</td> <td data-sheets-numberformat='{"1":2,"2":"0","3":1}' data-sheets-value='{"1":3,"3":34.03}' style="overflow:hidden;padding:0px 3px 0px 3px;vertical-align:bottom;text-align:center;">34</td> <td data-sheets-numberformat='{"1":2,"2":"0","3":1}' data-sheets-value='{"1":3,"3":50.160000000000004}' style="overflow:hidden;padding:0px 3px 0px 3px;vertical-align:bottom;text-align:center;">50</td> <td data-sheets-value='{"1":3,"3":24}' style="border-right:1px solid #000000;overflow:hidden;padding:0px 3px 0px 3px;vertical-align:bottom;text-align:center;">24</td> </tr> <tr style="height:20px;"> <td style="border-left:1px solid #000000;overflow:hidden;padding:0px 3px 0px 3px;vertical-align:bottom;"></td> <td data-sheets-value='{"1":2,"2":"DW"}' style="overflow:hidden;padding:0px 3px 0px 3px;vertical-align:bottom;">DW</td> <td data-sheets-value='{"1":2,"2":"Clear (H/H)"}' style="overflow:hidden;padding:0px 3px 0px 3px;vertical-align:bottom;">Clear (H/H)</td> <td data-sheets-numberformat='{"1":2,"2":"0.00","3":1}' data-sheets-value='{"1":3,"3":0.98}' style="overflow:hidden;padding:0px 3px 0px 3px;vertical-align:bottom;text-align:center;">0.98</td> <td data-sheets-numberformat='{"1":2,"2":"0","3":1}' data-sheets-value='{"1":3,"3":33.21}' style="overflow:hidden;padding:0px 3px 0px 3px;vertical-align:bottom;text-align:center;">33</td> <td data-sheets-numberformat='{"1":2,"2":"0","3":1}' data-sheets-value='{"1":3,"3":49.5}' style="overflow:hidden;padding:0px 3px 0px 3px;vertical-align:bottom;text-align:center;">50</td> <td data-sheets-value='{"1":3,"3":26}' style="border-right:1px solid #000000;overflow:hidden;padding:0px 3px 0px 3px;vertical-align:bottom;text-align:center;">26</td> </tr> <tr style="height:20px;"> <td style="border-bottom:1px solid #000000;border-left:1px solid #000000;overflow:hidden;padding:0px 3px 0px 3px;vertical-align:bottom;"></td> <td style="border-bottom:1px solid #000000;overflow:hidden;padding:0px 3px 0px 3px;vertical-align:bottom;"></td> <td data-sheets-value='{"1":2,"2":"Opal (O/O)"}' style="border-bottom:1px solid #000000;overflow:hidden;padding:0px 3px 0px 3px;vertical-align:bottom;">Opal (O/O)</td> <td data-sheets-numberformat='{"1":2,"2":"0.00","3":1}' data-sheets-value='{"1":3,"3":0.98}' style="border-bottom:1px solid #000000;overflow:hidden;padding:0px 3px 0px 3px;vertical-align:bottom;text-align:center;">0.98</td> <td data-sheets-numberformat='{"1":2,"2":"0","3":1}' data-sheets-value='{"1":3,"3":28.29}' style="border-bottom:1px solid #000000;overflow:hidden;padding:0px 3px 0px 3px;vertical-align:bottom;text-align:center;">28</td> <td data-sheets-numberformat='{"1":2,"2":"0","3":1}' data-sheets-value='{"1":3,"3":38.28}' style="border-bottom:1px solid #000000;overflow:hidden;padding:0px 3px 0px 3px;vertical-align:bottom;text-align:center;">38</td> <td data-sheets-value='{"1":3,"3":26}' style="border-right:1px solid #000000;border-bottom:1px solid #000000;overflow:hidden;padding:0px 3px 0px 3px;vertical-align:bottom;text-align:center;">26</td> </tr> <tr style="height:20px;"> <td data-sheets-value='{"1":2,"2":"Polycarbonate "}' style="border-left:1px solid #000000;overflow:hidden;padding:0px 3px 0px 3px;vertical-align:bottom;">Polycarbonate </td> <td data-sheets-value='{"1":2,"2":"EW"}' style="overflow:hidden;padding:0px 3px 0px 3px;vertical-align:bottom;">EW</td> <td data-sheets-value='{"1":2,"2":"Clear (A)"}' style="overflow:hidden;padding:0px 3px 0px 3px;vertical-align:bottom;">Clear (A)</td> <td data-sheets-numberformat='{"1":2,"2":"0.00","3":1}' data-sheets-value='{"1":3,"3":1.19}' style="overflow:hidden;padding:0px 3px 0px 3px;vertical-align:bottom;text-align:center;">1.19</td> <td data-sheets-numberformat='{"1":2,"2":"0","3":1}' data-sheets-value='{"1":3,"3":36.08}' style="overflow:hidden;padding:0px 3px 0px 3px;vertical-align:bottom;text-align:center;">36</td> <td data-sheets-numberformat='{"1":2,"2":"0","3":1}' data-sheets-value='{"1":3,"3":54.78}' style="overflow:hidden;padding:0px 3px 0px 3px;vertical-align:bottom;text-align:center;">55</td> <td data-sheets-value='{"1":3,"3":24}' style="border-right:1px solid #000000;overflow:hidden;padding:0px 3px 0px 3px;vertical-align:bottom;text-align:center;">24</td> </tr> <tr style="height:20px;"> <td data-sheets-value='{"1":2,"2":"PC"}' style="border-left:1px solid #000000;overflow:hidden;padding:0px 3px 0px 3px;vertical-align:bottom;">PC</td> <td style="overflow:hidden;padding:0px 3px 0px 3px;vertical-align:bottom;"></td> <td data-sheets-value='{"1":2,"2":"Opal (D)"}' style="overflow:hidden;padding:0px 3px 0px 3px;vertical-align:bottom;">Opal (D)</td> <td data-sheets-numberformat='{"1":2,"2":"0.00","3":1}' data-sheets-value='{"1":3,"3":1.19}' style="overflow:hidden;padding:0px 3px 0px 3px;vertical-align:bottom;text-align:center;">1.19</td> <td data-sheets-numberformat='{"1":2,"2":"0","3":1}' data-sheets-value='{"1":3,"3":23.779999999999998}' style="overflow:hidden;padding:0px 3px 0px 3px;vertical-align:bottom;text-align:center;">24</td> <td data-sheets-numberformat='{"1":2,"2":"0","3":1}' data-sheets-value='{"1":3,"3":39.6}' style="overflow:hidden;padding:0px 3px 0px 3px;vertical-align:bottom;text-align:center;">40</td> <td data-sheets-value='{"1":3,"3":24}' style="border-right:1px solid #000000;overflow:hidden;padding:0px 3px 0px 3px;vertical-align:bottom;text-align:center;">24</td> </tr> <tr style="height:20px;"> <td style="border-left:1px solid #000000;overflow:hidden;padding:0px 3px 0px 3px;vertical-align:bottom;"></td> <td data-sheets-value='{"1":2,"2":"DW"}' style="overflow:hidden;padding:0px 3px 0px 3px;vertical-align:bottom;">DW</td> <td data-sheets-value='{"1":2,"2":"Clear (A/H)"}' style="overflow:hidden;padding:0px 3px 0px 3px;vertical-align:bottom;">Clear (A/H)</td> <td data-sheets-numberformat='{"1":2,"2":"0.00","3":1}' data-sheets-value='{"1":3,"3":0.98}' style="overflow:hidden;padding:0px 3px 0px 3px;vertical-align:bottom;text-align:center;">0.98</td> <td data-sheets-numberformat='{"1":2,"2":"0","3":1}' data-sheets-value='{"1":3,"3":32.39}' style="overflow:hidden;padding:0px 3px 0px 3px;vertical-align:bottom;text-align:center;">32</td> <td data-sheets-numberformat='{"1":2,"2":"0","3":1}' data-sheets-value='{"1":3,"3":47.52}' style="overflow:hidden;padding:0px 3px 0px 3px;vertical-align:bottom;text-align:center;">48</td> <td data-sheets-value='{"1":3,"3":26}' style="border-right:1px solid #000000;overflow:hidden;padding:0px 3px 0px 3px;vertical-align:bottom;text-align:center;">26</td> </tr> <tr style="height:20px;"> <td style="border-left:1px solid #000000;overflow:hidden;padding:0px 3px 0px 3px;vertical-align:bottom;"></td> <td style="overflow:hidden;padding:0px 3px 0px 3px;vertical-align:bottom;"></td> <td data-sheets-value='{"1":2,"2":"Clear (A/A)"}' style="overflow:hidden;padding:0px 3px 0px 3px;vertical-align:bottom;">Clear (A/A)</td> <td data-sheets-numberformat='{"1":2,"2":"0.00","3":1}' data-sheets-value='{"1":3,"3":0.98}' style="overflow:hidden;padding:0px 3px 0px 3px;vertical-align:bottom;text-align:center;">0.98</td> <td data-sheets-numberformat='{"1":2,"2":"0","3":1}' data-sheets-value='{"1":3,"3":31.569999999999997}' style="overflow:hidden;padding:0px 3px 0px 3px;vertical-align:bottom;text-align:center;">32</td> <td data-sheets-numberformat='{"1":2,"2":"0","3":1}' data-sheets-value='{"1":3,"3":45.54}' style="overflow:hidden;padding:0px 3px 0px 3px;vertical-align:bottom;text-align:center;">46</td> <td data-sheets-value='{"1":3,"3":26}' style="border-right:1px solid #000000;overflow:hidden;padding:0px 3px 0px 3px;vertical-align:bottom;text-align:center;">26</td> </tr> <tr style="height:20px;"> <td style="border-left:1px solid #000000;overflow:hidden;padding:0px 3px 0px 3px;vertical-align:bottom;"></td> <td style="overflow:hidden;padding:0px 3px 0px 3px;vertical-align:bottom;"></td> <td data-sheets-value='{"1":2,"2":"Opal (A/O)"}' style="overflow:hidden;padding:0px 3px 0px 3px;vertical-align:bottom;">Opal (A/O)</td> <td data-sheets-numberformat='{"1":2,"2":"0.00","3":1}' data-sheets-value='{"1":3,"3":0.98}' style="overflow:hidden;padding:0px 3px 0px 3px;vertical-align:bottom;text-align:center;">0.98</td> <td data-sheets-numberformat='{"1":2,"2":"0","3":1}' data-sheets-value='{"1":3,"3":29.93}' style="overflow:hidden;padding:0px 3px 0px 3px;vertical-align:bottom;text-align:center;">30</td> <td data-sheets-numberformat='{"1":2,"2":"0","3":1}' data-sheets-value='{"1":3,"3":41.580000000000005}' style="overflow:hidden;padding:0px 3px 0px 3px;vertical-align:bottom;text-align:center;">42</td> <td data-sheets-value='{"1":3,"3":26}' style="border-right:1px solid #000000;overflow:hidden;padding:0px 3px 0px 3px;vertical-align:bottom;text-align:center;">26</td> </tr> <tr style="height:20px;"> <td style="border-bottom:1px solid #000000;border-left:1px solid #000000;overflow:hidden;padding:0px 3px 0px 3px;vertical-align:bottom;"></td> <td style="border-bottom:1px solid #000000;overflow:hidden;padding:0px 3px 0px 3px;vertical-align:bottom;"></td> <td data-sheets-value='{"1":2,"2":"Opal (A/D)"}' style="border-bottom:1px solid #000000;overflow:hidden;padding:0px 3px 0px 3px;vertical-align:bottom;">Opal (A/D)</td> <td data-sheets-numberformat='{"1":2,"2":"0.00","3":1}' data-sheets-value='{"1":3,"3":0.98}' style="border-bottom:1px solid #000000;overflow:hidden;padding:0px 3px 0px 3px;vertical-align:bottom;text-align:center;">0.98</td> <td data-sheets-numberformat='{"1":2,"2":"0","3":1}' data-sheets-value='{"1":3,"3":20.91}' style="border-bottom:1px solid #000000;overflow:hidden;padding:0px 3px 0px 3px;vertical-align:bottom;text-align:center;">21</td> <td data-sheets-numberformat='{"1":2,"2":"0","3":1}' data-sheets-value='{"1":3,"3":33}' style="border-bottom:1px solid #000000;overflow:hidden;padding:0px 3px 0px 3px;vertical-align:bottom;text-align:center;">33</td> <td data-sheets-value='{"1":3,"3":26}' style="border-right:1px solid #000000;border-bottom:1px solid #000000;overflow:hidden;padding:0px 3px 0px 3px;vertical-align:bottom;text-align:center;">26</td> </tr> <tr style="height:20px;"> <td data-sheets-value='{"1":2,"2":"Polycarbonate"}' style="border-left:1px solid #000000;overflow:hidden;padding:0px 3px 0px 3px;vertical-align:bottom;">Polycarbonate</td> <td data-sheets-value='{"1":2,"2":"EW"}' style="overflow:hidden;padding:0px 3px 0px 3px;vertical-align:bottom;">EW</td> <td data-sheets-value='{"1":2,"2":"Heatstop Opal (T)"}' style="overflow:hidden;padding:0px 3px 0px 3px;vertical-align:bottom;">Heatstop Opal (T)</td> <td data-sheets-numberformat='{"1":2,"2":"0.00","3":1}' data-sheets-value='{"1":3,"3":1.19}' style="overflow:hidden;padding:0px 3px 0px 3px;vertical-align:bottom;text-align:center;">1.19</td> <td data-sheets-numberformat='{"1":2,"2":"0","3":1}' data-sheets-value='{"1":3,"3":20.09}' style="overflow:hidden;padding:0px 3px 0px 3px;vertical-align:bottom;text-align:center;">20</td> <td data-sheets-numberformat='{"1":2,"2":"0","3":1}' data-sheets-value='{"1":3,"3":38.940000000000005}' style="overflow:hidden;padding:0px 3px 0px 3px;vertical-align:bottom;text-align:center;">39</td> <td data-sheets-value='{"1":3,"3":24}' style="border-right:1px solid #000000;overflow:hidden;padding:0px 3px 0px 3px;vertical-align:bottom;text-align:center;">24</td> </tr> <tr style="height:20px;"> <td data-sheets-value='{"1":2,"2":"Heatstop PC"}' style="border-left:1px solid #000000;overflow:hidden;padding:0px 3px 0px 3px;vertical-align:bottom;">Heatstop PC</td> <td data-sheets-value='{"1":2,"2":"DW"}' style="overflow:hidden;padding:0px 3px 0px 3px;vertical-align:bottom;">DW</td> <td data-sheets-value='{"1":2,"2":"Clear (T/H)"}' style="overflow:hidden;padding:0px 3px 0px 3px;vertical-align:bottom;">Clear (T/H)</td> <td data-sheets-numberformat='{"1":2,"2":"0.00","3":1}' data-sheets-value='{"1":3,"3":0.98}' style="overflow:hidden;padding:0px 3px 0px 3px;vertical-align:bottom;text-align:center;">0.98</td> <td data-sheets-numberformat='{"1":2,"2":"0","3":1}' data-sheets-value='{"1":3,"3":18.04}' style="overflow:hidden;padding:0px 3px 0px 3px;vertical-align:bottom;text-align:center;">18</td> <td data-sheets-numberformat='{"1":2,"2":"0","3":1}' data-sheets-value='{"1":3,"3":33.660000000000004}' style="overflow:hidden;padding:0px 3px 0px 3px;vertical-align:bottom;text-align:center;">34</td> <td data-sheets-value='{"1":3,"3":26}' style="border-right:1px solid #000000;overflow:hidden;padding:0px 3px 0px 3px;vertical-align:bottom;text-align:center;">26</td> </tr> <tr style="height:20px;"> <td style="border-bottom:1px solid #000000;border-left:1px solid #000000;overflow:hidden;padding:0px 3px 0px 3px;vertical-align:bottom;"></td> <td style="border-bottom:1px solid #000000;overflow:hidden;padding:0px 3px 0px 3px;vertical-align:bottom;"></td> <td data-sheets-value='{"1":2,"2":"Opal (T/O)"}' style="border-bottom:1px solid #000000;overflow:hidden;padding:0px 3px 0px 3px;vertical-align:bottom;">Opal (T/O)</td> <td data-sheets-numberformat='{"1":2,"2":"0.00","3":1}' data-sheets-value='{"1":3,"3":0.98}' style="border-bottom:1px solid #000000;overflow:hidden;padding:0px 3px 0px 3px;vertical-align:bottom;text-align:center;">0.98</td> <td data-sheets-numberformat='{"1":2,"2":"0","3":1}' data-sheets-value='{"1":3,"3":16.81}' style="border-bottom:1px solid #000000;overflow:hidden;padding:0px 3px 0px 3px;vertical-align:bottom;text-align:center;">17</td> <td data-sheets-numberformat='{"1":2,"2":"0","3":1}' data-sheets-value='{"1":3,"3":29.700000000000003}' style="border-bottom:1px solid #000000;overflow:hidden;padding:0px 3px 0px 3px;vertical-align:bottom;text-align:center;">30</td> <td data-sheets-value='{"1":3,"3":26}' style="border-right:1px solid #000000;border-bottom:1px solid #000000;overflow:hidden;padding:0px 3px 0px 3px;vertical-align:bottom;text-align:center;">26</td> </tr> </tbody></table> | skylux-160-ce-met-koepel-en-pvc-opstand-30-20-met-lm-motor-pvc-raam-type-ep25-en-windvang-1050-x-1050-mm | 8586036117837 | 46872366940493
Smoke and heat exhaust (SHEV) | SHE system | Skylux | Skylux 160° CE with skylight and PVC curb 30/20 with LM-actuator, PVC frame type EP25 and spoiler 1050 x 1650 mm |  | 50475 | 5412970504757 | 5602.3 | Yes | 30-45 | 100.93 | 1050 x 1650 mm | 1650 | 1050 |  | PVC 30/20 (30 cm high & roof opening = 20 cm larger than daylight size) | Rectangular | 1.19 W/m²K - 0.98 W/m²K | 57% - 30% | 37% - 17% | 24dB - 26dB | 160° CE (for industry) | PVC frame EP25 | with spoiler | E | Single actuator | Maximum double-walled skylight possible for this product | Ut-value LT-value g-value Rw-value EN 1873 : 2014 EN ISO 13468 EN 16153 EN 410 EN 410 EN ISO 140-3 Material Walls Shells (W/m²K) (%) (%) (dB) Acrylic EW Clear (H) 1.19 37 57 24 PMMA Opal (O) 1.19 34 50 24 DW Clear (H/H) 0.98 33 50 26 Opal (O/O) 0.98 28 38 26 Polycarbonate EW Clear (A) 1.19 36 55 24 PC Opal (D) 1.19 24 40 24 DW Clear (A/H) 0.98 32 48 26 Clear (A/A) 0.98 32 46 26 Opal (A/O) 0.98 30 42 26 Opal (A/D) 0.98 21 33 26 Polycarbonate EW Heatstop Opal (T) 1.19 20 39 24 Heatstop PC DW Clear (T/H) 0.98 18 34 26 Opal (T/O) 0.98 17 30 26 | https://skylux.eu/en/products/skylux-160-ce-met-koepel-en-pvc-opstand-30-20-met-lm-motor-pvc-raam-type-ep25-en-windvang-1050-x-1650-mm | https://skylux.eu/cdn/shop/files/Skylux-160deg-CE-met-koepel-en-pvc-opstand-3020-met-LM-motor-pvc-raam-type-EP25-en-windvang-1050-x-1650-mm-RWA-systeem.jpg?v=1702981024&width=1600 | https://skylux.eu/cdn/shop/files/e5a82811-1bb0-48e4-a776-cacb59c7c092_c5353fe6-3e32-49d9-9db3-c83af326116c.jpg?v=1688551266&width=1600 | //skylux.eu/cdn/shop/files/E_MH_Mounting_instructions_Skylux_160_CE_LM.pdf?v=12406716259046007223 | //skylux.eu/cdn/shop/files/E_TD_Technical_File_Skylux_Skylux_160_CE_Electric.pdf?v=3667116872303399239 | <style type="text/css" id="isPasted"><!--td {border: 1px solid #cccccc;}br {mso-data-placement:same-cell;}--></style><table border="1" cellpadding="0" cellspacing="0" dir="ltr" style="table-layout:fixed;font-size:10pt;font-family:Arial;border-collapse:collapse;border:none;"><tbody> <tr style="height:20px;"> <td style="overflow:hidden;padding:0px 3px 0px 3px;vertical-align:bottom;"></td> <td style="overflow:hidden;padding:0px 3px 0px 3px;vertical-align:bottom;"></td> <td style="overflow:hidden;padding:0px 3px 0px 3px;vertical-align:bottom;"></td> <td data-sheets-value='{"1":2,"2":"Ut-value"}' style="overflow:hidden;padding:0px 3px 0px 3px;vertical-align:bottom;font-weight:bold;text-align:center;">Ut-value</td> <td data-sheets-value='{"1":2,"2":"LT-value"}' style="overflow:hidden;padding:0px 3px 0px 3px;vertical-align:bottom;font-weight:bold;text-align:center;">LT-value</td> <td data-sheets-value='{"1":2,"2":"g-value"}' style="overflow:hidden;padding:0px 3px 0px 3px;vertical-align:bottom;font-weight:bold;text-align:center;">g-value</td> <td data-sheets-value='{"1":2,"2":"Rw-value "}' style="overflow:hidden;padding:0px 3px 0px 3px;vertical-align:bottom;font-weight:bold;text-align:center;">Rw-value </td> </tr> <tr style="height:20px;"> <td style="overflow:hidden;padding:0px 3px 0px 3px;vertical-align:bottom;"></td> <td style="overflow:hidden;padding:0px 3px 0px 3px;vertical-align:bottom;"></td> <td style="overflow:hidden;padding:0px 3px 0px 3px;vertical-align:bottom;"></td> <td data-sheets-numberformat='{"1":2,"2":"0.00","3":1}' data-sheets-value='{"1":2,"2":"EN 1873 : 2014"}' style="overflow:hidden;padding:0px 3px 0px 3px;vertical-align:bottom;text-align:center;">EN 1873 : 2014</td> <td data-sheets-numberformat='{"1":2,"2":"0","3":1}' data-sheets-value='{"1":2,"2":"EN ISO 13468 EN 16153 EN 410"}' style="overflow:hidden;padding:0px 3px 0px 3px;vertical-align:bottom;text-align:center;">EN ISO 13468 EN 16153 EN 410</td> <td data-sheets-numberformat='{"1":2,"2":"0","3":1}' data-sheets-value='{"1":2,"2":"EN 410"}' style="overflow:hidden;padding:0px 3px 0px 3px;vertical-align:bottom;text-align:center;">EN 410</td> <td data-sheets-value='{"1":2,"2":"EN ISO 140-3\t\t"}' style="overflow:hidden;padding:0px 3px 0px 3px;vertical-align:bottom;text-align:center;">EN ISO 140-3 </td> </tr> <tr style="height:20px;"> <td data-sheets-value='{"1":2,"2":"Material"}' style="border-bottom:1px solid #000000;overflow:hidden;padding:0px 3px 0px 3px;vertical-align:bottom;background-color:#000000;font-weight:bold;color:#ffffff;">Material</td> <td data-sheets-value='{"1":2,"2":"Walls"}' style="border-bottom:1px solid #000000;overflow:hidden;padding:0px 3px 0px 3px;vertical-align:bottom;background-color:#000000;font-weight:bold;color:#ffffff;">Walls</td> <td data-sheets-value='{"1":2,"2":"Shells"}' style="border-bottom:1px solid #000000;overflow:hidden;padding:0px 3px 0px 3px;vertical-align:bottom;background-color:#000000;font-weight:bold;color:#ffffff;">Shells</td> <td data-sheets-numberformat='{"1":2,"2":"0.00","3":1}' data-sheets-value='{"1":2,"2":"(W/m²K)\t"}' style="border-bottom:1px solid #000000;overflow:hidden;padding:0px 3px 0px 3px;vertical-align:bottom;background-color:#000000;font-weight:bold;color:#ffffff;text-align:center;">(W/m²K) </td> <td data-sheets-numberformat='{"1":2,"2":"0","3":1}' data-sheets-value='{"1":2,"2":"(%)"}' style="border-bottom:1px solid #000000;overflow:hidden;padding:0px 3px 0px 3px;vertical-align:bottom;background-color:#000000;font-weight:bold;color:#ffffff;text-align:center;">(%)</td> <td data-sheets-numberformat='{"1":2,"2":"0","3":1}' data-sheets-value='{"1":2,"2":"(%)"}' style="border-bottom:1px solid #000000;overflow:hidden;padding:0px 3px 0px 3px;vertical-align:bottom;background-color:#000000;font-weight:bold;color:#ffffff;text-align:center;">(%)</td> <td data-sheets-value='{"1":2,"2":"(dB)"}' style="border-bottom:1px solid #000000;overflow:hidden;padding:0px 3px 0px 3px;vertical-align:bottom;background-color:#000000;font-weight:bold;color:#ffffff;text-align:center;">(dB)</td> </tr> <tr style="height:20px;"> <td data-sheets-value='{"1":2,"2":"Acrylic"}' style="border-left:1px solid #000000;overflow:hidden;padding:0px 3px 0px 3px;vertical-align:bottom;">Acrylic</td> <td data-sheets-value='{"1":2,"2":"EW"}' style="overflow:hidden;padding:0px 3px 0px 3px;vertical-align:bottom;">EW</td> <td data-sheets-value='{"1":2,"2":"Clear (H)"}' style="overflow:hidden;padding:0px 3px 0px 3px;vertical-align:bottom;">Clear (H)</td> <td data-sheets-numberformat='{"1":2,"2":"0.00","3":1}' data-sheets-value='{"1":3,"3":1.19}' style="overflow:hidden;padding:0px 3px 0px 3px;vertical-align:bottom;text-align:center;">1.19</td> <td data-sheets-numberformat='{"1":2,"2":"0","3":1}' data-sheets-value='{"1":3,"3":36.9}' style="overflow:hidden;padding:0px 3px 0px 3px;vertical-align:bottom;text-align:center;">37</td> <td data-sheets-numberformat='{"1":2,"2":"0","3":1}' data-sheets-value='{"1":3,"3":57.42}' style="overflow:hidden;padding:0px 3px 0px 3px;vertical-align:bottom;text-align:center;">57</td> <td data-sheets-value='{"1":3,"3":24}' style="border-right:1px solid #000000;overflow:hidden;padding:0px 3px 0px 3px;vertical-align:bottom;text-align:center;">24</td> </tr> <tr style="height:20px;"> <td data-sheets-value='{"1":2,"2":"PMMA"}' style="border-left:1px solid #000000;overflow:hidden;padding:0px 3px 0px 3px;vertical-align:bottom;">PMMA</td> <td style="overflow:hidden;padding:0px 3px 0px 3px;vertical-align:bottom;"></td> <td data-sheets-value='{"1":2,"2":"Opal (O)"}' style="overflow:hidden;padding:0px 3px 0px 3px;vertical-align:bottom;">Opal (O)</td> <td data-sheets-numberformat='{"1":2,"2":"0.00","3":1}' data-sheets-value='{"1":3,"3":1.19}' style="overflow:hidden;padding:0px 3px 0px 3px;vertical-align:bottom;text-align:center;">1.19</td> <td data-sheets-numberformat='{"1":2,"2":"0","3":1}' data-sheets-value='{"1":3,"3":34.03}' style="overflow:hidden;padding:0px 3px 0px 3px;vertical-align:bottom;text-align:center;">34</td> <td data-sheets-numberformat='{"1":2,"2":"0","3":1}' data-sheets-value='{"1":3,"3":50.160000000000004}' style="overflow:hidden;padding:0px 3px 0px 3px;vertical-align:bottom;text-align:center;">50</td> <td data-sheets-value='{"1":3,"3":24}' style="border-right:1px solid #000000;overflow:hidden;padding:0px 3px 0px 3px;vertical-align:bottom;text-align:center;">24</td> </tr> <tr style="height:20px;"> <td style="border-left:1px solid #000000;overflow:hidden;padding:0px 3px 0px 3px;vertical-align:bottom;"></td> <td data-sheets-value='{"1":2,"2":"DW"}' style="overflow:hidden;padding:0px 3px 0px 3px;vertical-align:bottom;">DW</td> <td data-sheets-value='{"1":2,"2":"Clear (H/H)"}' style="overflow:hidden;padding:0px 3px 0px 3px;vertical-align:bottom;">Clear (H/H)</td> <td data-sheets-numberformat='{"1":2,"2":"0.00","3":1}' data-sheets-value='{"1":3,"3":0.98}' style="overflow:hidden;padding:0px 3px 0px 3px;vertical-align:bottom;text-align:center;">0.98</td> <td data-sheets-numberformat='{"1":2,"2":"0","3":1}' data-sheets-value='{"1":3,"3":33.21}' style="overflow:hidden;padding:0px 3px 0px 3px;vertical-align:bottom;text-align:center;">33</td> <td data-sheets-numberformat='{"1":2,"2":"0","3":1}' data-sheets-value='{"1":3,"3":49.5}' style="overflow:hidden;padding:0px 3px 0px 3px;vertical-align:bottom;text-align:center;">50</td> <td data-sheets-value='{"1":3,"3":26}' style="border-right:1px solid #000000;overflow:hidden;padding:0px 3px 0px 3px;vertical-align:bottom;text-align:center;">26</td> </tr> <tr style="height:20px;"> <td style="border-bottom:1px solid #000000;border-left:1px solid #000000;overflow:hidden;padding:0px 3px 0px 3px;vertical-align:bottom;"></td> <td style="border-bottom:1px solid #000000;overflow:hidden;padding:0px 3px 0px 3px;vertical-align:bottom;"></td> <td data-sheets-value='{"1":2,"2":"Opal (O/O)"}' style="border-bottom:1px solid #000000;overflow:hidden;padding:0px 3px 0px 3px;vertical-align:bottom;">Opal (O/O)</td> <td data-sheets-numberformat='{"1":2,"2":"0.00","3":1}' data-sheets-value='{"1":3,"3":0.98}' style="border-bottom:1px solid #000000;overflow:hidden;padding:0px 3px 0px 3px;vertical-align:bottom;text-align:center;">0.98</td> <td data-sheets-numberformat='{"1":2,"2":"0","3":1}' data-sheets-value='{"1":3,"3":28.29}' style="border-bottom:1px solid #000000;overflow:hidden;padding:0px 3px 0px 3px;vertical-align:bottom;text-align:center;">28</td> <td data-sheets-numberformat='{"1":2,"2":"0","3":1}' data-sheets-value='{"1":3,"3":38.28}' style="border-bottom:1px solid #000000;overflow:hidden;padding:0px 3px 0px 3px;vertical-align:bottom;text-align:center;">38</td> <td data-sheets-value='{"1":3,"3":26}' style="border-right:1px solid #000000;border-bottom:1px solid #000000;overflow:hidden;padding:0px 3px 0px 3px;vertical-align:bottom;text-align:center;">26</td> </tr> <tr style="height:20px;"> <td data-sheets-value='{"1":2,"2":"Polycarbonate "}' style="border-left:1px solid #000000;overflow:hidden;padding:0px 3px 0px 3px;vertical-align:bottom;">Polycarbonate </td> <td data-sheets-value='{"1":2,"2":"EW"}' style="overflow:hidden;padding:0px 3px 0px 3px;vertical-align:bottom;">EW</td> <td data-sheets-value='{"1":2,"2":"Clear (A)"}' style="overflow:hidden;padding:0px 3px 0px 3px;vertical-align:bottom;">Clear (A)</td> <td data-sheets-numberformat='{"1":2,"2":"0.00","3":1}' data-sheets-value='{"1":3,"3":1.19}' style="overflow:hidden;padding:0px 3px 0px 3px;vertical-align:bottom;text-align:center;">1.19</td> <td data-sheets-numberformat='{"1":2,"2":"0","3":1}' data-sheets-value='{"1":3,"3":36.08}' style="overflow:hidden;padding:0px 3px 0px 3px;vertical-align:bottom;text-align:center;">36</td> <td data-sheets-numberformat='{"1":2,"2":"0","3":1}' data-sheets-value='{"1":3,"3":54.78}' style="overflow:hidden;padding:0px 3px 0px 3px;vertical-align:bottom;text-align:center;">55</td> <td data-sheets-value='{"1":3,"3":24}' style="border-right:1px solid #000000;overflow:hidden;padding:0px 3px 0px 3px;vertical-align:bottom;text-align:center;">24</td> </tr> <tr style="height:20px;"> <td data-sheets-value='{"1":2,"2":"PC"}' style="border-left:1px solid #000000;overflow:hidden;padding:0px 3px 0px 3px;vertical-align:bottom;">PC</td> <td style="overflow:hidden;padding:0px 3px 0px 3px;vertical-align:bottom;"></td> <td data-sheets-value='{"1":2,"2":"Opal (D)"}' style="overflow:hidden;padding:0px 3px 0px 3px;vertical-align:bottom;">Opal (D)</td> <td data-sheets-numberformat='{"1":2,"2":"0.00","3":1}' data-sheets-value='{"1":3,"3":1.19}' style="overflow:hidden;padding:0px 3px 0px 3px;vertical-align:bottom;text-align:center;">1.19</td> <td data-sheets-numberformat='{"1":2,"2":"0","3":1}' data-sheets-value='{"1":3,"3":23.779999999999998}' style="overflow:hidden;padding:0px 3px 0px 3px;vertical-align:bottom;text-align:center;">24</td> <td data-sheets-numberformat='{"1":2,"2":"0","3":1}' data-sheets-value='{"1":3,"3":39.6}' style="overflow:hidden;padding:0px 3px 0px 3px;vertical-align:bottom;text-align:center;">40</td> <td data-sheets-value='{"1":3,"3":24}' style="border-right:1px solid #000000;overflow:hidden;padding:0px 3px 0px 3px;vertical-align:bottom;text-align:center;">24</td> </tr> <tr style="height:20px;"> <td style="border-left:1px solid #000000;overflow:hidden;padding:0px 3px 0px 3px;vertical-align:bottom;"></td> <td data-sheets-value='{"1":2,"2":"DW"}' style="overflow:hidden;padding:0px 3px 0px 3px;vertical-align:bottom;">DW</td> <td data-sheets-value='{"1":2,"2":"Clear (A/H)"}' style="overflow:hidden;padding:0px 3px 0px 3px;vertical-align:bottom;">Clear (A/H)</td> <td data-sheets-numberformat='{"1":2,"2":"0.00","3":1}' data-sheets-value='{"1":3,"3":0.98}' style="overflow:hidden;padding:0px 3px 0px 3px;vertical-align:bottom;text-align:center;">0.98</td> <td data-sheets-numberformat='{"1":2,"2":"0","3":1}' data-sheets-value='{"1":3,"3":32.39}' style="overflow:hidden;padding:0px 3px 0px 3px;vertical-align:bottom;text-align:center;">32</td> <td data-sheets-numberformat='{"1":2,"2":"0","3":1}' data-sheets-value='{"1":3,"3":47.52}' style="overflow:hidden;padding:0px 3px 0px 3px;vertical-align:bottom;text-align:center;">48</td> <td data-sheets-value='{"1":3,"3":26}' style="border-right:1px solid #000000;overflow:hidden;padding:0px 3px 0px 3px;vertical-align:bottom;text-align:center;">26</td> </tr> <tr style="height:20px;"> <td style="border-left:1px solid #000000;overflow:hidden;padding:0px 3px 0px 3px;vertical-align:bottom;"></td> <td style="overflow:hidden;padding:0px 3px 0px 3px;vertical-align:bottom;"></td> <td data-sheets-value='{"1":2,"2":"Clear (A/A)"}' style="overflow:hidden;padding:0px 3px 0px 3px;vertical-align:bottom;">Clear (A/A)</td> <td data-sheets-numberformat='{"1":2,"2":"0.00","3":1}' data-sheets-value='{"1":3,"3":0.98}' style="overflow:hidden;padding:0px 3px 0px 3px;vertical-align:bottom;text-align:center;">0.98</td> <td data-sheets-numberformat='{"1":2,"2":"0","3":1}' data-sheets-value='{"1":3,"3":31.569999999999997}' style="overflow:hidden;padding:0px 3px 0px 3px;vertical-align:bottom;text-align:center;">32</td> <td data-sheets-numberformat='{"1":2,"2":"0","3":1}' data-sheets-value='{"1":3,"3":45.54}' style="overflow:hidden;padding:0px 3px 0px 3px;vertical-align:bottom;text-align:center;">46</td> <td data-sheets-value='{"1":3,"3":26}' style="border-right:1px solid #000000;overflow:hidden;padding:0px 3px 0px 3px;vertical-align:bottom;text-align:center;">26</td> </tr> <tr style="height:20px;"> <td style="border-left:1px solid #000000;overflow:hidden;padding:0px 3px 0px 3px;vertical-align:bottom;"></td> <td style="overflow:hidden;padding:0px 3px 0px 3px;vertical-align:bottom;"></td> <td data-sheets-value='{"1":2,"2":"Opal (A/O)"}' style="overflow:hidden;padding:0px 3px 0px 3px;vertical-align:bottom;">Opal (A/O)</td> <td data-sheets-numberformat='{"1":2,"2":"0.00","3":1}' data-sheets-value='{"1":3,"3":0.98}' style="overflow:hidden;padding:0px 3px 0px 3px;vertical-align:bottom;text-align:center;">0.98</td> <td data-sheets-numberformat='{"1":2,"2":"0","3":1}' data-sheets-value='{"1":3,"3":29.93}' style="overflow:hidden;padding:0px 3px 0px 3px;vertical-align:bottom;text-align:center;">30</td> <td data-sheets-numberformat='{"1":2,"2":"0","3":1}' data-sheets-value='{"1":3,"3":41.580000000000005}' style="overflow:hidden;padding:0px 3px 0px 3px;vertical-align:bottom;text-align:center;">42</td> <td data-sheets-value='{"1":3,"3":26}' style="border-right:1px solid #000000;overflow:hidden;padding:0px 3px 0px 3px;vertical-align:bottom;text-align:center;">26</td> </tr> <tr style="height:20px;"> <td style="border-bottom:1px solid #000000;border-left:1px solid #000000;overflow:hidden;padding:0px 3px 0px 3px;vertical-align:bottom;"></td> <td style="border-bottom:1px solid #000000;overflow:hidden;padding:0px 3px 0px 3px;vertical-align:bottom;"></td> <td data-sheets-value='{"1":2,"2":"Opal (A/D)"}' style="border-bottom:1px solid #000000;overflow:hidden;padding:0px 3px 0px 3px;vertical-align:bottom;">Opal (A/D)</td> <td data-sheets-numberformat='{"1":2,"2":"0.00","3":1}' data-sheets-value='{"1":3,"3":0.98}' style="border-bottom:1px solid #000000;overflow:hidden;padding:0px 3px 0px 3px;vertical-align:bottom;text-align:center;">0.98</td> <td data-sheets-numberformat='{"1":2,"2":"0","3":1}' data-sheets-value='{"1":3,"3":20.91}' style="border-bottom:1px solid #000000;overflow:hidden;padding:0px 3px 0px 3px;vertical-align:bottom;text-align:center;">21</td> <td data-sheets-numberformat='{"1":2,"2":"0","3":1}' data-sheets-value='{"1":3,"3":33}' style="border-bottom:1px solid #000000;overflow:hidden;padding:0px 3px 0px 3px;vertical-align:bottom;text-align:center;">33</td> <td data-sheets-value='{"1":3,"3":26}' style="border-right:1px solid #000000;border-bottom:1px solid #000000;overflow:hidden;padding:0px 3px 0px 3px;vertical-align:bottom;text-align:center;">26</td> </tr> <tr style="height:20px;"> <td data-sheets-value='{"1":2,"2":"Polycarbonate"}' style="border-left:1px solid #000000;overflow:hidden;padding:0px 3px 0px 3px;vertical-align:bottom;">Polycarbonate</td> <td data-sheets-value='{"1":2,"2":"EW"}' style="overflow:hidden;padding:0px 3px 0px 3px;vertical-align:bottom;">EW</td> <td data-sheets-value='{"1":2,"2":"Heatstop Opal (T)"}' style="overflow:hidden;padding:0px 3px 0px 3px;vertical-align:bottom;">Heatstop Opal (T)</td> <td data-sheets-numberformat='{"1":2,"2":"0.00","3":1}' data-sheets-value='{"1":3,"3":1.19}' style="overflow:hidden;padding:0px 3px 0px 3px;vertical-align:bottom;text-align:center;">1.19</td> <td data-sheets-numberformat='{"1":2,"2":"0","3":1}' data-sheets-value='{"1":3,"3":20.09}' style="overflow:hidden;padding:0px 3px 0px 3px;vertical-align:bottom;text-align:center;">20</td> <td data-sheets-numberformat='{"1":2,"2":"0","3":1}' data-sheets-value='{"1":3,"3":38.940000000000005}' style="overflow:hidden;padding:0px 3px 0px 3px;vertical-align:bottom;text-align:center;">39</td> <td data-sheets-value='{"1":3,"3":24}' style="border-right:1px solid #000000;overflow:hidden;padding:0px 3px 0px 3px;vertical-align:bottom;text-align:center;">24</td> </tr> <tr style="height:20px;"> <td data-sheets-value='{"1":2,"2":"Heatstop PC"}' style="border-left:1px solid #000000;overflow:hidden;padding:0px 3px 0px 3px;vertical-align:bottom;">Heatstop PC</td> <td data-sheets-value='{"1":2,"2":"DW"}' style="overflow:hidden;padding:0px 3px 0px 3px;vertical-align:bottom;">DW</td> <td data-sheets-value='{"1":2,"2":"Clear (T/H)"}' style="overflow:hidden;padding:0px 3px 0px 3px;vertical-align:bottom;">Clear (T/H)</td> <td data-sheets-numberformat='{"1":2,"2":"0.00","3":1}' data-sheets-value='{"1":3,"3":0.98}' style="overflow:hidden;padding:0px 3px 0px 3px;vertical-align:bottom;text-align:center;">0.98</td> <td data-sheets-numberformat='{"1":2,"2":"0","3":1}' data-sheets-value='{"1":3,"3":18.04}' style="overflow:hidden;padding:0px 3px 0px 3px;vertical-align:bottom;text-align:center;">18</td> <td data-sheets-numberformat='{"1":2,"2":"0","3":1}' data-sheets-value='{"1":3,"3":33.660000000000004}' style="overflow:hidden;padding:0px 3px 0px 3px;vertical-align:bottom;text-align:center;">34</td> <td data-sheets-value='{"1":3,"3":26}' style="border-right:1px solid #000000;overflow:hidden;padding:0px 3px 0px 3px;vertical-align:bottom;text-align:center;">26</td> </tr> <tr style="height:20px;"> <td style="border-bottom:1px solid #000000;border-left:1px solid #000000;overflow:hidden;padding:0px 3px 0px 3px;vertical-align:bottom;"></td> <td style="border-bottom:1px solid #000000;overflow:hidden;padding:0px 3px 0px 3px;vertical-align:bottom;"></td> <td data-sheets-value='{"1":2,"2":"Opal (T/O)"}' style="border-bottom:1px solid #000000;overflow:hidden;padding:0px 3px 0px 3px;vertical-align:bottom;">Opal (T/O)</td> <td data-sheets-numberformat='{"1":2,"2":"0.00","3":1}' data-sheets-value='{"1":3,"3":0.98}' style="border-bottom:1px solid #000000;overflow:hidden;padding:0px 3px 0px 3px;vertical-align:bottom;text-align:center;">0.98</td> <td data-sheets-numberformat='{"1":2,"2":"0","3":1}' data-sheets-value='{"1":3,"3":16.81}' style="border-bottom:1px solid #000000;overflow:hidden;padding:0px 3px 0px 3px;vertical-align:bottom;text-align:center;">17</td> <td data-sheets-numberformat='{"1":2,"2":"0","3":1}' data-sheets-value='{"1":3,"3":29.700000000000003}' style="border-bottom:1px solid #000000;overflow:hidden;padding:0px 3px 0px 3px;vertical-align:bottom;text-align:center;">30</td> <td data-sheets-value='{"1":3,"3":26}' style="border-right:1px solid #000000;border-bottom:1px solid #000000;overflow:hidden;padding:0px 3px 0px 3px;vertical-align:bottom;text-align:center;">26</td> </tr> </tbody></table> | skylux-160-ce-met-koepel-en-pvc-opstand-30-20-met-lm-motor-pvc-raam-type-ep25-en-windvang-1050-x-1650-mm | 8586036150605 | 46872367006029
Smoke and heat exhaust (SHEV) | SHE system | Skylux | Skylux 160° CE with skylight and PVC curb 30/20 with LM-actuator, PVC frame type EP25 and spoiler 1050 x 2250 mm |  | 50476 | 5412970504764 | 6373.1 | Yes | 30-45 | 123.7 | 1050 x 2250 mm | 2250 | 1050 |  | PVC 30/20 (30 cm high & roof opening = 20 cm larger than daylight size) | Rectangular | 1.19 W/m²K - 0.98 W/m²K | 57% - 30% | 37% - 17% | 24dB - 26dB | 160° CE (for industry) | PVC frame EP25 | with spoiler | E | Single actuator | Maximum double-walled skylight possible for this product | Ut-value LT-value g-value Rw-value EN 1873 : 2014 EN ISO 13468 EN 16153 EN 410 EN 410 EN ISO 140-3 Material Walls Shells (W/m²K) (%) (%) (dB) Acrylic EW Clear (H) 1.19 37 57 24 PMMA Opal (O) 1.19 34 50 24 DW Clear (H/H) 0.98 33 50 26 Opal (O/O) 0.98 28 38 26 Polycarbonate EW Clear (A) 1.19 36 55 24 PC Opal (D) 1.19 24 40 24 DW Clear (A/H) 0.98 32 48 26 Clear (A/A) 0.98 32 46 26 Opal (A/O) 0.98 30 42 26 Opal (A/D) 0.98 21 33 26 Polycarbonate EW Heatstop Opal (T) 1.19 20 39 24 Heatstop PC DW Clear (T/H) 0.98 18 34 26 Opal (T/O) 0.98 17 30 26 | https://skylux.eu/en/products/skylux-160-ce-met-koepel-en-pvc-opstand-30-20-met-lm-motor-pvc-raam-type-ep25-en-windvang-1050-x-2250-mm | https://skylux.eu/cdn/shop/files/Skylux-160deg-CE-met-koepel-en-pvc-opstand-3020-met-LM-motor-pvc-raam-type-EP25-en-windvang-1050-x-2250-mm-RWA-systeem.jpg?v=1702981029&width=1600 | https://skylux.eu/cdn/shop/files/e5a82811-1bb0-48e4-a776-cacb59c7c092_79b7f0d3-12d4-4dd3-9df6-f2422a5bb71b.jpg?v=1688551268&width=1600 | //skylux.eu/cdn/shop/files/E_MH_Mounting_instructions_Skylux_160_CE_LM.pdf?v=12406716259046007223 | //skylux.eu/cdn/shop/files/E_TD_Technical_File_Skylux_Skylux_160_CE_Electric.pdf?v=3667116872303399239 | <style type="text/css" id="isPasted"><!--td {border: 1px solid #cccccc;}br {mso-data-placement:same-cell;}--></style><table border="1" cellpadding="0" cellspacing="0" dir="ltr" style="table-layout:fixed;font-size:10pt;font-family:Arial;border-collapse:collapse;border:none;"><tbody> <tr style="height:20px;"> <td style="overflow:hidden;padding:0px 3px 0px 3px;vertical-align:bottom;"></td> <td style="overflow:hidden;padding:0px 3px 0px 3px;vertical-align:bottom;"></td> <td style="overflow:hidden;padding:0px 3px 0px 3px;vertical-align:bottom;"></td> <td data-sheets-value='{"1":2,"2":"Ut-value"}' style="overflow:hidden;padding:0px 3px 0px 3px;vertical-align:bottom;font-weight:bold;text-align:center;">Ut-value</td> <td data-sheets-value='{"1":2,"2":"LT-value"}' style="overflow:hidden;padding:0px 3px 0px 3px;vertical-align:bottom;font-weight:bold;text-align:center;">LT-value</td> <td data-sheets-value='{"1":2,"2":"g-value"}' style="overflow:hidden;padding:0px 3px 0px 3px;vertical-align:bottom;font-weight:bold;text-align:center;">g-value</td> <td data-sheets-value='{"1":2,"2":"Rw-value "}' style="overflow:hidden;padding:0px 3px 0px 3px;vertical-align:bottom;font-weight:bold;text-align:center;">Rw-value </td> </tr> <tr style="height:20px;"> <td style="overflow:hidden;padding:0px 3px 0px 3px;vertical-align:bottom;"></td> <td style="overflow:hidden;padding:0px 3px 0px 3px;vertical-align:bottom;"></td> <td style="overflow:hidden;padding:0px 3px 0px 3px;vertical-align:bottom;"></td> <td data-sheets-numberformat='{"1":2,"2":"0.00","3":1}' data-sheets-value='{"1":2,"2":"EN 1873 : 2014"}' style="overflow:hidden;padding:0px 3px 0px 3px;vertical-align:bottom;text-align:center;">EN 1873 : 2014</td> <td data-sheets-numberformat='{"1":2,"2":"0","3":1}' data-sheets-value='{"1":2,"2":"EN ISO 13468 EN 16153 EN 410"}' style="overflow:hidden;padding:0px 3px 0px 3px;vertical-align:bottom;text-align:center;">EN ISO 13468 EN 16153 EN 410</td> <td data-sheets-numberformat='{"1":2,"2":"0","3":1}' data-sheets-value='{"1":2,"2":"EN 410"}' style="overflow:hidden;padding:0px 3px 0px 3px;vertical-align:bottom;text-align:center;">EN 410</td> <td data-sheets-value='{"1":2,"2":"EN ISO 140-3\t\t"}' style="overflow:hidden;padding:0px 3px 0px 3px;vertical-align:bottom;text-align:center;">EN ISO 140-3 </td> </tr> <tr style="height:20px;"> <td data-sheets-value='{"1":2,"2":"Material"}' style="border-bottom:1px solid #000000;overflow:hidden;padding:0px 3px 0px 3px;vertical-align:bottom;background-color:#000000;font-weight:bold;color:#ffffff;">Material</td> <td data-sheets-value='{"1":2,"2":"Walls"}' style="border-bottom:1px solid #000000;overflow:hidden;padding:0px 3px 0px 3px;vertical-align:bottom;background-color:#000000;font-weight:bold;color:#ffffff;">Walls</td> <td data-sheets-value='{"1":2,"2":"Shells"}' style="border-bottom:1px solid #000000;overflow:hidden;padding:0px 3px 0px 3px;vertical-align:bottom;background-color:#000000;font-weight:bold;color:#ffffff;">Shells</td> <td data-sheets-numberformat='{"1":2,"2":"0.00","3":1}' data-sheets-value='{"1":2,"2":"(W/m²K)\t"}' style="border-bottom:1px solid #000000;overflow:hidden;padding:0px 3px 0px 3px;vertical-align:bottom;background-color:#000000;font-weight:bold;color:#ffffff;text-align:center;">(W/m²K) </td> <td data-sheets-numberformat='{"1":2,"2":"0","3":1}' data-sheets-value='{"1":2,"2":"(%)"}' style="border-bottom:1px solid #000000;overflow:hidden;padding:0px 3px 0px 3px;vertical-align:bottom;background-color:#000000;font-weight:bold;color:#ffffff;text-align:center;">(%)</td> <td data-sheets-numberformat='{"1":2,"2":"0","3":1}' data-sheets-value='{"1":2,"2":"(%)"}' style="border-bottom:1px solid #000000;overflow:hidden;padding:0px 3px 0px 3px;vertical-align:bottom;background-color:#000000;font-weight:bold;color:#ffffff;text-align:center;">(%)</td> <td data-sheets-value='{"1":2,"2":"(dB)"}' style="border-bottom:1px solid #000000;overflow:hidden;padding:0px 3px 0px 3px;vertical-align:bottom;background-color:#000000;font-weight:bold;color:#ffffff;text-align:center;">(dB)</td> </tr> <tr style="height:20px;"> <td data-sheets-value='{"1":2,"2":"Acrylic"}' style="border-left:1px solid #000000;overflow:hidden;padding:0px 3px 0px 3px;vertical-align:bottom;">Acrylic</td> <td data-sheets-value='{"1":2,"2":"EW"}' style="overflow:hidden;padding:0px 3px 0px 3px;vertical-align:bottom;">EW</td> <td data-sheets-value='{"1":2,"2":"Clear (H)"}' style="overflow:hidden;padding:0px 3px 0px 3px;vertical-align:bottom;">Clear (H)</td> <td data-sheets-numberformat='{"1":2,"2":"0.00","3":1}' data-sheets-value='{"1":3,"3":1.19}' style="overflow:hidden;padding:0px 3px 0px 3px;vertical-align:bottom;text-align:center;">1.19</td> <td data-sheets-numberformat='{"1":2,"2":"0","3":1}' data-sheets-value='{"1":3,"3":36.9}' style="overflow:hidden;padding:0px 3px 0px 3px;vertical-align:bottom;text-align:center;">37</td> <td data-sheets-numberformat='{"1":2,"2":"0","3":1}' data-sheets-value='{"1":3,"3":57.42}' style="overflow:hidden;padding:0px 3px 0px 3px;vertical-align:bottom;text-align:center;">57</td> <td data-sheets-value='{"1":3,"3":24}' style="border-right:1px solid #000000;overflow:hidden;padding:0px 3px 0px 3px;vertical-align:bottom;text-align:center;">24</td> </tr> <tr style="height:20px;"> <td data-sheets-value='{"1":2,"2":"PMMA"}' style="border-left:1px solid #000000;overflow:hidden;padding:0px 3px 0px 3px;vertical-align:bottom;">PMMA</td> <td style="overflow:hidden;padding:0px 3px 0px 3px;vertical-align:bottom;"></td> <td data-sheets-value='{"1":2,"2":"Opal (O)"}' style="overflow:hidden;padding:0px 3px 0px 3px;vertical-align:bottom;">Opal (O)</td> <td data-sheets-numberformat='{"1":2,"2":"0.00","3":1}' data-sheets-value='{"1":3,"3":1.19}' style="overflow:hidden;padding:0px 3px 0px 3px;vertical-align:bottom;text-align:center;">1.19</td> <td data-sheets-numberformat='{"1":2,"2":"0","3":1}' data-sheets-value='{"1":3,"3":34.03}' style="overflow:hidden;padding:0px 3px 0px 3px;vertical-align:bottom;text-align:center;">34</td> <td data-sheets-numberformat='{"1":2,"2":"0","3":1}' data-sheets-value='{"1":3,"3":50.160000000000004}' style="overflow:hidden;padding:0px 3px 0px 3px;vertical-align:bottom;text-align:center;">50</td> <td data-sheets-value='{"1":3,"3":24}' style="border-right:1px solid #000000;overflow:hidden;padding:0px 3px 0px 3px;vertical-align:bottom;text-align:center;">24</td> </tr> <tr style="height:20px;"> <td style="border-left:1px solid #000000;overflow:hidden;padding:0px 3px 0px 3px;vertical-align:bottom;"></td> <td data-sheets-value='{"1":2,"2":"DW"}' style="overflow:hidden;padding:0px 3px 0px 3px;vertical-align:bottom;">DW</td> <td data-sheets-value='{"1":2,"2":"Clear (H/H)"}' style="overflow:hidden;padding:0px 3px 0px 3px;vertical-align:bottom;">Clear (H/H)</td> <td data-sheets-numberformat='{"1":2,"2":"0.00","3":1}' data-sheets-value='{"1":3,"3":0.98}' style="overflow:hidden;padding:0px 3px 0px 3px;vertical-align:bottom;text-align:center;">0.98</td> <td data-sheets-numberformat='{"1":2,"2":"0","3":1}' data-sheets-value='{"1":3,"3":33.21}' style="overflow:hidden;padding:0px 3px 0px 3px;vertical-align:bottom;text-align:center;">33</td> <td data-sheets-numberformat='{"1":2,"2":"0","3":1}' data-sheets-value='{"1":3,"3":49.5}' style="overflow:hidden;padding:0px 3px 0px 3px;vertical-align:bottom;text-align:center;">50</td> <td data-sheets-value='{"1":3,"3":26}' style="border-right:1px solid #000000;overflow:hidden;padding:0px 3px 0px 3px;vertical-align:bottom;text-align:center;">26</td> </tr> <tr style="height:20px;"> <td style="border-bottom:1px solid #000000;border-left:1px solid #000000;overflow:hidden;padding:0px 3px 0px 3px;vertical-align:bottom;"></td> <td style="border-bottom:1px solid #000000;overflow:hidden;padding:0px 3px 0px 3px;vertical-align:bottom;"></td> <td data-sheets-value='{"1":2,"2":"Opal (O/O)"}' style="border-bottom:1px solid #000000;overflow:hidden;padding:0px 3px 0px 3px;vertical-align:bottom;">Opal (O/O)</td> <td data-sheets-numberformat='{"1":2,"2":"0.00","3":1}' data-sheets-value='{"1":3,"3":0.98}' style="border-bottom:1px solid #000000;overflow:hidden;padding:0px 3px 0px 3px;vertical-align:bottom;text-align:center;">0.98</td> <td data-sheets-numberformat='{"1":2,"2":"0","3":1}' data-sheets-value='{"1":3,"3":28.29}' style="border-bottom:1px solid #000000;overflow:hidden;padding:0px 3px 0px 3px;vertical-align:bottom;text-align:center;">28</td> <td data-sheets-numberformat='{"1":2,"2":"0","3":1}' data-sheets-value='{"1":3,"3":38.28}' style="border-bottom:1px solid #000000;overflow:hidden;padding:0px 3px 0px 3px;vertical-align:bottom;text-align:center;">38</td> <td data-sheets-value='{"1":3,"3":26}' style="border-right:1px solid #000000;border-bottom:1px solid #000000;overflow:hidden;padding:0px 3px 0px 3px;vertical-align:bottom;text-align:center;">26</td> </tr> <tr style="height:20px;"> <td data-sheets-value='{"1":2,"2":"Polycarbonate "}' style="border-left:1px solid #000000;overflow:hidden;padding:0px 3px 0px 3px;vertical-align:bottom;">Polycarbonate </td> <td data-sheets-value='{"1":2,"2":"EW"}' style="overflow:hidden;padding:0px 3px 0px 3px;vertical-align:bottom;">EW</td> <td data-sheets-value='{"1":2,"2":"Clear (A)"}' style="overflow:hidden;padding:0px 3px 0px 3px;vertical-align:bottom;">Clear (A)</td> <td data-sheets-numberformat='{"1":2,"2":"0.00","3":1}' data-sheets-value='{"1":3,"3":1.19}' style="overflow:hidden;padding:0px 3px 0px 3px;vertical-align:bottom;text-align:center;">1.19</td> <td data-sheets-numberformat='{"1":2,"2":"0","3":1}' data-sheets-value='{"1":3,"3":36.08}' style="overflow:hidden;padding:0px 3px 0px 3px;vertical-align:bottom;text-align:center;">36</td> <td data-sheets-numberformat='{"1":2,"2":"0","3":1}' data-sheets-value='{"1":3,"3":54.78}' style="overflow:hidden;padding:0px 3px 0px 3px;vertical-align:bottom;text-align:center;">55</td> <td data-sheets-value='{"1":3,"3":24}' style="border-right:1px solid #000000;overflow:hidden;padding:0px 3px 0px 3px;vertical-align:bottom;text-align:center;">24</td> </tr> <tr style="height:20px;"> <td data-sheets-value='{"1":2,"2":"PC"}' style="border-left:1px solid #000000;overflow:hidden;padding:0px 3px 0px 3px;vertical-align:bottom;">PC</td> <td style="overflow:hidden;padding:0px 3px 0px 3px;vertical-align:bottom;"></td> <td data-sheets-value='{"1":2,"2":"Opal (D)"}' style="overflow:hidden;padding:0px 3px 0px 3px;vertical-align:bottom;">Opal (D)</td> <td data-sheets-numberformat='{"1":2,"2":"0.00","3":1}' data-sheets-value='{"1":3,"3":1.19}' style="overflow:hidden;padding:0px 3px 0px 3px;vertical-align:bottom;text-align:center;">1.19</td> <td data-sheets-numberformat='{"1":2,"2":"0","3":1}' data-sheets-value='{"1":3,"3":23.779999999999998}' style="overflow:hidden;padding:0px 3px 0px 3px;vertical-align:bottom;text-align:center;">24</td> <td data-sheets-numberformat='{"1":2,"2":"0","3":1}' data-sheets-value='{"1":3,"3":39.6}' style="overflow:hidden;padding:0px 3px 0px 3px;vertical-align:bottom;text-align:center;">40</td> <td data-sheets-value='{"1":3,"3":24}' style="border-right:1px solid #000000;overflow:hidden;padding:0px 3px 0px 3px;vertical-align:bottom;text-align:center;">24</td> </tr> <tr style="height:20px;"> <td style="border-left:1px solid #000000;overflow:hidden;padding:0px 3px 0px 3px;vertical-align:bottom;"></td> <td data-sheets-value='{"1":2,"2":"DW"}' style="overflow:hidden;padding:0px 3px 0px 3px;vertical-align:bottom;">DW</td> <td data-sheets-value='{"1":2,"2":"Clear (A/H)"}' style="overflow:hidden;padding:0px 3px 0px 3px;vertical-align:bottom;">Clear (A/H)</td> <td data-sheets-numberformat='{"1":2,"2":"0.00","3":1}' data-sheets-value='{"1":3,"3":0.98}' style="overflow:hidden;padding:0px 3px 0px 3px;vertical-align:bottom;text-align:center;">0.98</td> <td data-sheets-numberformat='{"1":2,"2":"0","3":1}' data-sheets-value='{"1":3,"3":32.39}' style="overflow:hidden;padding:0px 3px 0px 3px;vertical-align:bottom;text-align:center;">32</td> <td data-sheets-numberformat='{"1":2,"2":"0","3":1}' data-sheets-value='{"1":3,"3":47.52}' style="overflow:hidden;padding:0px 3px 0px 3px;vertical-align:bottom;text-align:center;">48</td> <td data-sheets-value='{"1":3,"3":26}' style="border-right:1px solid #000000;overflow:hidden;padding:0px 3px 0px 3px;vertical-align:bottom;text-align:center;">26</td> </tr> <tr style="height:20px;"> <td style="border-left:1px solid #000000;overflow:hidden;padding:0px 3px 0px 3px;vertical-align:bottom;"></td> <td style="overflow:hidden;padding:0px 3px 0px 3px;vertical-align:bottom;"></td> <td data-sheets-value='{"1":2,"2":"Clear (A/A)"}' style="overflow:hidden;padding:0px 3px 0px 3px;vertical-align:bottom;">Clear (A/A)</td> <td data-sheets-numberformat='{"1":2,"2":"0.00","3":1}' data-sheets-value='{"1":3,"3":0.98}' style="overflow:hidden;padding:0px 3px 0px 3px;vertical-align:bottom;text-align:center;">0.98</td> <td data-sheets-numberformat='{"1":2,"2":"0","3":1}' data-sheets-value='{"1":3,"3":31.569999999999997}' style="overflow:hidden;padding:0px 3px 0px 3px;vertical-align:bottom;text-align:center;">32</td> <td data-sheets-numberformat='{"1":2,"2":"0","3":1}' data-sheets-value='{"1":3,"3":45.54}' style="overflow:hidden;padding:0px 3px 0px 3px;vertical-align:bottom;text-align:center;">46</td> <td data-sheets-value='{"1":3,"3":26}' style="border-right:1px solid #000000;overflow:hidden;padding:0px 3px 0px 3px;vertical-align:bottom;text-align:center;">26</td> </tr> <tr style="height:20px;"> <td style="border-left:1px solid #000000;overflow:hidden;padding:0px 3px 0px 3px;vertical-align:bottom;"></td> <td style="overflow:hidden;padding:0px 3px 0px 3px;vertical-align:bottom;"></td> <td data-sheets-value='{"1":2,"2":"Opal (A/O)"}' style="overflow:hidden;padding:0px 3px 0px 3px;vertical-align:bottom;">Opal (A/O)</td> <td data-sheets-numberformat='{"1":2,"2":"0.00","3":1}' data-sheets-value='{"1":3,"3":0.98}' style="overflow:hidden;padding:0px 3px 0px 3px;vertical-align:bottom;text-align:center;">0.98</td> <td data-sheets-numberformat='{"1":2,"2":"0","3":1}' data-sheets-value='{"1":3,"3":29.93}' style="overflow:hidden;padding:0px 3px 0px 3px;vertical-align:bottom;text-align:center;">30</td> <td data-sheets-numberformat='{"1":2,"2":"0","3":1}' data-sheets-value='{"1":3,"3":41.580000000000005}' style="overflow:hidden;padding:0px 3px 0px 3px;vertical-align:bottom;text-align:center;">42</td> <td data-sheets-value='{"1":3,"3":26}' style="border-right:1px solid #000000;overflow:hidden;padding:0px 3px 0px 3px;vertical-align:bottom;text-align:center;">26</td> </tr> <tr style="height:20px;"> <td style="border-bottom:1px solid #000000;border-left:1px solid #000000;overflow:hidden;padding:0px 3px 0px 3px;vertical-align:bottom;"></td> <td style="border-bottom:1px solid #000000;overflow:hidden;padding:0px 3px 0px 3px;vertical-align:bottom;"></td> <td data-sheets-value='{"1":2,"2":"Opal (A/D)"}' style="border-bottom:1px solid #000000;overflow:hidden;padding:0px 3px 0px 3px;vertical-align:bottom;">Opal (A/D)</td> <td data-sheets-numberformat='{"1":2,"2":"0.00","3":1}' data-sheets-value='{"1":3,"3":0.98}' style="border-bottom:1px solid #000000;overflow:hidden;padding:0px 3px 0px 3px;vertical-align:bottom;text-align:center;">0.98</td> <td data-sheets-numberformat='{"1":2,"2":"0","3":1}' data-sheets-value='{"1":3,"3":20.91}' style="border-bottom:1px solid #000000;overflow:hidden;padding:0px 3px 0px 3px;vertical-align:bottom;text-align:center;">21</td> <td data-sheets-numberformat='{"1":2,"2":"0","3":1}' data-sheets-value='{"1":3,"3":33}' style="border-bottom:1px solid #000000;overflow:hidden;padding:0px 3px 0px 3px;vertical-align:bottom;text-align:center;">33</td> <td data-sheets-value='{"1":3,"3":26}' style="border-right:1px solid #000000;border-bottom:1px solid #000000;overflow:hidden;padding:0px 3px 0px 3px;vertical-align:bottom;text-align:center;">26</td> </tr> <tr style="height:20px;"> <td data-sheets-value='{"1":2,"2":"Polycarbonate"}' style="border-left:1px solid #000000;overflow:hidden;padding:0px 3px 0px 3px;vertical-align:bottom;">Polycarbonate</td> <td data-sheets-value='{"1":2,"2":"EW"}' style="overflow:hidden;padding:0px 3px 0px 3px;vertical-align:bottom;">EW</td> <td data-sheets-value='{"1":2,"2":"Heatstop Opal (T)"}' style="overflow:hidden;padding:0px 3px 0px 3px;vertical-align:bottom;">Heatstop Opal (T)</td> <td data-sheets-numberformat='{"1":2,"2":"0.00","3":1}' data-sheets-value='{"1":3,"3":1.19}' style="overflow:hidden;padding:0px 3px 0px 3px;vertical-align:bottom;text-align:center;">1.19</td> <td data-sheets-numberformat='{"1":2,"2":"0","3":1}' data-sheets-value='{"1":3,"3":20.09}' style="overflow:hidden;padding:0px 3px 0px 3px;vertical-align:bottom;text-align:center;">20</td> <td data-sheets-numberformat='{"1":2,"2":"0","3":1}' data-sheets-value='{"1":3,"3":38.940000000000005}' style="overflow:hidden;padding:0px 3px 0px 3px;vertical-align:bottom;text-align:center;">39</td> <td data-sheets-value='{"1":3,"3":24}' style="border-right:1px solid #000000;overflow:hidden;padding:0px 3px 0px 3px;vertical-align:bottom;text-align:center;">24</td> </tr> <tr style="height:20px;"> <td data-sheets-value='{"1":2,"2":"Heatstop PC"}' style="border-left:1px solid #000000;overflow:hidden;padding:0px 3px 0px 3px;vertical-align:bottom;">Heatstop PC</td> <td data-sheets-value='{"1":2,"2":"DW"}' style="overflow:hidden;padding:0px 3px 0px 3px;vertical-align:bottom;">DW</td> <td data-sheets-value='{"1":2,"2":"Clear (T/H)"}' style="overflow:hidden;padding:0px 3px 0px 3px;vertical-align:bottom;">Clear (T/H)</td> <td data-sheets-numberformat='{"1":2,"2":"0.00","3":1}' data-sheets-value='{"1":3,"3":0.98}' style="overflow:hidden;padding:0px 3px 0px 3px;vertical-align:bottom;text-align:center;">0.98</td> <td data-sheets-numberformat='{"1":2,"2":"0","3":1}' data-sheets-value='{"1":3,"3":18.04}' style="overflow:hidden;padding:0px 3px 0px 3px;vertical-align:bottom;text-align:center;">18</td> <td data-sheets-numberformat='{"1":2,"2":"0","3":1}' data-sheets-value='{"1":3,"3":33.660000000000004}' style="overflow:hidden;padding:0px 3px 0px 3px;vertical-align:bottom;text-align:center;">34</td> <td data-sheets-value='{"1":3,"3":26}' style="border-right:1px solid #000000;overflow:hidden;padding:0px 3px 0px 3px;vertical-align:bottom;text-align:center;">26</td> </tr> <tr style="height:20px;"> <td style="border-bottom:1px solid #000000;border-left:1px solid #000000;overflow:hidden;padding:0px 3px 0px 3px;vertical-align:bottom;"></td> <td style="border-bottom:1px solid #000000;overflow:hidden;padding:0px 3px 0px 3px;vertical-align:bottom;"></td> <td data-sheets-value='{"1":2,"2":"Opal (T/O)"}' style="border-bottom:1px solid #000000;overflow:hidden;padding:0px 3px 0px 3px;vertical-align:bottom;">Opal (T/O)</td> <td data-sheets-numberformat='{"1":2,"2":"0.00","3":1}' data-sheets-value='{"1":3,"3":0.98}' style="border-bottom:1px solid #000000;overflow:hidden;padding:0px 3px 0px 3px;vertical-align:bottom;text-align:center;">0.98</td> <td data-sheets-numberformat='{"1":2,"2":"0","3":1}' data-sheets-value='{"1":3,"3":16.81}' style="border-bottom:1px solid #000000;overflow:hidden;padding:0px 3px 0px 3px;vertical-align:bottom;text-align:center;">17</td> <td data-sheets-numberformat='{"1":2,"2":"0","3":1}' data-sheets-value='{"1":3,"3":29.700000000000003}' style="border-bottom:1px solid #000000;overflow:hidden;padding:0px 3px 0px 3px;vertical-align:bottom;text-align:center;">30</td> <td data-sheets-value='{"1":3,"3":26}' style="border-right:1px solid #000000;border-bottom:1px solid #000000;overflow:hidden;padding:0px 3px 0px 3px;vertical-align:bottom;text-align:center;">26</td> </tr> </tbody></table> | skylux-160-ce-met-koepel-en-pvc-opstand-30-20-met-lm-motor-pvc-raam-type-ep25-en-windvang-1050-x-2250-mm | 8586036216141 | 46872367104333
Smoke and heat exhaust (SHEV) | SHE system | Skylux | Skylux 160° CE with skylight and PVC curb 30/20 with LM-actuator, PVC frame type EP25 and spoiler 1100 x 1100 mm |  | 50477 | 5412970504771 | 4808.55 | Yes | 30-45 | 80.32 | 1100 x 1100 mm | 1100 | 1100 |  | PVC 30/20 (30 cm high & roof opening = 20 cm larger than daylight size) | Square | 1.19 W/m²K - 0.98 W/m²K | 57% - 30% | 37% - 17% | 24dB - 26dB | 160° CE (for industry) | PVC frame EP25 | with spoiler | E | Single actuator | Maximum double-walled skylight possible for this product | Ut-value LT-value g-value Rw-value EN 1873 : 2014 EN ISO 13468 EN 16153 EN 410 EN 410 EN ISO 140-3 Material Walls Shells (W/m²K) (%) (%) (dB) Acrylic EW Clear (H) 1.19 37 57 24 PMMA Opal (O) 1.19 34 50 24 DW Clear (H/H) 0.98 33 50 26 Opal (O/O) 0.98 28 38 26 Polycarbonate EW Clear (A) 1.19 36 55 24 PC Opal (D) 1.19 24 40 24 DW Clear (A/H) 0.98 32 48 26 Clear (A/A) 0.98 32 46 26 Opal (A/O) 0.98 30 42 26 Opal (A/D) 0.98 21 33 26 Polycarbonate EW Heatstop Opal (T) 1.19 20 39 24 Heatstop PC DW Clear (T/H) 0.98 18 34 26 Opal (T/O) 0.98 17 30 26 | https://skylux.eu/en/products/skylux-160-ce-met-koepel-en-pvc-opstand-30-20-met-lm-motor-pvc-raam-type-ep25-en-windvang-1100-x-1100-mm | https://skylux.eu/cdn/shop/files/Skylux-160deg-CE-met-koepel-en-pvc-opstand-3020-met-LM-motor-pvc-raam-type-EP25-en-windvang-1100-x-1100-mm-RWA-systeem.jpg?v=1702981034&width=1600 | https://skylux.eu/cdn/shop/files/e5a82811-1bb0-48e4-a776-cacb59c7c092_5c3f417c-add3-4009-bfbe-bc8a0da58523.jpg?v=1688551269&width=1600 | //skylux.eu/cdn/shop/files/E_MH_Mounting_instructions_Skylux_160_CE_LM.pdf?v=12406716259046007223 | //skylux.eu/cdn/shop/files/E_TD_Technical_File_Skylux_Skylux_160_CE_Electric.pdf?v=3667116872303399239 | <style type="text/css" id="isPasted"><!--td {border: 1px solid #cccccc;}br {mso-data-placement:same-cell;}--></style><table border="1" cellpadding="0" cellspacing="0" dir="ltr" style="table-layout:fixed;font-size:10pt;font-family:Arial;border-collapse:collapse;border:none;"><tbody> <tr style="height:20px;"> <td style="overflow:hidden;padding:0px 3px 0px 3px;vertical-align:bottom;"></td> <td style="overflow:hidden;padding:0px 3px 0px 3px;vertical-align:bottom;"></td> <td style="overflow:hidden;padding:0px 3px 0px 3px;vertical-align:bottom;"></td> <td data-sheets-value='{"1":2,"2":"Ut-value"}' style="overflow:hidden;padding:0px 3px 0px 3px;vertical-align:bottom;font-weight:bold;text-align:center;">Ut-value</td> <td data-sheets-value='{"1":2,"2":"LT-value"}' style="overflow:hidden;padding:0px 3px 0px 3px;vertical-align:bottom;font-weight:bold;text-align:center;">LT-value</td> <td data-sheets-value='{"1":2,"2":"g-value"}' style="overflow:hidden;padding:0px 3px 0px 3px;vertical-align:bottom;font-weight:bold;text-align:center;">g-value</td> <td data-sheets-value='{"1":2,"2":"Rw-value "}' style="overflow:hidden;padding:0px 3px 0px 3px;vertical-align:bottom;font-weight:bold;text-align:center;">Rw-value </td> </tr> <tr style="height:20px;"> <td style="overflow:hidden;padding:0px 3px 0px 3px;vertical-align:bottom;"></td> <td style="overflow:hidden;padding:0px 3px 0px 3px;vertical-align:bottom;"></td> <td style="overflow:hidden;padding:0px 3px 0px 3px;vertical-align:bottom;"></td> <td data-sheets-numberformat='{"1":2,"2":"0.00","3":1}' data-sheets-value='{"1":2,"2":"EN 1873 : 2014"}' style="overflow:hidden;padding:0px 3px 0px 3px;vertical-align:bottom;text-align:center;">EN 1873 : 2014</td> <td data-sheets-numberformat='{"1":2,"2":"0","3":1}' data-sheets-value='{"1":2,"2":"EN ISO 13468 EN 16153 EN 410"}' style="overflow:hidden;padding:0px 3px 0px 3px;vertical-align:bottom;text-align:center;">EN ISO 13468 EN 16153 EN 410</td> <td data-sheets-numberformat='{"1":2,"2":"0","3":1}' data-sheets-value='{"1":2,"2":"EN 410"}' style="overflow:hidden;padding:0px 3px 0px 3px;vertical-align:bottom;text-align:center;">EN 410</td> <td data-sheets-value='{"1":2,"2":"EN ISO 140-3\t\t"}' style="overflow:hidden;padding:0px 3px 0px 3px;vertical-align:bottom;text-align:center;">EN ISO 140-3 </td> </tr> <tr style="height:20px;"> <td data-sheets-value='{"1":2,"2":"Material"}' style="border-bottom:1px solid #000000;overflow:hidden;padding:0px 3px 0px 3px;vertical-align:bottom;background-color:#000000;font-weight:bold;color:#ffffff;">Material</td> <td data-sheets-value='{"1":2,"2":"Walls"}' style="border-bottom:1px solid #000000;overflow:hidden;padding:0px 3px 0px 3px;vertical-align:bottom;background-color:#000000;font-weight:bold;color:#ffffff;">Walls</td> <td data-sheets-value='{"1":2,"2":"Shells"}' style="border-bottom:1px solid #000000;overflow:hidden;padding:0px 3px 0px 3px;vertical-align:bottom;background-color:#000000;font-weight:bold;color:#ffffff;">Shells</td> <td data-sheets-numberformat='{"1":2,"2":"0.00","3":1}' data-sheets-value='{"1":2,"2":"(W/m²K)\t"}' style="border-bottom:1px solid #000000;overflow:hidden;padding:0px 3px 0px 3px;vertical-align:bottom;background-color:#000000;font-weight:bold;color:#ffffff;text-align:center;">(W/m²K) </td> <td data-sheets-numberformat='{"1":2,"2":"0","3":1}' data-sheets-value='{"1":2,"2":"(%)"}' style="border-bottom:1px solid #000000;overflow:hidden;padding:0px 3px 0px 3px;vertical-align:bottom;background-color:#000000;font-weight:bold;color:#ffffff;text-align:center;">(%)</td> <td data-sheets-numberformat='{"1":2,"2":"0","3":1}' data-sheets-value='{"1":2,"2":"(%)"}' style="border-bottom:1px solid #000000;overflow:hidden;padding:0px 3px 0px 3px;vertical-align:bottom;background-color:#000000;font-weight:bold;color:#ffffff;text-align:center;">(%)</td> <td data-sheets-value='{"1":2,"2":"(dB)"}' style="border-bottom:1px solid #000000;overflow:hidden;padding:0px 3px 0px 3px;vertical-align:bottom;background-color:#000000;font-weight:bold;color:#ffffff;text-align:center;">(dB)</td> </tr> <tr style="height:20px;"> <td data-sheets-value='{"1":2,"2":"Acrylic"}' style="border-left:1px solid #000000;overflow:hidden;padding:0px 3px 0px 3px;vertical-align:bottom;">Acrylic</td> <td data-sheets-value='{"1":2,"2":"EW"}' style="overflow:hidden;padding:0px 3px 0px 3px;vertical-align:bottom;">EW</td> <td data-sheets-value='{"1":2,"2":"Clear (H)"}' style="overflow:hidden;padding:0px 3px 0px 3px;vertical-align:bottom;">Clear (H)</td> <td data-sheets-numberformat='{"1":2,"2":"0.00","3":1}' data-sheets-value='{"1":3,"3":1.19}' style="overflow:hidden;padding:0px 3px 0px 3px;vertical-align:bottom;text-align:center;">1.19</td> <td data-sheets-numberformat='{"1":2,"2":"0","3":1}' data-sheets-value='{"1":3,"3":36.9}' style="overflow:hidden;padding:0px 3px 0px 3px;vertical-align:bottom;text-align:center;">37</td> <td data-sheets-numberformat='{"1":2,"2":"0","3":1}' data-sheets-value='{"1":3,"3":57.42}' style="overflow:hidden;padding:0px 3px 0px 3px;vertical-align:bottom;text-align:center;">57</td> <td data-sheets-value='{"1":3,"3":24}' style="border-right:1px solid #000000;overflow:hidden;padding:0px 3px 0px 3px;vertical-align:bottom;text-align:center;">24</td> </tr> <tr style="height:20px;"> <td data-sheets-value='{"1":2,"2":"PMMA"}' style="border-left:1px solid #000000;overflow:hidden;padding:0px 3px 0px 3px;vertical-align:bottom;">PMMA</td> <td style="overflow:hidden;padding:0px 3px 0px 3px;vertical-align:bottom;"></td> <td data-sheets-value='{"1":2,"2":"Opal (O)"}' style="overflow:hidden;padding:0px 3px 0px 3px;vertical-align:bottom;">Opal (O)</td> <td data-sheets-numberformat='{"1":2,"2":"0.00","3":1}' data-sheets-value='{"1":3,"3":1.19}' style="overflow:hidden;padding:0px 3px 0px 3px;vertical-align:bottom;text-align:center;">1.19</td> <td data-sheets-numberformat='{"1":2,"2":"0","3":1}' data-sheets-value='{"1":3,"3":34.03}' style="overflow:hidden;padding:0px 3px 0px 3px;vertical-align:bottom;text-align:center;">34</td> <td data-sheets-numberformat='{"1":2,"2":"0","3":1}' data-sheets-value='{"1":3,"3":50.160000000000004}' style="overflow:hidden;padding:0px 3px 0px 3px;vertical-align:bottom;text-align:center;">50</td> <td data-sheets-value='{"1":3,"3":24}' style="border-right:1px solid #000000;overflow:hidden;padding:0px 3px 0px 3px;vertical-align:bottom;text-align:center;">24</td> </tr> <tr style="height:20px;"> <td style="border-left:1px solid #000000;overflow:hidden;padding:0px 3px 0px 3px;vertical-align:bottom;"></td> <td data-sheets-value='{"1":2,"2":"DW"}' style="overflow:hidden;padding:0px 3px 0px 3px;vertical-align:bottom;">DW</td> <td data-sheets-value='{"1":2,"2":"Clear (H/H)"}' style="overflow:hidden;padding:0px 3px 0px 3px;vertical-align:bottom;">Clear (H/H)</td> <td data-sheets-numberformat='{"1":2,"2":"0.00","3":1}' data-sheets-value='{"1":3,"3":0.98}' style="overflow:hidden;padding:0px 3px 0px 3px;vertical-align:bottom;text-align:center;">0.98</td> <td data-sheets-numberformat='{"1":2,"2":"0","3":1}' data-sheets-value='{"1":3,"3":33.21}' style="overflow:hidden;padding:0px 3px 0px 3px;vertical-align:bottom;text-align:center;">33</td> <td data-sheets-numberformat='{"1":2,"2":"0","3":1}' data-sheets-value='{"1":3,"3":49.5}' style="overflow:hidden;padding:0px 3px 0px 3px;vertical-align:bottom;text-align:center;">50</td> <td data-sheets-value='{"1":3,"3":26}' style="border-right:1px solid #000000;overflow:hidden;padding:0px 3px 0px 3px;vertical-align:bottom;text-align:center;">26</td> </tr> <tr style="height:20px;"> <td style="border-bottom:1px solid #000000;border-left:1px solid #000000;overflow:hidden;padding:0px 3px 0px 3px;vertical-align:bottom;"></td> <td style="border-bottom:1px solid #000000;overflow:hidden;padding:0px 3px 0px 3px;vertical-align:bottom;"></td> <td data-sheets-value='{"1":2,"2":"Opal (O/O)"}' style="border-bottom:1px solid #000000;overflow:hidden;padding:0px 3px 0px 3px;vertical-align:bottom;">Opal (O/O)</td> <td data-sheets-numberformat='{"1":2,"2":"0.00","3":1}' data-sheets-value='{"1":3,"3":0.98}' style="border-bottom:1px solid #000000;overflow:hidden;padding:0px 3px 0px 3px;vertical-align:bottom;text-align:center;">0.98</td> <td data-sheets-numberformat='{"1":2,"2":"0","3":1}' data-sheets-value='{"1":3,"3":28.29}' style="border-bottom:1px solid #000000;overflow:hidden;padding:0px 3px 0px 3px;vertical-align:bottom;text-align:center;">28</td> <td data-sheets-numberformat='{"1":2,"2":"0","3":1}' data-sheets-value='{"1":3,"3":38.28}' style="border-bottom:1px solid #000000;overflow:hidden;padding:0px 3px 0px 3px;vertical-align:bottom;text-align:center;">38</td> <td data-sheets-value='{"1":3,"3":26}' style="border-right:1px solid #000000;border-bottom:1px solid #000000;overflow:hidden;padding:0px 3px 0px 3px;vertical-align:bottom;text-align:center;">26</td> </tr> <tr style="height:20px;"> <td data-sheets-value='{"1":2,"2":"Polycarbonate "}' style="border-left:1px solid #000000;overflow:hidden;padding:0px 3px 0px 3px;vertical-align:bottom;">Polycarbonate </td> <td data-sheets-value='{"1":2,"2":"EW"}' style="overflow:hidden;padding:0px 3px 0px 3px;vertical-align:bottom;">EW</td> <td data-sheets-value='{"1":2,"2":"Clear (A)"}' style="overflow:hidden;padding:0px 3px 0px 3px;vertical-align:bottom;">Clear (A)</td> <td data-sheets-numberformat='{"1":2,"2":"0.00","3":1}' data-sheets-value='{"1":3,"3":1.19}' style="overflow:hidden;padding:0px 3px 0px 3px;vertical-align:bottom;text-align:center;">1.19</td> <td data-sheets-numberformat='{"1":2,"2":"0","3":1}' data-sheets-value='{"1":3,"3":36.08}' style="overflow:hidden;padding:0px 3px 0px 3px;vertical-align:bottom;text-align:center;">36</td> <td data-sheets-numberformat='{"1":2,"2":"0","3":1}' data-sheets-value='{"1":3,"3":54.78}' style="overflow:hidden;padding:0px 3px 0px 3px;vertical-align:bottom;text-align:center;">55</td> <td data-sheets-value='{"1":3,"3":24}' style="border-right:1px solid #000000;overflow:hidden;padding:0px 3px 0px 3px;vertical-align:bottom;text-align:center;">24</td> </tr> <tr style="height:20px;"> <td data-sheets-value='{"1":2,"2":"PC"}' style="border-left:1px solid #000000;overflow:hidden;padding:0px 3px 0px 3px;vertical-align:bottom;">PC</td> <td style="overflow:hidden;padding:0px 3px 0px 3px;vertical-align:bottom;"></td> <td data-sheets-value='{"1":2,"2":"Opal (D)"}' style="overflow:hidden;padding:0px 3px 0px 3px;vertical-align:bottom;">Opal (D)</td> <td data-sheets-numberformat='{"1":2,"2":"0.00","3":1}' data-sheets-value='{"1":3,"3":1.19}' style="overflow:hidden;padding:0px 3px 0px 3px;vertical-align:bottom;text-align:center;">1.19</td> <td data-sheets-numberformat='{"1":2,"2":"0","3":1}' data-sheets-value='{"1":3,"3":23.779999999999998}' style="overflow:hidden;padding:0px 3px 0px 3px;vertical-align:bottom;text-align:center;">24</td> <td data-sheets-numberformat='{"1":2,"2":"0","3":1}' data-sheets-value='{"1":3,"3":39.6}' style="overflow:hidden;padding:0px 3px 0px 3px;vertical-align:bottom;text-align:center;">40</td> <td data-sheets-value='{"1":3,"3":24}' style="border-right:1px solid #000000;overflow:hidden;padding:0px 3px 0px 3px;vertical-align:bottom;text-align:center;">24</td> </tr> <tr style="height:20px;"> <td style="border-left:1px solid #000000;overflow:hidden;padding:0px 3px 0px 3px;vertical-align:bottom;"></td> <td data-sheets-value='{"1":2,"2":"DW"}' style="overflow:hidden;padding:0px 3px 0px 3px;vertical-align:bottom;">DW</td> <td data-sheets-value='{"1":2,"2":"Clear (A/H)"}' style="overflow:hidden;padding:0px 3px 0px 3px;vertical-align:bottom;">Clear (A/H)</td> <td data-sheets-numberformat='{"1":2,"2":"0.00","3":1}' data-sheets-value='{"1":3,"3":0.98}' style="overflow:hidden;padding:0px 3px 0px 3px;vertical-align:bottom;text-align:center;">0.98</td> <td data-sheets-numberformat='{"1":2,"2":"0","3":1}' data-sheets-value='{"1":3,"3":32.39}' style="overflow:hidden;padding:0px 3px 0px 3px;vertical-align:bottom;text-align:center;">32</td> <td data-sheets-numberformat='{"1":2,"2":"0","3":1}' data-sheets-value='{"1":3,"3":47.52}' style="overflow:hidden;padding:0px 3px 0px 3px;vertical-align:bottom;text-align:center;">48</td> <td data-sheets-value='{"1":3,"3":26}' style="border-right:1px solid #000000;overflow:hidden;padding:0px 3px 0px 3px;vertical-align:bottom;text-align:center;">26</td> </tr> <tr style="height:20px;"> <td style="border-left:1px solid #000000;overflow:hidden;padding:0px 3px 0px 3px;vertical-align:bottom;"></td> <td style="overflow:hidden;padding:0px 3px 0px 3px;vertical-align:bottom;"></td> <td data-sheets-value='{"1":2,"2":"Clear (A/A)"}' style="overflow:hidden;padding:0px 3px 0px 3px;vertical-align:bottom;">Clear (A/A)</td> <td data-sheets-numberformat='{"1":2,"2":"0.00","3":1}' data-sheets-value='{"1":3,"3":0.98}' style="overflow:hidden;padding:0px 3px 0px 3px;vertical-align:bottom;text-align:center;">0.98</td> <td data-sheets-numberformat='{"1":2,"2":"0","3":1}' data-sheets-value='{"1":3,"3":31.569999999999997}' style="overflow:hidden;padding:0px 3px 0px 3px;vertical-align:bottom;text-align:center;">32</td> <td data-sheets-numberformat='{"1":2,"2":"0","3":1}' data-sheets-value='{"1":3,"3":45.54}' style="overflow:hidden;padding:0px 3px 0px 3px;vertical-align:bottom;text-align:center;">46</td> <td data-sheets-value='{"1":3,"3":26}' style="border-right:1px solid #000000;overflow:hidden;padding:0px 3px 0px 3px;vertical-align:bottom;text-align:center;">26</td> </tr> <tr style="height:20px;"> <td style="border-left:1px solid #000000;overflow:hidden;padding:0px 3px 0px 3px;vertical-align:bottom;"></td> <td style="overflow:hidden;padding:0px 3px 0px 3px;vertical-align:bottom;"></td> <td data-sheets-value='{"1":2,"2":"Opal (A/O)"}' style="overflow:hidden;padding:0px 3px 0px 3px;vertical-align:bottom;">Opal (A/O)</td> <td data-sheets-numberformat='{"1":2,"2":"0.00","3":1}' data-sheets-value='{"1":3,"3":0.98}' style="overflow:hidden;padding:0px 3px 0px 3px;vertical-align:bottom;text-align:center;">0.98</td> <td data-sheets-numberformat='{"1":2,"2":"0","3":1}' data-sheets-value='{"1":3,"3":29.93}' style="overflow:hidden;padding:0px 3px 0px 3px;vertical-align:bottom;text-align:center;">30</td> <td data-sheets-numberformat='{"1":2,"2":"0","3":1}' data-sheets-value='{"1":3,"3":41.580000000000005}' style="overflow:hidden;padding:0px 3px 0px 3px;vertical-align:bottom;text-align:center;">42</td> <td data-sheets-value='{"1":3,"3":26}' style="border-right:1px solid #000000;overflow:hidden;padding:0px 3px 0px 3px;vertical-align:bottom;text-align:center;">26</td> </tr> <tr style="height:20px;"> <td style="border-bottom:1px solid #000000;border-left:1px solid #000000;overflow:hidden;padding:0px 3px 0px 3px;vertical-align:bottom;"></td> <td style="border-bottom:1px solid #000000;overflow:hidden;padding:0px 3px 0px 3px;vertical-align:bottom;"></td> <td data-sheets-value='{"1":2,"2":"Opal (A/D)"}' style="border-bottom:1px solid #000000;overflow:hidden;padding:0px 3px 0px 3px;vertical-align:bottom;">Opal (A/D)</td> <td data-sheets-numberformat='{"1":2,"2":"0.00","3":1}' data-sheets-value='{"1":3,"3":0.98}' style="border-bottom:1px solid #000000;overflow:hidden;padding:0px 3px 0px 3px;vertical-align:bottom;text-align:center;">0.98</td> <td data-sheets-numberformat='{"1":2,"2":"0","3":1}' data-sheets-value='{"1":3,"3":20.91}' style="border-bottom:1px solid #000000;overflow:hidden;padding:0px 3px 0px 3px;vertical-align:bottom;text-align:center;">21</td> <td data-sheets-numberformat='{"1":2,"2":"0","3":1}' data-sheets-value='{"1":3,"3":33}' style="border-bottom:1px solid #000000;overflow:hidden;padding:0px 3px 0px 3px;vertical-align:bottom;text-align:center;">33</td> <td data-sheets-value='{"1":3,"3":26}' style="border-right:1px solid #000000;border-bottom:1px solid #000000;overflow:hidden;padding:0px 3px 0px 3px;vertical-align:bottom;text-align:center;">26</td> </tr> <tr style="height:20px;"> <td data-sheets-value='{"1":2,"2":"Polycarbonate"}' style="border-left:1px solid #000000;overflow:hidden;padding:0px 3px 0px 3px;vertical-align:bottom;">Polycarbonate</td> <td data-sheets-value='{"1":2,"2":"EW"}' style="overflow:hidden;padding:0px 3px 0px 3px;vertical-align:bottom;">EW</td> <td data-sheets-value='{"1":2,"2":"Heatstop Opal (T)"}' style="overflow:hidden;padding:0px 3px 0px 3px;vertical-align:bottom;">Heatstop Opal (T)</td> <td data-sheets-numberformat='{"1":2,"2":"0.00","3":1}' data-sheets-value='{"1":3,"3":1.19}' style="overflow:hidden;padding:0px 3px 0px 3px;vertical-align:bottom;text-align:center;">1.19</td> <td data-sheets-numberformat='{"1":2,"2":"0","3":1}' data-sheets-value='{"1":3,"3":20.09}' style="overflow:hidden;padding:0px 3px 0px 3px;vertical-align:bottom;text-align:center;">20</td> <td data-sheets-numberformat='{"1":2,"2":"0","3":1}' data-sheets-value='{"1":3,"3":38.940000000000005}' style="overflow:hidden;padding:0px 3px 0px 3px;vertical-align:bottom;text-align:center;">39</td> <td data-sheets-value='{"1":3,"3":24}' style="border-right:1px solid #000000;overflow:hidden;padding:0px 3px 0px 3px;vertical-align:bottom;text-align:center;">24</td> </tr> <tr style="height:20px;"> <td data-sheets-value='{"1":2,"2":"Heatstop PC"}' style="border-left:1px solid #000000;overflow:hidden;padding:0px 3px 0px 3px;vertical-align:bottom;">Heatstop PC</td> <td data-sheets-value='{"1":2,"2":"DW"}' style="overflow:hidden;padding:0px 3px 0px 3px;vertical-align:bottom;">DW</td> <td data-sheets-value='{"1":2,"2":"Clear (T/H)"}' style="overflow:hidden;padding:0px 3px 0px 3px;vertical-align:bottom;">Clear (T/H)</td> <td data-sheets-numberformat='{"1":2,"2":"0.00","3":1}' data-sheets-value='{"1":3,"3":0.98}' style="overflow:hidden;padding:0px 3px 0px 3px;vertical-align:bottom;text-align:center;">0.98</td> <td data-sheets-numberformat='{"1":2,"2":"0","3":1}' data-sheets-value='{"1":3,"3":18.04}' style="overflow:hidden;padding:0px 3px 0px 3px;vertical-align:bottom;text-align:center;">18</td> <td data-sheets-numberformat='{"1":2,"2":"0","3":1}' data-sheets-value='{"1":3,"3":33.660000000000004}' style="overflow:hidden;padding:0px 3px 0px 3px;vertical-align:bottom;text-align:center;">34</td> <td data-sheets-value='{"1":3,"3":26}' style="border-right:1px solid #000000;overflow:hidden;padding:0px 3px 0px 3px;vertical-align:bottom;text-align:center;">26</td> </tr> <tr style="height:20px;"> <td style="border-bottom:1px solid #000000;border-left:1px solid #000000;overflow:hidden;padding:0px 3px 0px 3px;vertical-align:bottom;"></td> <td style="border-bottom:1px solid #000000;overflow:hidden;padding:0px 3px 0px 3px;vertical-align:bottom;"></td> <td data-sheets-value='{"1":2,"2":"Opal (T/O)"}' style="border-bottom:1px solid #000000;overflow:hidden;padding:0px 3px 0px 3px;vertical-align:bottom;">Opal (T/O)</td> <td data-sheets-numberformat='{"1":2,"2":"0.00","3":1}' data-sheets-value='{"1":3,"3":0.98}' style="border-bottom:1px solid #000000;overflow:hidden;padding:0px 3px 0px 3px;vertical-align:bottom;text-align:center;">0.98</td> <td data-sheets-numberformat='{"1":2,"2":"0","3":1}' data-sheets-value='{"1":3,"3":16.81}' style="border-bottom:1px solid #000000;overflow:hidden;padding:0px 3px 0px 3px;vertical-align:bottom;text-align:center;">17</td> <td data-sheets-numberformat='{"1":2,"2":"0","3":1}' data-sheets-value='{"1":3,"3":29.700000000000003}' style="border-bottom:1px solid #000000;overflow:hidden;padding:0px 3px 0px 3px;vertical-align:bottom;text-align:center;">30</td> <td data-sheets-value='{"1":3,"3":26}' style="border-right:1px solid #000000;border-bottom:1px solid #000000;overflow:hidden;padding:0px 3px 0px 3px;vertical-align:bottom;text-align:center;">26</td> </tr> </tbody></table> | skylux-160-ce-met-koepel-en-pvc-opstand-30-20-met-lm-motor-pvc-raam-type-ep25-en-windvang-1100-x-1100-mm | 8586036281677 | 46872367137101
Smoke and heat exhaust (SHEV) | SHE system | Skylux | Skylux 160° CE with skylight and PVC curb 30/20 with LM-actuator, PVC frame type EP25 and spoiler 1100 x 1400 mm |  | 50478 | 5412970504788 | 5290.15 | Yes | 30-45 | 87.99 | 1100 x 1400 mm | 1400 | 1100 |  | PVC 30/20 (30 cm high & roof opening = 20 cm larger than daylight size) | Rectangular | 1.19 W/m²K - 0.98 W/m²K | 57% - 30% | 37% - 17% | 24dB - 26dB | 160° CE (for industry) | PVC frame EP25 | with spoiler | E | Single actuator | Maximum double-walled skylight possible for this product | Ut-value LT-value g-value Rw-value EN 1873 : 2014 EN ISO 13468 EN 16153 EN 410 EN 410 EN ISO 140-3 Material Walls Shells (W/m²K) (%) (%) (dB) Acrylic EW Clear (H) 1.19 37 57 24 PMMA Opal (O) 1.19 34 50 24 DW Clear (H/H) 0.98 33 50 26 Opal (O/O) 0.98 28 38 26 Polycarbonate EW Clear (A) 1.19 36 55 24 PC Opal (D) 1.19 24 40 24 DW Clear (A/H) 0.98 32 48 26 Clear (A/A) 0.98 32 46 26 Opal (A/O) 0.98 30 42 26 Opal (A/D) 0.98 21 33 26 Polycarbonate EW Heatstop Opal (T) 1.19 20 39 24 Heatstop PC DW Clear (T/H) 0.98 18 34 26 Opal (T/O) 0.98 17 30 26 | https://skylux.eu/en/products/skylux-160-ce-met-koepel-en-pvc-opstand-30-20-met-lm-motor-pvc-raam-type-ep25-en-windvang-1100-x-1400-mm | https://skylux.eu/cdn/shop/files/Skylux-160deg-CE-met-koepel-en-pvc-opstand-3020-met-LM-motor-pvc-raam-type-EP25-en-windvang-1100-x-1400-mm-RWA-systeem.jpg?v=1702981040&width=1600 | https://skylux.eu/cdn/shop/files/e5a82811-1bb0-48e4-a776-cacb59c7c092_88cce80a-715b-45a0-b3a8-67599eefd9d3.jpg?v=1688551270&width=1600 | //skylux.eu/cdn/shop/files/E_MH_Mounting_instructions_Skylux_160_CE_LM.pdf?v=12406716259046007223 | //skylux.eu/cdn/shop/files/E_TD_Technical_File_Skylux_Skylux_160_CE_Electric.pdf?v=3667116872303399239 | <style type="text/css" id="isPasted"><!--td {border: 1px solid #cccccc;}br {mso-data-placement:same-cell;}--></style><table border="1" cellpadding="0" cellspacing="0" dir="ltr" style="table-layout:fixed;font-size:10pt;font-family:Arial;border-collapse:collapse;border:none;"><tbody> <tr style="height:20px;"> <td style="overflow:hidden;padding:0px 3px 0px 3px;vertical-align:bottom;"></td> <td style="overflow:hidden;padding:0px 3px 0px 3px;vertical-align:bottom;"></td> <td style="overflow:hidden;padding:0px 3px 0px 3px;vertical-align:bottom;"></td> <td data-sheets-value='{"1":2,"2":"Ut-value"}' style="overflow:hidden;padding:0px 3px 0px 3px;vertical-align:bottom;font-weight:bold;text-align:center;">Ut-value</td> <td data-sheets-value='{"1":2,"2":"LT-value"}' style="overflow:hidden;padding:0px 3px 0px 3px;vertical-align:bottom;font-weight:bold;text-align:center;">LT-value</td> <td data-sheets-value='{"1":2,"2":"g-value"}' style="overflow:hidden;padding:0px 3px 0px 3px;vertical-align:bottom;font-weight:bold;text-align:center;">g-value</td> <td data-sheets-value='{"1":2,"2":"Rw-value "}' style="overflow:hidden;padding:0px 3px 0px 3px;vertical-align:bottom;font-weight:bold;text-align:center;">Rw-value </td> </tr> <tr style="height:20px;"> <td style="overflow:hidden;padding:0px 3px 0px 3px;vertical-align:bottom;"></td> <td style="overflow:hidden;padding:0px 3px 0px 3px;vertical-align:bottom;"></td> <td style="overflow:hidden;padding:0px 3px 0px 3px;vertical-align:bottom;"></td> <td data-sheets-numberformat='{"1":2,"2":"0.00","3":1}' data-sheets-value='{"1":2,"2":"EN 1873 : 2014"}' style="overflow:hidden;padding:0px 3px 0px 3px;vertical-align:bottom;text-align:center;">EN 1873 : 2014</td> <td data-sheets-numberformat='{"1":2,"2":"0","3":1}' data-sheets-value='{"1":2,"2":"EN ISO 13468 EN 16153 EN 410"}' style="overflow:hidden;padding:0px 3px 0px 3px;vertical-align:bottom;text-align:center;">EN ISO 13468 EN 16153 EN 410</td> <td data-sheets-numberformat='{"1":2,"2":"0","3":1}' data-sheets-value='{"1":2,"2":"EN 410"}' style="overflow:hidden;padding:0px 3px 0px 3px;vertical-align:bottom;text-align:center;">EN 410</td> <td data-sheets-value='{"1":2,"2":"EN ISO 140-3\t\t"}' style="overflow:hidden;padding:0px 3px 0px 3px;vertical-align:bottom;text-align:center;">EN ISO 140-3 </td> </tr> <tr style="height:20px;"> <td data-sheets-value='{"1":2,"2":"Material"}' style="border-bottom:1px solid #000000;overflow:hidden;padding:0px 3px 0px 3px;vertical-align:bottom;background-color:#000000;font-weight:bold;color:#ffffff;">Material</td> <td data-sheets-value='{"1":2,"2":"Walls"}' style="border-bottom:1px solid #000000;overflow:hidden;padding:0px 3px 0px 3px;vertical-align:bottom;background-color:#000000;font-weight:bold;color:#ffffff;">Walls</td> <td data-sheets-value='{"1":2,"2":"Shells"}' style="border-bottom:1px solid #000000;overflow:hidden;padding:0px 3px 0px 3px;vertical-align:bottom;background-color:#000000;font-weight:bold;color:#ffffff;">Shells</td> <td data-sheets-numberformat='{"1":2,"2":"0.00","3":1}' data-sheets-value='{"1":2,"2":"(W/m²K)\t"}' style="border-bottom:1px solid #000000;overflow:hidden;padding:0px 3px 0px 3px;vertical-align:bottom;background-color:#000000;font-weight:bold;color:#ffffff;text-align:center;">(W/m²K) </td> <td data-sheets-numberformat='{"1":2,"2":"0","3":1}' data-sheets-value='{"1":2,"2":"(%)"}' style="border-bottom:1px solid #000000;overflow:hidden;padding:0px 3px 0px 3px;vertical-align:bottom;background-color:#000000;font-weight:bold;color:#ffffff;text-align:center;">(%)</td> <td data-sheets-numberformat='{"1":2,"2":"0","3":1}' data-sheets-value='{"1":2,"2":"(%)"}' style="border-bottom:1px solid #000000;overflow:hidden;padding:0px 3px 0px 3px;vertical-align:bottom;background-color:#000000;font-weight:bold;color:#ffffff;text-align:center;">(%)</td> <td data-sheets-value='{"1":2,"2":"(dB)"}' style="border-bottom:1px solid #000000;overflow:hidden;padding:0px 3px 0px 3px;vertical-align:bottom;background-color:#000000;font-weight:bold;color:#ffffff;text-align:center;">(dB)</td> </tr> <tr style="height:20px;"> <td data-sheets-value='{"1":2,"2":"Acrylic"}' style="border-left:1px solid #000000;overflow:hidden;padding:0px 3px 0px 3px;vertical-align:bottom;">Acrylic</td> <td data-sheets-value='{"1":2,"2":"EW"}' style="overflow:hidden;padding:0px 3px 0px 3px;vertical-align:bottom;">EW</td> <td data-sheets-value='{"1":2,"2":"Clear (H)"}' style="overflow:hidden;padding:0px 3px 0px 3px;vertical-align:bottom;">Clear (H)</td> <td data-sheets-numberformat='{"1":2,"2":"0.00","3":1}' data-sheets-value='{"1":3,"3":1.19}' style="overflow:hidden;padding:0px 3px 0px 3px;vertical-align:bottom;text-align:center;">1.19</td> <td data-sheets-numberformat='{"1":2,"2":"0","3":1}' data-sheets-value='{"1":3,"3":36.9}' style="overflow:hidden;padding:0px 3px 0px 3px;vertical-align:bottom;text-align:center;">37</td> <td data-sheets-numberformat='{"1":2,"2":"0","3":1}' data-sheets-value='{"1":3,"3":57.42}' style="overflow:hidden;padding:0px 3px 0px 3px;vertical-align:bottom;text-align:center;">57</td> <td data-sheets-value='{"1":3,"3":24}' style="border-right:1px solid #000000;overflow:hidden;padding:0px 3px 0px 3px;vertical-align:bottom;text-align:center;">24</td> </tr> <tr style="height:20px;"> <td data-sheets-value='{"1":2,"2":"PMMA"}' style="border-left:1px solid #000000;overflow:hidden;padding:0px 3px 0px 3px;vertical-align:bottom;">PMMA</td> <td style="overflow:hidden;padding:0px 3px 0px 3px;vertical-align:bottom;"></td> <td data-sheets-value='{"1":2,"2":"Opal (O)"}' style="overflow:hidden;padding:0px 3px 0px 3px;vertical-align:bottom;">Opal (O)</td> <td data-sheets-numberformat='{"1":2,"2":"0.00","3":1}' data-sheets-value='{"1":3,"3":1.19}' style="overflow:hidden;padding:0px 3px 0px 3px;vertical-align:bottom;text-align:center;">1.19</td> <td data-sheets-numberformat='{"1":2,"2":"0","3":1}' data-sheets-value='{"1":3,"3":34.03}' style="overflow:hidden;padding:0px 3px 0px 3px;vertical-align:bottom;text-align:center;">34</td> <td data-sheets-numberformat='{"1":2,"2":"0","3":1}' data-sheets-value='{"1":3,"3":50.160000000000004}' style="overflow:hidden;padding:0px 3px 0px 3px;vertical-align:bottom;text-align:center;">50</td> <td data-sheets-value='{"1":3,"3":24}' style="border-right:1px solid #000000;overflow:hidden;padding:0px 3px 0px 3px;vertical-align:bottom;text-align:center;">24</td> </tr> <tr style="height:20px;"> <td style="border-left:1px solid #000000;overflow:hidden;padding:0px 3px 0px 3px;vertical-align:bottom;"></td> <td data-sheets-value='{"1":2,"2":"DW"}' style="overflow:hidden;padding:0px 3px 0px 3px;vertical-align:bottom;">DW</td> <td data-sheets-value='{"1":2,"2":"Clear (H/H)"}' style="overflow:hidden;padding:0px 3px 0px 3px;vertical-align:bottom;">Clear (H/H)</td> <td data-sheets-numberformat='{"1":2,"2":"0.00","3":1}' data-sheets-value='{"1":3,"3":0.98}' style="overflow:hidden;padding:0px 3px 0px 3px;vertical-align:bottom;text-align:center;">0.98</td> <td data-sheets-numberformat='{"1":2,"2":"0","3":1}' data-sheets-value='{"1":3,"3":33.21}' style="overflow:hidden;padding:0px 3px 0px 3px;vertical-align:bottom;text-align:center;">33</td> <td data-sheets-numberformat='{"1":2,"2":"0","3":1}' data-sheets-value='{"1":3,"3":49.5}' style="overflow:hidden;padding:0px 3px 0px 3px;vertical-align:bottom;text-align:center;">50</td> <td data-sheets-value='{"1":3,"3":26}' style="border-right:1px solid #000000;overflow:hidden;padding:0px 3px 0px 3px;vertical-align:bottom;text-align:center;">26</td> </tr> <tr style="height:20px;"> <td style="border-bottom:1px solid #000000;border-left:1px solid #000000;overflow:hidden;padding:0px 3px 0px 3px;vertical-align:bottom;"></td> <td style="border-bottom:1px solid #000000;overflow:hidden;padding:0px 3px 0px 3px;vertical-align:bottom;"></td> <td data-sheets-value='{"1":2,"2":"Opal (O/O)"}' style="border-bottom:1px solid #000000;overflow:hidden;padding:0px 3px 0px 3px;vertical-align:bottom;">Opal (O/O)</td> <td data-sheets-numberformat='{"1":2,"2":"0.00","3":1}' data-sheets-value='{"1":3,"3":0.98}' style="border-bottom:1px solid #000000;overflow:hidden;padding:0px 3px 0px 3px;vertical-align:bottom;text-align:center;">0.98</td> <td data-sheets-numberformat='{"1":2,"2":"0","3":1}' data-sheets-value='{"1":3,"3":28.29}' style="border-bottom:1px solid #000000;overflow:hidden;padding:0px 3px 0px 3px;vertical-align:bottom;text-align:center;">28</td> <td data-sheets-numberformat='{"1":2,"2":"0","3":1}' data-sheets-value='{"1":3,"3":38.28}' style="border-bottom:1px solid #000000;overflow:hidden;padding:0px 3px 0px 3px;vertical-align:bottom;text-align:center;">38</td> <td data-sheets-value='{"1":3,"3":26}' style="border-right:1px solid #000000;border-bottom:1px solid #000000;overflow:hidden;padding:0px 3px 0px 3px;vertical-align:bottom;text-align:center;">26</td> </tr> <tr style="height:20px;"> <td data-sheets-value='{"1":2,"2":"Polycarbonate "}' style="border-left:1px solid #000000;overflow:hidden;padding:0px 3px 0px 3px;vertical-align:bottom;">Polycarbonate </td> <td data-sheets-value='{"1":2,"2":"EW"}' style="overflow:hidden;padding:0px 3px 0px 3px;vertical-align:bottom;">EW</td> <td data-sheets-value='{"1":2,"2":"Clear (A)"}' style="overflow:hidden;padding:0px 3px 0px 3px;vertical-align:bottom;">Clear (A)</td> <td data-sheets-numberformat='{"1":2,"2":"0.00","3":1}' data-sheets-value='{"1":3,"3":1.19}' style="overflow:hidden;padding:0px 3px 0px 3px;vertical-align:bottom;text-align:center;">1.19</td> <td data-sheets-numberformat='{"1":2,"2":"0","3":1}' data-sheets-value='{"1":3,"3":36.08}' style="overflow:hidden;padding:0px 3px 0px 3px;vertical-align:bottom;text-align:center;">36</td> <td data-sheets-numberformat='{"1":2,"2":"0","3":1}' data-sheets-value='{"1":3,"3":54.78}' style="overflow:hidden;padding:0px 3px 0px 3px;vertical-align:bottom;text-align:center;">55</td> <td data-sheets-value='{"1":3,"3":24}' style="border-right:1px solid #000000;overflow:hidden;padding:0px 3px 0px 3px;vertical-align:bottom;text-align:center;">24</td> </tr> <tr style="height:20px;"> <td data-sheets-value='{"1":2,"2":"PC"}' style="border-left:1px solid #000000;overflow:hidden;padding:0px 3px 0px 3px;vertical-align:bottom;">PC</td> <td style="overflow:hidden;padding:0px 3px 0px 3px;vertical-align:bottom;"></td> <td data-sheets-value='{"1":2,"2":"Opal (D)"}' style="overflow:hidden;padding:0px 3px 0px 3px;vertical-align:bottom;">Opal (D)</td> <td data-sheets-numberformat='{"1":2,"2":"0.00","3":1}' data-sheets-value='{"1":3,"3":1.19}' style="overflow:hidden;padding:0px 3px 0px 3px;vertical-align:bottom;text-align:center;">1.19</td> <td data-sheets-numberformat='{"1":2,"2":"0","3":1}' data-sheets-value='{"1":3,"3":23.779999999999998}' style="overflow:hidden;padding:0px 3px 0px 3px;vertical-align:bottom;text-align:center;">24</td> <td data-sheets-numberformat='{"1":2,"2":"0","3":1}' data-sheets-value='{"1":3,"3":39.6}' style="overflow:hidden;padding:0px 3px 0px 3px;vertical-align:bottom;text-align:center;">40</td> <td data-sheets-value='{"1":3,"3":24}' style="border-right:1px solid #000000;overflow:hidden;padding:0px 3px 0px 3px;vertical-align:bottom;text-align:center;">24</td> </tr> <tr style="height:20px;"> <td style="border-left:1px solid #000000;overflow:hidden;padding:0px 3px 0px 3px;vertical-align:bottom;"></td> <td data-sheets-value='{"1":2,"2":"DW"}' style="overflow:hidden;padding:0px 3px 0px 3px;vertical-align:bottom;">DW</td> <td data-sheets-value='{"1":2,"2":"Clear (A/H)"}' style="overflow:hidden;padding:0px 3px 0px 3px;vertical-align:bottom;">Clear (A/H)</td> <td data-sheets-numberformat='{"1":2,"2":"0.00","3":1}' data-sheets-value='{"1":3,"3":0.98}' style="overflow:hidden;padding:0px 3px 0px 3px;vertical-align:bottom;text-align:center;">0.98</td> <td data-sheets-numberformat='{"1":2,"2":"0","3":1}' data-sheets-value='{"1":3,"3":32.39}' style="overflow:hidden;padding:0px 3px 0px 3px;vertical-align:bottom;text-align:center;">32</td> <td data-sheets-numberformat='{"1":2,"2":"0","3":1}' data-sheets-value='{"1":3,"3":47.52}' style="overflow:hidden;padding:0px 3px 0px 3px;vertical-align:bottom;text-align:center;">48</td> <td data-sheets-value='{"1":3,"3":26}' style="border-right:1px solid #000000;overflow:hidden;padding:0px 3px 0px 3px;vertical-align:bottom;text-align:center;">26</td> </tr> <tr style="height:20px;"> <td style="border-left:1px solid #000000;overflow:hidden;padding:0px 3px 0px 3px;vertical-align:bottom;"></td> <td style="overflow:hidden;padding:0px 3px 0px 3px;vertical-align:bottom;"></td> <td data-sheets-value='{"1":2,"2":"Clear (A/A)"}' style="overflow:hidden;padding:0px 3px 0px 3px;vertical-align:bottom;">Clear (A/A)</td> <td data-sheets-numberformat='{"1":2,"2":"0.00","3":1}' data-sheets-value='{"1":3,"3":0.98}' style="overflow:hidden;padding:0px 3px 0px 3px;vertical-align:bottom;text-align:center;">0.98</td> <td data-sheets-numberformat='{"1":2,"2":"0","3":1}' data-sheets-value='{"1":3,"3":31.569999999999997}' style="overflow:hidden;padding:0px 3px 0px 3px;vertical-align:bottom;text-align:center;">32</td> <td data-sheets-numberformat='{"1":2,"2":"0","3":1}' data-sheets-value='{"1":3,"3":45.54}' style="overflow:hidden;padding:0px 3px 0px 3px;vertical-align:bottom;text-align:center;">46</td> <td data-sheets-value='{"1":3,"3":26}' style="border-right:1px solid #000000;overflow:hidden;padding:0px 3px 0px 3px;vertical-align:bottom;text-align:center;">26</td> </tr> <tr style="height:20px;"> <td style="border-left:1px solid #000000;overflow:hidden;padding:0px 3px 0px 3px;vertical-align:bottom;"></td> <td style="overflow:hidden;padding:0px 3px 0px 3px;vertical-align:bottom;"></td> <td data-sheets-value='{"1":2,"2":"Opal (A/O)"}' style="overflow:hidden;padding:0px 3px 0px 3px;vertical-align:bottom;">Opal (A/O)</td> <td data-sheets-numberformat='{"1":2,"2":"0.00","3":1}' data-sheets-value='{"1":3,"3":0.98}' style="overflow:hidden;padding:0px 3px 0px 3px;vertical-align:bottom;text-align:center;">0.98</td> <td data-sheets-numberformat='{"1":2,"2":"0","3":1}' data-sheets-value='{"1":3,"3":29.93}' style="overflow:hidden;padding:0px 3px 0px 3px;vertical-align:bottom;text-align:center;">30</td> <td data-sheets-numberformat='{"1":2,"2":"0","3":1}' data-sheets-value='{"1":3,"3":41.580000000000005}' style="overflow:hidden;padding:0px 3px 0px 3px;vertical-align:bottom;text-align:center;">42</td> <td data-sheets-value='{"1":3,"3":26}' style="border-right:1px solid #000000;overflow:hidden;padding:0px 3px 0px 3px;vertical-align:bottom;text-align:center;">26</td> </tr> <tr style="height:20px;"> <td style="border-bottom:1px solid #000000;border-left:1px solid #000000;overflow:hidden;padding:0px 3px 0px 3px;vertical-align:bottom;"></td> <td style="border-bottom:1px solid #000000;overflow:hidden;padding:0px 3px 0px 3px;vertical-align:bottom;"></td> <td data-sheets-value='{"1":2,"2":"Opal (A/D)"}' style="border-bottom:1px solid #000000;overflow:hidden;padding:0px 3px 0px 3px;vertical-align:bottom;">Opal (A/D)</td> <td data-sheets-numberformat='{"1":2,"2":"0.00","3":1}' data-sheets-value='{"1":3,"3":0.98}' style="border-bottom:1px solid #000000;overflow:hidden;padding:0px 3px 0px 3px;vertical-align:bottom;text-align:center;">0.98</td> <td data-sheets-numberformat='{"1":2,"2":"0","3":1}' data-sheets-value='{"1":3,"3":20.91}' style="border-bottom:1px solid #000000;overflow:hidden;padding:0px 3px 0px 3px;vertical-align:bottom;text-align:center;">21</td> <td data-sheets-numberformat='{"1":2,"2":"0","3":1}' data-sheets-value='{"1":3,"3":33}' style="border-bottom:1px solid #000000;overflow:hidden;padding:0px 3px 0px 3px;vertical-align:bottom;text-align:center;">33</td> <td data-sheets-value='{"1":3,"3":26}' style="border-right:1px solid #000000;border-bottom:1px solid #000000;overflow:hidden;padding:0px 3px 0px 3px;vertical-align:bottom;text-align:center;">26</td> </tr> <tr style="height:20px;"> <td data-sheets-value='{"1":2,"2":"Polycarbonate"}' style="border-left:1px solid #000000;overflow:hidden;padding:0px 3px 0px 3px;vertical-align:bottom;">Polycarbonate</td> <td data-sheets-value='{"1":2,"2":"EW"}' style="overflow:hidden;padding:0px 3px 0px 3px;vertical-align:bottom;">EW</td> <td data-sheets-value='{"1":2,"2":"Heatstop Opal (T)"}' style="overflow:hidden;padding:0px 3px 0px 3px;vertical-align:bottom;">Heatstop Opal (T)</td> <td data-sheets-numberformat='{"1":2,"2":"0.00","3":1}' data-sheets-value='{"1":3,"3":1.19}' style="overflow:hidden;padding:0px 3px 0px 3px;vertical-align:bottom;text-align:center;">1.19</td> <td data-sheets-numberformat='{"1":2,"2":"0","3":1}' data-sheets-value='{"1":3,"3":20.09}' style="overflow:hidden;padding:0px 3px 0px 3px;vertical-align:bottom;text-align:center;">20</td> <td data-sheets-numberformat='{"1":2,"2":"0","3":1}' data-sheets-value='{"1":3,"3":38.940000000000005}' style="overflow:hidden;padding:0px 3px 0px 3px;vertical-align:bottom;text-align:center;">39</td> <td data-sheets-value='{"1":3,"3":24}' style="border-right:1px solid #000000;overflow:hidden;padding:0px 3px 0px 3px;vertical-align:bottom;text-align:center;">24</td> </tr> <tr style="height:20px;"> <td data-sheets-value='{"1":2,"2":"Heatstop PC"}' style="border-left:1px solid #000000;overflow:hidden;padding:0px 3px 0px 3px;vertical-align:bottom;">Heatstop PC</td> <td data-sheets-value='{"1":2,"2":"DW"}' style="overflow:hidden;padding:0px 3px 0px 3px;vertical-align:bottom;">DW</td> <td data-sheets-value='{"1":2,"2":"Clear (T/H)"}' style="overflow:hidden;padding:0px 3px 0px 3px;vertical-align:bottom;">Clear (T/H)</td> <td data-sheets-numberformat='{"1":2,"2":"0.00","3":1}' data-sheets-value='{"1":3,"3":0.98}' style="overflow:hidden;padding:0px 3px 0px 3px;vertical-align:bottom;text-align:center;">0.98</td> <td data-sheets-numberformat='{"1":2,"2":"0","3":1}' data-sheets-value='{"1":3,"3":18.04}' style="overflow:hidden;padding:0px 3px 0px 3px;vertical-align:bottom;text-align:center;">18</td> <td data-sheets-numberformat='{"1":2,"2":"0","3":1}' data-sheets-value='{"1":3,"3":33.660000000000004}' style="overflow:hidden;padding:0px 3px 0px 3px;vertical-align:bottom;text-align:center;">34</td> <td data-sheets-value='{"1":3,"3":26}' style="border-right:1px solid #000000;overflow:hidden;padding:0px 3px 0px 3px;vertical-align:bottom;text-align:center;">26</td> </tr> <tr style="height:20px;"> <td style="border-bottom:1px solid #000000;border-left:1px solid #000000;overflow:hidden;padding:0px 3px 0px 3px;vertical-align:bottom;"></td> <td style="border-bottom:1px solid #000000;overflow:hidden;padding:0px 3px 0px 3px;vertical-align:bottom;"></td> <td data-sheets-value='{"1":2,"2":"Opal (T/O)"}' style="border-bottom:1px solid #000000;overflow:hidden;padding:0px 3px 0px 3px;vertical-align:bottom;">Opal (T/O)</td> <td data-sheets-numberformat='{"1":2,"2":"0.00","3":1}' data-sheets-value='{"1":3,"3":0.98}' style="border-bottom:1px solid #000000;overflow:hidden;padding:0px 3px 0px 3px;vertical-align:bottom;text-align:center;">0.98</td> <td data-sheets-numberformat='{"1":2,"2":"0","3":1}' data-sheets-value='{"1":3,"3":16.81}' style="border-bottom:1px solid #000000;overflow:hidden;padding:0px 3px 0px 3px;vertical-align:bottom;text-align:center;">17</td> <td data-sheets-numberformat='{"1":2,"2":"0","3":1}' data-sheets-value='{"1":3,"3":29.700000000000003}' style="border-bottom:1px solid #000000;overflow:hidden;padding:0px 3px 0px 3px;vertical-align:bottom;text-align:center;">30</td> <td data-sheets-value='{"1":3,"3":26}' style="border-right:1px solid #000000;border-bottom:1px solid #000000;overflow:hidden;padding:0px 3px 0px 3px;vertical-align:bottom;text-align:center;">26</td> </tr> </tbody></table> | skylux-160-ce-met-koepel-en-pvc-opstand-30-20-met-lm-motor-pvc-raam-type-ep25-en-windvang-1100-x-1400-mm | 8586036314445 | 46872367202637
Smoke and heat exhaust (SHEV) | SHE system | Skylux | Skylux 160° CE with skylight and PVC curb 30/20 with LM-actuator, PVC frame type EP25 and spoiler 1100 x 1700 mm |  | 50479 | 5412970504795 | 5555.15 | Yes | 30-45 | 102.86 | 1100 x 1700 mm | 1700 | 1100 |  | PVC 30/20 (30 cm high & roof opening = 20 cm larger than daylight size) | Rectangular | 1.19 W/m²K - 0.98 W/m²K | 57% - 30% | 37% - 17% | 24dB - 26dB | 160° CE (for industry) | PVC frame EP25 | with spoiler | E | Single actuator | Maximum double-walled skylight possible for this product | Ut-value LT-value g-value Rw-value EN 1873 : 2014 EN ISO 13468 EN 16153 EN 410 EN 410 EN ISO 140-3 Material Walls Shells (W/m²K) (%) (%) (dB) Acrylic EW Clear (H) 1.19 37 57 24 PMMA Opal (O) 1.19 34 50 24 DW Clear (H/H) 0.98 33 50 26 Opal (O/O) 0.98 28 38 26 Polycarbonate EW Clear (A) 1.19 36 55 24 PC Opal (D) 1.19 24 40 24 DW Clear (A/H) 0.98 32 48 26 Clear (A/A) 0.98 32 46 26 Opal (A/O) 0.98 30 42 26 Opal (A/D) 0.98 21 33 26 Polycarbonate EW Heatstop Opal (T) 1.19 20 39 24 Heatstop PC DW Clear (T/H) 0.98 18 34 26 Opal (T/O) 0.98 17 30 26 | https://skylux.eu/en/products/skylux-160-ce-met-koepel-en-pvc-opstand-30-20-met-lm-motor-pvc-raam-type-ep25-en-windvang-1100-x-1700-mm | https://skylux.eu/cdn/shop/files/Skylux-160deg-CE-met-koepel-en-pvc-opstand-3020-met-LM-motor-pvc-raam-type-EP25-en-windvang-1100-x-1700-mm-RWA-systeem.jpg?v=1702981045&width=1600 | https://skylux.eu/cdn/shop/files/e5a82811-1bb0-48e4-a776-cacb59c7c092_4a805cd6-666c-44db-b50b-40599d6541d4.jpg?v=1688551271&width=1600 | //skylux.eu/cdn/shop/files/E_MH_Mounting_instructions_Skylux_160_CE_LM.pdf?v=12406716259046007223 | //skylux.eu/cdn/shop/files/E_TD_Technical_File_Skylux_Skylux_160_CE_Electric.pdf?v=3667116872303399239 | <style type="text/css" id="isPasted"><!--td {border: 1px solid #cccccc;}br {mso-data-placement:same-cell;}--></style><table border="1" cellpadding="0" cellspacing="0" dir="ltr" style="table-layout:fixed;font-size:10pt;font-family:Arial;border-collapse:collapse;border:none;"><tbody> <tr style="height:20px;"> <td style="overflow:hidden;padding:0px 3px 0px 3px;vertical-align:bottom;"></td> <td style="overflow:hidden;padding:0px 3px 0px 3px;vertical-align:bottom;"></td> <td style="overflow:hidden;padding:0px 3px 0px 3px;vertical-align:bottom;"></td> <td data-sheets-value='{"1":2,"2":"Ut-value"}' style="overflow:hidden;padding:0px 3px 0px 3px;vertical-align:bottom;font-weight:bold;text-align:center;">Ut-value</td> <td data-sheets-value='{"1":2,"2":"LT-value"}' style="overflow:hidden;padding:0px 3px 0px 3px;vertical-align:bottom;font-weight:bold;text-align:center;">LT-value</td> <td data-sheets-value='{"1":2,"2":"g-value"}' style="overflow:hidden;padding:0px 3px 0px 3px;vertical-align:bottom;font-weight:bold;text-align:center;">g-value</td> <td data-sheets-value='{"1":2,"2":"Rw-value "}' style="overflow:hidden;padding:0px 3px 0px 3px;vertical-align:bottom;font-weight:bold;text-align:center;">Rw-value </td> </tr> <tr style="height:20px;"> <td style="overflow:hidden;padding:0px 3px 0px 3px;vertical-align:bottom;"></td> <td style="overflow:hidden;padding:0px 3px 0px 3px;vertical-align:bottom;"></td> <td style="overflow:hidden;padding:0px 3px 0px 3px;vertical-align:bottom;"></td> <td data-sheets-numberformat='{"1":2,"2":"0.00","3":1}' data-sheets-value='{"1":2,"2":"EN 1873 : 2014"}' style="overflow:hidden;padding:0px 3px 0px 3px;vertical-align:bottom;text-align:center;">EN 1873 : 2014</td> <td data-sheets-numberformat='{"1":2,"2":"0","3":1}' data-sheets-value='{"1":2,"2":"EN ISO 13468 EN 16153 EN 410"}' style="overflow:hidden;padding:0px 3px 0px 3px;vertical-align:bottom;text-align:center;">EN ISO 13468 EN 16153 EN 410</td> <td data-sheets-numberformat='{"1":2,"2":"0","3":1}' data-sheets-value='{"1":2,"2":"EN 410"}' style="overflow:hidden;padding:0px 3px 0px 3px;vertical-align:bottom;text-align:center;">EN 410</td> <td data-sheets-value='{"1":2,"2":"EN ISO 140-3\t\t"}' style="overflow:hidden;padding:0px 3px 0px 3px;vertical-align:bottom;text-align:center;">EN ISO 140-3 </td> </tr> <tr style="height:20px;"> <td data-sheets-value='{"1":2,"2":"Material"}' style="border-bottom:1px solid #000000;overflow:hidden;padding:0px 3px 0px 3px;vertical-align:bottom;background-color:#000000;font-weight:bold;color:#ffffff;">Material</td> <td data-sheets-value='{"1":2,"2":"Walls"}' style="border-bottom:1px solid #000000;overflow:hidden;padding:0px 3px 0px 3px;vertical-align:bottom;background-color:#000000;font-weight:bold;color:#ffffff;">Walls</td> <td data-sheets-value='{"1":2,"2":"Shells"}' style="border-bottom:1px solid #000000;overflow:hidden;padding:0px 3px 0px 3px;vertical-align:bottom;background-color:#000000;font-weight:bold;color:#ffffff;">Shells</td> <td data-sheets-numberformat='{"1":2,"2":"0.00","3":1}' data-sheets-value='{"1":2,"2":"(W/m²K)\t"}' style="border-bottom:1px solid #000000;overflow:hidden;padding:0px 3px 0px 3px;vertical-align:bottom;background-color:#000000;font-weight:bold;color:#ffffff;text-align:center;">(W/m²K) </td> <td data-sheets-numberformat='{"1":2,"2":"0","3":1}' data-sheets-value='{"1":2,"2":"(%)"}' style="border-bottom:1px solid #000000;overflow:hidden;padding:0px 3px 0px 3px;vertical-align:bottom;background-color:#000000;font-weight:bold;color:#ffffff;text-align:center;">(%)</td> <td data-sheets-numberformat='{"1":2,"2":"0","3":1}' data-sheets-value='{"1":2,"2":"(%)"}' style="border-bottom:1px solid #000000;overflow:hidden;padding:0px 3px 0px 3px;vertical-align:bottom;background-color:#000000;font-weight:bold;color:#ffffff;text-align:center;">(%)</td> <td data-sheets-value='{"1":2,"2":"(dB)"}' style="border-bottom:1px solid #000000;overflow:hidden;padding:0px 3px 0px 3px;vertical-align:bottom;background-color:#000000;font-weight:bold;color:#ffffff;text-align:center;">(dB)</td> </tr> <tr style="height:20px;"> <td data-sheets-value='{"1":2,"2":"Acrylic"}' style="border-left:1px solid #000000;overflow:hidden;padding:0px 3px 0px 3px;vertical-align:bottom;">Acrylic</td> <td data-sheets-value='{"1":2,"2":"EW"}' style="overflow:hidden;padding:0px 3px 0px 3px;vertical-align:bottom;">EW</td> <td data-sheets-value='{"1":2,"2":"Clear (H)"}' style="overflow:hidden;padding:0px 3px 0px 3px;vertical-align:bottom;">Clear (H)</td> <td data-sheets-numberformat='{"1":2,"2":"0.00","3":1}' data-sheets-value='{"1":3,"3":1.19}' style="overflow:hidden;padding:0px 3px 0px 3px;vertical-align:bottom;text-align:center;">1.19</td> <td data-sheets-numberformat='{"1":2,"2":"0","3":1}' data-sheets-value='{"1":3,"3":36.9}' style="overflow:hidden;padding:0px 3px 0px 3px;vertical-align:bottom;text-align:center;">37</td> <td data-sheets-numberformat='{"1":2,"2":"0","3":1}' data-sheets-value='{"1":3,"3":57.42}' style="overflow:hidden;padding:0px 3px 0px 3px;vertical-align:bottom;text-align:center;">57</td> <td data-sheets-value='{"1":3,"3":24}' style="border-right:1px solid #000000;overflow:hidden;padding:0px 3px 0px 3px;vertical-align:bottom;text-align:center;">24</td> </tr> <tr style="height:20px;"> <td data-sheets-value='{"1":2,"2":"PMMA"}' style="border-left:1px solid #000000;overflow:hidden;padding:0px 3px 0px 3px;vertical-align:bottom;">PMMA</td> <td style="overflow:hidden;padding:0px 3px 0px 3px;vertical-align:bottom;"></td> <td data-sheets-value='{"1":2,"2":"Opal (O)"}' style="overflow:hidden;padding:0px 3px 0px 3px;vertical-align:bottom;">Opal (O)</td> <td data-sheets-numberformat='{"1":2,"2":"0.00","3":1}' data-sheets-value='{"1":3,"3":1.19}' style="overflow:hidden;padding:0px 3px 0px 3px;vertical-align:bottom;text-align:center;">1.19</td> <td data-sheets-numberformat='{"1":2,"2":"0","3":1}' data-sheets-value='{"1":3,"3":34.03}' style="overflow:hidden;padding:0px 3px 0px 3px;vertical-align:bottom;text-align:center;">34</td> <td data-sheets-numberformat='{"1":2,"2":"0","3":1}' data-sheets-value='{"1":3,"3":50.160000000000004}' style="overflow:hidden;padding:0px 3px 0px 3px;vertical-align:bottom;text-align:center;">50</td> <td data-sheets-value='{"1":3,"3":24}' style="border-right:1px solid #000000;overflow:hidden;padding:0px 3px 0px 3px;vertical-align:bottom;text-align:center;">24</td> </tr> <tr style="height:20px;"> <td style="border-left:1px solid #000000;overflow:hidden;padding:0px 3px 0px 3px;vertical-align:bottom;"></td> <td data-sheets-value='{"1":2,"2":"DW"}' style="overflow:hidden;padding:0px 3px 0px 3px;vertical-align:bottom;">DW</td> <td data-sheets-value='{"1":2,"2":"Clear (H/H)"}' style="overflow:hidden;padding:0px 3px 0px 3px;vertical-align:bottom;">Clear (H/H)</td> <td data-sheets-numberformat='{"1":2,"2":"0.00","3":1}' data-sheets-value='{"1":3,"3":0.98}' style="overflow:hidden;padding:0px 3px 0px 3px;vertical-align:bottom;text-align:center;">0.98</td> <td data-sheets-numberformat='{"1":2,"2":"0","3":1}' data-sheets-value='{"1":3,"3":33.21}' style="overflow:hidden;padding:0px 3px 0px 3px;vertical-align:bottom;text-align:center;">33</td> <td data-sheets-numberformat='{"1":2,"2":"0","3":1}' data-sheets-value='{"1":3,"3":49.5}' style="overflow:hidden;padding:0px 3px 0px 3px;vertical-align:bottom;text-align:center;">50</td> <td data-sheets-value='{"1":3,"3":26}' style="border-right:1px solid #000000;overflow:hidden;padding:0px 3px 0px 3px;vertical-align:bottom;text-align:center;">26</td> </tr> <tr style="height:20px;"> <td style="border-bottom:1px solid #000000;border-left:1px solid #000000;overflow:hidden;padding:0px 3px 0px 3px;vertical-align:bottom;"></td> <td style="border-bottom:1px solid #000000;overflow:hidden;padding:0px 3px 0px 3px;vertical-align:bottom;"></td> <td data-sheets-value='{"1":2,"2":"Opal (O/O)"}' style="border-bottom:1px solid #000000;overflow:hidden;padding:0px 3px 0px 3px;vertical-align:bottom;">Opal (O/O)</td> <td data-sheets-numberformat='{"1":2,"2":"0.00","3":1}' data-sheets-value='{"1":3,"3":0.98}' style="border-bottom:1px solid #000000;overflow:hidden;padding:0px 3px 0px 3px;vertical-align:bottom;text-align:center;">0.98</td> <td data-sheets-numberformat='{"1":2,"2":"0","3":1}' data-sheets-value='{"1":3,"3":28.29}' style="border-bottom:1px solid #000000;overflow:hidden;padding:0px 3px 0px 3px;vertical-align:bottom;text-align:center;">28</td> <td data-sheets-numberformat='{"1":2,"2":"0","3":1}' data-sheets-value='{"1":3,"3":38.28}' style="border-bottom:1px solid #000000;overflow:hidden;padding:0px 3px 0px 3px;vertical-align:bottom;text-align:center;">38</td> <td data-sheets-value='{"1":3,"3":26}' style="border-right:1px solid #000000;border-bottom:1px solid #000000;overflow:hidden;padding:0px 3px 0px 3px;vertical-align:bottom;text-align:center;">26</td> </tr> <tr style="height:20px;"> <td data-sheets-value='{"1":2,"2":"Polycarbonate "}' style="border-left:1px solid #000000;overflow:hidden;padding:0px 3px 0px 3px;vertical-align:bottom;">Polycarbonate </td> <td data-sheets-value='{"1":2,"2":"EW"}' style="overflow:hidden;padding:0px 3px 0px 3px;vertical-align:bottom;">EW</td> <td data-sheets-value='{"1":2,"2":"Clear (A)"}' style="overflow:hidden;padding:0px 3px 0px 3px;vertical-align:bottom;">Clear (A)</td> <td data-sheets-numberformat='{"1":2,"2":"0.00","3":1}' data-sheets-value='{"1":3,"3":1.19}' style="overflow:hidden;padding:0px 3px 0px 3px;vertical-align:bottom;text-align:center;">1.19</td> <td data-sheets-numberformat='{"1":2,"2":"0","3":1}' data-sheets-value='{"1":3,"3":36.08}' style="overflow:hidden;padding:0px 3px 0px 3px;vertical-align:bottom;text-align:center;">36</td> <td data-sheets-numberformat='{"1":2,"2":"0","3":1}' data-sheets-value='{"1":3,"3":54.78}' style="overflow:hidden;padding:0px 3px 0px 3px;vertical-align:bottom;text-align:center;">55</td> <td data-sheets-value='{"1":3,"3":24}' style="border-right:1px solid #000000;overflow:hidden;padding:0px 3px 0px 3px;vertical-align:bottom;text-align:center;">24</td> </tr> <tr style="height:20px;"> <td data-sheets-value='{"1":2,"2":"PC"}' style="border-left:1px solid #000000;overflow:hidden;padding:0px 3px 0px 3px;vertical-align:bottom;">PC</td> <td style="overflow:hidden;padding:0px 3px 0px 3px;vertical-align:bottom;"></td> <td data-sheets-value='{"1":2,"2":"Opal (D)"}' style="overflow:hidden;padding:0px 3px 0px 3px;vertical-align:bottom;">Opal (D)</td> <td data-sheets-numberformat='{"1":2,"2":"0.00","3":1}' data-sheets-value='{"1":3,"3":1.19}' style="overflow:hidden;padding:0px 3px 0px 3px;vertical-align:bottom;text-align:center;">1.19</td> <td data-sheets-numberformat='{"1":2,"2":"0","3":1}' data-sheets-value='{"1":3,"3":23.779999999999998}' style="overflow:hidden;padding:0px 3px 0px 3px;vertical-align:bottom;text-align:center;">24</td> <td data-sheets-numberformat='{"1":2,"2":"0","3":1}' data-sheets-value='{"1":3,"3":39.6}' style="overflow:hidden;padding:0px 3px 0px 3px;vertical-align:bottom;text-align:center;">40</td> <td data-sheets-value='{"1":3,"3":24}' style="border-right:1px solid #000000;overflow:hidden;padding:0px 3px 0px 3px;vertical-align:bottom;text-align:center;">24</td> </tr> <tr style="height:20px;"> <td style="border-left:1px solid #000000;overflow:hidden;padding:0px 3px 0px 3px;vertical-align:bottom;"></td> <td data-sheets-value='{"1":2,"2":"DW"}' style="overflow:hidden;padding:0px 3px 0px 3px;vertical-align:bottom;">DW</td> <td data-sheets-value='{"1":2,"2":"Clear (A/H)"}' style="overflow:hidden;padding:0px 3px 0px 3px;vertical-align:bottom;">Clear (A/H)</td> <td data-sheets-numberformat='{"1":2,"2":"0.00","3":1}' data-sheets-value='{"1":3,"3":0.98}' style="overflow:hidden;padding:0px 3px 0px 3px;vertical-align:bottom;text-align:center;">0.98</td> <td data-sheets-numberformat='{"1":2,"2":"0","3":1}' data-sheets-value='{"1":3,"3":32.39}' style="overflow:hidden;padding:0px 3px 0px 3px;vertical-align:bottom;text-align:center;">32</td> <td data-sheets-numberformat='{"1":2,"2":"0","3":1}' data-sheets-value='{"1":3,"3":47.52}' style="overflow:hidden;padding:0px 3px 0px 3px;vertical-align:bottom;text-align:center;">48</td> <td data-sheets-value='{"1":3,"3":26}' style="border-right:1px solid #000000;overflow:hidden;padding:0px 3px 0px 3px;vertical-align:bottom;text-align:center;">26</td> </tr> <tr style="height:20px;"> <td style="border-left:1px solid #000000;overflow:hidden;padding:0px 3px 0px 3px;vertical-align:bottom;"></td> <td style="overflow:hidden;padding:0px 3px 0px 3px;vertical-align:bottom;"></td> <td data-sheets-value='{"1":2,"2":"Clear (A/A)"}' style="overflow:hidden;padding:0px 3px 0px 3px;vertical-align:bottom;">Clear (A/A)</td> <td data-sheets-numberformat='{"1":2,"2":"0.00","3":1}' data-sheets-value='{"1":3,"3":0.98}' style="overflow:hidden;padding:0px 3px 0px 3px;vertical-align:bottom;text-align:center;">0.98</td> <td data-sheets-numberformat='{"1":2,"2":"0","3":1}' data-sheets-value='{"1":3,"3":31.569999999999997}' style="overflow:hidden;padding:0px 3px 0px 3px;vertical-align:bottom;text-align:center;">32</td> <td data-sheets-numberformat='{"1":2,"2":"0","3":1}' data-sheets-value='{"1":3,"3":45.54}' style="overflow:hidden;padding:0px 3px 0px 3px;vertical-align:bottom;text-align:center;">46</td> <td data-sheets-value='{"1":3,"3":26}' style="border-right:1px solid #000000;overflow:hidden;padding:0px 3px 0px 3px;vertical-align:bottom;text-align:center;">26</td> </tr> <tr style="height:20px;"> <td style="border-left:1px solid #000000;overflow:hidden;padding:0px 3px 0px 3px;vertical-align:bottom;"></td> <td style="overflow:hidden;padding:0px 3px 0px 3px;vertical-align:bottom;"></td> <td data-sheets-value='{"1":2,"2":"Opal (A/O)"}' style="overflow:hidden;padding:0px 3px 0px 3px;vertical-align:bottom;">Opal (A/O)</td> <td data-sheets-numberformat='{"1":2,"2":"0.00","3":1}' data-sheets-value='{"1":3,"3":0.98}' style="overflow:hidden;padding:0px 3px 0px 3px;vertical-align:bottom;text-align:center;">0.98</td> <td data-sheets-numberformat='{"1":2,"2":"0","3":1}' data-sheets-value='{"1":3,"3":29.93}' style="overflow:hidden;padding:0px 3px 0px 3px;vertical-align:bottom;text-align:center;">30</td> <td data-sheets-numberformat='{"1":2,"2":"0","3":1}' data-sheets-value='{"1":3,"3":41.580000000000005}' style="overflow:hidden;padding:0px 3px 0px 3px;vertical-align:bottom;text-align:center;">42</td> <td data-sheets-value='{"1":3,"3":26}' style="border-right:1px solid #000000;overflow:hidden;padding:0px 3px 0px 3px;vertical-align:bottom;text-align:center;">26</td> </tr> <tr style="height:20px;"> <td style="border-bottom:1px solid #000000;border-left:1px solid #000000;overflow:hidden;padding:0px 3px 0px 3px;vertical-align:bottom;"></td> <td style="border-bottom:1px solid #000000;overflow:hidden;padding:0px 3px 0px 3px;vertical-align:bottom;"></td> <td data-sheets-value='{"1":2,"2":"Opal (A/D)"}' style="border-bottom:1px solid #000000;overflow:hidden;padding:0px 3px 0px 3px;vertical-align:bottom;">Opal (A/D)</td> <td data-sheets-numberformat='{"1":2,"2":"0.00","3":1}' data-sheets-value='{"1":3,"3":0.98}' style="border-bottom:1px solid #000000;overflow:hidden;padding:0px 3px 0px 3px;vertical-align:bottom;text-align:center;">0.98</td> <td data-sheets-numberformat='{"1":2,"2":"0","3":1}' data-sheets-value='{"1":3,"3":20.91}' style="border-bottom:1px solid #000000;overflow:hidden;padding:0px 3px 0px 3px;vertical-align:bottom;text-align:center;">21</td> <td data-sheets-numberformat='{"1":2,"2":"0","3":1}' data-sheets-value='{"1":3,"3":33}' style="border-bottom:1px solid #000000;overflow:hidden;padding:0px 3px 0px 3px;vertical-align:bottom;text-align:center;">33</td> <td data-sheets-value='{"1":3,"3":26}' style="border-right:1px solid #000000;border-bottom:1px solid #000000;overflow:hidden;padding:0px 3px 0px 3px;vertical-align:bottom;text-align:center;">26</td> </tr> <tr style="height:20px;"> <td data-sheets-value='{"1":2,"2":"Polycarbonate"}' style="border-left:1px solid #000000;overflow:hidden;padding:0px 3px 0px 3px;vertical-align:bottom;">Polycarbonate</td> <td data-sheets-value='{"1":2,"2":"EW"}' style="overflow:hidden;padding:0px 3px 0px 3px;vertical-align:bottom;">EW</td> <td data-sheets-value='{"1":2,"2":"Heatstop Opal (T)"}' style="overflow:hidden;padding:0px 3px 0px 3px;vertical-align:bottom;">Heatstop Opal (T)</td> <td data-sheets-numberformat='{"1":2,"2":"0.00","3":1}' data-sheets-value='{"1":3,"3":1.19}' style="overflow:hidden;padding:0px 3px 0px 3px;vertical-align:bottom;text-align:center;">1.19</td> <td data-sheets-numberformat='{"1":2,"2":"0","3":1}' data-sheets-value='{"1":3,"3":20.09}' style="overflow:hidden;padding:0px 3px 0px 3px;vertical-align:bottom;text-align:center;">20</td> <td data-sheets-numberformat='{"1":2,"2":"0","3":1}' data-sheets-value='{"1":3,"3":38.940000000000005}' style="overflow:hidden;padding:0px 3px 0px 3px;vertical-align:bottom;text-align:center;">39</td> <td data-sheets-value='{"1":3,"3":24}' style="border-right:1px solid #000000;overflow:hidden;padding:0px 3px 0px 3px;vertical-align:bottom;text-align:center;">24</td> </tr> <tr style="height:20px;"> <td data-sheets-value='{"1":2,"2":"Heatstop PC"}' style="border-left:1px solid #000000;overflow:hidden;padding:0px 3px 0px 3px;vertical-align:bottom;">Heatstop PC</td> <td data-sheets-value='{"1":2,"2":"DW"}' style="overflow:hidden;padding:0px 3px 0px 3px;vertical-align:bottom;">DW</td> <td data-sheets-value='{"1":2,"2":"Clear (T/H)"}' style="overflow:hidden;padding:0px 3px 0px 3px;vertical-align:bottom;">Clear (T/H)</td> <td data-sheets-numberformat='{"1":2,"2":"0.00","3":1}' data-sheets-value='{"1":3,"3":0.98}' style="overflow:hidden;padding:0px 3px 0px 3px;vertical-align:bottom;text-align:center;">0.98</td> <td data-sheets-numberformat='{"1":2,"2":"0","3":1}' data-sheets-value='{"1":3,"3":18.04}' style="overflow:hidden;padding:0px 3px 0px 3px;vertical-align:bottom;text-align:center;">18</td> <td data-sheets-numberformat='{"1":2,"2":"0","3":1}' data-sheets-value='{"1":3,"3":33.660000000000004}' style="overflow:hidden;padding:0px 3px 0px 3px;vertical-align:bottom;text-align:center;">34</td> <td data-sheets-value='{"1":3,"3":26}' style="border-right:1px solid #000000;overflow:hidden;padding:0px 3px 0px 3px;vertical-align:bottom;text-align:center;">26</td> </tr> <tr style="height:20px;"> <td style="border-bottom:1px solid #000000;border-left:1px solid #000000;overflow:hidden;padding:0px 3px 0px 3px;vertical-align:bottom;"></td> <td style="border-bottom:1px solid #000000;overflow:hidden;padding:0px 3px 0px 3px;vertical-align:bottom;"></td> <td data-sheets-value='{"1":2,"2":"Opal (T/O)"}' style="border-bottom:1px solid #000000;overflow:hidden;padding:0px 3px 0px 3px;vertical-align:bottom;">Opal (T/O)</td> <td data-sheets-numberformat='{"1":2,"2":"0.00","3":1}' data-sheets-value='{"1":3,"3":0.98}' style="border-bottom:1px solid #000000;overflow:hidden;padding:0px 3px 0px 3px;vertical-align:bottom;text-align:center;">0.98</td> <td data-sheets-numberformat='{"1":2,"2":"0","3":1}' data-sheets-value='{"1":3,"3":16.81}' style="border-bottom:1px solid #000000;overflow:hidden;padding:0px 3px 0px 3px;vertical-align:bottom;text-align:center;">17</td> <td data-sheets-numberformat='{"1":2,"2":"0","3":1}' data-sheets-value='{"1":3,"3":29.700000000000003}' style="border-bottom:1px solid #000000;overflow:hidden;padding:0px 3px 0px 3px;vertical-align:bottom;text-align:center;">30</td> <td data-sheets-value='{"1":3,"3":26}' style="border-right:1px solid #000000;border-bottom:1px solid #000000;overflow:hidden;padding:0px 3px 0px 3px;vertical-align:bottom;text-align:center;">26</td> </tr> </tbody></table> | skylux-160-ce-met-koepel-en-pvc-opstand-30-20-met-lm-motor-pvc-raam-type-ep25-en-windvang-1100-x-1700-mm | 8586036379981 | 46872367300941
Smoke and heat exhaust (SHEV) | SHE system | Skylux | Skylux 160° CE with skylight and PVC curb 30/20 with LM-actuator, PVC frame type EP25 and spoiler 1100 x 2300 mm |  | 50480 | 5412970504801 | 6406.95 | Yes | 30-45 | 125.65 | 1100 x 2300 mm | 2300 | 1100 |  | PVC 30/20 (30 cm high & roof opening = 20 cm larger than daylight size) | Rectangular | 1.19 W/m²K - 0.98 W/m²K | 57% - 30% | 37% - 17% | 24dB - 26dB | 160° CE (for industry) | PVC frame EP25 | with spoiler | E | Single actuator | Maximum double-walled skylight possible for this product | Ut-value LT-value g-value Rw-value EN 1873 : 2014 EN ISO 13468 EN 16153 EN 410 EN 410 EN ISO 140-3 Material Walls Shells (W/m²K) (%) (%) (dB) Acrylic EW Clear (H) 1.19 37 57 24 PMMA Opal (O) 1.19 34 50 24 DW Clear (H/H) 0.98 33 50 26 Opal (O/O) 0.98 28 38 26 Polycarbonate EW Clear (A) 1.19 36 55 24 PC Opal (D) 1.19 24 40 24 DW Clear (A/H) 0.98 32 48 26 Clear (A/A) 0.98 32 46 26 Opal (A/O) 0.98 30 42 26 Opal (A/D) 0.98 21 33 26 Polycarbonate EW Heatstop Opal (T) 1.19 20 39 24 Heatstop PC DW Clear (T/H) 0.98 18 34 26 Opal (T/O) 0.98 17 30 26 | https://skylux.eu/en/products/skylux-160-ce-met-koepel-en-pvc-opstand-30-20-met-lm-motor-pvc-raam-type-ep25-en-windvang-1100-x-2300-mm | https://skylux.eu/cdn/shop/files/Skylux-160deg-CE-met-koepel-en-pvc-opstand-3020-met-LM-motor-pvc-raam-type-EP25-en-windvang-1100-x-2300-mm-RWA-systeem.jpg?v=1702981051&width=1600 | https://skylux.eu/cdn/shop/files/e5a82811-1bb0-48e4-a776-cacb59c7c092_5c38278a-131d-4836-9efd-0666e5b03072.jpg?v=1688551272&width=1600 | //skylux.eu/cdn/shop/files/E_MH_Mounting_instructions_Skylux_160_CE_LM.pdf?v=12406716259046007223 | //skylux.eu/cdn/shop/files/E_TD_Technical_File_Skylux_Skylux_160_CE_Electric.pdf?v=3667116872303399239 | <style type="text/css" id="isPasted"><!--td {border: 1px solid #cccccc;}br {mso-data-placement:same-cell;}--></style><table border="1" cellpadding="0" cellspacing="0" dir="ltr" style="table-layout:fixed;font-size:10pt;font-family:Arial;border-collapse:collapse;border:none;"><tbody> <tr style="height:20px;"> <td style="overflow:hidden;padding:0px 3px 0px 3px;vertical-align:bottom;"></td> <td style="overflow:hidden;padding:0px 3px 0px 3px;vertical-align:bottom;"></td> <td style="overflow:hidden;padding:0px 3px 0px 3px;vertical-align:bottom;"></td> <td data-sheets-value='{"1":2,"2":"Ut-value"}' style="overflow:hidden;padding:0px 3px 0px 3px;vertical-align:bottom;font-weight:bold;text-align:center;">Ut-value</td> <td data-sheets-value='{"1":2,"2":"LT-value"}' style="overflow:hidden;padding:0px 3px 0px 3px;vertical-align:bottom;font-weight:bold;text-align:center;">LT-value</td> <td data-sheets-value='{"1":2,"2":"g-value"}' style="overflow:hidden;padding:0px 3px 0px 3px;vertical-align:bottom;font-weight:bold;text-align:center;">g-value</td> <td data-sheets-value='{"1":2,"2":"Rw-value "}' style="overflow:hidden;padding:0px 3px 0px 3px;vertical-align:bottom;font-weight:bold;text-align:center;">Rw-value </td> </tr> <tr style="height:20px;"> <td style="overflow:hidden;padding:0px 3px 0px 3px;vertical-align:bottom;"></td> <td style="overflow:hidden;padding:0px 3px 0px 3px;vertical-align:bottom;"></td> <td style="overflow:hidden;padding:0px 3px 0px 3px;vertical-align:bottom;"></td> <td data-sheets-numberformat='{"1":2,"2":"0.00","3":1}' data-sheets-value='{"1":2,"2":"EN 1873 : 2014"}' style="overflow:hidden;padding:0px 3px 0px 3px;vertical-align:bottom;text-align:center;">EN 1873 : 2014</td> <td data-sheets-numberformat='{"1":2,"2":"0","3":1}' data-sheets-value='{"1":2,"2":"EN ISO 13468 EN 16153 EN 410"}' style="overflow:hidden;padding:0px 3px 0px 3px;vertical-align:bottom;text-align:center;">EN ISO 13468 EN 16153 EN 410</td> <td data-sheets-numberformat='{"1":2,"2":"0","3":1}' data-sheets-value='{"1":2,"2":"EN 410"}' style="overflow:hidden;padding:0px 3px 0px 3px;vertical-align:bottom;text-align:center;">EN 410</td> <td data-sheets-value='{"1":2,"2":"EN ISO 140-3\t\t"}' style="overflow:hidden;padding:0px 3px 0px 3px;vertical-align:bottom;text-align:center;">EN ISO 140-3 </td> </tr> <tr style="height:20px;"> <td data-sheets-value='{"1":2,"2":"Material"}' style="border-bottom:1px solid #000000;overflow:hidden;padding:0px 3px 0px 3px;vertical-align:bottom;background-color:#000000;font-weight:bold;color:#ffffff;">Material</td> <td data-sheets-value='{"1":2,"2":"Walls"}' style="border-bottom:1px solid #000000;overflow:hidden;padding:0px 3px 0px 3px;vertical-align:bottom;background-color:#000000;font-weight:bold;color:#ffffff;">Walls</td> <td data-sheets-value='{"1":2,"2":"Shells"}' style="border-bottom:1px solid #000000;overflow:hidden;padding:0px 3px 0px 3px;vertical-align:bottom;background-color:#000000;font-weight:bold;color:#ffffff;">Shells</td> <td data-sheets-numberformat='{"1":2,"2":"0.00","3":1}' data-sheets-value='{"1":2,"2":"(W/m²K)\t"}' style="border-bottom:1px solid #000000;overflow:hidden;padding:0px 3px 0px 3px;vertical-align:bottom;background-color:#000000;font-weight:bold;color:#ffffff;text-align:center;">(W/m²K) </td> <td data-sheets-numberformat='{"1":2,"2":"0","3":1}' data-sheets-value='{"1":2,"2":"(%)"}' style="border-bottom:1px solid #000000;overflow:hidden;padding:0px 3px 0px 3px;vertical-align:bottom;background-color:#000000;font-weight:bold;color:#ffffff;text-align:center;">(%)</td> <td data-sheets-numberformat='{"1":2,"2":"0","3":1}' data-sheets-value='{"1":2,"2":"(%)"}' style="border-bottom:1px solid #000000;overflow:hidden;padding:0px 3px 0px 3px;vertical-align:bottom;background-color:#000000;font-weight:bold;color:#ffffff;text-align:center;">(%)</td> <td data-sheets-value='{"1":2,"2":"(dB)"}' style="border-bottom:1px solid #000000;overflow:hidden;padding:0px 3px 0px 3px;vertical-align:bottom;background-color:#000000;font-weight:bold;color:#ffffff;text-align:center;">(dB)</td> </tr> <tr style="height:20px;"> <td data-sheets-value='{"1":2,"2":"Acrylic"}' style="border-left:1px solid #000000;overflow:hidden;padding:0px 3px 0px 3px;vertical-align:bottom;">Acrylic</td> <td data-sheets-value='{"1":2,"2":"EW"}' style="overflow:hidden;padding:0px 3px 0px 3px;vertical-align:bottom;">EW</td> <td data-sheets-value='{"1":2,"2":"Clear (H)"}' style="overflow:hidden;padding:0px 3px 0px 3px;vertical-align:bottom;">Clear (H)</td> <td data-sheets-numberformat='{"1":2,"2":"0.00","3":1}' data-sheets-value='{"1":3,"3":1.19}' style="overflow:hidden;padding:0px 3px 0px 3px;vertical-align:bottom;text-align:center;">1.19</td> <td data-sheets-numberformat='{"1":2,"2":"0","3":1}' data-sheets-value='{"1":3,"3":36.9}' style="overflow:hidden;padding:0px 3px 0px 3px;vertical-align:bottom;text-align:center;">37</td> <td data-sheets-numberformat='{"1":2,"2":"0","3":1}' data-sheets-value='{"1":3,"3":57.42}' style="overflow:hidden;padding:0px 3px 0px 3px;vertical-align:bottom;text-align:center;">57</td> <td data-sheets-value='{"1":3,"3":24}' style="border-right:1px solid #000000;overflow:hidden;padding:0px 3px 0px 3px;vertical-align:bottom;text-align:center;">24</td> </tr> <tr style="height:20px;"> <td data-sheets-value='{"1":2,"2":"PMMA"}' style="border-left:1px solid #000000;overflow:hidden;padding:0px 3px 0px 3px;vertical-align:bottom;">PMMA</td> <td style="overflow:hidden;padding:0px 3px 0px 3px;vertical-align:bottom;"></td> <td data-sheets-value='{"1":2,"2":"Opal (O)"}' style="overflow:hidden;padding:0px 3px 0px 3px;vertical-align:bottom;">Opal (O)</td> <td data-sheets-numberformat='{"1":2,"2":"0.00","3":1}' data-sheets-value='{"1":3,"3":1.19}' style="overflow:hidden;padding:0px 3px 0px 3px;vertical-align:bottom;text-align:center;">1.19</td> <td data-sheets-numberformat='{"1":2,"2":"0","3":1}' data-sheets-value='{"1":3,"3":34.03}' style="overflow:hidden;padding:0px 3px 0px 3px;vertical-align:bottom;text-align:center;">34</td> <td data-sheets-numberformat='{"1":2,"2":"0","3":1}' data-sheets-value='{"1":3,"3":50.160000000000004}' style="overflow:hidden;padding:0px 3px 0px 3px;vertical-align:bottom;text-align:center;">50</td> <td data-sheets-value='{"1":3,"3":24}' style="border-right:1px solid #000000;overflow:hidden;padding:0px 3px 0px 3px;vertical-align:bottom;text-align:center;">24</td> </tr> <tr style="height:20px;"> <td style="border-left:1px solid #000000;overflow:hidden;padding:0px 3px 0px 3px;vertical-align:bottom;"></td> <td data-sheets-value='{"1":2,"2":"DW"}' style="overflow:hidden;padding:0px 3px 0px 3px;vertical-align:bottom;">DW</td> <td data-sheets-value='{"1":2,"2":"Clear (H/H)"}' style="overflow:hidden;padding:0px 3px 0px 3px;vertical-align:bottom;">Clear (H/H)</td> <td data-sheets-numberformat='{"1":2,"2":"0.00","3":1}' data-sheets-value='{"1":3,"3":0.98}' style="overflow:hidden;padding:0px 3px 0px 3px;vertical-align:bottom;text-align:center;">0.98</td> <td data-sheets-numberformat='{"1":2,"2":"0","3":1}' data-sheets-value='{"1":3,"3":33.21}' style="overflow:hidden;padding:0px 3px 0px 3px;vertical-align:bottom;text-align:center;">33</td> <td data-sheets-numberformat='{"1":2,"2":"0","3":1}' data-sheets-value='{"1":3,"3":49.5}' style="overflow:hidden;padding:0px 3px 0px 3px;vertical-align:bottom;text-align:center;">50</td> <td data-sheets-value='{"1":3,"3":26}' style="border-right:1px solid #000000;overflow:hidden;padding:0px 3px 0px 3px;vertical-align:bottom;text-align:center;">26</td> </tr> <tr style="height:20px;"> <td style="border-bottom:1px solid #000000;border-left:1px solid #000000;overflow:hidden;padding:0px 3px 0px 3px;vertical-align:bottom;"></td> <td style="border-bottom:1px solid #000000;overflow:hidden;padding:0px 3px 0px 3px;vertical-align:bottom;"></td> <td data-sheets-value='{"1":2,"2":"Opal (O/O)"}' style="border-bottom:1px solid #000000;overflow:hidden;padding:0px 3px 0px 3px;vertical-align:bottom;">Opal (O/O)</td> <td data-sheets-numberformat='{"1":2,"2":"0.00","3":1}' data-sheets-value='{"1":3,"3":0.98}' style="border-bottom:1px solid #000000;overflow:hidden;padding:0px 3px 0px 3px;vertical-align:bottom;text-align:center;">0.98</td> <td data-sheets-numberformat='{"1":2,"2":"0","3":1}' data-sheets-value='{"1":3,"3":28.29}' style="border-bottom:1px solid #000000;overflow:hidden;padding:0px 3px 0px 3px;vertical-align:bottom;text-align:center;">28</td> <td data-sheets-numberformat='{"1":2,"2":"0","3":1}' data-sheets-value='{"1":3,"3":38.28}' style="border-bottom:1px solid #000000;overflow:hidden;padding:0px 3px 0px 3px;vertical-align:bottom;text-align:center;">38</td> <td data-sheets-value='{"1":3,"3":26}' style="border-right:1px solid #000000;border-bottom:1px solid #000000;overflow:hidden;padding:0px 3px 0px 3px;vertical-align:bottom;text-align:center;">26</td> </tr> <tr style="height:20px;"> <td data-sheets-value='{"1":2,"2":"Polycarbonate "}' style="border-left:1px solid #000000;overflow:hidden;padding:0px 3px 0px 3px;vertical-align:bottom;">Polycarbonate </td> <td data-sheets-value='{"1":2,"2":"EW"}' style="overflow:hidden;padding:0px 3px 0px 3px;vertical-align:bottom;">EW</td> <td data-sheets-value='{"1":2,"2":"Clear (A)"}' style="overflow:hidden;padding:0px 3px 0px 3px;vertical-align:bottom;">Clear (A)</td> <td data-sheets-numberformat='{"1":2,"2":"0.00","3":1}' data-sheets-value='{"1":3,"3":1.19}' style="overflow:hidden;padding:0px 3px 0px 3px;vertical-align:bottom;text-align:center;">1.19</td> <td data-sheets-numberformat='{"1":2,"2":"0","3":1}' data-sheets-value='{"1":3,"3":36.08}' style="overflow:hidden;padding:0px 3px 0px 3px;vertical-align:bottom;text-align:center;">36</td> <td data-sheets-numberformat='{"1":2,"2":"0","3":1}' data-sheets-value='{"1":3,"3":54.78}' style="overflow:hidden;padding:0px 3px 0px 3px;vertical-align:bottom;text-align:center;">55</td> <td data-sheets-value='{"1":3,"3":24}' style="border-right:1px solid #000000;overflow:hidden;padding:0px 3px 0px 3px;vertical-align:bottom;text-align:center;">24</td> </tr> <tr style="height:20px;"> <td data-sheets-value='{"1":2,"2":"PC"}' style="border-left:1px solid #000000;overflow:hidden;padding:0px 3px 0px 3px;vertical-align:bottom;">PC</td> <td style="overflow:hidden;padding:0px 3px 0px 3px;vertical-align:bottom;"></td> <td data-sheets-value='{"1":2,"2":"Opal (D)"}' style="overflow:hidden;padding:0px 3px 0px 3px;vertical-align:bottom;">Opal (D)</td> <td data-sheets-numberformat='{"1":2,"2":"0.00","3":1}' data-sheets-value='{"1":3,"3":1.19}' style="overflow:hidden;padding:0px 3px 0px 3px;vertical-align:bottom;text-align:center;">1.19</td> <td data-sheets-numberformat='{"1":2,"2":"0","3":1}' data-sheets-value='{"1":3,"3":23.779999999999998}' style="overflow:hidden;padding:0px 3px 0px 3px;vertical-align:bottom;text-align:center;">24</td> <td data-sheets-numberformat='{"1":2,"2":"0","3":1}' data-sheets-value='{"1":3,"3":39.6}' style="overflow:hidden;padding:0px 3px 0px 3px;vertical-align:bottom;text-align:center;">40</td> <td data-sheets-value='{"1":3,"3":24}' style="border-right:1px solid #000000;overflow:hidden;padding:0px 3px 0px 3px;vertical-align:bottom;text-align:center;">24</td> </tr> <tr style="height:20px;"> <td style="border-left:1px solid #000000;overflow:hidden;padding:0px 3px 0px 3px;vertical-align:bottom;"></td> <td data-sheets-value='{"1":2,"2":"DW"}' style="overflow:hidden;padding:0px 3px 0px 3px;vertical-align:bottom;">DW</td> <td data-sheets-value='{"1":2,"2":"Clear (A/H)"}' style="overflow:hidden;padding:0px 3px 0px 3px;vertical-align:bottom;">Clear (A/H)</td> <td data-sheets-numberformat='{"1":2,"2":"0.00","3":1}' data-sheets-value='{"1":3,"3":0.98}' style="overflow:hidden;padding:0px 3px 0px 3px;vertical-align:bottom;text-align:center;">0.98</td> <td data-sheets-numberformat='{"1":2,"2":"0","3":1}' data-sheets-value='{"1":3,"3":32.39}' style="overflow:hidden;padding:0px 3px 0px 3px;vertical-align:bottom;text-align:center;">32</td> <td data-sheets-numberformat='{"1":2,"2":"0","3":1}' data-sheets-value='{"1":3,"3":47.52}' style="overflow:hidden;padding:0px 3px 0px 3px;vertical-align:bottom;text-align:center;">48</td> <td data-sheets-value='{"1":3,"3":26}' style="border-right:1px solid #000000;overflow:hidden;padding:0px 3px 0px 3px;vertical-align:bottom;text-align:center;">26</td> </tr> <tr style="height:20px;"> <td style="border-left:1px solid #000000;overflow:hidden;padding:0px 3px 0px 3px;vertical-align:bottom;"></td> <td style="overflow:hidden;padding:0px 3px 0px 3px;vertical-align:bottom;"></td> <td data-sheets-value='{"1":2,"2":"Clear (A/A)"}' style="overflow:hidden;padding:0px 3px 0px 3px;vertical-align:bottom;">Clear (A/A)</td> <td data-sheets-numberformat='{"1":2,"2":"0.00","3":1}' data-sheets-value='{"1":3,"3":0.98}' style="overflow:hidden;padding:0px 3px 0px 3px;vertical-align:bottom;text-align:center;">0.98</td> <td data-sheets-numberformat='{"1":2,"2":"0","3":1}' data-sheets-value='{"1":3,"3":31.569999999999997}' style="overflow:hidden;padding:0px 3px 0px 3px;vertical-align:bottom;text-align:center;">32</td> <td data-sheets-numberformat='{"1":2,"2":"0","3":1}' data-sheets-value='{"1":3,"3":45.54}' style="overflow:hidden;padding:0px 3px 0px 3px;vertical-align:bottom;text-align:center;">46</td> <td data-sheets-value='{"1":3,"3":26}' style="border-right:1px solid #000000;overflow:hidden;padding:0px 3px 0px 3px;vertical-align:bottom;text-align:center;">26</td> </tr> <tr style="height:20px;"> <td style="border-left:1px solid #000000;overflow:hidden;padding:0px 3px 0px 3px;vertical-align:bottom;"></td> <td style="overflow:hidden;padding:0px 3px 0px 3px;vertical-align:bottom;"></td> <td data-sheets-value='{"1":2,"2":"Opal (A/O)"}' style="overflow:hidden;padding:0px 3px 0px 3px;vertical-align:bottom;">Opal (A/O)</td> <td data-sheets-numberformat='{"1":2,"2":"0.00","3":1}' data-sheets-value='{"1":3,"3":0.98}' style="overflow:hidden;padding:0px 3px 0px 3px;vertical-align:bottom;text-align:center;">0.98</td> <td data-sheets-numberformat='{"1":2,"2":"0","3":1}' data-sheets-value='{"1":3,"3":29.93}' style="overflow:hidden;padding:0px 3px 0px 3px;vertical-align:bottom;text-align:center;">30</td> <td data-sheets-numberformat='{"1":2,"2":"0","3":1}' data-sheets-value='{"1":3,"3":41.580000000000005}' style="overflow:hidden;padding:0px 3px 0px 3px;vertical-align:bottom;text-align:center;">42</td> <td data-sheets-value='{"1":3,"3":26}' style="border-right:1px solid #000000;overflow:hidden;padding:0px 3px 0px 3px;vertical-align:bottom;text-align:center;">26</td> </tr> <tr style="height:20px;"> <td style="border-bottom:1px solid #000000;border-left:1px solid #000000;overflow:hidden;padding:0px 3px 0px 3px;vertical-align:bottom;"></td> <td style="border-bottom:1px solid #000000;overflow:hidden;padding:0px 3px 0px 3px;vertical-align:bottom;"></td> <td data-sheets-value='{"1":2,"2":"Opal (A/D)"}' style="border-bottom:1px solid #000000;overflow:hidden;padding:0px 3px 0px 3px;vertical-align:bottom;">Opal (A/D)</td> <td data-sheets-numberformat='{"1":2,"2":"0.00","3":1}' data-sheets-value='{"1":3,"3":0.98}' style="border-bottom:1px solid #000000;overflow:hidden;padding:0px 3px 0px 3px;vertical-align:bottom;text-align:center;">0.98</td> <td data-sheets-numberformat='{"1":2,"2":"0","3":1}' data-sheets-value='{"1":3,"3":20.91}' style="border-bottom:1px solid #000000;overflow:hidden;padding:0px 3px 0px 3px;vertical-align:bottom;text-align:center;">21</td> <td data-sheets-numberformat='{"1":2,"2":"0","3":1}' data-sheets-value='{"1":3,"3":33}' style="border-bottom:1px solid #000000;overflow:hidden;padding:0px 3px 0px 3px;vertical-align:bottom;text-align:center;">33</td> <td data-sheets-value='{"1":3,"3":26}' style="border-right:1px solid #000000;border-bottom:1px solid #000000;overflow:hidden;padding:0px 3px 0px 3px;vertical-align:bottom;text-align:center;">26</td> </tr> <tr style="height:20px;"> <td data-sheets-value='{"1":2,"2":"Polycarbonate"}' style="border-left:1px solid #000000;overflow:hidden;padding:0px 3px 0px 3px;vertical-align:bottom;">Polycarbonate</td> <td data-sheets-value='{"1":2,"2":"EW"}' style="overflow:hidden;padding:0px 3px 0px 3px;vertical-align:bottom;">EW</td> <td data-sheets-value='{"1":2,"2":"Heatstop Opal (T)"}' style="overflow:hidden;padding:0px 3px 0px 3px;vertical-align:bottom;">Heatstop Opal (T)</td> <td data-sheets-numberformat='{"1":2,"2":"0.00","3":1}' data-sheets-value='{"1":3,"3":1.19}' style="overflow:hidden;padding:0px 3px 0px 3px;vertical-align:bottom;text-align:center;">1.19</td> <td data-sheets-numberformat='{"1":2,"2":"0","3":1}' data-sheets-value='{"1":3,"3":20.09}' style="overflow:hidden;padding:0px 3px 0px 3px;vertical-align:bottom;text-align:center;">20</td> <td data-sheets-numberformat='{"1":2,"2":"0","3":1}' data-sheets-value='{"1":3,"3":38.940000000000005}' style="overflow:hidden;padding:0px 3px 0px 3px;vertical-align:bottom;text-align:center;">39</td> <td data-sheets-value='{"1":3,"3":24}' style="border-right:1px solid #000000;overflow:hidden;padding:0px 3px 0px 3px;vertical-align:bottom;text-align:center;">24</td> </tr> <tr style="height:20px;"> <td data-sheets-value='{"1":2,"2":"Heatstop PC"}' style="border-left:1px solid #000000;overflow:hidden;padding:0px 3px 0px 3px;vertical-align:bottom;">Heatstop PC</td> <td data-sheets-value='{"1":2,"2":"DW"}' style="overflow:hidden;padding:0px 3px 0px 3px;vertical-align:bottom;">DW</td> <td data-sheets-value='{"1":2,"2":"Clear (T/H)"}' style="overflow:hidden;padding:0px 3px 0px 3px;vertical-align:bottom;">Clear (T/H)</td> <td data-sheets-numberformat='{"1":2,"2":"0.00","3":1}' data-sheets-value='{"1":3,"3":0.98}' style="overflow:hidden;padding:0px 3px 0px 3px;vertical-align:bottom;text-align:center;">0.98</td> <td data-sheets-numberformat='{"1":2,"2":"0","3":1}' data-sheets-value='{"1":3,"3":18.04}' style="overflow:hidden;padding:0px 3px 0px 3px;vertical-align:bottom;text-align:center;">18</td> <td data-sheets-numberformat='{"1":2,"2":"0","3":1}' data-sheets-value='{"1":3,"3":33.660000000000004}' style="overflow:hidden;padding:0px 3px 0px 3px;vertical-align:bottom;text-align:center;">34</td> <td data-sheets-value='{"1":3,"3":26}' style="border-right:1px solid #000000;overflow:hidden;padding:0px 3px 0px 3px;vertical-align:bottom;text-align:center;">26</td> </tr> <tr style="height:20px;"> <td style="border-bottom:1px solid #000000;border-left:1px solid #000000;overflow:hidden;padding:0px 3px 0px 3px;vertical-align:bottom;"></td> <td style="border-bottom:1px solid #000000;overflow:hidden;padding:0px 3px 0px 3px;vertical-align:bottom;"></td> <td data-sheets-value='{"1":2,"2":"Opal (T/O)"}' style="border-bottom:1px solid #000000;overflow:hidden;padding:0px 3px 0px 3px;vertical-align:bottom;">Opal (T/O)</td> <td data-sheets-numberformat='{"1":2,"2":"0.00","3":1}' data-sheets-value='{"1":3,"3":0.98}' style="border-bottom:1px solid #000000;overflow:hidden;padding:0px 3px 0px 3px;vertical-align:bottom;text-align:center;">0.98</td> <td data-sheets-numberformat='{"1":2,"2":"0","3":1}' data-sheets-value='{"1":3,"3":16.81}' style="border-bottom:1px solid #000000;overflow:hidden;padding:0px 3px 0px 3px;vertical-align:bottom;text-align:center;">17</td> <td data-sheets-numberformat='{"1":2,"2":"0","3":1}' data-sheets-value='{"1":3,"3":29.700000000000003}' style="border-bottom:1px solid #000000;overflow:hidden;padding:0px 3px 0px 3px;vertical-align:bottom;text-align:center;">30</td> <td data-sheets-value='{"1":3,"3":26}' style="border-right:1px solid #000000;border-bottom:1px solid #000000;overflow:hidden;padding:0px 3px 0px 3px;vertical-align:bottom;text-align:center;">26</td> </tr> </tbody></table> | skylux-160-ce-met-koepel-en-pvc-opstand-30-20-met-lm-motor-pvc-raam-type-ep25-en-windvang-1100-x-2300-mm | 8586036412749 | 46872367366477
Smoke and heat exhaust (SHEV) | SHE system | Skylux | Skylux 160° CE with skylight and PVC curb 30/20 with LM-actuator, PVC frame type EP25 and spoiler 1200 x 1200 mm |  | 50481 | 5412970504818 | 5009.4 | Yes | 30-45 | 88.44 | 1200 x 1200 mm | 1200 | 1200 |  | PVC 30/20 (30 cm high & roof opening = 20 cm larger than daylight size) | Square | 1.19 W/m²K - 0.98 W/m²K | 57% - 30% | 37% - 17% | 24dB - 26dB | 160° CE (for industry) | PVC frame EP25 | with spoiler | E | Single actuator | Maximum double-walled skylight possible for this product | Ut-value LT-value g-value Rw-value EN 1873 : 2014 EN ISO 13468 EN 16153 EN 410 EN 410 EN ISO 140-3 Material Walls Shells (W/m²K) (%) (%) (dB) Acrylic EW Clear (H) 1.19 37 57 24 PMMA Opal (O) 1.19 34 50 24 DW Clear (H/H) 0.98 33 50 26 Opal (O/O) 0.98 28 38 26 Polycarbonate EW Clear (A) 1.19 36 55 24 PC Opal (D) 1.19 24 40 24 DW Clear (A/H) 0.98 32 48 26 Clear (A/A) 0.98 32 46 26 Opal (A/O) 0.98 30 42 26 Opal (A/D) 0.98 21 33 26 Polycarbonate EW Heatstop Opal (T) 1.19 20 39 24 Heatstop PC DW Clear (T/H) 0.98 18 34 26 Opal (T/O) 0.98 17 30 26 | https://skylux.eu/en/products/skylux-160-ce-met-koepel-en-pvc-opstand-30-20-met-lm-motor-pvc-raam-type-ep25-en-windvang-1200-x-1200-mm | https://skylux.eu/cdn/shop/files/Skylux-160deg-CE-met-koepel-en-pvc-opstand-3020-met-LM-motor-pvc-raam-type-EP25-en-windvang-1200-x-1200-mm-RWA-systeem.jpg?v=1702981056&width=1600 | https://skylux.eu/cdn/shop/files/e5a82811-1bb0-48e4-a776-cacb59c7c092_e9e9fa1c-d1f0-4253-ac8a-31fa207db177.jpg?v=1688551273&width=1600 | //skylux.eu/cdn/shop/files/E_MH_Mounting_instructions_Skylux_160_CE_LM.pdf?v=12406716259046007223 | //skylux.eu/cdn/shop/files/E_TD_Technical_File_Skylux_Skylux_160_CE_Electric.pdf?v=3667116872303399239 | <style type="text/css" id="isPasted"><!--td {border: 1px solid #cccccc;}br {mso-data-placement:same-cell;}--></style><table border="1" cellpadding="0" cellspacing="0" dir="ltr" style="table-layout:fixed;font-size:10pt;font-family:Arial;border-collapse:collapse;border:none;"><tbody> <tr style="height:20px;"> <td style="overflow:hidden;padding:0px 3px 0px 3px;vertical-align:bottom;"></td> <td style="overflow:hidden;padding:0px 3px 0px 3px;vertical-align:bottom;"></td> <td style="overflow:hidden;padding:0px 3px 0px 3px;vertical-align:bottom;"></td> <td data-sheets-value='{"1":2,"2":"Ut-value"}' style="overflow:hidden;padding:0px 3px 0px 3px;vertical-align:bottom;font-weight:bold;text-align:center;">Ut-value</td> <td data-sheets-value='{"1":2,"2":"LT-value"}' style="overflow:hidden;padding:0px 3px 0px 3px;vertical-align:bottom;font-weight:bold;text-align:center;">LT-value</td> <td data-sheets-value='{"1":2,"2":"g-value"}' style="overflow:hidden;padding:0px 3px 0px 3px;vertical-align:bottom;font-weight:bold;text-align:center;">g-value</td> <td data-sheets-value='{"1":2,"2":"Rw-value "}' style="overflow:hidden;padding:0px 3px 0px 3px;vertical-align:bottom;font-weight:bold;text-align:center;">Rw-value </td> </tr> <tr style="height:20px;"> <td style="overflow:hidden;padding:0px 3px 0px 3px;vertical-align:bottom;"></td> <td style="overflow:hidden;padding:0px 3px 0px 3px;vertical-align:bottom;"></td> <td style="overflow:hidden;padding:0px 3px 0px 3px;vertical-align:bottom;"></td> <td data-sheets-numberformat='{"1":2,"2":"0.00","3":1}' data-sheets-value='{"1":2,"2":"EN 1873 : 2014"}' style="overflow:hidden;padding:0px 3px 0px 3px;vertical-align:bottom;text-align:center;">EN 1873 : 2014</td> <td data-sheets-numberformat='{"1":2,"2":"0","3":1}' data-sheets-value='{"1":2,"2":"EN ISO 13468 EN 16153 EN 410"}' style="overflow:hidden;padding:0px 3px 0px 3px;vertical-align:bottom;text-align:center;">EN ISO 13468 EN 16153 EN 410</td> <td data-sheets-numberformat='{"1":2,"2":"0","3":1}' data-sheets-value='{"1":2,"2":"EN 410"}' style="overflow:hidden;padding:0px 3px 0px 3px;vertical-align:bottom;text-align:center;">EN 410</td> <td data-sheets-value='{"1":2,"2":"EN ISO 140-3\t\t"}' style="overflow:hidden;padding:0px 3px 0px 3px;vertical-align:bottom;text-align:center;">EN ISO 140-3 </td> </tr> <tr style="height:20px;"> <td data-sheets-value='{"1":2,"2":"Material"}' style="border-bottom:1px solid #000000;overflow:hidden;padding:0px 3px 0px 3px;vertical-align:bottom;background-color:#000000;font-weight:bold;color:#ffffff;">Material</td> <td data-sheets-value='{"1":2,"2":"Walls"}' style="border-bottom:1px solid #000000;overflow:hidden;padding:0px 3px 0px 3px;vertical-align:bottom;background-color:#000000;font-weight:bold;color:#ffffff;">Walls</td> <td data-sheets-value='{"1":2,"2":"Shells"}' style="border-bottom:1px solid #000000;overflow:hidden;padding:0px 3px 0px 3px;vertical-align:bottom;background-color:#000000;font-weight:bold;color:#ffffff;">Shells</td> <td data-sheets-numberformat='{"1":2,"2":"0.00","3":1}' data-sheets-value='{"1":2,"2":"(W/m²K)\t"}' style="border-bottom:1px solid #000000;overflow:hidden;padding:0px 3px 0px 3px;vertical-align:bottom;background-color:#000000;font-weight:bold;color:#ffffff;text-align:center;">(W/m²K) </td> <td data-sheets-numberformat='{"1":2,"2":"0","3":1}' data-sheets-value='{"1":2,"2":"(%)"}' style="border-bottom:1px solid #000000;overflow:hidden;padding:0px 3px 0px 3px;vertical-align:bottom;background-color:#000000;font-weight:bold;color:#ffffff;text-align:center;">(%)</td> <td data-sheets-numberformat='{"1":2,"2":"0","3":1}' data-sheets-value='{"1":2,"2":"(%)"}' style="border-bottom:1px solid #000000;overflow:hidden;padding:0px 3px 0px 3px;vertical-align:bottom;background-color:#000000;font-weight:bold;color:#ffffff;text-align:center;">(%)</td> <td data-sheets-value='{"1":2,"2":"(dB)"}' style="border-bottom:1px solid #000000;overflow:hidden;padding:0px 3px 0px 3px;vertical-align:bottom;background-color:#000000;font-weight:bold;color:#ffffff;text-align:center;">(dB)</td> </tr> <tr style="height:20px;"> <td data-sheets-value='{"1":2,"2":"Acrylic"}' style="border-left:1px solid #000000;overflow:hidden;padding:0px 3px 0px 3px;vertical-align:bottom;">Acrylic</td> <td data-sheets-value='{"1":2,"2":"EW"}' style="overflow:hidden;padding:0px 3px 0px 3px;vertical-align:bottom;">EW</td> <td data-sheets-value='{"1":2,"2":"Clear (H)"}' style="overflow:hidden;padding:0px 3px 0px 3px;vertical-align:bottom;">Clear (H)</td> <td data-sheets-numberformat='{"1":2,"2":"0.00","3":1}' data-sheets-value='{"1":3,"3":1.19}' style="overflow:hidden;padding:0px 3px 0px 3px;vertical-align:bottom;text-align:center;">1.19</td> <td data-sheets-numberformat='{"1":2,"2":"0","3":1}' data-sheets-value='{"1":3,"3":36.9}' style="overflow:hidden;padding:0px 3px 0px 3px;vertical-align:bottom;text-align:center;">37</td> <td data-sheets-numberformat='{"1":2,"2":"0","3":1}' data-sheets-value='{"1":3,"3":57.42}' style="overflow:hidden;padding:0px 3px 0px 3px;vertical-align:bottom;text-align:center;">57</td> <td data-sheets-value='{"1":3,"3":24}' style="border-right:1px solid #000000;overflow:hidden;padding:0px 3px 0px 3px;vertical-align:bottom;text-align:center;">24</td> </tr> <tr style="height:20px;"> <td data-sheets-value='{"1":2,"2":"PMMA"}' style="border-left:1px solid #000000;overflow:hidden;padding:0px 3px 0px 3px;vertical-align:bottom;">PMMA</td> <td style="overflow:hidden;padding:0px 3px 0px 3px;vertical-align:bottom;"></td> <td data-sheets-value='{"1":2,"2":"Opal (O)"}' style="overflow:hidden;padding:0px 3px 0px 3px;vertical-align:bottom;">Opal (O)</td> <td data-sheets-numberformat='{"1":2,"2":"0.00","3":1}' data-sheets-value='{"1":3,"3":1.19}' style="overflow:hidden;padding:0px 3px 0px 3px;vertical-align:bottom;text-align:center;">1.19</td> <td data-sheets-numberformat='{"1":2,"2":"0","3":1}' data-sheets-value='{"1":3,"3":34.03}' style="overflow:hidden;padding:0px 3px 0px 3px;vertical-align:bottom;text-align:center;">34</td> <td data-sheets-numberformat='{"1":2,"2":"0","3":1}' data-sheets-value='{"1":3,"3":50.160000000000004}' style="overflow:hidden;padding:0px 3px 0px 3px;vertical-align:bottom;text-align:center;">50</td> <td data-sheets-value='{"1":3,"3":24}' style="border-right:1px solid #000000;overflow:hidden;padding:0px 3px 0px 3px;vertical-align:bottom;text-align:center;">24</td> </tr> <tr style="height:20px;"> <td style="border-left:1px solid #000000;overflow:hidden;padding:0px 3px 0px 3px;vertical-align:bottom;"></td> <td data-sheets-value='{"1":2,"2":"DW"}' style="overflow:hidden;padding:0px 3px 0px 3px;vertical-align:bottom;">DW</td> <td data-sheets-value='{"1":2,"2":"Clear (H/H)"}' style="overflow:hidden;padding:0px 3px 0px 3px;vertical-align:bottom;">Clear (H/H)</td> <td data-sheets-numberformat='{"1":2,"2":"0.00","3":1}' data-sheets-value='{"1":3,"3":0.98}' style="overflow:hidden;padding:0px 3px 0px 3px;vertical-align:bottom;text-align:center;">0.98</td> <td data-sheets-numberformat='{"1":2,"2":"0","3":1}' data-sheets-value='{"1":3,"3":33.21}' style="overflow:hidden;padding:0px 3px 0px 3px;vertical-align:bottom;text-align:center;">33</td> <td data-sheets-numberformat='{"1":2,"2":"0","3":1}' data-sheets-value='{"1":3,"3":49.5}' style="overflow:hidden;padding:0px 3px 0px 3px;vertical-align:bottom;text-align:center;">50</td> <td data-sheets-value='{"1":3,"3":26}' style="border-right:1px solid #000000;overflow:hidden;padding:0px 3px 0px 3px;vertical-align:bottom;text-align:center;">26</td> </tr> <tr style="height:20px;"> <td style="border-bottom:1px solid #000000;border-left:1px solid #000000;overflow:hidden;padding:0px 3px 0px 3px;vertical-align:bottom;"></td> <td style="border-bottom:1px solid #000000;overflow:hidden;padding:0px 3px 0px 3px;vertical-align:bottom;"></td> <td data-sheets-value='{"1":2,"2":"Opal (O/O)"}' style="border-bottom:1px solid #000000;overflow:hidden;padding:0px 3px 0px 3px;vertical-align:bottom;">Opal (O/O)</td> <td data-sheets-numberformat='{"1":2,"2":"0.00","3":1}' data-sheets-value='{"1":3,"3":0.98}' style="border-bottom:1px solid #000000;overflow:hidden;padding:0px 3px 0px 3px;vertical-align:bottom;text-align:center;">0.98</td> <td data-sheets-numberformat='{"1":2,"2":"0","3":1}' data-sheets-value='{"1":3,"3":28.29}' style="border-bottom:1px solid #000000;overflow:hidden;padding:0px 3px 0px 3px;vertical-align:bottom;text-align:center;">28</td> <td data-sheets-numberformat='{"1":2,"2":"0","3":1}' data-sheets-value='{"1":3,"3":38.28}' style="border-bottom:1px solid #000000;overflow:hidden;padding:0px 3px 0px 3px;vertical-align:bottom;text-align:center;">38</td> <td data-sheets-value='{"1":3,"3":26}' style="border-right:1px solid #000000;border-bottom:1px solid #000000;overflow:hidden;padding:0px 3px 0px 3px;vertical-align:bottom;text-align:center;">26</td> </tr> <tr style="height:20px;"> <td data-sheets-value='{"1":2,"2":"Polycarbonate "}' style="border-left:1px solid #000000;overflow:hidden;padding:0px 3px 0px 3px;vertical-align:bottom;">Polycarbonate </td> <td data-sheets-value='{"1":2,"2":"EW"}' style="overflow:hidden;padding:0px 3px 0px 3px;vertical-align:bottom;">EW</td> <td data-sheets-value='{"1":2,"2":"Clear (A)"}' style="overflow:hidden;padding:0px 3px 0px 3px;vertical-align:bottom;">Clear (A)</td> <td data-sheets-numberformat='{"1":2,"2":"0.00","3":1}' data-sheets-value='{"1":3,"3":1.19}' style="overflow:hidden;padding:0px 3px 0px 3px;vertical-align:bottom;text-align:center;">1.19</td> <td data-sheets-numberformat='{"1":2,"2":"0","3":1}' data-sheets-value='{"1":3,"3":36.08}' style="overflow:hidden;padding:0px 3px 0px 3px;vertical-align:bottom;text-align:center;">36</td> <td data-sheets-numberformat='{"1":2,"2":"0","3":1}' data-sheets-value='{"1":3,"3":54.78}' style="overflow:hidden;padding:0px 3px 0px 3px;vertical-align:bottom;text-align:center;">55</td> <td data-sheets-value='{"1":3,"3":24}' style="border-right:1px solid #000000;overflow:hidden;padding:0px 3px 0px 3px;vertical-align:bottom;text-align:center;">24</td> </tr> <tr style="height:20px;"> <td data-sheets-value='{"1":2,"2":"PC"}' style="border-left:1px solid #000000;overflow:hidden;padding:0px 3px 0px 3px;vertical-align:bottom;">PC</td> <td style="overflow:hidden;padding:0px 3px 0px 3px;vertical-align:bottom;"></td> <td data-sheets-value='{"1":2,"2":"Opal (D)"}' style="overflow:hidden;padding:0px 3px 0px 3px;vertical-align:bottom;">Opal (D)</td> <td data-sheets-numberformat='{"1":2,"2":"0.00","3":1}' data-sheets-value='{"1":3,"3":1.19}' style="overflow:hidden;padding:0px 3px 0px 3px;vertical-align:bottom;text-align:center;">1.19</td> <td data-sheets-numberformat='{"1":2,"2":"0","3":1}' data-sheets-value='{"1":3,"3":23.779999999999998}' style="overflow:hidden;padding:0px 3px 0px 3px;vertical-align:bottom;text-align:center;">24</td> <td data-sheets-numberformat='{"1":2,"2":"0","3":1}' data-sheets-value='{"1":3,"3":39.6}' style="overflow:hidden;padding:0px 3px 0px 3px;vertical-align:bottom;text-align:center;">40</td> <td data-sheets-value='{"1":3,"3":24}' style="border-right:1px solid #000000;overflow:hidden;padding:0px 3px 0px 3px;vertical-align:bottom;text-align:center;">24</td> </tr> <tr style="height:20px;"> <td style="border-left:1px solid #000000;overflow:hidden;padding:0px 3px 0px 3px;vertical-align:bottom;"></td> <td data-sheets-value='{"1":2,"2":"DW"}' style="overflow:hidden;padding:0px 3px 0px 3px;vertical-align:bottom;">DW</td> <td data-sheets-value='{"1":2,"2":"Clear (A/H)"}' style="overflow:hidden;padding:0px 3px 0px 3px;vertical-align:bottom;">Clear (A/H)</td> <td data-sheets-numberformat='{"1":2,"2":"0.00","3":1}' data-sheets-value='{"1":3,"3":0.98}' style="overflow:hidden;padding:0px 3px 0px 3px;vertical-align:bottom;text-align:center;">0.98</td> <td data-sheets-numberformat='{"1":2,"2":"0","3":1}' data-sheets-value='{"1":3,"3":32.39}' style="overflow:hidden;padding:0px 3px 0px 3px;vertical-align:bottom;text-align:center;">32</td> <td data-sheets-numberformat='{"1":2,"2":"0","3":1}' data-sheets-value='{"1":3,"3":47.52}' style="overflow:hidden;padding:0px 3px 0px 3px;vertical-align:bottom;text-align:center;">48</td> <td data-sheets-value='{"1":3,"3":26}' style="border-right:1px solid #000000;overflow:hidden;padding:0px 3px 0px 3px;vertical-align:bottom;text-align:center;">26</td> </tr> <tr style="height:20px;"> <td style="border-left:1px solid #000000;overflow:hidden;padding:0px 3px 0px 3px;vertical-align:bottom;"></td> <td style="overflow:hidden;padding:0px 3px 0px 3px;vertical-align:bottom;"></td> <td data-sheets-value='{"1":2,"2":"Clear (A/A)"}' style="overflow:hidden;padding:0px 3px 0px 3px;vertical-align:bottom;">Clear (A/A)</td> <td data-sheets-numberformat='{"1":2,"2":"0.00","3":1}' data-sheets-value='{"1":3,"3":0.98}' style="overflow:hidden;padding:0px 3px 0px 3px;vertical-align:bottom;text-align:center;">0.98</td> <td data-sheets-numberformat='{"1":2,"2":"0","3":1}' data-sheets-value='{"1":3,"3":31.569999999999997}' style="overflow:hidden;padding:0px 3px 0px 3px;vertical-align:bottom;text-align:center;">32</td> <td data-sheets-numberformat='{"1":2,"2":"0","3":1}' data-sheets-value='{"1":3,"3":45.54}' style="overflow:hidden;padding:0px 3px 0px 3px;vertical-align:bottom;text-align:center;">46</td> <td data-sheets-value='{"1":3,"3":26}' style="border-right:1px solid #000000;overflow:hidden;padding:0px 3px 0px 3px;vertical-align:bottom;text-align:center;">26</td> </tr> <tr style="height:20px;"> <td style="border-left:1px solid #000000;overflow:hidden;padding:0px 3px 0px 3px;vertical-align:bottom;"></td> <td style="overflow:hidden;padding:0px 3px 0px 3px;vertical-align:bottom;"></td> <td data-sheets-value='{"1":2,"2":"Opal (A/O)"}' style="overflow:hidden;padding:0px 3px 0px 3px;vertical-align:bottom;">Opal (A/O)</td> <td data-sheets-numberformat='{"1":2,"2":"0.00","3":1}' data-sheets-value='{"1":3,"3":0.98}' style="overflow:hidden;padding:0px 3px 0px 3px;vertical-align:bottom;text-align:center;">0.98</td> <td data-sheets-numberformat='{"1":2,"2":"0","3":1}' data-sheets-value='{"1":3,"3":29.93}' style="overflow:hidden;padding:0px 3px 0px 3px;vertical-align:bottom;text-align:center;">30</td> <td data-sheets-numberformat='{"1":2,"2":"0","3":1}' data-sheets-value='{"1":3,"3":41.580000000000005}' style="overflow:hidden;padding:0px 3px 0px 3px;vertical-align:bottom;text-align:center;">42</td> <td data-sheets-value='{"1":3,"3":26}' style="border-right:1px solid #000000;overflow:hidden;padding:0px 3px 0px 3px;vertical-align:bottom;text-align:center;">26</td> </tr> <tr style="height:20px;"> <td style="border-bottom:1px solid #000000;border-left:1px solid #000000;overflow:hidden;padding:0px 3px 0px 3px;vertical-align:bottom;"></td> <td style="border-bottom:1px solid #000000;overflow:hidden;padding:0px 3px 0px 3px;vertical-align:bottom;"></td> <td data-sheets-value='{"1":2,"2":"Opal (A/D)"}' style="border-bottom:1px solid #000000;overflow:hidden;padding:0px 3px 0px 3px;vertical-align:bottom;">Opal (A/D)</td> <td data-sheets-numberformat='{"1":2,"2":"0.00","3":1}' data-sheets-value='{"1":3,"3":0.98}' style="border-bottom:1px solid #000000;overflow:hidden;padding:0px 3px 0px 3px;vertical-align:bottom;text-align:center;">0.98</td> <td data-sheets-numberformat='{"1":2,"2":"0","3":1}' data-sheets-value='{"1":3,"3":20.91}' style="border-bottom:1px solid #000000;overflow:hidden;padding:0px 3px 0px 3px;vertical-align:bottom;text-align:center;">21</td> <td data-sheets-numberformat='{"1":2,"2":"0","3":1}' data-sheets-value='{"1":3,"3":33}' style="border-bottom:1px solid #000000;overflow:hidden;padding:0px 3px 0px 3px;vertical-align:bottom;text-align:center;">33</td> <td data-sheets-value='{"1":3,"3":26}' style="border-right:1px solid #000000;border-bottom:1px solid #000000;overflow:hidden;padding:0px 3px 0px 3px;vertical-align:bottom;text-align:center;">26</td> </tr> <tr style="height:20px;"> <td data-sheets-value='{"1":2,"2":"Polycarbonate"}' style="border-left:1px solid #000000;overflow:hidden;padding:0px 3px 0px 3px;vertical-align:bottom;">Polycarbonate</td> <td data-sheets-value='{"1":2,"2":"EW"}' style="overflow:hidden;padding:0px 3px 0px 3px;vertical-align:bottom;">EW</td> <td data-sheets-value='{"1":2,"2":"Heatstop Opal (T)"}' style="overflow:hidden;padding:0px 3px 0px 3px;vertical-align:bottom;">Heatstop Opal (T)</td> <td data-sheets-numberformat='{"1":2,"2":"0.00","3":1}' data-sheets-value='{"1":3,"3":1.19}' style="overflow:hidden;padding:0px 3px 0px 3px;vertical-align:bottom;text-align:center;">1.19</td> <td data-sheets-numberformat='{"1":2,"2":"0","3":1}' data-sheets-value='{"1":3,"3":20.09}' style="overflow:hidden;padding:0px 3px 0px 3px;vertical-align:bottom;text-align:center;">20</td> <td data-sheets-numberformat='{"1":2,"2":"0","3":1}' data-sheets-value='{"1":3,"3":38.940000000000005}' style="overflow:hidden;padding:0px 3px 0px 3px;vertical-align:bottom;text-align:center;">39</td> <td data-sheets-value='{"1":3,"3":24}' style="border-right:1px solid #000000;overflow:hidden;padding:0px 3px 0px 3px;vertical-align:bottom;text-align:center;">24</td> </tr> <tr style="height:20px;"> <td data-sheets-value='{"1":2,"2":"Heatstop PC"}' style="border-left:1px solid #000000;overflow:hidden;padding:0px 3px 0px 3px;vertical-align:bottom;">Heatstop PC</td> <td data-sheets-value='{"1":2,"2":"DW"}' style="overflow:hidden;padding:0px 3px 0px 3px;vertical-align:bottom;">DW</td> <td data-sheets-value='{"1":2,"2":"Clear (T/H)"}' style="overflow:hidden;padding:0px 3px 0px 3px;vertical-align:bottom;">Clear (T/H)</td> <td data-sheets-numberformat='{"1":2,"2":"0.00","3":1}' data-sheets-value='{"1":3,"3":0.98}' style="overflow:hidden;padding:0px 3px 0px 3px;vertical-align:bottom;text-align:center;">0.98</td> <td data-sheets-numberformat='{"1":2,"2":"0","3":1}' data-sheets-value='{"1":3,"3":18.04}' style="overflow:hidden;padding:0px 3px 0px 3px;vertical-align:bottom;text-align:center;">18</td> <td data-sheets-numberformat='{"1":2,"2":"0","3":1}' data-sheets-value='{"1":3,"3":33.660000000000004}' style="overflow:hidden;padding:0px 3px 0px 3px;vertical-align:bottom;text-align:center;">34</td> <td data-sheets-value='{"1":3,"3":26}' style="border-right:1px solid #000000;overflow:hidden;padding:0px 3px 0px 3px;vertical-align:bottom;text-align:center;">26</td> </tr> <tr style="height:20px;"> <td style="border-bottom:1px solid #000000;border-left:1px solid #000000;overflow:hidden;padding:0px 3px 0px 3px;vertical-align:bottom;"></td> <td style="border-bottom:1px solid #000000;overflow:hidden;padding:0px 3px 0px 3px;vertical-align:bottom;"></td> <td data-sheets-value='{"1":2,"2":"Opal (T/O)"}' style="border-bottom:1px solid #000000;overflow:hidden;padding:0px 3px 0px 3px;vertical-align:bottom;">Opal (T/O)</td> <td data-sheets-numberformat='{"1":2,"2":"0.00","3":1}' data-sheets-value='{"1":3,"3":0.98}' style="border-bottom:1px solid #000000;overflow:hidden;padding:0px 3px 0px 3px;vertical-align:bottom;text-align:center;">0.98</td> <td data-sheets-numberformat='{"1":2,"2":"0","3":1}' data-sheets-value='{"1":3,"3":16.81}' style="border-bottom:1px solid #000000;overflow:hidden;padding:0px 3px 0px 3px;vertical-align:bottom;text-align:center;">17</td> <td data-sheets-numberformat='{"1":2,"2":"0","3":1}' data-sheets-value='{"1":3,"3":29.700000000000003}' style="border-bottom:1px solid #000000;overflow:hidden;padding:0px 3px 0px 3px;vertical-align:bottom;text-align:center;">30</td> <td data-sheets-value='{"1":3,"3":26}' style="border-right:1px solid #000000;border-bottom:1px solid #000000;overflow:hidden;padding:0px 3px 0px 3px;vertical-align:bottom;text-align:center;">26</td> </tr> </tbody></table> | skylux-160-ce-met-koepel-en-pvc-opstand-30-20-met-lm-motor-pvc-raam-type-ep25-en-windvang-1200-x-1200-mm | 8586036445517 | 46872367432013
Smoke and heat exhaust (SHEV) | SHE system | Skylux | Skylux 160° CE with skylight and PVC curb 30/20 with LM-actuator, PVC frame type EP25 and spoiler 1200 x 1400 mm |  | 50482 | 5412970504825 | 5395.4 | Yes | 30-45 | 93.98 | 1200 x 1400 mm | 1400 | 1200 |  | PVC 30/20 (30 cm high & roof opening = 20 cm larger than daylight size) | Rectangular | 1.19 W/m²K - 0.98 W/m²K | 57% - 30% | 37% - 17% | 24dB - 26dB | 160° CE (for industry) | PVC frame EP25 | with spoiler | E | Single actuator | Maximum double-walled skylight possible for this product | Ut-value LT-value g-value Rw-value EN 1873 : 2014 EN ISO 13468 EN 16153 EN 410 EN 410 EN ISO 140-3 Material Walls Shells (W/m²K) (%) (%) (dB) Acrylic EW Clear (H) 1.19 37 57 24 PMMA Opal (O) 1.19 34 50 24 DW Clear (H/H) 0.98 33 50 26 Opal (O/O) 0.98 28 38 26 Polycarbonate EW Clear (A) 1.19 36 55 24 PC Opal (D) 1.19 24 40 24 DW Clear (A/H) 0.98 32 48 26 Clear (A/A) 0.98 32 46 26 Opal (A/O) 0.98 30 42 26 Opal (A/D) 0.98 21 33 26 Polycarbonate EW Heatstop Opal (T) 1.19 20 39 24 Heatstop PC DW Clear (T/H) 0.98 18 34 26 Opal (T/O) 0.98 17 30 26 | https://skylux.eu/en/products/skylux-160-ce-met-koepel-en-pvc-opstand-30-20-met-lm-motor-pvc-raam-type-ep25-en-windvang-1200-x-1400-mm | https://skylux.eu/cdn/shop/files/Skylux-160deg-CE-met-koepel-en-pvc-opstand-3020-met-LM-motor-pvc-raam-type-EP25-en-windvang-1200-x-1400-mm-RWA-systeem.jpg?v=1702981062&width=1600 | https://skylux.eu/cdn/shop/files/e5a82811-1bb0-48e4-a776-cacb59c7c092_d8705463-c5b3-4401-add5-342810527f70.jpg?v=1688551274&width=1600 | //skylux.eu/cdn/shop/files/E_MH_Mounting_instructions_Skylux_160_CE_LM.pdf?v=12406716259046007223 | //skylux.eu/cdn/shop/files/E_TD_Technical_File_Skylux_Skylux_160_CE_Electric.pdf?v=3667116872303399239 | <style type="text/css" id="isPasted"><!--td {border: 1px solid #cccccc;}br {mso-data-placement:same-cell;}--></style><table border="1" cellpadding="0" cellspacing="0" dir="ltr" style="table-layout:fixed;font-size:10pt;font-family:Arial;border-collapse:collapse;border:none;"><tbody> <tr style="height:20px;"> <td style="overflow:hidden;padding:0px 3px 0px 3px;vertical-align:bottom;"></td> <td style="overflow:hidden;padding:0px 3px 0px 3px;vertical-align:bottom;"></td> <td style="overflow:hidden;padding:0px 3px 0px 3px;vertical-align:bottom;"></td> <td data-sheets-value='{"1":2,"2":"Ut-value"}' style="overflow:hidden;padding:0px 3px 0px 3px;vertical-align:bottom;font-weight:bold;text-align:center;">Ut-value</td> <td data-sheets-value='{"1":2,"2":"LT-value"}' style="overflow:hidden;padding:0px 3px 0px 3px;vertical-align:bottom;font-weight:bold;text-align:center;">LT-value</td> <td data-sheets-value='{"1":2,"2":"g-value"}' style="overflow:hidden;padding:0px 3px 0px 3px;vertical-align:bottom;font-weight:bold;text-align:center;">g-value</td> <td data-sheets-value='{"1":2,"2":"Rw-value "}' style="overflow:hidden;padding:0px 3px 0px 3px;vertical-align:bottom;font-weight:bold;text-align:center;">Rw-value </td> </tr> <tr style="height:20px;"> <td style="overflow:hidden;padding:0px 3px 0px 3px;vertical-align:bottom;"></td> <td style="overflow:hidden;padding:0px 3px 0px 3px;vertical-align:bottom;"></td> <td style="overflow:hidden;padding:0px 3px 0px 3px;vertical-align:bottom;"></td> <td data-sheets-numberformat='{"1":2,"2":"0.00","3":1}' data-sheets-value='{"1":2,"2":"EN 1873 : 2014"}' style="overflow:hidden;padding:0px 3px 0px 3px;vertical-align:bottom;text-align:center;">EN 1873 : 2014</td> <td data-sheets-numberformat='{"1":2,"2":"0","3":1}' data-sheets-value='{"1":2,"2":"EN ISO 13468 EN 16153 EN 410"}' style="overflow:hidden;padding:0px 3px 0px 3px;vertical-align:bottom;text-align:center;">EN ISO 13468 EN 16153 EN 410</td> <td data-sheets-numberformat='{"1":2,"2":"0","3":1}' data-sheets-value='{"1":2,"2":"EN 410"}' style="overflow:hidden;padding:0px 3px 0px 3px;vertical-align:bottom;text-align:center;">EN 410</td> <td data-sheets-value='{"1":2,"2":"EN ISO 140-3\t\t"}' style="overflow:hidden;padding:0px 3px 0px 3px;vertical-align:bottom;text-align:center;">EN ISO 140-3 </td> </tr> <tr style="height:20px;"> <td data-sheets-value='{"1":2,"2":"Material"}' style="border-bottom:1px solid #000000;overflow:hidden;padding:0px 3px 0px 3px;vertical-align:bottom;background-color:#000000;font-weight:bold;color:#ffffff;">Material</td> <td data-sheets-value='{"1":2,"2":"Walls"}' style="border-bottom:1px solid #000000;overflow:hidden;padding:0px 3px 0px 3px;vertical-align:bottom;background-color:#000000;font-weight:bold;color:#ffffff;">Walls</td> <td data-sheets-value='{"1":2,"2":"Shells"}' style="border-bottom:1px solid #000000;overflow:hidden;padding:0px 3px 0px 3px;vertical-align:bottom;background-color:#000000;font-weight:bold;color:#ffffff;">Shells</td> <td data-sheets-numberformat='{"1":2,"2":"0.00","3":1}' data-sheets-value='{"1":2,"2":"(W/m²K)\t"}' style="border-bottom:1px solid #000000;overflow:hidden;padding:0px 3px 0px 3px;vertical-align:bottom;background-color:#000000;font-weight:bold;color:#ffffff;text-align:center;">(W/m²K) </td> <td data-sheets-numberformat='{"1":2,"2":"0","3":1}' data-sheets-value='{"1":2,"2":"(%)"}' style="border-bottom:1px solid #000000;overflow:hidden;padding:0px 3px 0px 3px;vertical-align:bottom;background-color:#000000;font-weight:bold;color:#ffffff;text-align:center;">(%)</td> <td data-sheets-numberformat='{"1":2,"2":"0","3":1}' data-sheets-value='{"1":2,"2":"(%)"}' style="border-bottom:1px solid #000000;overflow:hidden;padding:0px 3px 0px 3px;vertical-align:bottom;background-color:#000000;font-weight:bold;color:#ffffff;text-align:center;">(%)</td> <td data-sheets-value='{"1":2,"2":"(dB)"}' style="border-bottom:1px solid #000000;overflow:hidden;padding:0px 3px 0px 3px;vertical-align:bottom;background-color:#000000;font-weight:bold;color:#ffffff;text-align:center;">(dB)</td> </tr> <tr style="height:20px;"> <td data-sheets-value='{"1":2,"2":"Acrylic"}' style="border-left:1px solid #000000;overflow:hidden;padding:0px 3px 0px 3px;vertical-align:bottom;">Acrylic</td> <td data-sheets-value='{"1":2,"2":"EW"}' style="overflow:hidden;padding:0px 3px 0px 3px;vertical-align:bottom;">EW</td> <td data-sheets-value='{"1":2,"2":"Clear (H)"}' style="overflow:hidden;padding:0px 3px 0px 3px;vertical-align:bottom;">Clear (H)</td> <td data-sheets-numberformat='{"1":2,"2":"0.00","3":1}' data-sheets-value='{"1":3,"3":1.19}' style="overflow:hidden;padding:0px 3px 0px 3px;vertical-align:bottom;text-align:center;">1.19</td> <td data-sheets-numberformat='{"1":2,"2":"0","3":1}' data-sheets-value='{"1":3,"3":36.9}' style="overflow:hidden;padding:0px 3px 0px 3px;vertical-align:bottom;text-align:center;">37</td> <td data-sheets-numberformat='{"1":2,"2":"0","3":1}' data-sheets-value='{"1":3,"3":57.42}' style="overflow:hidden;padding:0px 3px 0px 3px;vertical-align:bottom;text-align:center;">57</td> <td data-sheets-value='{"1":3,"3":24}' style="border-right:1px solid #000000;overflow:hidden;padding:0px 3px 0px 3px;vertical-align:bottom;text-align:center;">24</td> </tr> <tr style="height:20px;"> <td data-sheets-value='{"1":2,"2":"PMMA"}' style="border-left:1px solid #000000;overflow:hidden;padding:0px 3px 0px 3px;vertical-align:bottom;">PMMA</td> <td style="overflow:hidden;padding:0px 3px 0px 3px;vertical-align:bottom;"></td> <td data-sheets-value='{"1":2,"2":"Opal (O)"}' style="overflow:hidden;padding:0px 3px 0px 3px;vertical-align:bottom;">Opal (O)</td> <td data-sheets-numberformat='{"1":2,"2":"0.00","3":1}' data-sheets-value='{"1":3,"3":1.19}' style="overflow:hidden;padding:0px 3px 0px 3px;vertical-align:bottom;text-align:center;">1.19</td> <td data-sheets-numberformat='{"1":2,"2":"0","3":1}' data-sheets-value='{"1":3,"3":34.03}' style="overflow:hidden;padding:0px 3px 0px 3px;vertical-align:bottom;text-align:center;">34</td> <td data-sheets-numberformat='{"1":2,"2":"0","3":1}' data-sheets-value='{"1":3,"3":50.160000000000004}' style="overflow:hidden;padding:0px 3px 0px 3px;vertical-align:bottom;text-align:center;">50</td> <td data-sheets-value='{"1":3,"3":24}' style="border-right:1px solid #000000;overflow:hidden;padding:0px 3px 0px 3px;vertical-align:bottom;text-align:center;">24</td> </tr> <tr style="height:20px;"> <td style="border-left:1px solid #000000;overflow:hidden;padding:0px 3px 0px 3px;vertical-align:bottom;"></td> <td data-sheets-value='{"1":2,"2":"DW"}' style="overflow:hidden;padding:0px 3px 0px 3px;vertical-align:bottom;">DW</td> <td data-sheets-value='{"1":2,"2":"Clear (H/H)"}' style="overflow:hidden;padding:0px 3px 0px 3px;vertical-align:bottom;">Clear (H/H)</td> <td data-sheets-numberformat='{"1":2,"2":"0.00","3":1}' data-sheets-value='{"1":3,"3":0.98}' style="overflow:hidden;padding:0px 3px 0px 3px;vertical-align:bottom;text-align:center;">0.98</td> <td data-sheets-numberformat='{"1":2,"2":"0","3":1}' data-sheets-value='{"1":3,"3":33.21}' style="overflow:hidden;padding:0px 3px 0px 3px;vertical-align:bottom;text-align:center;">33</td> <td data-sheets-numberformat='{"1":2,"2":"0","3":1}' data-sheets-value='{"1":3,"3":49.5}' style="overflow:hidden;padding:0px 3px 0px 3px;vertical-align:bottom;text-align:center;">50</td> <td data-sheets-value='{"1":3,"3":26}' style="border-right:1px solid #000000;overflow:hidden;padding:0px 3px 0px 3px;vertical-align:bottom;text-align:center;">26</td> </tr> <tr style="height:20px;"> <td style="border-bottom:1px solid #000000;border-left:1px solid #000000;overflow:hidden;padding:0px 3px 0px 3px;vertical-align:bottom;"></td> <td style="border-bottom:1px solid #000000;overflow:hidden;padding:0px 3px 0px 3px;vertical-align:bottom;"></td> <td data-sheets-value='{"1":2,"2":"Opal (O/O)"}' style="border-bottom:1px solid #000000;overflow:hidden;padding:0px 3px 0px 3px;vertical-align:bottom;">Opal (O/O)</td> <td data-sheets-numberformat='{"1":2,"2":"0.00","3":1}' data-sheets-value='{"1":3,"3":0.98}' style="border-bottom:1px solid #000000;overflow:hidden;padding:0px 3px 0px 3px;vertical-align:bottom;text-align:center;">0.98</td> <td data-sheets-numberformat='{"1":2,"2":"0","3":1}' data-sheets-value='{"1":3,"3":28.29}' style="border-bottom:1px solid #000000;overflow:hidden;padding:0px 3px 0px 3px;vertical-align:bottom;text-align:center;">28</td> <td data-sheets-numberformat='{"1":2,"2":"0","3":1}' data-sheets-value='{"1":3,"3":38.28}' style="border-bottom:1px solid #000000;overflow:hidden;padding:0px 3px 0px 3px;vertical-align:bottom;text-align:center;">38</td> <td data-sheets-value='{"1":3,"3":26}' style="border-right:1px solid #000000;border-bottom:1px solid #000000;overflow:hidden;padding:0px 3px 0px 3px;vertical-align:bottom;text-align:center;">26</td> </tr> <tr style="height:20px;"> <td data-sheets-value='{"1":2,"2":"Polycarbonate "}' style="border-left:1px solid #000000;overflow:hidden;padding:0px 3px 0px 3px;vertical-align:bottom;">Polycarbonate </td> <td data-sheets-value='{"1":2,"2":"EW"}' style="overflow:hidden;padding:0px 3px 0px 3px;vertical-align:bottom;">EW</td> <td data-sheets-value='{"1":2,"2":"Clear (A)"}' style="overflow:hidden;padding:0px 3px 0px 3px;vertical-align:bottom;">Clear (A)</td> <td data-sheets-numberformat='{"1":2,"2":"0.00","3":1}' data-sheets-value='{"1":3,"3":1.19}' style="overflow:hidden;padding:0px 3px 0px 3px;vertical-align:bottom;text-align:center;">1.19</td> <td data-sheets-numberformat='{"1":2,"2":"0","3":1}' data-sheets-value='{"1":3,"3":36.08}' style="overflow:hidden;padding:0px 3px 0px 3px;vertical-align:bottom;text-align:center;">36</td> <td data-sheets-numberformat='{"1":2,"2":"0","3":1}' data-sheets-value='{"1":3,"3":54.78}' style="overflow:hidden;padding:0px 3px 0px 3px;vertical-align:bottom;text-align:center;">55</td> <td data-sheets-value='{"1":3,"3":24}' style="border-right:1px solid #000000;overflow:hidden;padding:0px 3px 0px 3px;vertical-align:bottom;text-align:center;">24</td> </tr> <tr style="height:20px;"> <td data-sheets-value='{"1":2,"2":"PC"}' style="border-left:1px solid #000000;overflow:hidden;padding:0px 3px 0px 3px;vertical-align:bottom;">PC</td> <td style="overflow:hidden;padding:0px 3px 0px 3px;vertical-align:bottom;"></td> <td data-sheets-value='{"1":2,"2":"Opal (D)"}' style="overflow:hidden;padding:0px 3px 0px 3px;vertical-align:bottom;">Opal (D)</td> <td data-sheets-numberformat='{"1":2,"2":"0.00","3":1}' data-sheets-value='{"1":3,"3":1.19}' style="overflow:hidden;padding:0px 3px 0px 3px;vertical-align:bottom;text-align:center;">1.19</td> <td data-sheets-numberformat='{"1":2,"2":"0","3":1}' data-sheets-value='{"1":3,"3":23.779999999999998}' style="overflow:hidden;padding:0px 3px 0px 3px;vertical-align:bottom;text-align:center;">24</td> <td data-sheets-numberformat='{"1":2,"2":"0","3":1}' data-sheets-value='{"1":3,"3":39.6}' style="overflow:hidden;padding:0px 3px 0px 3px;vertical-align:bottom;text-align:center;">40</td> <td data-sheets-value='{"1":3,"3":24}' style="border-right:1px solid #000000;overflow:hidden;padding:0px 3px 0px 3px;vertical-align:bottom;text-align:center;">24</td> </tr> <tr style="height:20px;"> <td style="border-left:1px solid #000000;overflow:hidden;padding:0px 3px 0px 3px;vertical-align:bottom;"></td> <td data-sheets-value='{"1":2,"2":"DW"}' style="overflow:hidden;padding:0px 3px 0px 3px;vertical-align:bottom;">DW</td> <td data-sheets-value='{"1":2,"2":"Clear (A/H)"}' style="overflow:hidden;padding:0px 3px 0px 3px;vertical-align:bottom;">Clear (A/H)</td> <td data-sheets-numberformat='{"1":2,"2":"0.00","3":1}' data-sheets-value='{"1":3,"3":0.98}' style="overflow:hidden;padding:0px 3px 0px 3px;vertical-align:bottom;text-align:center;">0.98</td> <td data-sheets-numberformat='{"1":2,"2":"0","3":1}' data-sheets-value='{"1":3,"3":32.39}' style="overflow:hidden;padding:0px 3px 0px 3px;vertical-align:bottom;text-align:center;">32</td> <td data-sheets-numberformat='{"1":2,"2":"0","3":1}' data-sheets-value='{"1":3,"3":47.52}' style="overflow:hidden;padding:0px 3px 0px 3px;vertical-align:bottom;text-align:center;">48</td> <td data-sheets-value='{"1":3,"3":26}' style="border-right:1px solid #000000;overflow:hidden;padding:0px 3px 0px 3px;vertical-align:bottom;text-align:center;">26</td> </tr> <tr style="height:20px;"> <td style="border-left:1px solid #000000;overflow:hidden;padding:0px 3px 0px 3px;vertical-align:bottom;"></td> <td style="overflow:hidden;padding:0px 3px 0px 3px;vertical-align:bottom;"></td> <td data-sheets-value='{"1":2,"2":"Clear (A/A)"}' style="overflow:hidden;padding:0px 3px 0px 3px;vertical-align:bottom;">Clear (A/A)</td> <td data-sheets-numberformat='{"1":2,"2":"0.00","3":1}' data-sheets-value='{"1":3,"3":0.98}' style="overflow:hidden;padding:0px 3px 0px 3px;vertical-align:bottom;text-align:center;">0.98</td> <td data-sheets-numberformat='{"1":2,"2":"0","3":1}' data-sheets-value='{"1":3,"3":31.569999999999997}' style="overflow:hidden;padding:0px 3px 0px 3px;vertical-align:bottom;text-align:center;">32</td> <td data-sheets-numberformat='{"1":2,"2":"0","3":1}' data-sheets-value='{"1":3,"3":45.54}' style="overflow:hidden;padding:0px 3px 0px 3px;vertical-align:bottom;text-align:center;">46</td> <td data-sheets-value='{"1":3,"3":26}' style="border-right:1px solid #000000;overflow:hidden;padding:0px 3px 0px 3px;vertical-align:bottom;text-align:center;">26</td> </tr> <tr style="height:20px;"> <td style="border-left:1px solid #000000;overflow:hidden;padding:0px 3px 0px 3px;vertical-align:bottom;"></td> <td style="overflow:hidden;padding:0px 3px 0px 3px;vertical-align:bottom;"></td> <td data-sheets-value='{"1":2,"2":"Opal (A/O)"}' style="overflow:hidden;padding:0px 3px 0px 3px;vertical-align:bottom;">Opal (A/O)</td> <td data-sheets-numberformat='{"1":2,"2":"0.00","3":1}' data-sheets-value='{"1":3,"3":0.98}' style="overflow:hidden;padding:0px 3px 0px 3px;vertical-align:bottom;text-align:center;">0.98</td> <td data-sheets-numberformat='{"1":2,"2":"0","3":1}' data-sheets-value='{"1":3,"3":29.93}' style="overflow:hidden;padding:0px 3px 0px 3px;vertical-align:bottom;text-align:center;">30</td> <td data-sheets-numberformat='{"1":2,"2":"0","3":1}' data-sheets-value='{"1":3,"3":41.580000000000005}' style="overflow:hidden;padding:0px 3px 0px 3px;vertical-align:bottom;text-align:center;">42</td> <td data-sheets-value='{"1":3,"3":26}' style="border-right:1px solid #000000;overflow:hidden;padding:0px 3px 0px 3px;vertical-align:bottom;text-align:center;">26</td> </tr> <tr style="height:20px;"> <td style="border-bottom:1px solid #000000;border-left:1px solid #000000;overflow:hidden;padding:0px 3px 0px 3px;vertical-align:bottom;"></td> <td style="border-bottom:1px solid #000000;overflow:hidden;padding:0px 3px 0px 3px;vertical-align:bottom;"></td> <td data-sheets-value='{"1":2,"2":"Opal (A/D)"}' style="border-bottom:1px solid #000000;overflow:hidden;padding:0px 3px 0px 3px;vertical-align:bottom;">Opal (A/D)</td> <td data-sheets-numberformat='{"1":2,"2":"0.00","3":1}' data-sheets-value='{"1":3,"3":0.98}' style="border-bottom:1px solid #000000;overflow:hidden;padding:0px 3px 0px 3px;vertical-align:bottom;text-align:center;">0.98</td> <td data-sheets-numberformat='{"1":2,"2":"0","3":1}' data-sheets-value='{"1":3,"3":20.91}' style="border-bottom:1px solid #000000;overflow:hidden;padding:0px 3px 0px 3px;vertical-align:bottom;text-align:center;">21</td> <td data-sheets-numberformat='{"1":2,"2":"0","3":1}' data-sheets-value='{"1":3,"3":33}' style="border-bottom:1px solid #000000;overflow:hidden;padding:0px 3px 0px 3px;vertical-align:bottom;text-align:center;">33</td> <td data-sheets-value='{"1":3,"3":26}' style="border-right:1px solid #000000;border-bottom:1px solid #000000;overflow:hidden;padding:0px 3px 0px 3px;vertical-align:bottom;text-align:center;">26</td> </tr> <tr style="height:20px;"> <td data-sheets-value='{"1":2,"2":"Polycarbonate"}' style="border-left:1px solid #000000;overflow:hidden;padding:0px 3px 0px 3px;vertical-align:bottom;">Polycarbonate</td> <td data-sheets-value='{"1":2,"2":"EW"}' style="overflow:hidden;padding:0px 3px 0px 3px;vertical-align:bottom;">EW</td> <td data-sheets-value='{"1":2,"2":"Heatstop Opal (T)"}' style="overflow:hidden;padding:0px 3px 0px 3px;vertical-align:bottom;">Heatstop Opal (T)</td> <td data-sheets-numberformat='{"1":2,"2":"0.00","3":1}' data-sheets-value='{"1":3,"3":1.19}' style="overflow:hidden;padding:0px 3px 0px 3px;vertical-align:bottom;text-align:center;">1.19</td> <td data-sheets-numberformat='{"1":2,"2":"0","3":1}' data-sheets-value='{"1":3,"3":20.09}' style="overflow:hidden;padding:0px 3px 0px 3px;vertical-align:bottom;text-align:center;">20</td> <td data-sheets-numberformat='{"1":2,"2":"0","3":1}' data-sheets-value='{"1":3,"3":38.940000000000005}' style="overflow:hidden;padding:0px 3px 0px 3px;vertical-align:bottom;text-align:center;">39</td> <td data-sheets-value='{"1":3,"3":24}' style="border-right:1px solid #000000;overflow:hidden;padding:0px 3px 0px 3px;vertical-align:bottom;text-align:center;">24</td> </tr> <tr style="height:20px;"> <td data-sheets-value='{"1":2,"2":"Heatstop PC"}' style="border-left:1px solid #000000;overflow:hidden;padding:0px 3px 0px 3px;vertical-align:bottom;">Heatstop PC</td> <td data-sheets-value='{"1":2,"2":"DW"}' style="overflow:hidden;padding:0px 3px 0px 3px;vertical-align:bottom;">DW</td> <td data-sheets-value='{"1":2,"2":"Clear (T/H)"}' style="overflow:hidden;padding:0px 3px 0px 3px;vertical-align:bottom;">Clear (T/H)</td> <td data-sheets-numberformat='{"1":2,"2":"0.00","3":1}' data-sheets-value='{"1":3,"3":0.98}' style="overflow:hidden;padding:0px 3px 0px 3px;vertical-align:bottom;text-align:center;">0.98</td> <td data-sheets-numberformat='{"1":2,"2":"0","3":1}' data-sheets-value='{"1":3,"3":18.04}' style="overflow:hidden;padding:0px 3px 0px 3px;vertical-align:bottom;text-align:center;">18</td> <td data-sheets-numberformat='{"1":2,"2":"0","3":1}' data-sheets-value='{"1":3,"3":33.660000000000004}' style="overflow:hidden;padding:0px 3px 0px 3px;vertical-align:bottom;text-align:center;">34</td> <td data-sheets-value='{"1":3,"3":26}' style="border-right:1px solid #000000;overflow:hidden;padding:0px 3px 0px 3px;vertical-align:bottom;text-align:center;">26</td> </tr> <tr style="height:20px;"> <td style="border-bottom:1px solid #000000;border-left:1px solid #000000;overflow:hidden;padding:0px 3px 0px 3px;vertical-align:bottom;"></td> <td style="border-bottom:1px solid #000000;overflow:hidden;padding:0px 3px 0px 3px;vertical-align:bottom;"></td> <td data-sheets-value='{"1":2,"2":"Opal (T/O)"}' style="border-bottom:1px solid #000000;overflow:hidden;padding:0px 3px 0px 3px;vertical-align:bottom;">Opal (T/O)</td> <td data-sheets-numberformat='{"1":2,"2":"0.00","3":1}' data-sheets-value='{"1":3,"3":0.98}' style="border-bottom:1px solid #000000;overflow:hidden;padding:0px 3px 0px 3px;vertical-align:bottom;text-align:center;">0.98</td> <td data-sheets-numberformat='{"1":2,"2":"0","3":1}' data-sheets-value='{"1":3,"3":16.81}' style="border-bottom:1px solid #000000;overflow:hidden;padding:0px 3px 0px 3px;vertical-align:bottom;text-align:center;">17</td> <td data-sheets-numberformat='{"1":2,"2":"0","3":1}' data-sheets-value='{"1":3,"3":29.700000000000003}' style="border-bottom:1px solid #000000;overflow:hidden;padding:0px 3px 0px 3px;vertical-align:bottom;text-align:center;">30</td> <td data-sheets-value='{"1":3,"3":26}' style="border-right:1px solid #000000;border-bottom:1px solid #000000;overflow:hidden;padding:0px 3px 0px 3px;vertical-align:bottom;text-align:center;">26</td> </tr> </tbody></table> | skylux-160-ce-met-koepel-en-pvc-opstand-30-20-met-lm-motor-pvc-raam-type-ep25-en-windvang-1200-x-1400-mm | 8586036478285 | 46872367464781
Smoke and heat exhaust (SHEV) | SHE system | Skylux | Skylux 160° CE with skylight and PVC curb 30/20 with LM-actuator, PVC frame type EP25 and spoiler 1200 x 1500 mm |  | 50483 | 5412970504832 | 5658 | Yes | 30-45 | 95.24 | 1200 x 1500 mm | 1500 | 1200 |  | PVC 30/20 (30 cm high & roof opening = 20 cm larger than daylight size) | Rectangular | 1.19 W/m²K - 0.98 W/m²K | 57% - 30% | 37% - 17% | 24dB - 26dB | 160° CE (for industry) | PVC frame EP25 | with spoiler | E | Single actuator | Maximum double-walled skylight possible for this product | Ut-value LT-value g-value Rw-value EN 1873 : 2014 EN ISO 13468 EN 16153 EN 410 EN 410 EN ISO 140-3 Material Walls Shells (W/m²K) (%) (%) (dB) Acrylic EW Clear (H) 1.19 37 57 24 PMMA Opal (O) 1.19 34 50 24 DW Clear (H/H) 0.98 33 50 26 Opal (O/O) 0.98 28 38 26 Polycarbonate EW Clear (A) 1.19 36 55 24 PC Opal (D) 1.19 24 40 24 DW Clear (A/H) 0.98 32 48 26 Clear (A/A) 0.98 32 46 26 Opal (A/O) 0.98 30 42 26 Opal (A/D) 0.98 21 33 26 Polycarbonate EW Heatstop Opal (T) 1.19 20 39 24 Heatstop PC DW Clear (T/H) 0.98 18 34 26 Opal (T/O) 0.98 17 30 26 | https://skylux.eu/en/products/skylux-160-ce-met-koepel-en-pvc-opstand-30-20-met-lm-motor-pvc-raam-type-ep25-en-windvang-1200-x-1500-mm | https://skylux.eu/cdn/shop/files/Skylux-160deg-CE-met-koepel-en-pvc-opstand-3020-met-LM-motor-pvc-raam-type-EP25-en-windvang-1200-x-1500-mm-RWA-systeem.jpg?v=1702981066&width=1600 | https://skylux.eu/cdn/shop/files/e5a82811-1bb0-48e4-a776-cacb59c7c092_9958e8cf-ce93-450e-b8a9-cc53d49ed1bd.jpg?v=1688551275&width=1600 | //skylux.eu/cdn/shop/files/E_MH_Mounting_instructions_Skylux_160_CE_LM.pdf?v=12406716259046007223 | //skylux.eu/cdn/shop/files/E_TD_Technical_File_Skylux_Skylux_160_CE_Electric.pdf?v=3667116872303399239 | <style type="text/css" id="isPasted"><!--td {border: 1px solid #cccccc;}br {mso-data-placement:same-cell;}--></style><table border="1" cellpadding="0" cellspacing="0" dir="ltr" style="table-layout:fixed;font-size:10pt;font-family:Arial;border-collapse:collapse;border:none;"><tbody> <tr style="height:20px;"> <td style="overflow:hidden;padding:0px 3px 0px 3px;vertical-align:bottom;"></td> <td style="overflow:hidden;padding:0px 3px 0px 3px;vertical-align:bottom;"></td> <td style="overflow:hidden;padding:0px 3px 0px 3px;vertical-align:bottom;"></td> <td data-sheets-value='{"1":2,"2":"Ut-value"}' style="overflow:hidden;padding:0px 3px 0px 3px;vertical-align:bottom;font-weight:bold;text-align:center;">Ut-value</td> <td data-sheets-value='{"1":2,"2":"LT-value"}' style="overflow:hidden;padding:0px 3px 0px 3px;vertical-align:bottom;font-weight:bold;text-align:center;">LT-value</td> <td data-sheets-value='{"1":2,"2":"g-value"}' style="overflow:hidden;padding:0px 3px 0px 3px;vertical-align:bottom;font-weight:bold;text-align:center;">g-value</td> <td data-sheets-value='{"1":2,"2":"Rw-value "}' style="overflow:hidden;padding:0px 3px 0px 3px;vertical-align:bottom;font-weight:bold;text-align:center;">Rw-value </td> </tr> <tr style="height:20px;"> <td style="overflow:hidden;padding:0px 3px 0px 3px;vertical-align:bottom;"></td> <td style="overflow:hidden;padding:0px 3px 0px 3px;vertical-align:bottom;"></td> <td style="overflow:hidden;padding:0px 3px 0px 3px;vertical-align:bottom;"></td> <td data-sheets-numberformat='{"1":2,"2":"0.00","3":1}' data-sheets-value='{"1":2,"2":"EN 1873 : 2014"}' style="overflow:hidden;padding:0px 3px 0px 3px;vertical-align:bottom;text-align:center;">EN 1873 : 2014</td> <td data-sheets-numberformat='{"1":2,"2":"0","3":1}' data-sheets-value='{"1":2,"2":"EN ISO 13468 EN 16153 EN 410"}' style="overflow:hidden;padding:0px 3px 0px 3px;vertical-align:bottom;text-align:center;">EN ISO 13468 EN 16153 EN 410</td> <td data-sheets-numberformat='{"1":2,"2":"0","3":1}' data-sheets-value='{"1":2,"2":"EN 410"}' style="overflow:hidden;padding:0px 3px 0px 3px;vertical-align:bottom;text-align:center;">EN 410</td> <td data-sheets-value='{"1":2,"2":"EN ISO 140-3\t\t"}' style="overflow:hidden;padding:0px 3px 0px 3px;vertical-align:bottom;text-align:center;">EN ISO 140-3 </td> </tr> <tr style="height:20px;"> <td data-sheets-value='{"1":2,"2":"Material"}' style="border-bottom:1px solid #000000;overflow:hidden;padding:0px 3px 0px 3px;vertical-align:bottom;background-color:#000000;font-weight:bold;color:#ffffff;">Material</td> <td data-sheets-value='{"1":2,"2":"Walls"}' style="border-bottom:1px solid #000000;overflow:hidden;padding:0px 3px 0px 3px;vertical-align:bottom;background-color:#000000;font-weight:bold;color:#ffffff;">Walls</td> <td data-sheets-value='{"1":2,"2":"Shells"}' style="border-bottom:1px solid #000000;overflow:hidden;padding:0px 3px 0px 3px;vertical-align:bottom;background-color:#000000;font-weight:bold;color:#ffffff;">Shells</td> <td data-sheets-numberformat='{"1":2,"2":"0.00","3":1}' data-sheets-value='{"1":2,"2":"(W/m²K)\t"}' style="border-bottom:1px solid #000000;overflow:hidden;padding:0px 3px 0px 3px;vertical-align:bottom;background-color:#000000;font-weight:bold;color:#ffffff;text-align:center;">(W/m²K) </td> <td data-sheets-numberformat='{"1":2,"2":"0","3":1}' data-sheets-value='{"1":2,"2":"(%)"}' style="border-bottom:1px solid #000000;overflow:hidden;padding:0px 3px 0px 3px;vertical-align:bottom;background-color:#000000;font-weight:bold;color:#ffffff;text-align:center;">(%)</td> <td data-sheets-numberformat='{"1":2,"2":"0","3":1}' data-sheets-value='{"1":2,"2":"(%)"}' style="border-bottom:1px solid #000000;overflow:hidden;padding:0px 3px 0px 3px;vertical-align:bottom;background-color:#000000;font-weight:bold;color:#ffffff;text-align:center;">(%)</td> <td data-sheets-value='{"1":2,"2":"(dB)"}' style="border-bottom:1px solid #000000;overflow:hidden;padding:0px 3px 0px 3px;vertical-align:bottom;background-color:#000000;font-weight:bold;color:#ffffff;text-align:center;">(dB)</td> </tr> <tr style="height:20px;"> <td data-sheets-value='{"1":2,"2":"Acrylic"}' style="border-left:1px solid #000000;overflow:hidden;padding:0px 3px 0px 3px;vertical-align:bottom;">Acrylic</td> <td data-sheets-value='{"1":2,"2":"EW"}' style="overflow:hidden;padding:0px 3px 0px 3px;vertical-align:bottom;">EW</td> <td data-sheets-value='{"1":2,"2":"Clear (H)"}' style="overflow:hidden;padding:0px 3px 0px 3px;vertical-align:bottom;">Clear (H)</td> <td data-sheets-numberformat='{"1":2,"2":"0.00","3":1}' data-sheets-value='{"1":3,"3":1.19}' style="overflow:hidden;padding:0px 3px 0px 3px;vertical-align:bottom;text-align:center;">1.19</td> <td data-sheets-numberformat='{"1":2,"2":"0","3":1}' data-sheets-value='{"1":3,"3":36.9}' style="overflow:hidden;padding:0px 3px 0px 3px;vertical-align:bottom;text-align:center;">37</td> <td data-sheets-numberformat='{"1":2,"2":"0","3":1}' data-sheets-value='{"1":3,"3":57.42}' style="overflow:hidden;padding:0px 3px 0px 3px;vertical-align:bottom;text-align:center;">57</td> <td data-sheets-value='{"1":3,"3":24}' style="border-right:1px solid #000000;overflow:hidden;padding:0px 3px 0px 3px;vertical-align:bottom;text-align:center;">24</td> </tr> <tr style="height:20px;"> <td data-sheets-value='{"1":2,"2":"PMMA"}' style="border-left:1px solid #000000;overflow:hidden;padding:0px 3px 0px 3px;vertical-align:bottom;">PMMA</td> <td style="overflow:hidden;padding:0px 3px 0px 3px;vertical-align:bottom;"></td> <td data-sheets-value='{"1":2,"2":"Opal (O)"}' style="overflow:hidden;padding:0px 3px 0px 3px;vertical-align:bottom;">Opal (O)</td> <td data-sheets-numberformat='{"1":2,"2":"0.00","3":1}' data-sheets-value='{"1":3,"3":1.19}' style="overflow:hidden;padding:0px 3px 0px 3px;vertical-align:bottom;text-align:center;">1.19</td> <td data-sheets-numberformat='{"1":2,"2":"0","3":1}' data-sheets-value='{"1":3,"3":34.03}' style="overflow:hidden;padding:0px 3px 0px 3px;vertical-align:bottom;text-align:center;">34</td> <td data-sheets-numberformat='{"1":2,"2":"0","3":1}' data-sheets-value='{"1":3,"3":50.160000000000004}' style="overflow:hidden;padding:0px 3px 0px 3px;vertical-align:bottom;text-align:center;">50</td> <td data-sheets-value='{"1":3,"3":24}' style="border-right:1px solid #000000;overflow:hidden;padding:0px 3px 0px 3px;vertical-align:bottom;text-align:center;">24</td> </tr> <tr style="height:20px;"> <td style="border-left:1px solid #000000;overflow:hidden;padding:0px 3px 0px 3px;vertical-align:bottom;"></td> <td data-sheets-value='{"1":2,"2":"DW"}' style="overflow:hidden;padding:0px 3px 0px 3px;vertical-align:bottom;">DW</td> <td data-sheets-value='{"1":2,"2":"Clear (H/H)"}' style="overflow:hidden;padding:0px 3px 0px 3px;vertical-align:bottom;">Clear (H/H)</td> <td data-sheets-numberformat='{"1":2,"2":"0.00","3":1}' data-sheets-value='{"1":3,"3":0.98}' style="overflow:hidden;padding:0px 3px 0px 3px;vertical-align:bottom;text-align:center;">0.98</td> <td data-sheets-numberformat='{"1":2,"2":"0","3":1}' data-sheets-value='{"1":3,"3":33.21}' style="overflow:hidden;padding:0px 3px 0px 3px;vertical-align:bottom;text-align:center;">33</td> <td data-sheets-numberformat='{"1":2,"2":"0","3":1}' data-sheets-value='{"1":3,"3":49.5}' style="overflow:hidden;padding:0px 3px 0px 3px;vertical-align:bottom;text-align:center;">50</td> <td data-sheets-value='{"1":3,"3":26}' style="border-right:1px solid #000000;overflow:hidden;padding:0px 3px 0px 3px;vertical-align:bottom;text-align:center;">26</td> </tr> <tr style="height:20px;"> <td style="border-bottom:1px solid #000000;border-left:1px solid #000000;overflow:hidden;padding:0px 3px 0px 3px;vertical-align:bottom;"></td> <td style="border-bottom:1px solid #000000;overflow:hidden;padding:0px 3px 0px 3px;vertical-align:bottom;"></td> <td data-sheets-value='{"1":2,"2":"Opal (O/O)"}' style="border-bottom:1px solid #000000;overflow:hidden;padding:0px 3px 0px 3px;vertical-align:bottom;">Opal (O/O)</td> <td data-sheets-numberformat='{"1":2,"2":"0.00","3":1}' data-sheets-value='{"1":3,"3":0.98}' style="border-bottom:1px solid #000000;overflow:hidden;padding:0px 3px 0px 3px;vertical-align:bottom;text-align:center;">0.98</td> <td data-sheets-numberformat='{"1":2,"2":"0","3":1}' data-sheets-value='{"1":3,"3":28.29}' style="border-bottom:1px solid #000000;overflow:hidden;padding:0px 3px 0px 3px;vertical-align:bottom;text-align:center;">28</td> <td data-sheets-numberformat='{"1":2,"2":"0","3":1}' data-sheets-value='{"1":3,"3":38.28}' style="border-bottom:1px solid #000000;overflow:hidden;padding:0px 3px 0px 3px;vertical-align:bottom;text-align:center;">38</td> <td data-sheets-value='{"1":3,"3":26}' style="border-right:1px solid #000000;border-bottom:1px solid #000000;overflow:hidden;padding:0px 3px 0px 3px;vertical-align:bottom;text-align:center;">26</td> </tr> <tr style="height:20px;"> <td data-sheets-value='{"1":2,"2":"Polycarbonate "}' style="border-left:1px solid #000000;overflow:hidden;padding:0px 3px 0px 3px;vertical-align:bottom;">Polycarbonate </td> <td data-sheets-value='{"1":2,"2":"EW"}' style="overflow:hidden;padding:0px 3px 0px 3px;vertical-align:bottom;">EW</td> <td data-sheets-value='{"1":2,"2":"Clear (A)"}' style="overflow:hidden;padding:0px 3px 0px 3px;vertical-align:bottom;">Clear (A)</td> <td data-sheets-numberformat='{"1":2,"2":"0.00","3":1}' data-sheets-value='{"1":3,"3":1.19}' style="overflow:hidden;padding:0px 3px 0px 3px;vertical-align:bottom;text-align:center;">1.19</td> <td data-sheets-numberformat='{"1":2,"2":"0","3":1}' data-sheets-value='{"1":3,"3":36.08}' style="overflow:hidden;padding:0px 3px 0px 3px;vertical-align:bottom;text-align:center;">36</td> <td data-sheets-numberformat='{"1":2,"2":"0","3":1}' data-sheets-value='{"1":3,"3":54.78}' style="overflow:hidden;padding:0px 3px 0px 3px;vertical-align:bottom;text-align:center;">55</td> <td data-sheets-value='{"1":3,"3":24}' style="border-right:1px solid #000000;overflow:hidden;padding:0px 3px 0px 3px;vertical-align:bottom;text-align:center;">24</td> </tr> <tr style="height:20px;"> <td data-sheets-value='{"1":2,"2":"PC"}' style="border-left:1px solid #000000;overflow:hidden;padding:0px 3px 0px 3px;vertical-align:bottom;">PC</td> <td style="overflow:hidden;padding:0px 3px 0px 3px;vertical-align:bottom;"></td> <td data-sheets-value='{"1":2,"2":"Opal (D)"}' style="overflow:hidden;padding:0px 3px 0px 3px;vertical-align:bottom;">Opal (D)</td> <td data-sheets-numberformat='{"1":2,"2":"0.00","3":1}' data-sheets-value='{"1":3,"3":1.19}' style="overflow:hidden;padding:0px 3px 0px 3px;vertical-align:bottom;text-align:center;">1.19</td> <td data-sheets-numberformat='{"1":2,"2":"0","3":1}' data-sheets-value='{"1":3,"3":23.779999999999998}' style="overflow:hidden;padding:0px 3px 0px 3px;vertical-align:bottom;text-align:center;">24</td> <td data-sheets-numberformat='{"1":2,"2":"0","3":1}' data-sheets-value='{"1":3,"3":39.6}' style="overflow:hidden;padding:0px 3px 0px 3px;vertical-align:bottom;text-align:center;">40</td> <td data-sheets-value='{"1":3,"3":24}' style="border-right:1px solid #000000;overflow:hidden;padding:0px 3px 0px 3px;vertical-align:bottom;text-align:center;">24</td> </tr> <tr style="height:20px;"> <td style="border-left:1px solid #000000;overflow:hidden;padding:0px 3px 0px 3px;vertical-align:bottom;"></td> <td data-sheets-value='{"1":2,"2":"DW"}' style="overflow:hidden;padding:0px 3px 0px 3px;vertical-align:bottom;">DW</td> <td data-sheets-value='{"1":2,"2":"Clear (A/H)"}' style="overflow:hidden;padding:0px 3px 0px 3px;vertical-align:bottom;">Clear (A/H)</td> <td data-sheets-numberformat='{"1":2,"2":"0.00","3":1}' data-sheets-value='{"1":3,"3":0.98}' style="overflow:hidden;padding:0px 3px 0px 3px;vertical-align:bottom;text-align:center;">0.98</td> <td data-sheets-numberformat='{"1":2,"2":"0","3":1}' data-sheets-value='{"1":3,"3":32.39}' style="overflow:hidden;padding:0px 3px 0px 3px;vertical-align:bottom;text-align:center;">32</td> <td data-sheets-numberformat='{"1":2,"2":"0","3":1}' data-sheets-value='{"1":3,"3":47.52}' style="overflow:hidden;padding:0px 3px 0px 3px;vertical-align:bottom;text-align:center;">48</td> <td data-sheets-value='{"1":3,"3":26}' style="border-right:1px solid #000000;overflow:hidden;padding:0px 3px 0px 3px;vertical-align:bottom;text-align:center;">26</td> </tr> <tr style="height:20px;"> <td style="border-left:1px solid #000000;overflow:hidden;padding:0px 3px 0px 3px;vertical-align:bottom;"></td> <td style="overflow:hidden;padding:0px 3px 0px 3px;vertical-align:bottom;"></td> <td data-sheets-value='{"1":2,"2":"Clear (A/A)"}' style="overflow:hidden;padding:0px 3px 0px 3px;vertical-align:bottom;">Clear (A/A)</td> <td data-sheets-numberformat='{"1":2,"2":"0.00","3":1}' data-sheets-value='{"1":3,"3":0.98}' style="overflow:hidden;padding:0px 3px 0px 3px;vertical-align:bottom;text-align:center;">0.98</td> <td data-sheets-numberformat='{"1":2,"2":"0","3":1}' data-sheets-value='{"1":3,"3":31.569999999999997}' style="overflow:hidden;padding:0px 3px 0px 3px;vertical-align:bottom;text-align:center;">32</td> <td data-sheets-numberformat='{"1":2,"2":"0","3":1}' data-sheets-value='{"1":3,"3":45.54}' style="overflow:hidden;padding:0px 3px 0px 3px;vertical-align:bottom;text-align:center;">46</td> <td data-sheets-value='{"1":3,"3":26}' style="border-right:1px solid #000000;overflow:hidden;padding:0px 3px 0px 3px;vertical-align:bottom;text-align:center;">26</td> </tr> <tr style="height:20px;"> <td style="border-left:1px solid #000000;overflow:hidden;padding:0px 3px 0px 3px;vertical-align:bottom;"></td> <td style="overflow:hidden;padding:0px 3px 0px 3px;vertical-align:bottom;"></td> <td data-sheets-value='{"1":2,"2":"Opal (A/O)"}' style="overflow:hidden;padding:0px 3px 0px 3px;vertical-align:bottom;">Opal (A/O)</td> <td data-sheets-numberformat='{"1":2,"2":"0.00","3":1}' data-sheets-value='{"1":3,"3":0.98}' style="overflow:hidden;padding:0px 3px 0px 3px;vertical-align:bottom;text-align:center;">0.98</td> <td data-sheets-numberformat='{"1":2,"2":"0","3":1}' data-sheets-value='{"1":3,"3":29.93}' style="overflow:hidden;padding:0px 3px 0px 3px;vertical-align:bottom;text-align:center;">30</td> <td data-sheets-numberformat='{"1":2,"2":"0","3":1}' data-sheets-value='{"1":3,"3":41.580000000000005}' style="overflow:hidden;padding:0px 3px 0px 3px;vertical-align:bottom;text-align:center;">42</td> <td data-sheets-value='{"1":3,"3":26}' style="border-right:1px solid #000000;overflow:hidden;padding:0px 3px 0px 3px;vertical-align:bottom;text-align:center;">26</td> </tr> <tr style="height:20px;"> <td style="border-bottom:1px solid #000000;border-left:1px solid #000000;overflow:hidden;padding:0px 3px 0px 3px;vertical-align:bottom;"></td> <td style="border-bottom:1px solid #000000;overflow:hidden;padding:0px 3px 0px 3px;vertical-align:bottom;"></td> <td data-sheets-value='{"1":2,"2":"Opal (A/D)"}' style="border-bottom:1px solid #000000;overflow:hidden;padding:0px 3px 0px 3px;vertical-align:bottom;">Opal (A/D)</td> <td data-sheets-numberformat='{"1":2,"2":"0.00","3":1}' data-sheets-value='{"1":3,"3":0.98}' style="border-bottom:1px solid #000000;overflow:hidden;padding:0px 3px 0px 3px;vertical-align:bottom;text-align:center;">0.98</td> <td data-sheets-numberformat='{"1":2,"2":"0","3":1}' data-sheets-value='{"1":3,"3":20.91}' style="border-bottom:1px solid #000000;overflow:hidden;padding:0px 3px 0px 3px;vertical-align:bottom;text-align:center;">21</td> <td data-sheets-numberformat='{"1":2,"2":"0","3":1}' data-sheets-value='{"1":3,"3":33}' style="border-bottom:1px solid #000000;overflow:hidden;padding:0px 3px 0px 3px;vertical-align:bottom;text-align:center;">33</td> <td data-sheets-value='{"1":3,"3":26}' style="border-right:1px solid #000000;border-bottom:1px solid #000000;overflow:hidden;padding:0px 3px 0px 3px;vertical-align:bottom;text-align:center;">26</td> </tr> <tr style="height:20px;"> <td data-sheets-value='{"1":2,"2":"Polycarbonate"}' style="border-left:1px solid #000000;overflow:hidden;padding:0px 3px 0px 3px;vertical-align:bottom;">Polycarbonate</td> <td data-sheets-value='{"1":2,"2":"EW"}' style="overflow:hidden;padding:0px 3px 0px 3px;vertical-align:bottom;">EW</td> <td data-sheets-value='{"1":2,"2":"Heatstop Opal (T)"}' style="overflow:hidden;padding:0px 3px 0px 3px;vertical-align:bottom;">Heatstop Opal (T)</td> <td data-sheets-numberformat='{"1":2,"2":"0.00","3":1}' data-sheets-value='{"1":3,"3":1.19}' style="overflow:hidden;padding:0px 3px 0px 3px;vertical-align:bottom;text-align:center;">1.19</td> <td data-sheets-numberformat='{"1":2,"2":"0","3":1}' data-sheets-value='{"1":3,"3":20.09}' style="overflow:hidden;padding:0px 3px 0px 3px;vertical-align:bottom;text-align:center;">20</td> <td data-sheets-numberformat='{"1":2,"2":"0","3":1}' data-sheets-value='{"1":3,"3":38.940000000000005}' style="overflow:hidden;padding:0px 3px 0px 3px;vertical-align:bottom;text-align:center;">39</td> <td data-sheets-value='{"1":3,"3":24}' style="border-right:1px solid #000000;overflow:hidden;padding:0px 3px 0px 3px;vertical-align:bottom;text-align:center;">24</td> </tr> <tr style="height:20px;"> <td data-sheets-value='{"1":2,"2":"Heatstop PC"}' style="border-left:1px solid #000000;overflow:hidden;padding:0px 3px 0px 3px;vertical-align:bottom;">Heatstop PC</td> <td data-sheets-value='{"1":2,"2":"DW"}' style="overflow:hidden;padding:0px 3px 0px 3px;vertical-align:bottom;">DW</td> <td data-sheets-value='{"1":2,"2":"Clear (T/H)"}' style="overflow:hidden;padding:0px 3px 0px 3px;vertical-align:bottom;">Clear (T/H)</td> <td data-sheets-numberformat='{"1":2,"2":"0.00","3":1}' data-sheets-value='{"1":3,"3":0.98}' style="overflow:hidden;padding:0px 3px 0px 3px;vertical-align:bottom;text-align:center;">0.98</td> <td data-sheets-numberformat='{"1":2,"2":"0","3":1}' data-sheets-value='{"1":3,"3":18.04}' style="overflow:hidden;padding:0px 3px 0px 3px;vertical-align:bottom;text-align:center;">18</td> <td data-sheets-numberformat='{"1":2,"2":"0","3":1}' data-sheets-value='{"1":3,"3":33.660000000000004}' style="overflow:hidden;padding:0px 3px 0px 3px;vertical-align:bottom;text-align:center;">34</td> <td data-sheets-value='{"1":3,"3":26}' style="border-right:1px solid #000000;overflow:hidden;padding:0px 3px 0px 3px;vertical-align:bottom;text-align:center;">26</td> </tr> <tr style="height:20px;"> <td style="border-bottom:1px solid #000000;border-left:1px solid #000000;overflow:hidden;padding:0px 3px 0px 3px;vertical-align:bottom;"></td> <td style="border-bottom:1px solid #000000;overflow:hidden;padding:0px 3px 0px 3px;vertical-align:bottom;"></td> <td data-sheets-value='{"1":2,"2":"Opal (T/O)"}' style="border-bottom:1px solid #000000;overflow:hidden;padding:0px 3px 0px 3px;vertical-align:bottom;">Opal (T/O)</td> <td data-sheets-numberformat='{"1":2,"2":"0.00","3":1}' data-sheets-value='{"1":3,"3":0.98}' style="border-bottom:1px solid #000000;overflow:hidden;padding:0px 3px 0px 3px;vertical-align:bottom;text-align:center;">0.98</td> <td data-sheets-numberformat='{"1":2,"2":"0","3":1}' data-sheets-value='{"1":3,"3":16.81}' style="border-bottom:1px solid #000000;overflow:hidden;padding:0px 3px 0px 3px;vertical-align:bottom;text-align:center;">17</td> <td data-sheets-numberformat='{"1":2,"2":"0","3":1}' data-sheets-value='{"1":3,"3":29.700000000000003}' style="border-bottom:1px solid #000000;overflow:hidden;padding:0px 3px 0px 3px;vertical-align:bottom;text-align:center;">30</td> <td data-sheets-value='{"1":3,"3":26}' style="border-right:1px solid #000000;border-bottom:1px solid #000000;overflow:hidden;padding:0px 3px 0px 3px;vertical-align:bottom;text-align:center;">26</td> </tr> </tbody></table> | skylux-160-ce-met-koepel-en-pvc-opstand-30-20-met-lm-motor-pvc-raam-type-ep25-en-windvang-1200-x-1500-mm | 8586036511053 | 46872367530317
Smoke and heat exhaust (SHEV) | SHE system | Skylux | Skylux 160° CE with skylight and PVC curb 30/20 with LM-actuator, PVC frame type EP25 and spoiler 1200 x 1800 mm |  | 50484 | 5412970504849 | 6098.4 | Yes | 30-45 | 117.57 | 1200 x 1800 mm | 1800 | 1200 |  | PVC 30/20 (30 cm high & roof opening = 20 cm larger than daylight size) | Rectangular | 1.19 W/m²K - 0.98 W/m²K | 57% - 30% | 37% - 17% | 24dB - 26dB | 160° CE (for industry) | PVC frame EP25 | with spoiler | E | Single actuator | Maximum double-walled skylight possible for this product | Ut-value LT-value g-value Rw-value EN 1873 : 2014 EN ISO 13468 EN 16153 EN 410 EN 410 EN ISO 140-3 Material Walls Shells (W/m²K) (%) (%) (dB) Acrylic EW Clear (H) 1.19 37 57 24 PMMA Opal (O) 1.19 34 50 24 DW Clear (H/H) 0.98 33 50 26 Opal (O/O) 0.98 28 38 26 Polycarbonate EW Clear (A) 1.19 36 55 24 PC Opal (D) 1.19 24 40 24 DW Clear (A/H) 0.98 32 48 26 Clear (A/A) 0.98 32 46 26 Opal (A/O) 0.98 30 42 26 Opal (A/D) 0.98 21 33 26 Polycarbonate EW Heatstop Opal (T) 1.19 20 39 24 Heatstop PC DW Clear (T/H) 0.98 18 34 26 Opal (T/O) 0.98 17 30 26 | https://skylux.eu/en/products/skylux-160-ce-met-koepel-en-pvc-opstand-30-20-met-lm-motor-pvc-raam-type-ep25-en-windvang-1200-x-1800-mm | https://skylux.eu/cdn/shop/files/Skylux-160deg-CE-met-koepel-en-pvc-opstand-3020-met-LM-motor-pvc-raam-type-EP25-en-windvang-1200-x-1800-mm-RWA-systeem.jpg?v=1702981072&width=1600 | https://skylux.eu/cdn/shop/files/e5a82811-1bb0-48e4-a776-cacb59c7c092_63fb1729-8ca4-4bcf-bf0c-d41a8bf09196.jpg?v=1688551276&width=1600 | //skylux.eu/cdn/shop/files/E_MH_Mounting_instructions_Skylux_160_CE_LM.pdf?v=12406716259046007223 | //skylux.eu/cdn/shop/files/E_TD_Technical_File_Skylux_Skylux_160_CE_Electric.pdf?v=3667116872303399239 | <style type="text/css" id="isPasted"><!--td {border: 1px solid #cccccc;}br {mso-data-placement:same-cell;}--></style><table border="1" cellpadding="0" cellspacing="0" dir="ltr" style="table-layout:fixed;font-size:10pt;font-family:Arial;border-collapse:collapse;border:none;"><tbody> <tr style="height:20px;"> <td style="overflow:hidden;padding:0px 3px 0px 3px;vertical-align:bottom;"></td> <td style="overflow:hidden;padding:0px 3px 0px 3px;vertical-align:bottom;"></td> <td style="overflow:hidden;padding:0px 3px 0px 3px;vertical-align:bottom;"></td> <td data-sheets-value='{"1":2,"2":"Ut-value"}' style="overflow:hidden;padding:0px 3px 0px 3px;vertical-align:bottom;font-weight:bold;text-align:center;">Ut-value</td> <td data-sheets-value='{"1":2,"2":"LT-value"}' style="overflow:hidden;padding:0px 3px 0px 3px;vertical-align:bottom;font-weight:bold;text-align:center;">LT-value</td> <td data-sheets-value='{"1":2,"2":"g-value"}' style="overflow:hidden;padding:0px 3px 0px 3px;vertical-align:bottom;font-weight:bold;text-align:center;">g-value</td> <td data-sheets-value='{"1":2,"2":"Rw-value "}' style="overflow:hidden;padding:0px 3px 0px 3px;vertical-align:bottom;font-weight:bold;text-align:center;">Rw-value </td> </tr> <tr style="height:20px;"> <td style="overflow:hidden;padding:0px 3px 0px 3px;vertical-align:bottom;"></td> <td style="overflow:hidden;padding:0px 3px 0px 3px;vertical-align:bottom;"></td> <td style="overflow:hidden;padding:0px 3px 0px 3px;vertical-align:bottom;"></td> <td data-sheets-numberformat='{"1":2,"2":"0.00","3":1}' data-sheets-value='{"1":2,"2":"EN 1873 : 2014"}' style="overflow:hidden;padding:0px 3px 0px 3px;vertical-align:bottom;text-align:center;">EN 1873 : 2014</td> <td data-sheets-numberformat='{"1":2,"2":"0","3":1}' data-sheets-value='{"1":2,"2":"EN ISO 13468 EN 16153 EN 410"}' style="overflow:hidden;padding:0px 3px 0px 3px;vertical-align:bottom;text-align:center;">EN ISO 13468 EN 16153 EN 410</td> <td data-sheets-numberformat='{"1":2,"2":"0","3":1}' data-sheets-value='{"1":2,"2":"EN 410"}' style="overflow:hidden;padding:0px 3px 0px 3px;vertical-align:bottom;text-align:center;">EN 410</td> <td data-sheets-value='{"1":2,"2":"EN ISO 140-3\t\t"}' style="overflow:hidden;padding:0px 3px 0px 3px;vertical-align:bottom;text-align:center;">EN ISO 140-3 </td> </tr> <tr style="height:20px;"> <td data-sheets-value='{"1":2,"2":"Material"}' style="border-bottom:1px solid #000000;overflow:hidden;padding:0px 3px 0px 3px;vertical-align:bottom;background-color:#000000;font-weight:bold;color:#ffffff;">Material</td> <td data-sheets-value='{"1":2,"2":"Walls"}' style="border-bottom:1px solid #000000;overflow:hidden;padding:0px 3px 0px 3px;vertical-align:bottom;background-color:#000000;font-weight:bold;color:#ffffff;">Walls</td> <td data-sheets-value='{"1":2,"2":"Shells"}' style="border-bottom:1px solid #000000;overflow:hidden;padding:0px 3px 0px 3px;vertical-align:bottom;background-color:#000000;font-weight:bold;color:#ffffff;">Shells</td> <td data-sheets-numberformat='{"1":2,"2":"0.00","3":1}' data-sheets-value='{"1":2,"2":"(W/m²K)\t"}' style="border-bottom:1px solid #000000;overflow:hidden;padding:0px 3px 0px 3px;vertical-align:bottom;background-color:#000000;font-weight:bold;color:#ffffff;text-align:center;">(W/m²K) </td> <td data-sheets-numberformat='{"1":2,"2":"0","3":1}' data-sheets-value='{"1":2,"2":"(%)"}' style="border-bottom:1px solid #000000;overflow:hidden;padding:0px 3px 0px 3px;vertical-align:bottom;background-color:#000000;font-weight:bold;color:#ffffff;text-align:center;">(%)</td> <td data-sheets-numberformat='{"1":2,"2":"0","3":1}' data-sheets-value='{"1":2,"2":"(%)"}' style="border-bottom:1px solid #000000;overflow:hidden;padding:0px 3px 0px 3px;vertical-align:bottom;background-color:#000000;font-weight:bold;color:#ffffff;text-align:center;">(%)</td> <td data-sheets-value='{"1":2,"2":"(dB)"}' style="border-bottom:1px solid #000000;overflow:hidden;padding:0px 3px 0px 3px;vertical-align:bottom;background-color:#000000;font-weight:bold;color:#ffffff;text-align:center;">(dB)</td> </tr> <tr style="height:20px;"> <td data-sheets-value='{"1":2,"2":"Acrylic"}' style="border-left:1px solid #000000;overflow:hidden;padding:0px 3px 0px 3px;vertical-align:bottom;">Acrylic</td> <td data-sheets-value='{"1":2,"2":"EW"}' style="overflow:hidden;padding:0px 3px 0px 3px;vertical-align:bottom;">EW</td> <td data-sheets-value='{"1":2,"2":"Clear (H)"}' style="overflow:hidden;padding:0px 3px 0px 3px;vertical-align:bottom;">Clear (H)</td> <td data-sheets-numberformat='{"1":2,"2":"0.00","3":1}' data-sheets-value='{"1":3,"3":1.19}' style="overflow:hidden;padding:0px 3px 0px 3px;vertical-align:bottom;text-align:center;">1.19</td> <td data-sheets-numberformat='{"1":2,"2":"0","3":1}' data-sheets-value='{"1":3,"3":36.9}' style="overflow:hidden;padding:0px 3px 0px 3px;vertical-align:bottom;text-align:center;">37</td> <td data-sheets-numberformat='{"1":2,"2":"0","3":1}' data-sheets-value='{"1":3,"3":57.42}' style="overflow:hidden;padding:0px 3px 0px 3px;vertical-align:bottom;text-align:center;">57</td> <td data-sheets-value='{"1":3,"3":24}' style="border-right:1px solid #000000;overflow:hidden;padding:0px 3px 0px 3px;vertical-align:bottom;text-align:center;">24</td> </tr> <tr style="height:20px;"> <td data-sheets-value='{"1":2,"2":"PMMA"}' style="border-left:1px solid #000000;overflow:hidden;padding:0px 3px 0px 3px;vertical-align:bottom;">PMMA</td> <td style="overflow:hidden;padding:0px 3px 0px 3px;vertical-align:bottom;"></td> <td data-sheets-value='{"1":2,"2":"Opal (O)"}' style="overflow:hidden;padding:0px 3px 0px 3px;vertical-align:bottom;">Opal (O)</td> <td data-sheets-numberformat='{"1":2,"2":"0.00","3":1}' data-sheets-value='{"1":3,"3":1.19}' style="overflow:hidden;padding:0px 3px 0px 3px;vertical-align:bottom;text-align:center;">1.19</td> <td data-sheets-numberformat='{"1":2,"2":"0","3":1}' data-sheets-value='{"1":3,"3":34.03}' style="overflow:hidden;padding:0px 3px 0px 3px;vertical-align:bottom;text-align:center;">34</td> <td data-sheets-numberformat='{"1":2,"2":"0","3":1}' data-sheets-value='{"1":3,"3":50.160000000000004}' style="overflow:hidden;padding:0px 3px 0px 3px;vertical-align:bottom;text-align:center;">50</td> <td data-sheets-value='{"1":3,"3":24}' style="border-right:1px solid #000000;overflow:hidden;padding:0px 3px 0px 3px;vertical-align:bottom;text-align:center;">24</td> </tr> <tr style="height:20px;"> <td style="border-left:1px solid #000000;overflow:hidden;padding:0px 3px 0px 3px;vertical-align:bottom;"></td> <td data-sheets-value='{"1":2,"2":"DW"}' style="overflow:hidden;padding:0px 3px 0px 3px;vertical-align:bottom;">DW</td> <td data-sheets-value='{"1":2,"2":"Clear (H/H)"}' style="overflow:hidden;padding:0px 3px 0px 3px;vertical-align:bottom;">Clear (H/H)</td> <td data-sheets-numberformat='{"1":2,"2":"0.00","3":1}' data-sheets-value='{"1":3,"3":0.98}' style="overflow:hidden;padding:0px 3px 0px 3px;vertical-align:bottom;text-align:center;">0.98</td> <td data-sheets-numberformat='{"1":2,"2":"0","3":1}' data-sheets-value='{"1":3,"3":33.21}' style="overflow:hidden;padding:0px 3px 0px 3px;vertical-align:bottom;text-align:center;">33</td> <td data-sheets-numberformat='{"1":2,"2":"0","3":1}' data-sheets-value='{"1":3,"3":49.5}' style="overflow:hidden;padding:0px 3px 0px 3px;vertical-align:bottom;text-align:center;">50</td> <td data-sheets-value='{"1":3,"3":26}' style="border-right:1px solid #000000;overflow:hidden;padding:0px 3px 0px 3px;vertical-align:bottom;text-align:center;">26</td> </tr> <tr style="height:20px;"> <td style="border-bottom:1px solid #000000;border-left:1px solid #000000;overflow:hidden;padding:0px 3px 0px 3px;vertical-align:bottom;"></td> <td style="border-bottom:1px solid #000000;overflow:hidden;padding:0px 3px 0px 3px;vertical-align:bottom;"></td> <td data-sheets-value='{"1":2,"2":"Opal (O/O)"}' style="border-bottom:1px solid #000000;overflow:hidden;padding:0px 3px 0px 3px;vertical-align:bottom;">Opal (O/O)</td> <td data-sheets-numberformat='{"1":2,"2":"0.00","3":1}' data-sheets-value='{"1":3,"3":0.98}' style="border-bottom:1px solid #000000;overflow:hidden;padding:0px 3px 0px 3px;vertical-align:bottom;text-align:center;">0.98</td> <td data-sheets-numberformat='{"1":2,"2":"0","3":1}' data-sheets-value='{"1":3,"3":28.29}' style="border-bottom:1px solid #000000;overflow:hidden;padding:0px 3px 0px 3px;vertical-align:bottom;text-align:center;">28</td> <td data-sheets-numberformat='{"1":2,"2":"0","3":1}' data-sheets-value='{"1":3,"3":38.28}' style="border-bottom:1px solid #000000;overflow:hidden;padding:0px 3px 0px 3px;vertical-align:bottom;text-align:center;">38</td> <td data-sheets-value='{"1":3,"3":26}' style="border-right:1px solid #000000;border-bottom:1px solid #000000;overflow:hidden;padding:0px 3px 0px 3px;vertical-align:bottom;text-align:center;">26</td> </tr> <tr style="height:20px;"> <td data-sheets-value='{"1":2,"2":"Polycarbonate "}' style="border-left:1px solid #000000;overflow:hidden;padding:0px 3px 0px 3px;vertical-align:bottom;">Polycarbonate </td> <td data-sheets-value='{"1":2,"2":"EW"}' style="overflow:hidden;padding:0px 3px 0px 3px;vertical-align:bottom;">EW</td> <td data-sheets-value='{"1":2,"2":"Clear (A)"}' style="overflow:hidden;padding:0px 3px 0px 3px;vertical-align:bottom;">Clear (A)</td> <td data-sheets-numberformat='{"1":2,"2":"0.00","3":1}' data-sheets-value='{"1":3,"3":1.19}' style="overflow:hidden;padding:0px 3px 0px 3px;vertical-align:bottom;text-align:center;">1.19</td> <td data-sheets-numberformat='{"1":2,"2":"0","3":1}' data-sheets-value='{"1":3,"3":36.08}' style="overflow:hidden;padding:0px 3px 0px 3px;vertical-align:bottom;text-align:center;">36</td> <td data-sheets-numberformat='{"1":2,"2":"0","3":1}' data-sheets-value='{"1":3,"3":54.78}' style="overflow:hidden;padding:0px 3px 0px 3px;vertical-align:bottom;text-align:center;">55</td> <td data-sheets-value='{"1":3,"3":24}' style="border-right:1px solid #000000;overflow:hidden;padding:0px 3px 0px 3px;vertical-align:bottom;text-align:center;">24</td> </tr> <tr style="height:20px;"> <td data-sheets-value='{"1":2,"2":"PC"}' style="border-left:1px solid #000000;overflow:hidden;padding:0px 3px 0px 3px;vertical-align:bottom;">PC</td> <td style="overflow:hidden;padding:0px 3px 0px 3px;vertical-align:bottom;"></td> <td data-sheets-value='{"1":2,"2":"Opal (D)"}' style="overflow:hidden;padding:0px 3px 0px 3px;vertical-align:bottom;">Opal (D)</td> <td data-sheets-numberformat='{"1":2,"2":"0.00","3":1}' data-sheets-value='{"1":3,"3":1.19}' style="overflow:hidden;padding:0px 3px 0px 3px;vertical-align:bottom;text-align:center;">1.19</td> <td data-sheets-numberformat='{"1":2,"2":"0","3":1}' data-sheets-value='{"1":3,"3":23.779999999999998}' style="overflow:hidden;padding:0px 3px 0px 3px;vertical-align:bottom;text-align:center;">24</td> <td data-sheets-numberformat='{"1":2,"2":"0","3":1}' data-sheets-value='{"1":3,"3":39.6}' style="overflow:hidden;padding:0px 3px 0px 3px;vertical-align:bottom;text-align:center;">40</td> <td data-sheets-value='{"1":3,"3":24}' style="border-right:1px solid #000000;overflow:hidden;padding:0px 3px 0px 3px;vertical-align:bottom;text-align:center;">24</td> </tr> <tr style="height:20px;"> <td style="border-left:1px solid #000000;overflow:hidden;padding:0px 3px 0px 3px;vertical-align:bottom;"></td> <td data-sheets-value='{"1":2,"2":"DW"}' style="overflow:hidden;padding:0px 3px 0px 3px;vertical-align:bottom;">DW</td> <td data-sheets-value='{"1":2,"2":"Clear (A/H)"}' style="overflow:hidden;padding:0px 3px 0px 3px;vertical-align:bottom;">Clear (A/H)</td> <td data-sheets-numberformat='{"1":2,"2":"0.00","3":1}' data-sheets-value='{"1":3,"3":0.98}' style="overflow:hidden;padding:0px 3px 0px 3px;vertical-align:bottom;text-align:center;">0.98</td> <td data-sheets-numberformat='{"1":2,"2":"0","3":1}' data-sheets-value='{"1":3,"3":32.39}' style="overflow:hidden;padding:0px 3px 0px 3px;vertical-align:bottom;text-align:center;">32</td> <td data-sheets-numberformat='{"1":2,"2":"0","3":1}' data-sheets-value='{"1":3,"3":47.52}' style="overflow:hidden;padding:0px 3px 0px 3px;vertical-align:bottom;text-align:center;">48</td> <td data-sheets-value='{"1":3,"3":26}' style="border-right:1px solid #000000;overflow:hidden;padding:0px 3px 0px 3px;vertical-align:bottom;text-align:center;">26</td> </tr> <tr style="height:20px;"> <td style="border-left:1px solid #000000;overflow:hidden;padding:0px 3px 0px 3px;vertical-align:bottom;"></td> <td style="overflow:hidden;padding:0px 3px 0px 3px;vertical-align:bottom;"></td> <td data-sheets-value='{"1":2,"2":"Clear (A/A)"}' style="overflow:hidden;padding:0px 3px 0px 3px;vertical-align:bottom;">Clear (A/A)</td> <td data-sheets-numberformat='{"1":2,"2":"0.00","3":1}' data-sheets-value='{"1":3,"3":0.98}' style="overflow:hidden;padding:0px 3px 0px 3px;vertical-align:bottom;text-align:center;">0.98</td> <td data-sheets-numberformat='{"1":2,"2":"0","3":1}' data-sheets-value='{"1":3,"3":31.569999999999997}' style="overflow:hidden;padding:0px 3px 0px 3px;vertical-align:bottom;text-align:center;">32</td> <td data-sheets-numberformat='{"1":2,"2":"0","3":1}' data-sheets-value='{"1":3,"3":45.54}' style="overflow:hidden;padding:0px 3px 0px 3px;vertical-align:bottom;text-align:center;">46</td> <td data-sheets-value='{"1":3,"3":26}' style="border-right:1px solid #000000;overflow:hidden;padding:0px 3px 0px 3px;vertical-align:bottom;text-align:center;">26</td> </tr> <tr style="height:20px;"> <td style="border-left:1px solid #000000;overflow:hidden;padding:0px 3px 0px 3px;vertical-align:bottom;"></td> <td style="overflow:hidden;padding:0px 3px 0px 3px;vertical-align:bottom;"></td> <td data-sheets-value='{"1":2,"2":"Opal (A/O)"}' style="overflow:hidden;padding:0px 3px 0px 3px;vertical-align:bottom;">Opal (A/O)</td> <td data-sheets-numberformat='{"1":2,"2":"0.00","3":1}' data-sheets-value='{"1":3,"3":0.98}' style="overflow:hidden;padding:0px 3px 0px 3px;vertical-align:bottom;text-align:center;">0.98</td> <td data-sheets-numberformat='{"1":2,"2":"0","3":1}' data-sheets-value='{"1":3,"3":29.93}' style="overflow:hidden;padding:0px 3px 0px 3px;vertical-align:bottom;text-align:center;">30</td> <td data-sheets-numberformat='{"1":2,"2":"0","3":1}' data-sheets-value='{"1":3,"3":41.580000000000005}' style="overflow:hidden;padding:0px 3px 0px 3px;vertical-align:bottom;text-align:center;">42</td> <td data-sheets-value='{"1":3,"3":26}' style="border-right:1px solid #000000;overflow:hidden;padding:0px 3px 0px 3px;vertical-align:bottom;text-align:center;">26</td> </tr> <tr style="height:20px;"> <td style="border-bottom:1px solid #000000;border-left:1px solid #000000;overflow:hidden;padding:0px 3px 0px 3px;vertical-align:bottom;"></td> <td style="border-bottom:1px solid #000000;overflow:hidden;padding:0px 3px 0px 3px;vertical-align:bottom;"></td> <td data-sheets-value='{"1":2,"2":"Opal (A/D)"}' style="border-bottom:1px solid #000000;overflow:hidden;padding:0px 3px 0px 3px;vertical-align:bottom;">Opal (A/D)</td> <td data-sheets-numberformat='{"1":2,"2":"0.00","3":1}' data-sheets-value='{"1":3,"3":0.98}' style="border-bottom:1px solid #000000;overflow:hidden;padding:0px 3px 0px 3px;vertical-align:bottom;text-align:center;">0.98</td> <td data-sheets-numberformat='{"1":2,"2":"0","3":1}' data-sheets-value='{"1":3,"3":20.91}' style="border-bottom:1px solid #000000;overflow:hidden;padding:0px 3px 0px 3px;vertical-align:bottom;text-align:center;">21</td> <td data-sheets-numberformat='{"1":2,"2":"0","3":1}' data-sheets-value='{"1":3,"3":33}' style="border-bottom:1px solid #000000;overflow:hidden;padding:0px 3px 0px 3px;vertical-align:bottom;text-align:center;">33</td> <td data-sheets-value='{"1":3,"3":26}' style="border-right:1px solid #000000;border-bottom:1px solid #000000;overflow:hidden;padding:0px 3px 0px 3px;vertical-align:bottom;text-align:center;">26</td> </tr> <tr style="height:20px;"> <td data-sheets-value='{"1":2,"2":"Polycarbonate"}' style="border-left:1px solid #000000;overflow:hidden;padding:0px 3px 0px 3px;vertical-align:bottom;">Polycarbonate</td> <td data-sheets-value='{"1":2,"2":"EW"}' style="overflow:hidden;padding:0px 3px 0px 3px;vertical-align:bottom;">EW</td> <td data-sheets-value='{"1":2,"2":"Heatstop Opal (T)"}' style="overflow:hidden;padding:0px 3px 0px 3px;vertical-align:bottom;">Heatstop Opal (T)</td> <td data-sheets-numberformat='{"1":2,"2":"0.00","3":1}' data-sheets-value='{"1":3,"3":1.19}' style="overflow:hidden;padding:0px 3px 0px 3px;vertical-align:bottom;text-align:center;">1.19</td> <td data-sheets-numberformat='{"1":2,"2":"0","3":1}' data-sheets-value='{"1":3,"3":20.09}' style="overflow:hidden;padding:0px 3px 0px 3px;vertical-align:bottom;text-align:center;">20</td> <td data-sheets-numberformat='{"1":2,"2":"0","3":1}' data-sheets-value='{"1":3,"3":38.940000000000005}' style="overflow:hidden;padding:0px 3px 0px 3px;vertical-align:bottom;text-align:center;">39</td> <td data-sheets-value='{"1":3,"3":24}' style="border-right:1px solid #000000;overflow:hidden;padding:0px 3px 0px 3px;vertical-align:bottom;text-align:center;">24</td> </tr> <tr style="height:20px;"> <td data-sheets-value='{"1":2,"2":"Heatstop PC"}' style="border-left:1px solid #000000;overflow:hidden;padding:0px 3px 0px 3px;vertical-align:bottom;">Heatstop PC</td> <td data-sheets-value='{"1":2,"2":"DW"}' style="overflow:hidden;padding:0px 3px 0px 3px;vertical-align:bottom;">DW</td> <td data-sheets-value='{"1":2,"2":"Clear (T/H)"}' style="overflow:hidden;padding:0px 3px 0px 3px;vertical-align:bottom;">Clear (T/H)</td> <td data-sheets-numberformat='{"1":2,"2":"0.00","3":1}' data-sheets-value='{"1":3,"3":0.98}' style="overflow:hidden;padding:0px 3px 0px 3px;vertical-align:bottom;text-align:center;">0.98</td> <td data-sheets-numberformat='{"1":2,"2":"0","3":1}' data-sheets-value='{"1":3,"3":18.04}' style="overflow:hidden;padding:0px 3px 0px 3px;vertical-align:bottom;text-align:center;">18</td> <td data-sheets-numberformat='{"1":2,"2":"0","3":1}' data-sheets-value='{"1":3,"3":33.660000000000004}' style="overflow:hidden;padding:0px 3px 0px 3px;vertical-align:bottom;text-align:center;">34</td> <td data-sheets-value='{"1":3,"3":26}' style="border-right:1px solid #000000;overflow:hidden;padding:0px 3px 0px 3px;vertical-align:bottom;text-align:center;">26</td> </tr> <tr style="height:20px;"> <td style="border-bottom:1px solid #000000;border-left:1px solid #000000;overflow:hidden;padding:0px 3px 0px 3px;vertical-align:bottom;"></td> <td style="border-bottom:1px solid #000000;overflow:hidden;padding:0px 3px 0px 3px;vertical-align:bottom;"></td> <td data-sheets-value='{"1":2,"2":"Opal (T/O)"}' style="border-bottom:1px solid #000000;overflow:hidden;padding:0px 3px 0px 3px;vertical-align:bottom;">Opal (T/O)</td> <td data-sheets-numberformat='{"1":2,"2":"0.00","3":1}' data-sheets-value='{"1":3,"3":0.98}' style="border-bottom:1px solid #000000;overflow:hidden;padding:0px 3px 0px 3px;vertical-align:bottom;text-align:center;">0.98</td> <td data-sheets-numberformat='{"1":2,"2":"0","3":1}' data-sheets-value='{"1":3,"3":16.81}' style="border-bottom:1px solid #000000;overflow:hidden;padding:0px 3px 0px 3px;vertical-align:bottom;text-align:center;">17</td> <td data-sheets-numberformat='{"1":2,"2":"0","3":1}' data-sheets-value='{"1":3,"3":29.700000000000003}' style="border-bottom:1px solid #000000;overflow:hidden;padding:0px 3px 0px 3px;vertical-align:bottom;text-align:center;">30</td> <td data-sheets-value='{"1":3,"3":26}' style="border-right:1px solid #000000;border-bottom:1px solid #000000;overflow:hidden;padding:0px 3px 0px 3px;vertical-align:bottom;text-align:center;">26</td> </tr> </tbody></table> | skylux-160-ce-met-koepel-en-pvc-opstand-30-20-met-lm-motor-pvc-raam-type-ep25-en-windvang-1200-x-1800-mm | 8586036576589 | 46872367595853
Smoke and heat exhaust (SHEV) | SHE system | Skylux | Skylux 160° CE with skylight and PVC curb 30/20 with LM-actuator, PVC frame type EP25 and spoiler 1200 x 2100 mm |  | 50485 | 5412970504856 | 6624.75 | Yes | 30-45 | 121.18 | 1200 x 2100 mm | 2100 | 1200 |  | PVC 30/20 (30 cm high & roof opening = 20 cm larger than daylight size) | Rectangular | 1.19 W/m²K - 0.98 W/m²K | 57% - 30% | 37% - 17% | 24dB - 26dB | 160° CE (for industry) | PVC frame EP25 | with spoiler | E | Single actuator | Maximum double-walled skylight possible for this product | Ut-value LT-value g-value Rw-value EN 1873 : 2014 EN ISO 13468 EN 16153 EN 410 EN 410 EN ISO 140-3 Material Walls Shells (W/m²K) (%) (%) (dB) Acrylic EW Clear (H) 1.19 37 57 24 PMMA Opal (O) 1.19 34 50 24 DW Clear (H/H) 0.98 33 50 26 Opal (O/O) 0.98 28 38 26 Polycarbonate EW Clear (A) 1.19 36 55 24 PC Opal (D) 1.19 24 40 24 DW Clear (A/H) 0.98 32 48 26 Clear (A/A) 0.98 32 46 26 Opal (A/O) 0.98 30 42 26 Opal (A/D) 0.98 21 33 26 Polycarbonate EW Heatstop Opal (T) 1.19 20 39 24 Heatstop PC DW Clear (T/H) 0.98 18 34 26 Opal (T/O) 0.98 17 30 26 | https://skylux.eu/en/products/skylux-160-ce-met-koepel-en-pvc-opstand-30-20-met-lm-motor-pvc-raam-type-ep25-en-windvang-1200-x-2100-mm | https://skylux.eu/cdn/shop/files/Skylux-160deg-CE-met-koepel-en-pvc-opstand-3020-met-LM-motor-pvc-raam-type-EP25-en-windvang-1200-x-2100-mm-RWA-systeem.jpg?v=1702981077&width=1600 | https://skylux.eu/cdn/shop/files/e5a82811-1bb0-48e4-a776-cacb59c7c092_ccd4f607-2243-48da-9783-5b072ae16df8.jpg?v=1688551278&width=1600 | //skylux.eu/cdn/shop/files/E_MH_Mounting_instructions_Skylux_160_CE_LM.pdf?v=12406716259046007223 | //skylux.eu/cdn/shop/files/E_TD_Technical_File_Skylux_Skylux_160_CE_Electric.pdf?v=3667116872303399239 | <style type="text/css" id="isPasted"><!--td {border: 1px solid #cccccc;}br {mso-data-placement:same-cell;}--></style><table border="1" cellpadding="0" cellspacing="0" dir="ltr" style="table-layout:fixed;font-size:10pt;font-family:Arial;border-collapse:collapse;border:none;"><tbody> <tr style="height:20px;"> <td style="overflow:hidden;padding:0px 3px 0px 3px;vertical-align:bottom;"></td> <td style="overflow:hidden;padding:0px 3px 0px 3px;vertical-align:bottom;"></td> <td style="overflow:hidden;padding:0px 3px 0px 3px;vertical-align:bottom;"></td> <td data-sheets-value='{"1":2,"2":"Ut-value"}' style="overflow:hidden;padding:0px 3px 0px 3px;vertical-align:bottom;font-weight:bold;text-align:center;">Ut-value</td> <td data-sheets-value='{"1":2,"2":"LT-value"}' style="overflow:hidden;padding:0px 3px 0px 3px;vertical-align:bottom;font-weight:bold;text-align:center;">LT-value</td> <td data-sheets-value='{"1":2,"2":"g-value"}' style="overflow:hidden;padding:0px 3px 0px 3px;vertical-align:bottom;font-weight:bold;text-align:center;">g-value</td> <td data-sheets-value='{"1":2,"2":"Rw-value "}' style="overflow:hidden;padding:0px 3px 0px 3px;vertical-align:bottom;font-weight:bold;text-align:center;">Rw-value </td> </tr> <tr style="height:20px;"> <td style="overflow:hidden;padding:0px 3px 0px 3px;vertical-align:bottom;"></td> <td style="overflow:hidden;padding:0px 3px 0px 3px;vertical-align:bottom;"></td> <td style="overflow:hidden;padding:0px 3px 0px 3px;vertical-align:bottom;"></td> <td data-sheets-numberformat='{"1":2,"2":"0.00","3":1}' data-sheets-value='{"1":2,"2":"EN 1873 : 2014"}' style="overflow:hidden;padding:0px 3px 0px 3px;vertical-align:bottom;text-align:center;">EN 1873 : 2014</td> <td data-sheets-numberformat='{"1":2,"2":"0","3":1}' data-sheets-value='{"1":2,"2":"EN ISO 13468 EN 16153 EN 410"}' style="overflow:hidden;padding:0px 3px 0px 3px;vertical-align:bottom;text-align:center;">EN ISO 13468 EN 16153 EN 410</td> <td data-sheets-numberformat='{"1":2,"2":"0","3":1}' data-sheets-value='{"1":2,"2":"EN 410"}' style="overflow:hidden;padding:0px 3px 0px 3px;vertical-align:bottom;text-align:center;">EN 410</td> <td data-sheets-value='{"1":2,"2":"EN ISO 140-3\t\t"}' style="overflow:hidden;padding:0px 3px 0px 3px;vertical-align:bottom;text-align:center;">EN ISO 140-3 </td> </tr> <tr style="height:20px;"> <td data-sheets-value='{"1":2,"2":"Material"}' style="border-bottom:1px solid #000000;overflow:hidden;padding:0px 3px 0px 3px;vertical-align:bottom;background-color:#000000;font-weight:bold;color:#ffffff;">Material</td> <td data-sheets-value='{"1":2,"2":"Walls"}' style="border-bottom:1px solid #000000;overflow:hidden;padding:0px 3px 0px 3px;vertical-align:bottom;background-color:#000000;font-weight:bold;color:#ffffff;">Walls</td> <td data-sheets-value='{"1":2,"2":"Shells"}' style="border-bottom:1px solid #000000;overflow:hidden;padding:0px 3px 0px 3px;vertical-align:bottom;background-color:#000000;font-weight:bold;color:#ffffff;">Shells</td> <td data-sheets-numberformat='{"1":2,"2":"0.00","3":1}' data-sheets-value='{"1":2,"2":"(W/m²K)\t"}' style="border-bottom:1px solid #000000;overflow:hidden;padding:0px 3px 0px 3px;vertical-align:bottom;background-color:#000000;font-weight:bold;color:#ffffff;text-align:center;">(W/m²K) </td> <td data-sheets-numberformat='{"1":2,"2":"0","3":1}' data-sheets-value='{"1":2,"2":"(%)"}' style="border-bottom:1px solid #000000;overflow:hidden;padding:0px 3px 0px 3px;vertical-align:bottom;background-color:#000000;font-weight:bold;color:#ffffff;text-align:center;">(%)</td> <td data-sheets-numberformat='{"1":2,"2":"0","3":1}' data-sheets-value='{"1":2,"2":"(%)"}' style="border-bottom:1px solid #000000;overflow:hidden;padding:0px 3px 0px 3px;vertical-align:bottom;background-color:#000000;font-weight:bold;color:#ffffff;text-align:center;">(%)</td> <td data-sheets-value='{"1":2,"2":"(dB)"}' style="border-bottom:1px solid #000000;overflow:hidden;padding:0px 3px 0px 3px;vertical-align:bottom;background-color:#000000;font-weight:bold;color:#ffffff;text-align:center;">(dB)</td> </tr> <tr style="height:20px;"> <td data-sheets-value='{"1":2,"2":"Acrylic"}' style="border-left:1px solid #000000;overflow:hidden;padding:0px 3px 0px 3px;vertical-align:bottom;">Acrylic</td> <td data-sheets-value='{"1":2,"2":"EW"}' style="overflow:hidden;padding:0px 3px 0px 3px;vertical-align:bottom;">EW</td> <td data-sheets-value='{"1":2,"2":"Clear (H)"}' style="overflow:hidden;padding:0px 3px 0px 3px;vertical-align:bottom;">Clear (H)</td> <td data-sheets-numberformat='{"1":2,"2":"0.00","3":1}' data-sheets-value='{"1":3,"3":1.19}' style="overflow:hidden;padding:0px 3px 0px 3px;vertical-align:bottom;text-align:center;">1.19</td> <td data-sheets-numberformat='{"1":2,"2":"0","3":1}' data-sheets-value='{"1":3,"3":36.9}' style="overflow:hidden;padding:0px 3px 0px 3px;vertical-align:bottom;text-align:center;">37</td> <td data-sheets-numberformat='{"1":2,"2":"0","3":1}' data-sheets-value='{"1":3,"3":57.42}' style="overflow:hidden;padding:0px 3px 0px 3px;vertical-align:bottom;text-align:center;">57</td> <td data-sheets-value='{"1":3,"3":24}' style="border-right:1px solid #000000;overflow:hidden;padding:0px 3px 0px 3px;vertical-align:bottom;text-align:center;">24</td> </tr> <tr style="height:20px;"> <td data-sheets-value='{"1":2,"2":"PMMA"}' style="border-left:1px solid #000000;overflow:hidden;padding:0px 3px 0px 3px;vertical-align:bottom;">PMMA</td> <td style="overflow:hidden;padding:0px 3px 0px 3px;vertical-align:bottom;"></td> <td data-sheets-value='{"1":2,"2":"Opal (O)"}' style="overflow:hidden;padding:0px 3px 0px 3px;vertical-align:bottom;">Opal (O)</td> <td data-sheets-numberformat='{"1":2,"2":"0.00","3":1}' data-sheets-value='{"1":3,"3":1.19}' style="overflow:hidden;padding:0px 3px 0px 3px;vertical-align:bottom;text-align:center;">1.19</td> <td data-sheets-numberformat='{"1":2,"2":"0","3":1}' data-sheets-value='{"1":3,"3":34.03}' style="overflow:hidden;padding:0px 3px 0px 3px;vertical-align:bottom;text-align:center;">34</td> <td data-sheets-numberformat='{"1":2,"2":"0","3":1}' data-sheets-value='{"1":3,"3":50.160000000000004}' style="overflow:hidden;padding:0px 3px 0px 3px;vertical-align:bottom;text-align:center;">50</td> <td data-sheets-value='{"1":3,"3":24}' style="border-right:1px solid #000000;overflow:hidden;padding:0px 3px 0px 3px;vertical-align:bottom;text-align:center;">24</td> </tr> <tr style="height:20px;"> <td style="border-left:1px solid #000000;overflow:hidden;padding:0px 3px 0px 3px;vertical-align:bottom;"></td> <td data-sheets-value='{"1":2,"2":"DW"}' style="overflow:hidden;padding:0px 3px 0px 3px;vertical-align:bottom;">DW</td> <td data-sheets-value='{"1":2,"2":"Clear (H/H)"}' style="overflow:hidden;padding:0px 3px 0px 3px;vertical-align:bottom;">Clear (H/H)</td> <td data-sheets-numberformat='{"1":2,"2":"0.00","3":1}' data-sheets-value='{"1":3,"3":0.98}' style="overflow:hidden;padding:0px 3px 0px 3px;vertical-align:bottom;text-align:center;">0.98</td> <td data-sheets-numberformat='{"1":2,"2":"0","3":1}' data-sheets-value='{"1":3,"3":33.21}' style="overflow:hidden;padding:0px 3px 0px 3px;vertical-align:bottom;text-align:center;">33</td> <td data-sheets-numberformat='{"1":2,"2":"0","3":1}' data-sheets-value='{"1":3,"3":49.5}' style="overflow:hidden;padding:0px 3px 0px 3px;vertical-align:bottom;text-align:center;">50</td> <td data-sheets-value='{"1":3,"3":26}' style="border-right:1px solid #000000;overflow:hidden;padding:0px 3px 0px 3px;vertical-align:bottom;text-align:center;">26</td> </tr> <tr style="height:20px;"> <td style="border-bottom:1px solid #000000;border-left:1px solid #000000;overflow:hidden;padding:0px 3px 0px 3px;vertical-align:bottom;"></td> <td style="border-bottom:1px solid #000000;overflow:hidden;padding:0px 3px 0px 3px;vertical-align:bottom;"></td> <td data-sheets-value='{"1":2,"2":"Opal (O/O)"}' style="border-bottom:1px solid #000000;overflow:hidden;padding:0px 3px 0px 3px;vertical-align:bottom;">Opal (O/O)</td> <td data-sheets-numberformat='{"1":2,"2":"0.00","3":1}' data-sheets-value='{"1":3,"3":0.98}' style="border-bottom:1px solid #000000;overflow:hidden;padding:0px 3px 0px 3px;vertical-align:bottom;text-align:center;">0.98</td> <td data-sheets-numberformat='{"1":2,"2":"0","3":1}' data-sheets-value='{"1":3,"3":28.29}' style="border-bottom:1px solid #000000;overflow:hidden;padding:0px 3px 0px 3px;vertical-align:bottom;text-align:center;">28</td> <td data-sheets-numberformat='{"1":2,"2":"0","3":1}' data-sheets-value='{"1":3,"3":38.28}' style="border-bottom:1px solid #000000;overflow:hidden;padding:0px 3px 0px 3px;vertical-align:bottom;text-align:center;">38</td> <td data-sheets-value='{"1":3,"3":26}' style="border-right:1px solid #000000;border-bottom:1px solid #000000;overflow:hidden;padding:0px 3px 0px 3px;vertical-align:bottom;text-align:center;">26</td> </tr> <tr style="height:20px;"> <td data-sheets-value='{"1":2,"2":"Polycarbonate "}' style="border-left:1px solid #000000;overflow:hidden;padding:0px 3px 0px 3px;vertical-align:bottom;">Polycarbonate </td> <td data-sheets-value='{"1":2,"2":"EW"}' style="overflow:hidden;padding:0px 3px 0px 3px;vertical-align:bottom;">EW</td> <td data-sheets-value='{"1":2,"2":"Clear (A)"}' style="overflow:hidden;padding:0px 3px 0px 3px;vertical-align:bottom;">Clear (A)</td> <td data-sheets-numberformat='{"1":2,"2":"0.00","3":1}' data-sheets-value='{"1":3,"3":1.19}' style="overflow:hidden;padding:0px 3px 0px 3px;vertical-align:bottom;text-align:center;">1.19</td> <td data-sheets-numberformat='{"1":2,"2":"0","3":1}' data-sheets-value='{"1":3,"3":36.08}' style="overflow:hidden;padding:0px 3px 0px 3px;vertical-align:bottom;text-align:center;">36</td> <td data-sheets-numberformat='{"1":2,"2":"0","3":1}' data-sheets-value='{"1":3,"3":54.78}' style="overflow:hidden;padding:0px 3px 0px 3px;vertical-align:bottom;text-align:center;">55</td> <td data-sheets-value='{"1":3,"3":24}' style="border-right:1px solid #000000;overflow:hidden;padding:0px 3px 0px 3px;vertical-align:bottom;text-align:center;">24</td> </tr> <tr style="height:20px;"> <td data-sheets-value='{"1":2,"2":"PC"}' style="border-left:1px solid #000000;overflow:hidden;padding:0px 3px 0px 3px;vertical-align:bottom;">PC</td> <td style="overflow:hidden;padding:0px 3px 0px 3px;vertical-align:bottom;"></td> <td data-sheets-value='{"1":2,"2":"Opal (D)"}' style="overflow:hidden;padding:0px 3px 0px 3px;vertical-align:bottom;">Opal (D)</td> <td data-sheets-numberformat='{"1":2,"2":"0.00","3":1}' data-sheets-value='{"1":3,"3":1.19}' style="overflow:hidden;padding:0px 3px 0px 3px;vertical-align:bottom;text-align:center;">1.19</td> <td data-sheets-numberformat='{"1":2,"2":"0","3":1}' data-sheets-value='{"1":3,"3":23.779999999999998}' style="overflow:hidden;padding:0px 3px 0px 3px;vertical-align:bottom;text-align:center;">24</td> <td data-sheets-numberformat='{"1":2,"2":"0","3":1}' data-sheets-value='{"1":3,"3":39.6}' style="overflow:hidden;padding:0px 3px 0px 3px;vertical-align:bottom;text-align:center;">40</td> <td data-sheets-value='{"1":3,"3":24}' style="border-right:1px solid #000000;overflow:hidden;padding:0px 3px 0px 3px;vertical-align:bottom;text-align:center;">24</td> </tr> <tr style="height:20px;"> <td style="border-left:1px solid #000000;overflow:hidden;padding:0px 3px 0px 3px;vertical-align:bottom;"></td> <td data-sheets-value='{"1":2,"2":"DW"}' style="overflow:hidden;padding:0px 3px 0px 3px;vertical-align:bottom;">DW</td> <td data-sheets-value='{"1":2,"2":"Clear (A/H)"}' style="overflow:hidden;padding:0px 3px 0px 3px;vertical-align:bottom;">Clear (A/H)</td> <td data-sheets-numberformat='{"1":2,"2":"0.00","3":1}' data-sheets-value='{"1":3,"3":0.98}' style="overflow:hidden;padding:0px 3px 0px 3px;vertical-align:bottom;text-align:center;">0.98</td> <td data-sheets-numberformat='{"1":2,"2":"0","3":1}' data-sheets-value='{"1":3,"3":32.39}' style="overflow:hidden;padding:0px 3px 0px 3px;vertical-align:bottom;text-align:center;">32</td> <td data-sheets-numberformat='{"1":2,"2":"0","3":1}' data-sheets-value='{"1":3,"3":47.52}' style="overflow:hidden;padding:0px 3px 0px 3px;vertical-align:bottom;text-align:center;">48</td> <td data-sheets-value='{"1":3,"3":26}' style="border-right:1px solid #000000;overflow:hidden;padding:0px 3px 0px 3px;vertical-align:bottom;text-align:center;">26</td> </tr> <tr style="height:20px;"> <td style="border-left:1px solid #000000;overflow:hidden;padding:0px 3px 0px 3px;vertical-align:bottom;"></td> <td style="overflow:hidden;padding:0px 3px 0px 3px;vertical-align:bottom;"></td> <td data-sheets-value='{"1":2,"2":"Clear (A/A)"}' style="overflow:hidden;padding:0px 3px 0px 3px;vertical-align:bottom;">Clear (A/A)</td> <td data-sheets-numberformat='{"1":2,"2":"0.00","3":1}' data-sheets-value='{"1":3,"3":0.98}' style="overflow:hidden;padding:0px 3px 0px 3px;vertical-align:bottom;text-align:center;">0.98</td> <td data-sheets-numberformat='{"1":2,"2":"0","3":1}' data-sheets-value='{"1":3,"3":31.569999999999997}' style="overflow:hidden;padding:0px 3px 0px 3px;vertical-align:bottom;text-align:center;">32</td> <td data-sheets-numberformat='{"1":2,"2":"0","3":1}' data-sheets-value='{"1":3,"3":45.54}' style="overflow:hidden;padding:0px 3px 0px 3px;vertical-align:bottom;text-align:center;">46</td> <td data-sheets-value='{"1":3,"3":26}' style="border-right:1px solid #000000;overflow:hidden;padding:0px 3px 0px 3px;vertical-align:bottom;text-align:center;">26</td> </tr> <tr style="height:20px;"> <td style="border-left:1px solid #000000;overflow:hidden;padding:0px 3px 0px 3px;vertical-align:bottom;"></td> <td style="overflow:hidden;padding:0px 3px 0px 3px;vertical-align:bottom;"></td> <td data-sheets-value='{"1":2,"2":"Opal (A/O)"}' style="overflow:hidden;padding:0px 3px 0px 3px;vertical-align:bottom;">Opal (A/O)</td> <td data-sheets-numberformat='{"1":2,"2":"0.00","3":1}' data-sheets-value='{"1":3,"3":0.98}' style="overflow:hidden;padding:0px 3px 0px 3px;vertical-align:bottom;text-align:center;">0.98</td> <td data-sheets-numberformat='{"1":2,"2":"0","3":1}' data-sheets-value='{"1":3,"3":29.93}' style="overflow:hidden;padding:0px 3px 0px 3px;vertical-align:bottom;text-align:center;">30</td> <td data-sheets-numberformat='{"1":2,"2":"0","3":1}' data-sheets-value='{"1":3,"3":41.580000000000005}' style="overflow:hidden;padding:0px 3px 0px 3px;vertical-align:bottom;text-align:center;">42</td> <td data-sheets-value='{"1":3,"3":26}' style="border-right:1px solid #000000;overflow:hidden;padding:0px 3px 0px 3px;vertical-align:bottom;text-align:center;">26</td> </tr> <tr style="height:20px;"> <td style="border-bottom:1px solid #000000;border-left:1px solid #000000;overflow:hidden;padding:0px 3px 0px 3px;vertical-align:bottom;"></td> <td style="border-bottom:1px solid #000000;overflow:hidden;padding:0px 3px 0px 3px;vertical-align:bottom;"></td> <td data-sheets-value='{"1":2,"2":"Opal (A/D)"}' style="border-bottom:1px solid #000000;overflow:hidden;padding:0px 3px 0px 3px;vertical-align:bottom;">Opal (A/D)</td> <td data-sheets-numberformat='{"1":2,"2":"0.00","3":1}' data-sheets-value='{"1":3,"3":0.98}' style="border-bottom:1px solid #000000;overflow:hidden;padding:0px 3px 0px 3px;vertical-align:bottom;text-align:center;">0.98</td> <td data-sheets-numberformat='{"1":2,"2":"0","3":1}' data-sheets-value='{"1":3,"3":20.91}' style="border-bottom:1px solid #000000;overflow:hidden;padding:0px 3px 0px 3px;vertical-align:bottom;text-align:center;">21</td> <td data-sheets-numberformat='{"1":2,"2":"0","3":1}' data-sheets-value='{"1":3,"3":33}' style="border-bottom:1px solid #000000;overflow:hidden;padding:0px 3px 0px 3px;vertical-align:bottom;text-align:center;">33</td> <td data-sheets-value='{"1":3,"3":26}' style="border-right:1px solid #000000;border-bottom:1px solid #000000;overflow:hidden;padding:0px 3px 0px 3px;vertical-align:bottom;text-align:center;">26</td> </tr> <tr style="height:20px;"> <td data-sheets-value='{"1":2,"2":"Polycarbonate"}' style="border-left:1px solid #000000;overflow:hidden;padding:0px 3px 0px 3px;vertical-align:bottom;">Polycarbonate</td> <td data-sheets-value='{"1":2,"2":"EW"}' style="overflow:hidden;padding:0px 3px 0px 3px;vertical-align:bottom;">EW</td> <td data-sheets-value='{"1":2,"2":"Heatstop Opal (T)"}' style="overflow:hidden;padding:0px 3px 0px 3px;vertical-align:bottom;">Heatstop Opal (T)</td> <td data-sheets-numberformat='{"1":2,"2":"0.00","3":1}' data-sheets-value='{"1":3,"3":1.19}' style="overflow:hidden;padding:0px 3px 0px 3px;vertical-align:bottom;text-align:center;">1.19</td> <td data-sheets-numberformat='{"1":2,"2":"0","3":1}' data-sheets-value='{"1":3,"3":20.09}' style="overflow:hidden;padding:0px 3px 0px 3px;vertical-align:bottom;text-align:center;">20</td> <td data-sheets-numberformat='{"1":2,"2":"0","3":1}' data-sheets-value='{"1":3,"3":38.940000000000005}' style="overflow:hidden;padding:0px 3px 0px 3px;vertical-align:bottom;text-align:center;">39</td> <td data-sheets-value='{"1":3,"3":24}' style="border-right:1px solid #000000;overflow:hidden;padding:0px 3px 0px 3px;vertical-align:bottom;text-align:center;">24</td> </tr> <tr style="height:20px;"> <td data-sheets-value='{"1":2,"2":"Heatstop PC"}' style="border-left:1px solid #000000;overflow:hidden;padding:0px 3px 0px 3px;vertical-align:bottom;">Heatstop PC</td> <td data-sheets-value='{"1":2,"2":"DW"}' style="overflow:hidden;padding:0px 3px 0px 3px;vertical-align:bottom;">DW</td> <td data-sheets-value='{"1":2,"2":"Clear (T/H)"}' style="overflow:hidden;padding:0px 3px 0px 3px;vertical-align:bottom;">Clear (T/H)</td> <td data-sheets-numberformat='{"1":2,"2":"0.00","3":1}' data-sheets-value='{"1":3,"3":0.98}' style="overflow:hidden;padding:0px 3px 0px 3px;vertical-align:bottom;text-align:center;">0.98</td> <td data-sheets-numberformat='{"1":2,"2":"0","3":1}' data-sheets-value='{"1":3,"3":18.04}' style="overflow:hidden;padding:0px 3px 0px 3px;vertical-align:bottom;text-align:center;">18</td> <td data-sheets-numberformat='{"1":2,"2":"0","3":1}' data-sheets-value='{"1":3,"3":33.660000000000004}' style="overflow:hidden;padding:0px 3px 0px 3px;vertical-align:bottom;text-align:center;">34</td> <td data-sheets-value='{"1":3,"3":26}' style="border-right:1px solid #000000;overflow:hidden;padding:0px 3px 0px 3px;vertical-align:bottom;text-align:center;">26</td> </tr> <tr style="height:20px;"> <td style="border-bottom:1px solid #000000;border-left:1px solid #000000;overflow:hidden;padding:0px 3px 0px 3px;vertical-align:bottom;"></td> <td style="border-bottom:1px solid #000000;overflow:hidden;padding:0px 3px 0px 3px;vertical-align:bottom;"></td> <td data-sheets-value='{"1":2,"2":"Opal (T/O)"}' style="border-bottom:1px solid #000000;overflow:hidden;padding:0px 3px 0px 3px;vertical-align:bottom;">Opal (T/O)</td> <td data-sheets-numberformat='{"1":2,"2":"0.00","3":1}' data-sheets-value='{"1":3,"3":0.98}' style="border-bottom:1px solid #000000;overflow:hidden;padding:0px 3px 0px 3px;vertical-align:bottom;text-align:center;">0.98</td> <td data-sheets-numberformat='{"1":2,"2":"0","3":1}' data-sheets-value='{"1":3,"3":16.81}' style="border-bottom:1px solid #000000;overflow:hidden;padding:0px 3px 0px 3px;vertical-align:bottom;text-align:center;">17</td> <td data-sheets-numberformat='{"1":2,"2":"0","3":1}' data-sheets-value='{"1":3,"3":29.700000000000003}' style="border-bottom:1px solid #000000;overflow:hidden;padding:0px 3px 0px 3px;vertical-align:bottom;text-align:center;">30</td> <td data-sheets-value='{"1":3,"3":26}' style="border-right:1px solid #000000;border-bottom:1px solid #000000;overflow:hidden;padding:0px 3px 0px 3px;vertical-align:bottom;text-align:center;">26</td> </tr> </tbody></table> | skylux-160-ce-met-koepel-en-pvc-opstand-30-20-met-lm-motor-pvc-raam-type-ep25-en-windvang-1200-x-2100-mm | 8586036609357 | 46872367661389
Smoke and heat exhaust (SHEV) | SHE system | Skylux | Skylux 160° CE with skylight and PVC curb 30/20 with LM-actuator, PVC frame type EP25 and spoiler 1300 x 1300 mm |  | 50487 | 5412970504870 | 5189.7 | Yes | 30-45 | 93.62 | 1300 x 1300 mm | 1300 | 1300 |  | PVC 30/20 (30 cm high & roof opening = 20 cm larger than daylight size) | Square | 1.19 W/m²K - 0.98 W/m²K | 57% - 30% | 37% - 17% | 24dB - 26dB | 160° CE (for industry) | PVC frame EP25 | with spoiler | E | Single actuator | Maximum double-walled skylight possible for this product | Ut-value LT-value g-value Rw-value EN 1873 : 2014 EN ISO 13468 EN 16153 EN 410 EN 410 EN ISO 140-3 Material Walls Shells (W/m²K) (%) (%) (dB) Acrylic EW Clear (H) 1.19 37 57 24 PMMA Opal (O) 1.19 34 50 24 DW Clear (H/H) 0.98 33 50 26 Opal (O/O) 0.98 28 38 26 Polycarbonate EW Clear (A) 1.19 36 55 24 PC Opal (D) 1.19 24 40 24 DW Clear (A/H) 0.98 32 48 26 Clear (A/A) 0.98 32 46 26 Opal (A/O) 0.98 30 42 26 Opal (A/D) 0.98 21 33 26 Polycarbonate EW Heatstop Opal (T) 1.19 20 39 24 Heatstop PC DW Clear (T/H) 0.98 18 34 26 Opal (T/O) 0.98 17 30 26 | https://skylux.eu/en/products/skylux-160-ce-met-koepel-en-pvc-opstand-30-20-met-lm-motor-pvc-raam-type-ep25-en-windvang-1300-x-1300-mm | https://skylux.eu/cdn/shop/files/Skylux-160deg-CE-met-koepel-en-pvc-opstand-3020-met-LM-motor-pvc-raam-type-EP25-en-windvang-1300-x-1300-mm-RWA-systeem.jpg?v=1702981087&width=1600 | https://skylux.eu/cdn/shop/files/e5a82811-1bb0-48e4-a776-cacb59c7c092_70af8231-c8a4-44d1-a418-153d762bf60e.jpg?v=1688551281&width=1600 | //skylux.eu/cdn/shop/files/E_MH_Mounting_instructions_Skylux_160_CE_LM.pdf?v=12406716259046007223 | //skylux.eu/cdn/shop/files/E_TD_Technical_File_Skylux_Skylux_160_CE_Electric.pdf?v=3667116872303399239 | <style type="text/css" id="isPasted"><!--td {border: 1px solid #cccccc;}br {mso-data-placement:same-cell;}--></style><table border="1" cellpadding="0" cellspacing="0" dir="ltr" style="table-layout:fixed;font-size:10pt;font-family:Arial;border-collapse:collapse;border:none;"><tbody> <tr style="height:20px;"> <td style="overflow:hidden;padding:0px 3px 0px 3px;vertical-align:bottom;"></td> <td style="overflow:hidden;padding:0px 3px 0px 3px;vertical-align:bottom;"></td> <td style="overflow:hidden;padding:0px 3px 0px 3px;vertical-align:bottom;"></td> <td data-sheets-value='{"1":2,"2":"Ut-value"}' style="overflow:hidden;padding:0px 3px 0px 3px;vertical-align:bottom;font-weight:bold;text-align:center;">Ut-value</td> <td data-sheets-value='{"1":2,"2":"LT-value"}' style="overflow:hidden;padding:0px 3px 0px 3px;vertical-align:bottom;font-weight:bold;text-align:center;">LT-value</td> <td data-sheets-value='{"1":2,"2":"g-value"}' style="overflow:hidden;padding:0px 3px 0px 3px;vertical-align:bottom;font-weight:bold;text-align:center;">g-value</td> <td data-sheets-value='{"1":2,"2":"Rw-value "}' style="overflow:hidden;padding:0px 3px 0px 3px;vertical-align:bottom;font-weight:bold;text-align:center;">Rw-value </td> </tr> <tr style="height:20px;"> <td style="overflow:hidden;padding:0px 3px 0px 3px;vertical-align:bottom;"></td> <td style="overflow:hidden;padding:0px 3px 0px 3px;vertical-align:bottom;"></td> <td style="overflow:hidden;padding:0px 3px 0px 3px;vertical-align:bottom;"></td> <td data-sheets-numberformat='{"1":2,"2":"0.00","3":1}' data-sheets-value='{"1":2,"2":"EN 1873 : 2014"}' style="overflow:hidden;padding:0px 3px 0px 3px;vertical-align:bottom;text-align:center;">EN 1873 : 2014</td> <td data-sheets-numberformat='{"1":2,"2":"0","3":1}' data-sheets-value='{"1":2,"2":"EN ISO 13468 EN 16153 EN 410"}' style="overflow:hidden;padding:0px 3px 0px 3px;vertical-align:bottom;text-align:center;">EN ISO 13468 EN 16153 EN 410</td> <td data-sheets-numberformat='{"1":2,"2":"0","3":1}' data-sheets-value='{"1":2,"2":"EN 410"}' style="overflow:hidden;padding:0px 3px 0px 3px;vertical-align:bottom;text-align:center;">EN 410</td> <td data-sheets-value='{"1":2,"2":"EN ISO 140-3\t\t"}' style="overflow:hidden;padding:0px 3px 0px 3px;vertical-align:bottom;text-align:center;">EN ISO 140-3 </td> </tr> <tr style="height:20px;"> <td data-sheets-value='{"1":2,"2":"Material"}' style="border-bottom:1px solid #000000;overflow:hidden;padding:0px 3px 0px 3px;vertical-align:bottom;background-color:#000000;font-weight:bold;color:#ffffff;">Material</td> <td data-sheets-value='{"1":2,"2":"Walls"}' style="border-bottom:1px solid #000000;overflow:hidden;padding:0px 3px 0px 3px;vertical-align:bottom;background-color:#000000;font-weight:bold;color:#ffffff;">Walls</td> <td data-sheets-value='{"1":2,"2":"Shells"}' style="border-bottom:1px solid #000000;overflow:hidden;padding:0px 3px 0px 3px;vertical-align:bottom;background-color:#000000;font-weight:bold;color:#ffffff;">Shells</td> <td data-sheets-numberformat='{"1":2,"2":"0.00","3":1}' data-sheets-value='{"1":2,"2":"(W/m²K)\t"}' style="border-bottom:1px solid #000000;overflow:hidden;padding:0px 3px 0px 3px;vertical-align:bottom;background-color:#000000;font-weight:bold;color:#ffffff;text-align:center;">(W/m²K) </td> <td data-sheets-numberformat='{"1":2,"2":"0","3":1}' data-sheets-value='{"1":2,"2":"(%)"}' style="border-bottom:1px solid #000000;overflow:hidden;padding:0px 3px 0px 3px;vertical-align:bottom;background-color:#000000;font-weight:bold;color:#ffffff;text-align:center;">(%)</td> <td data-sheets-numberformat='{"1":2,"2":"0","3":1}' data-sheets-value='{"1":2,"2":"(%)"}' style="border-bottom:1px solid #000000;overflow:hidden;padding:0px 3px 0px 3px;vertical-align:bottom;background-color:#000000;font-weight:bold;color:#ffffff;text-align:center;">(%)</td> <td data-sheets-value='{"1":2,"2":"(dB)"}' style="border-bottom:1px solid #000000;overflow:hidden;padding:0px 3px 0px 3px;vertical-align:bottom;background-color:#000000;font-weight:bold;color:#ffffff;text-align:center;">(dB)</td> </tr> <tr style="height:20px;"> <td data-sheets-value='{"1":2,"2":"Acrylic"}' style="border-left:1px solid #000000;overflow:hidden;padding:0px 3px 0px 3px;vertical-align:bottom;">Acrylic</td> <td data-sheets-value='{"1":2,"2":"EW"}' style="overflow:hidden;padding:0px 3px 0px 3px;vertical-align:bottom;">EW</td> <td data-sheets-value='{"1":2,"2":"Clear (H)"}' style="overflow:hidden;padding:0px 3px 0px 3px;vertical-align:bottom;">Clear (H)</td> <td data-sheets-numberformat='{"1":2,"2":"0.00","3":1}' data-sheets-value='{"1":3,"3":1.19}' style="overflow:hidden;padding:0px 3px 0px 3px;vertical-align:bottom;text-align:center;">1.19</td> <td data-sheets-numberformat='{"1":2,"2":"0","3":1}' data-sheets-value='{"1":3,"3":36.9}' style="overflow:hidden;padding:0px 3px 0px 3px;vertical-align:bottom;text-align:center;">37</td> <td data-sheets-numberformat='{"1":2,"2":"0","3":1}' data-sheets-value='{"1":3,"3":57.42}' style="overflow:hidden;padding:0px 3px 0px 3px;vertical-align:bottom;text-align:center;">57</td> <td data-sheets-value='{"1":3,"3":24}' style="border-right:1px solid #000000;overflow:hidden;padding:0px 3px 0px 3px;vertical-align:bottom;text-align:center;">24</td> </tr> <tr style="height:20px;"> <td data-sheets-value='{"1":2,"2":"PMMA"}' style="border-left:1px solid #000000;overflow:hidden;padding:0px 3px 0px 3px;vertical-align:bottom;">PMMA</td> <td style="overflow:hidden;padding:0px 3px 0px 3px;vertical-align:bottom;"></td> <td data-sheets-value='{"1":2,"2":"Opal (O)"}' style="overflow:hidden;padding:0px 3px 0px 3px;vertical-align:bottom;">Opal (O)</td> <td data-sheets-numberformat='{"1":2,"2":"0.00","3":1}' data-sheets-value='{"1":3,"3":1.19}' style="overflow:hidden;padding:0px 3px 0px 3px;vertical-align:bottom;text-align:center;">1.19</td> <td data-sheets-numberformat='{"1":2,"2":"0","3":1}' data-sheets-value='{"1":3,"3":34.03}' style="overflow:hidden;padding:0px 3px 0px 3px;vertical-align:bottom;text-align:center;">34</td> <td data-sheets-numberformat='{"1":2,"2":"0","3":1}' data-sheets-value='{"1":3,"3":50.160000000000004}' style="overflow:hidden;padding:0px 3px 0px 3px;vertical-align:bottom;text-align:center;">50</td> <td data-sheets-value='{"1":3,"3":24}' style="border-right:1px solid #000000;overflow:hidden;padding:0px 3px 0px 3px;vertical-align:bottom;text-align:center;">24</td> </tr> <tr style="height:20px;"> <td style="border-left:1px solid #000000;overflow:hidden;padding:0px 3px 0px 3px;vertical-align:bottom;"></td> <td data-sheets-value='{"1":2,"2":"DW"}' style="overflow:hidden;padding:0px 3px 0px 3px;vertical-align:bottom;">DW</td> <td data-sheets-value='{"1":2,"2":"Clear (H/H)"}' style="overflow:hidden;padding:0px 3px 0px 3px;vertical-align:bottom;">Clear (H/H)</td> <td data-sheets-numberformat='{"1":2,"2":"0.00","3":1}' data-sheets-value='{"1":3,"3":0.98}' style="overflow:hidden;padding:0px 3px 0px 3px;vertical-align:bottom;text-align:center;">0.98</td> <td data-sheets-numberformat='{"1":2,"2":"0","3":1}' data-sheets-value='{"1":3,"3":33.21}' style="overflow:hidden;padding:0px 3px 0px 3px;vertical-align:bottom;text-align:center;">33</td> <td data-sheets-numberformat='{"1":2,"2":"0","3":1}' data-sheets-value='{"1":3,"3":49.5}' style="overflow:hidden;padding:0px 3px 0px 3px;vertical-align:bottom;text-align:center;">50</td> <td data-sheets-value='{"1":3,"3":26}' style="border-right:1px solid #000000;overflow:hidden;padding:0px 3px 0px 3px;vertical-align:bottom;text-align:center;">26</td> </tr> <tr style="height:20px;"> <td style="border-bottom:1px solid #000000;border-left:1px solid #000000;overflow:hidden;padding:0px 3px 0px 3px;vertical-align:bottom;"></td> <td style="border-bottom:1px solid #000000;overflow:hidden;padding:0px 3px 0px 3px;vertical-align:bottom;"></td> <td data-sheets-value='{"1":2,"2":"Opal (O/O)"}' style="border-bottom:1px solid #000000;overflow:hidden;padding:0px 3px 0px 3px;vertical-align:bottom;">Opal (O/O)</td> <td data-sheets-numberformat='{"1":2,"2":"0.00","3":1}' data-sheets-value='{"1":3,"3":0.98}' style="border-bottom:1px solid #000000;overflow:hidden;padding:0px 3px 0px 3px;vertical-align:bottom;text-align:center;">0.98</td> <td data-sheets-numberformat='{"1":2,"2":"0","3":1}' data-sheets-value='{"1":3,"3":28.29}' style="border-bottom:1px solid #000000;overflow:hidden;padding:0px 3px 0px 3px;vertical-align:bottom;text-align:center;">28</td> <td data-sheets-numberformat='{"1":2,"2":"0","3":1}' data-sheets-value='{"1":3,"3":38.28}' style="border-bottom:1px solid #000000;overflow:hidden;padding:0px 3px 0px 3px;vertical-align:bottom;text-align:center;">38</td> <td data-sheets-value='{"1":3,"3":26}' style="border-right:1px solid #000000;border-bottom:1px solid #000000;overflow:hidden;padding:0px 3px 0px 3px;vertical-align:bottom;text-align:center;">26</td> </tr> <tr style="height:20px;"> <td data-sheets-value='{"1":2,"2":"Polycarbonate "}' style="border-left:1px solid #000000;overflow:hidden;padding:0px 3px 0px 3px;vertical-align:bottom;">Polycarbonate </td> <td data-sheets-value='{"1":2,"2":"EW"}' style="overflow:hidden;padding:0px 3px 0px 3px;vertical-align:bottom;">EW</td> <td data-sheets-value='{"1":2,"2":"Clear (A)"}' style="overflow:hidden;padding:0px 3px 0px 3px;vertical-align:bottom;">Clear (A)</td> <td data-sheets-numberformat='{"1":2,"2":"0.00","3":1}' data-sheets-value='{"1":3,"3":1.19}' style="overflow:hidden;padding:0px 3px 0px 3px;vertical-align:bottom;text-align:center;">1.19</td> <td data-sheets-numberformat='{"1":2,"2":"0","3":1}' data-sheets-value='{"1":3,"3":36.08}' style="overflow:hidden;padding:0px 3px 0px 3px;vertical-align:bottom;text-align:center;">36</td> <td data-sheets-numberformat='{"1":2,"2":"0","3":1}' data-sheets-value='{"1":3,"3":54.78}' style="overflow:hidden;padding:0px 3px 0px 3px;vertical-align:bottom;text-align:center;">55</td> <td data-sheets-value='{"1":3,"3":24}' style="border-right:1px solid #000000;overflow:hidden;padding:0px 3px 0px 3px;vertical-align:bottom;text-align:center;">24</td> </tr> <tr style="height:20px;"> <td data-sheets-value='{"1":2,"2":"PC"}' style="border-left:1px solid #000000;overflow:hidden;padding:0px 3px 0px 3px;vertical-align:bottom;">PC</td> <td style="overflow:hidden;padding:0px 3px 0px 3px;vertical-align:bottom;"></td> <td data-sheets-value='{"1":2,"2":"Opal (D)"}' style="overflow:hidden;padding:0px 3px 0px 3px;vertical-align:bottom;">Opal (D)</td> <td data-sheets-numberformat='{"1":2,"2":"0.00","3":1}' data-sheets-value='{"1":3,"3":1.19}' style="overflow:hidden;padding:0px 3px 0px 3px;vertical-align:bottom;text-align:center;">1.19</td> <td data-sheets-numberformat='{"1":2,"2":"0","3":1}' data-sheets-value='{"1":3,"3":23.779999999999998}' style="overflow:hidden;padding:0px 3px 0px 3px;vertical-align:bottom;text-align:center;">24</td> <td data-sheets-numberformat='{"1":2,"2":"0","3":1}' data-sheets-value='{"1":3,"3":39.6}' style="overflow:hidden;padding:0px 3px 0px 3px;vertical-align:bottom;text-align:center;">40</td> <td data-sheets-value='{"1":3,"3":24}' style="border-right:1px solid #000000;overflow:hidden;padding:0px 3px 0px 3px;vertical-align:bottom;text-align:center;">24</td> </tr> <tr style="height:20px;"> <td style="border-left:1px solid #000000;overflow:hidden;padding:0px 3px 0px 3px;vertical-align:bottom;"></td> <td data-sheets-value='{"1":2,"2":"DW"}' style="overflow:hidden;padding:0px 3px 0px 3px;vertical-align:bottom;">DW</td> <td data-sheets-value='{"1":2,"2":"Clear (A/H)"}' style="overflow:hidden;padding:0px 3px 0px 3px;vertical-align:bottom;">Clear (A/H)</td> <td data-sheets-numberformat='{"1":2,"2":"0.00","3":1}' data-sheets-value='{"1":3,"3":0.98}' style="overflow:hidden;padding:0px 3px 0px 3px;vertical-align:bottom;text-align:center;">0.98</td> <td data-sheets-numberformat='{"1":2,"2":"0","3":1}' data-sheets-value='{"1":3,"3":32.39}' style="overflow:hidden;padding:0px 3px 0px 3px;vertical-align:bottom;text-align:center;">32</td> <td data-sheets-numberformat='{"1":2,"2":"0","3":1}' data-sheets-value='{"1":3,"3":47.52}' style="overflow:hidden;padding:0px 3px 0px 3px;vertical-align:bottom;text-align:center;">48</td> <td data-sheets-value='{"1":3,"3":26}' style="border-right:1px solid #000000;overflow:hidden;padding:0px 3px 0px 3px;vertical-align:bottom;text-align:center;">26</td> </tr> <tr style="height:20px;"> <td style="border-left:1px solid #000000;overflow:hidden;padding:0px 3px 0px 3px;vertical-align:bottom;"></td> <td style="overflow:hidden;padding:0px 3px 0px 3px;vertical-align:bottom;"></td> <td data-sheets-value='{"1":2,"2":"Clear (A/A)"}' style="overflow:hidden;padding:0px 3px 0px 3px;vertical-align:bottom;">Clear (A/A)</td> <td data-sheets-numberformat='{"1":2,"2":"0.00","3":1}' data-sheets-value='{"1":3,"3":0.98}' style="overflow:hidden;padding:0px 3px 0px 3px;vertical-align:bottom;text-align:center;">0.98</td> <td data-sheets-numberformat='{"1":2,"2":"0","3":1}' data-sheets-value='{"1":3,"3":31.569999999999997}' style="overflow:hidden;padding:0px 3px 0px 3px;vertical-align:bottom;text-align:center;">32</td> <td data-sheets-numberformat='{"1":2,"2":"0","3":1}' data-sheets-value='{"1":3,"3":45.54}' style="overflow:hidden;padding:0px 3px 0px 3px;vertical-align:bottom;text-align:center;">46</td> <td data-sheets-value='{"1":3,"3":26}' style="border-right:1px solid #000000;overflow:hidden;padding:0px 3px 0px 3px;vertical-align:bottom;text-align:center;">26</td> </tr> <tr style="height:20px;"> <td style="border-left:1px solid #000000;overflow:hidden;padding:0px 3px 0px 3px;vertical-align:bottom;"></td> <td style="overflow:hidden;padding:0px 3px 0px 3px;vertical-align:bottom;"></td> <td data-sheets-value='{"1":2,"2":"Opal (A/O)"}' style="overflow:hidden;padding:0px 3px 0px 3px;vertical-align:bottom;">Opal (A/O)</td> <td data-sheets-numberformat='{"1":2,"2":"0.00","3":1}' data-sheets-value='{"1":3,"3":0.98}' style="overflow:hidden;padding:0px 3px 0px 3px;vertical-align:bottom;text-align:center;">0.98</td> <td data-sheets-numberformat='{"1":2,"2":"0","3":1}' data-sheets-value='{"1":3,"3":29.93}' style="overflow:hidden;padding:0px 3px 0px 3px;vertical-align:bottom;text-align:center;">30</td> <td data-sheets-numberformat='{"1":2,"2":"0","3":1}' data-sheets-value='{"1":3,"3":41.580000000000005}' style="overflow:hidden;padding:0px 3px 0px 3px;vertical-align:bottom;text-align:center;">42</td> <td data-sheets-value='{"1":3,"3":26}' style="border-right:1px solid #000000;overflow:hidden;padding:0px 3px 0px 3px;vertical-align:bottom;text-align:center;">26</td> </tr> <tr style="height:20px;"> <td style="border-bottom:1px solid #000000;border-left:1px solid #000000;overflow:hidden;padding:0px 3px 0px 3px;vertical-align:bottom;"></td> <td style="border-bottom:1px solid #000000;overflow:hidden;padding:0px 3px 0px 3px;vertical-align:bottom;"></td> <td data-sheets-value='{"1":2,"2":"Opal (A/D)"}' style="border-bottom:1px solid #000000;overflow:hidden;padding:0px 3px 0px 3px;vertical-align:bottom;">Opal (A/D)</td> <td data-sheets-numberformat='{"1":2,"2":"0.00","3":1}' data-sheets-value='{"1":3,"3":0.98}' style="border-bottom:1px solid #000000;overflow:hidden;padding:0px 3px 0px 3px;vertical-align:bottom;text-align:center;">0.98</td> <td data-sheets-numberformat='{"1":2,"2":"0","3":1}' data-sheets-value='{"1":3,"3":20.91}' style="border-bottom:1px solid #000000;overflow:hidden;padding:0px 3px 0px 3px;vertical-align:bottom;text-align:center;">21</td> <td data-sheets-numberformat='{"1":2,"2":"0","3":1}' data-sheets-value='{"1":3,"3":33}' style="border-bottom:1px solid #000000;overflow:hidden;padding:0px 3px 0px 3px;vertical-align:bottom;text-align:center;">33</td> <td data-sheets-value='{"1":3,"3":26}' style="border-right:1px solid #000000;border-bottom:1px solid #000000;overflow:hidden;padding:0px 3px 0px 3px;vertical-align:bottom;text-align:center;">26</td> </tr> <tr style="height:20px;"> <td data-sheets-value='{"1":2,"2":"Polycarbonate"}' style="border-left:1px solid #000000;overflow:hidden;padding:0px 3px 0px 3px;vertical-align:bottom;">Polycarbonate</td> <td data-sheets-value='{"1":2,"2":"EW"}' style="overflow:hidden;padding:0px 3px 0px 3px;vertical-align:bottom;">EW</td> <td data-sheets-value='{"1":2,"2":"Heatstop Opal (T)"}' style="overflow:hidden;padding:0px 3px 0px 3px;vertical-align:bottom;">Heatstop Opal (T)</td> <td data-sheets-numberformat='{"1":2,"2":"0.00","3":1}' data-sheets-value='{"1":3,"3":1.19}' style="overflow:hidden;padding:0px 3px 0px 3px;vertical-align:bottom;text-align:center;">1.19</td> <td data-sheets-numberformat='{"1":2,"2":"0","3":1}' data-sheets-value='{"1":3,"3":20.09}' style="overflow:hidden;padding:0px 3px 0px 3px;vertical-align:bottom;text-align:center;">20</td> <td data-sheets-numberformat='{"1":2,"2":"0","3":1}' data-sheets-value='{"1":3,"3":38.940000000000005}' style="overflow:hidden;padding:0px 3px 0px 3px;vertical-align:bottom;text-align:center;">39</td> <td data-sheets-value='{"1":3,"3":24}' style="border-right:1px solid #000000;overflow:hidden;padding:0px 3px 0px 3px;vertical-align:bottom;text-align:center;">24</td> </tr> <tr style="height:20px;"> <td data-sheets-value='{"1":2,"2":"Heatstop PC"}' style="border-left:1px solid #000000;overflow:hidden;padding:0px 3px 0px 3px;vertical-align:bottom;">Heatstop PC</td> <td data-sheets-value='{"1":2,"2":"DW"}' style="overflow:hidden;padding:0px 3px 0px 3px;vertical-align:bottom;">DW</td> <td data-sheets-value='{"1":2,"2":"Clear (T/H)"}' style="overflow:hidden;padding:0px 3px 0px 3px;vertical-align:bottom;">Clear (T/H)</td> <td data-sheets-numberformat='{"1":2,"2":"0.00","3":1}' data-sheets-value='{"1":3,"3":0.98}' style="overflow:hidden;padding:0px 3px 0px 3px;vertical-align:bottom;text-align:center;">0.98</td> <td data-sheets-numberformat='{"1":2,"2":"0","3":1}' data-sheets-value='{"1":3,"3":18.04}' style="overflow:hidden;padding:0px 3px 0px 3px;vertical-align:bottom;text-align:center;">18</td> <td data-sheets-numberformat='{"1":2,"2":"0","3":1}' data-sheets-value='{"1":3,"3":33.660000000000004}' style="overflow:hidden;padding:0px 3px 0px 3px;vertical-align:bottom;text-align:center;">34</td> <td data-sheets-value='{"1":3,"3":26}' style="border-right:1px solid #000000;overflow:hidden;padding:0px 3px 0px 3px;vertical-align:bottom;text-align:center;">26</td> </tr> <tr style="height:20px;"> <td style="border-bottom:1px solid #000000;border-left:1px solid #000000;overflow:hidden;padding:0px 3px 0px 3px;vertical-align:bottom;"></td> <td style="border-bottom:1px solid #000000;overflow:hidden;padding:0px 3px 0px 3px;vertical-align:bottom;"></td> <td data-sheets-value='{"1":2,"2":"Opal (T/O)"}' style="border-bottom:1px solid #000000;overflow:hidden;padding:0px 3px 0px 3px;vertical-align:bottom;">Opal (T/O)</td> <td data-sheets-numberformat='{"1":2,"2":"0.00","3":1}' data-sheets-value='{"1":3,"3":0.98}' style="border-bottom:1px solid #000000;overflow:hidden;padding:0px 3px 0px 3px;vertical-align:bottom;text-align:center;">0.98</td> <td data-sheets-numberformat='{"1":2,"2":"0","3":1}' data-sheets-value='{"1":3,"3":16.81}' style="border-bottom:1px solid #000000;overflow:hidden;padding:0px 3px 0px 3px;vertical-align:bottom;text-align:center;">17</td> <td data-sheets-numberformat='{"1":2,"2":"0","3":1}' data-sheets-value='{"1":3,"3":29.700000000000003}' style="border-bottom:1px solid #000000;overflow:hidden;padding:0px 3px 0px 3px;vertical-align:bottom;text-align:center;">30</td> <td data-sheets-value='{"1":3,"3":26}' style="border-right:1px solid #000000;border-bottom:1px solid #000000;overflow:hidden;padding:0px 3px 0px 3px;vertical-align:bottom;text-align:center;">26</td> </tr> </tbody></table> | skylux-160-ce-met-koepel-en-pvc-opstand-30-20-met-lm-motor-pvc-raam-type-ep25-en-windvang-1300-x-1300-mm | 8586036674893 | 46872367792461
Smoke and heat exhaust (SHEV) | SHE system | Skylux | Skylux 160° CE with skylight and PVC curb 30/20 with LM-actuator, PVC frame type EP25 and spoiler 1300 x 1600 mm |  | 50488 | 5412970504887 | 5984.7 | Yes | 30-45 | 106.22 | 1300 x 1600 mm | 1600 | 1300 |  | PVC 30/20 (30 cm high & roof opening = 20 cm larger than daylight size) | Rectangular | 1.19 W/m²K - 0.98 W/m²K | 57% - 30% | 37% - 17% | 24dB - 26dB | 160° CE (for industry) | PVC frame EP25 | with spoiler | E | Single actuator | Maximum double-walled skylight possible for this product | Ut-value LT-value g-value Rw-value EN 1873 : 2014 EN ISO 13468 EN 16153 EN 410 EN 410 EN ISO 140-3 Material Walls Shells (W/m²K) (%) (%) (dB) Acrylic EW Clear (H) 1.19 37 57 24 PMMA Opal (O) 1.19 34 50 24 DW Clear (H/H) 0.98 33 50 26 Opal (O/O) 0.98 28 38 26 Polycarbonate EW Clear (A) 1.19 36 55 24 PC Opal (D) 1.19 24 40 24 DW Clear (A/H) 0.98 32 48 26 Clear (A/A) 0.98 32 46 26 Opal (A/O) 0.98 30 42 26 Opal (A/D) 0.98 21 33 26 Polycarbonate EW Heatstop Opal (T) 1.19 20 39 24 Heatstop PC DW Clear (T/H) 0.98 18 34 26 Opal (T/O) 0.98 17 30 26 | https://skylux.eu/en/products/skylux-160-ce-met-koepel-en-pvc-opstand-30-20-met-lm-motor-pvc-raam-type-ep25-en-windvang-1300-x-1600-mm | https://skylux.eu/cdn/shop/files/Skylux-160deg-CE-met-koepel-en-pvc-opstand-3020-met-LM-motor-pvc-raam-type-EP25-en-windvang-1300-x-1600-mm-RWA-systeem.jpg?v=1702981092&width=1600 | https://skylux.eu/cdn/shop/files/e5a82811-1bb0-48e4-a776-cacb59c7c092_860abd21-cd7b-4886-923b-77e4aeb3a3df.jpg?v=1688551282&width=1600 | //skylux.eu/cdn/shop/files/E_MH_Mounting_instructions_Skylux_160_CE_LM.pdf?v=12406716259046007223 | //skylux.eu/cdn/shop/files/E_TD_Technical_File_Skylux_Skylux_160_CE_Electric.pdf?v=3667116872303399239 | <style type="text/css" id="isPasted"><!--td {border: 1px solid #cccccc;}br {mso-data-placement:same-cell;}--></style><table border="1" cellpadding="0" cellspacing="0" dir="ltr" style="table-layout:fixed;font-size:10pt;font-family:Arial;border-collapse:collapse;border:none;"><tbody> <tr style="height:20px;"> <td style="overflow:hidden;padding:0px 3px 0px 3px;vertical-align:bottom;"></td> <td style="overflow:hidden;padding:0px 3px 0px 3px;vertical-align:bottom;"></td> <td style="overflow:hidden;padding:0px 3px 0px 3px;vertical-align:bottom;"></td> <td data-sheets-value='{"1":2,"2":"Ut-value"}' style="overflow:hidden;padding:0px 3px 0px 3px;vertical-align:bottom;font-weight:bold;text-align:center;">Ut-value</td> <td data-sheets-value='{"1":2,"2":"LT-value"}' style="overflow:hidden;padding:0px 3px 0px 3px;vertical-align:bottom;font-weight:bold;text-align:center;">LT-value</td> <td data-sheets-value='{"1":2,"2":"g-value"}' style="overflow:hidden;padding:0px 3px 0px 3px;vertical-align:bottom;font-weight:bold;text-align:center;">g-value</td> <td data-sheets-value='{"1":2,"2":"Rw-value "}' style="overflow:hidden;padding:0px 3px 0px 3px;vertical-align:bottom;font-weight:bold;text-align:center;">Rw-value </td> </tr> <tr style="height:20px;"> <td style="overflow:hidden;padding:0px 3px 0px 3px;vertical-align:bottom;"></td> <td style="overflow:hidden;padding:0px 3px 0px 3px;vertical-align:bottom;"></td> <td style="overflow:hidden;padding:0px 3px 0px 3px;vertical-align:bottom;"></td> <td data-sheets-numberformat='{"1":2,"2":"0.00","3":1}' data-sheets-value='{"1":2,"2":"EN 1873 : 2014"}' style="overflow:hidden;padding:0px 3px 0px 3px;vertical-align:bottom;text-align:center;">EN 1873 : 2014</td> <td data-sheets-numberformat='{"1":2,"2":"0","3":1}' data-sheets-value='{"1":2,"2":"EN ISO 13468 EN 16153 EN 410"}' style="overflow:hidden;padding:0px 3px 0px 3px;vertical-align:bottom;text-align:center;">EN ISO 13468 EN 16153 EN 410</td> <td data-sheets-numberformat='{"1":2,"2":"0","3":1}' data-sheets-value='{"1":2,"2":"EN 410"}' style="overflow:hidden;padding:0px 3px 0px 3px;vertical-align:bottom;text-align:center;">EN 410</td> <td data-sheets-value='{"1":2,"2":"EN ISO 140-3\t\t"}' style="overflow:hidden;padding:0px 3px 0px 3px;vertical-align:bottom;text-align:center;">EN ISO 140-3 </td> </tr> <tr style="height:20px;"> <td data-sheets-value='{"1":2,"2":"Material"}' style="border-bottom:1px solid #000000;overflow:hidden;padding:0px 3px 0px 3px;vertical-align:bottom;background-color:#000000;font-weight:bold;color:#ffffff;">Material</td> <td data-sheets-value='{"1":2,"2":"Walls"}' style="border-bottom:1px solid #000000;overflow:hidden;padding:0px 3px 0px 3px;vertical-align:bottom;background-color:#000000;font-weight:bold;color:#ffffff;">Walls</td> <td data-sheets-value='{"1":2,"2":"Shells"}' style="border-bottom:1px solid #000000;overflow:hidden;padding:0px 3px 0px 3px;vertical-align:bottom;background-color:#000000;font-weight:bold;color:#ffffff;">Shells</td> <td data-sheets-numberformat='{"1":2,"2":"0.00","3":1}' data-sheets-value='{"1":2,"2":"(W/m²K)\t"}' style="border-bottom:1px solid #000000;overflow:hidden;padding:0px 3px 0px 3px;vertical-align:bottom;background-color:#000000;font-weight:bold;color:#ffffff;text-align:center;">(W/m²K) </td> <td data-sheets-numberformat='{"1":2,"2":"0","3":1}' data-sheets-value='{"1":2,"2":"(%)"}' style="border-bottom:1px solid #000000;overflow:hidden;padding:0px 3px 0px 3px;vertical-align:bottom;background-color:#000000;font-weight:bold;color:#ffffff;text-align:center;">(%)</td> <td data-sheets-numberformat='{"1":2,"2":"0","3":1}' data-sheets-value='{"1":2,"2":"(%)"}' style="border-bottom:1px solid #000000;overflow:hidden;padding:0px 3px 0px 3px;vertical-align:bottom;background-color:#000000;font-weight:bold;color:#ffffff;text-align:center;">(%)</td> <td data-sheets-value='{"1":2,"2":"(dB)"}' style="border-bottom:1px solid #000000;overflow:hidden;padding:0px 3px 0px 3px;vertical-align:bottom;background-color:#000000;font-weight:bold;color:#ffffff;text-align:center;">(dB)</td> </tr> <tr style="height:20px;"> <td data-sheets-value='{"1":2,"2":"Acrylic"}' style="border-left:1px solid #000000;overflow:hidden;padding:0px 3px 0px 3px;vertical-align:bottom;">Acrylic</td> <td data-sheets-value='{"1":2,"2":"EW"}' style="overflow:hidden;padding:0px 3px 0px 3px;vertical-align:bottom;">EW</td> <td data-sheets-value='{"1":2,"2":"Clear (H)"}' style="overflow:hidden;padding:0px 3px 0px 3px;vertical-align:bottom;">Clear (H)</td> <td data-sheets-numberformat='{"1":2,"2":"0.00","3":1}' data-sheets-value='{"1":3,"3":1.19}' style="overflow:hidden;padding:0px 3px 0px 3px;vertical-align:bottom;text-align:center;">1.19</td> <td data-sheets-numberformat='{"1":2,"2":"0","3":1}' data-sheets-value='{"1":3,"3":36.9}' style="overflow:hidden;padding:0px 3px 0px 3px;vertical-align:bottom;text-align:center;">37</td> <td data-sheets-numberformat='{"1":2,"2":"0","3":1}' data-sheets-value='{"1":3,"3":57.42}' style="overflow:hidden;padding:0px 3px 0px 3px;vertical-align:bottom;text-align:center;">57</td> <td data-sheets-value='{"1":3,"3":24}' style="border-right:1px solid #000000;overflow:hidden;padding:0px 3px 0px 3px;vertical-align:bottom;text-align:center;">24</td> </tr> <tr style="height:20px;"> <td data-sheets-value='{"1":2,"2":"PMMA"}' style="border-left:1px solid #000000;overflow:hidden;padding:0px 3px 0px 3px;vertical-align:bottom;">PMMA</td> <td style="overflow:hidden;padding:0px 3px 0px 3px;vertical-align:bottom;"></td> <td data-sheets-value='{"1":2,"2":"Opal (O)"}' style="overflow:hidden;padding:0px 3px 0px 3px;vertical-align:bottom;">Opal (O)</td> <td data-sheets-numberformat='{"1":2,"2":"0.00","3":1}' data-sheets-value='{"1":3,"3":1.19}' style="overflow:hidden;padding:0px 3px 0px 3px;vertical-align:bottom;text-align:center;">1.19</td> <td data-sheets-numberformat='{"1":2,"2":"0","3":1}' data-sheets-value='{"1":3,"3":34.03}' style="overflow:hidden;padding:0px 3px 0px 3px;vertical-align:bottom;text-align:center;">34</td> <td data-sheets-numberformat='{"1":2,"2":"0","3":1}' data-sheets-value='{"1":3,"3":50.160000000000004}' style="overflow:hidden;padding:0px 3px 0px 3px;vertical-align:bottom;text-align:center;">50</td> <td data-sheets-value='{"1":3,"3":24}' style="border-right:1px solid #000000;overflow:hidden;padding:0px 3px 0px 3px;vertical-align:bottom;text-align:center;">24</td> </tr> <tr style="height:20px;"> <td style="border-left:1px solid #000000;overflow:hidden;padding:0px 3px 0px 3px;vertical-align:bottom;"></td> <td data-sheets-value='{"1":2,"2":"DW"}' style="overflow:hidden;padding:0px 3px 0px 3px;vertical-align:bottom;">DW</td> <td data-sheets-value='{"1":2,"2":"Clear (H/H)"}' style="overflow:hidden;padding:0px 3px 0px 3px;vertical-align:bottom;">Clear (H/H)</td> <td data-sheets-numberformat='{"1":2,"2":"0.00","3":1}' data-sheets-value='{"1":3,"3":0.98}' style="overflow:hidden;padding:0px 3px 0px 3px;vertical-align:bottom;text-align:center;">0.98</td> <td data-sheets-numberformat='{"1":2,"2":"0","3":1}' data-sheets-value='{"1":3,"3":33.21}' style="overflow:hidden;padding:0px 3px 0px 3px;vertical-align:bottom;text-align:center;">33</td> <td data-sheets-numberformat='{"1":2,"2":"0","3":1}' data-sheets-value='{"1":3,"3":49.5}' style="overflow:hidden;padding:0px 3px 0px 3px;vertical-align:bottom;text-align:center;">50</td> <td data-sheets-value='{"1":3,"3":26}' style="border-right:1px solid #000000;overflow:hidden;padding:0px 3px 0px 3px;vertical-align:bottom;text-align:center;">26</td> </tr> <tr style="height:20px;"> <td style="border-bottom:1px solid #000000;border-left:1px solid #000000;overflow:hidden;padding:0px 3px 0px 3px;vertical-align:bottom;"></td> <td style="border-bottom:1px solid #000000;overflow:hidden;padding:0px 3px 0px 3px;vertical-align:bottom;"></td> <td data-sheets-value='{"1":2,"2":"Opal (O/O)"}' style="border-bottom:1px solid #000000;overflow:hidden;padding:0px 3px 0px 3px;vertical-align:bottom;">Opal (O/O)</td> <td data-sheets-numberformat='{"1":2,"2":"0.00","3":1}' data-sheets-value='{"1":3,"3":0.98}' style="border-bottom:1px solid #000000;overflow:hidden;padding:0px 3px 0px 3px;vertical-align:bottom;text-align:center;">0.98</td> <td data-sheets-numberformat='{"1":2,"2":"0","3":1}' data-sheets-value='{"1":3,"3":28.29}' style="border-bottom:1px solid #000000;overflow:hidden;padding:0px 3px 0px 3px;vertical-align:bottom;text-align:center;">28</td> <td data-sheets-numberformat='{"1":2,"2":"0","3":1}' data-sheets-value='{"1":3,"3":38.28}' style="border-bottom:1px solid #000000;overflow:hidden;padding:0px 3px 0px 3px;vertical-align:bottom;text-align:center;">38</td> <td data-sheets-value='{"1":3,"3":26}' style="border-right:1px solid #000000;border-bottom:1px solid #000000;overflow:hidden;padding:0px 3px 0px 3px;vertical-align:bottom;text-align:center;">26</td> </tr> <tr style="height:20px;"> <td data-sheets-value='{"1":2,"2":"Polycarbonate "}' style="border-left:1px solid #000000;overflow:hidden;padding:0px 3px 0px 3px;vertical-align:bottom;">Polycarbonate </td> <td data-sheets-value='{"1":2,"2":"EW"}' style="overflow:hidden;padding:0px 3px 0px 3px;vertical-align:bottom;">EW</td> <td data-sheets-value='{"1":2,"2":"Clear (A)"}' style="overflow:hidden;padding:0px 3px 0px 3px;vertical-align:bottom;">Clear (A)</td> <td data-sheets-numberformat='{"1":2,"2":"0.00","3":1}' data-sheets-value='{"1":3,"3":1.19}' style="overflow:hidden;padding:0px 3px 0px 3px;vertical-align:bottom;text-align:center;">1.19</td> <td data-sheets-numberformat='{"1":2,"2":"0","3":1}' data-sheets-value='{"1":3,"3":36.08}' style="overflow:hidden;padding:0px 3px 0px 3px;vertical-align:bottom;text-align:center;">36</td> <td data-sheets-numberformat='{"1":2,"2":"0","3":1}' data-sheets-value='{"1":3,"3":54.78}' style="overflow:hidden;padding:0px 3px 0px 3px;vertical-align:bottom;text-align:center;">55</td> <td data-sheets-value='{"1":3,"3":24}' style="border-right:1px solid #000000;overflow:hidden;padding:0px 3px 0px 3px;vertical-align:bottom;text-align:center;">24</td> </tr> <tr style="height:20px;"> <td data-sheets-value='{"1":2,"2":"PC"}' style="border-left:1px solid #000000;overflow:hidden;padding:0px 3px 0px 3px;vertical-align:bottom;">PC</td> <td style="overflow:hidden;padding:0px 3px 0px 3px;vertical-align:bottom;"></td> <td data-sheets-value='{"1":2,"2":"Opal (D)"}' style="overflow:hidden;padding:0px 3px 0px 3px;vertical-align:bottom;">Opal (D)</td> <td data-sheets-numberformat='{"1":2,"2":"0.00","3":1}' data-sheets-value='{"1":3,"3":1.19}' style="overflow:hidden;padding:0px 3px 0px 3px;vertical-align:bottom;text-align:center;">1.19</td> <td data-sheets-numberformat='{"1":2,"2":"0","3":1}' data-sheets-value='{"1":3,"3":23.779999999999998}' style="overflow:hidden;padding:0px 3px 0px 3px;vertical-align:bottom;text-align:center;">24</td> <td data-sheets-numberformat='{"1":2,"2":"0","3":1}' data-sheets-value='{"1":3,"3":39.6}' style="overflow:hidden;padding:0px 3px 0px 3px;vertical-align:bottom;text-align:center;">40</td> <td data-sheets-value='{"1":3,"3":24}' style="border-right:1px solid #000000;overflow:hidden;padding:0px 3px 0px 3px;vertical-align:bottom;text-align:center;">24</td> </tr> <tr style="height:20px;"> <td style="border-left:1px solid #000000;overflow:hidden;padding:0px 3px 0px 3px;vertical-align:bottom;"></td> <td data-sheets-value='{"1":2,"2":"DW"}' style="overflow:hidden;padding:0px 3px 0px 3px;vertical-align:bottom;">DW</td> <td data-sheets-value='{"1":2,"2":"Clear (A/H)"}' style="overflow:hidden;padding:0px 3px 0px 3px;vertical-align:bottom;">Clear (A/H)</td> <td data-sheets-numberformat='{"1":2,"2":"0.00","3":1}' data-sheets-value='{"1":3,"3":0.98}' style="overflow:hidden;padding:0px 3px 0px 3px;vertical-align:bottom;text-align:center;">0.98</td> <td data-sheets-numberformat='{"1":2,"2":"0","3":1}' data-sheets-value='{"1":3,"3":32.39}' style="overflow:hidden;padding:0px 3px 0px 3px;vertical-align:bottom;text-align:center;">32</td> <td data-sheets-numberformat='{"1":2,"2":"0","3":1}' data-sheets-value='{"1":3,"3":47.52}' style="overflow:hidden;padding:0px 3px 0px 3px;vertical-align:bottom;text-align:center;">48</td> <td data-sheets-value='{"1":3,"3":26}' style="border-right:1px solid #000000;overflow:hidden;padding:0px 3px 0px 3px;vertical-align:bottom;text-align:center;">26</td> </tr> <tr style="height:20px;"> <td style="border-left:1px solid #000000;overflow:hidden;padding:0px 3px 0px 3px;vertical-align:bottom;"></td> <td style="overflow:hidden;padding:0px 3px 0px 3px;vertical-align:bottom;"></td> <td data-sheets-value='{"1":2,"2":"Clear (A/A)"}' style="overflow:hidden;padding:0px 3px 0px 3px;vertical-align:bottom;">Clear (A/A)</td> <td data-sheets-numberformat='{"1":2,"2":"0.00","3":1}' data-sheets-value='{"1":3,"3":0.98}' style="overflow:hidden;padding:0px 3px 0px 3px;vertical-align:bottom;text-align:center;">0.98</td> <td data-sheets-numberformat='{"1":2,"2":"0","3":1}' data-sheets-value='{"1":3,"3":31.569999999999997}' style="overflow:hidden;padding:0px 3px 0px 3px;vertical-align:bottom;text-align:center;">32</td> <td data-sheets-numberformat='{"1":2,"2":"0","3":1}' data-sheets-value='{"1":3,"3":45.54}' style="overflow:hidden;padding:0px 3px 0px 3px;vertical-align:bottom;text-align:center;">46</td> <td data-sheets-value='{"1":3,"3":26}' style="border-right:1px solid #000000;overflow:hidden;padding:0px 3px 0px 3px;vertical-align:bottom;text-align:center;">26</td> </tr> <tr style="height:20px;"> <td style="border-left:1px solid #000000;overflow:hidden;padding:0px 3px 0px 3px;vertical-align:bottom;"></td> <td style="overflow:hidden;padding:0px 3px 0px 3px;vertical-align:bottom;"></td> <td data-sheets-value='{"1":2,"2":"Opal (A/O)"}' style="overflow:hidden;padding:0px 3px 0px 3px;vertical-align:bottom;">Opal (A/O)</td> <td data-sheets-numberformat='{"1":2,"2":"0.00","3":1}' data-sheets-value='{"1":3,"3":0.98}' style="overflow:hidden;padding:0px 3px 0px 3px;vertical-align:bottom;text-align:center;">0.98</td> <td data-sheets-numberformat='{"1":2,"2":"0","3":1}' data-sheets-value='{"1":3,"3":29.93}' style="overflow:hidden;padding:0px 3px 0px 3px;vertical-align:bottom;text-align:center;">30</td> <td data-sheets-numberformat='{"1":2,"2":"0","3":1}' data-sheets-value='{"1":3,"3":41.580000000000005}' style="overflow:hidden;padding:0px 3px 0px 3px;vertical-align:bottom;text-align:center;">42</td> <td data-sheets-value='{"1":3,"3":26}' style="border-right:1px solid #000000;overflow:hidden;padding:0px 3px 0px 3px;vertical-align:bottom;text-align:center;">26</td> </tr> <tr style="height:20px;"> <td style="border-bottom:1px solid #000000;border-left:1px solid #000000;overflow:hidden;padding:0px 3px 0px 3px;vertical-align:bottom;"></td> <td style="border-bottom:1px solid #000000;overflow:hidden;padding:0px 3px 0px 3px;vertical-align:bottom;"></td> <td data-sheets-value='{"1":2,"2":"Opal (A/D)"}' style="border-bottom:1px solid #000000;overflow:hidden;padding:0px 3px 0px 3px;vertical-align:bottom;">Opal (A/D)</td> <td data-sheets-numberformat='{"1":2,"2":"0.00","3":1}' data-sheets-value='{"1":3,"3":0.98}' style="border-bottom:1px solid #000000;overflow:hidden;padding:0px 3px 0px 3px;vertical-align:bottom;text-align:center;">0.98</td> <td data-sheets-numberformat='{"1":2,"2":"0","3":1}' data-sheets-value='{"1":3,"3":20.91}' style="border-bottom:1px solid #000000;overflow:hidden;padding:0px 3px 0px 3px;vertical-align:bottom;text-align:center;">21</td> <td data-sheets-numberformat='{"1":2,"2":"0","3":1}' data-sheets-value='{"1":3,"3":33}' style="border-bottom:1px solid #000000;overflow:hidden;padding:0px 3px 0px 3px;vertical-align:bottom;text-align:center;">33</td> <td data-sheets-value='{"1":3,"3":26}' style="border-right:1px solid #000000;border-bottom:1px solid #000000;overflow:hidden;padding:0px 3px 0px 3px;vertical-align:bottom;text-align:center;">26</td> </tr> <tr style="height:20px;"> <td data-sheets-value='{"1":2,"2":"Polycarbonate"}' style="border-left:1px solid #000000;overflow:hidden;padding:0px 3px 0px 3px;vertical-align:bottom;">Polycarbonate</td> <td data-sheets-value='{"1":2,"2":"EW"}' style="overflow:hidden;padding:0px 3px 0px 3px;vertical-align:bottom;">EW</td> <td data-sheets-value='{"1":2,"2":"Heatstop Opal (T)"}' style="overflow:hidden;padding:0px 3px 0px 3px;vertical-align:bottom;">Heatstop Opal (T)</td> <td data-sheets-numberformat='{"1":2,"2":"0.00","3":1}' data-sheets-value='{"1":3,"3":1.19}' style="overflow:hidden;padding:0px 3px 0px 3px;vertical-align:bottom;text-align:center;">1.19</td> <td data-sheets-numberformat='{"1":2,"2":"0","3":1}' data-sheets-value='{"1":3,"3":20.09}' style="overflow:hidden;padding:0px 3px 0px 3px;vertical-align:bottom;text-align:center;">20</td> <td data-sheets-numberformat='{"1":2,"2":"0","3":1}' data-sheets-value='{"1":3,"3":38.940000000000005}' style="overflow:hidden;padding:0px 3px 0px 3px;vertical-align:bottom;text-align:center;">39</td> <td data-sheets-value='{"1":3,"3":24}' style="border-right:1px solid #000000;overflow:hidden;padding:0px 3px 0px 3px;vertical-align:bottom;text-align:center;">24</td> </tr> <tr style="height:20px;"> <td data-sheets-value='{"1":2,"2":"Heatstop PC"}' style="border-left:1px solid #000000;overflow:hidden;padding:0px 3px 0px 3px;vertical-align:bottom;">Heatstop PC</td> <td data-sheets-value='{"1":2,"2":"DW"}' style="overflow:hidden;padding:0px 3px 0px 3px;vertical-align:bottom;">DW</td> <td data-sheets-value='{"1":2,"2":"Clear (T/H)"}' style="overflow:hidden;padding:0px 3px 0px 3px;vertical-align:bottom;">Clear (T/H)</td> <td data-sheets-numberformat='{"1":2,"2":"0.00","3":1}' data-sheets-value='{"1":3,"3":0.98}' style="overflow:hidden;padding:0px 3px 0px 3px;vertical-align:bottom;text-align:center;">0.98</td> <td data-sheets-numberformat='{"1":2,"2":"0","3":1}' data-sheets-value='{"1":3,"3":18.04}' style="overflow:hidden;padding:0px 3px 0px 3px;vertical-align:bottom;text-align:center;">18</td> <td data-sheets-numberformat='{"1":2,"2":"0","3":1}' data-sheets-value='{"1":3,"3":33.660000000000004}' style="overflow:hidden;padding:0px 3px 0px 3px;vertical-align:bottom;text-align:center;">34</td> <td data-sheets-value='{"1":3,"3":26}' style="border-right:1px solid #000000;overflow:hidden;padding:0px 3px 0px 3px;vertical-align:bottom;text-align:center;">26</td> </tr> <tr style="height:20px;"> <td style="border-bottom:1px solid #000000;border-left:1px solid #000000;overflow:hidden;padding:0px 3px 0px 3px;vertical-align:bottom;"></td> <td style="border-bottom:1px solid #000000;overflow:hidden;padding:0px 3px 0px 3px;vertical-align:bottom;"></td> <td data-sheets-value='{"1":2,"2":"Opal (T/O)"}' style="border-bottom:1px solid #000000;overflow:hidden;padding:0px 3px 0px 3px;vertical-align:bottom;">Opal (T/O)</td> <td data-sheets-numberformat='{"1":2,"2":"0.00","3":1}' data-sheets-value='{"1":3,"3":0.98}' style="border-bottom:1px solid #000000;overflow:hidden;padding:0px 3px 0px 3px;vertical-align:bottom;text-align:center;">0.98</td> <td data-sheets-numberformat='{"1":2,"2":"0","3":1}' data-sheets-value='{"1":3,"3":16.81}' style="border-bottom:1px solid #000000;overflow:hidden;padding:0px 3px 0px 3px;vertical-align:bottom;text-align:center;">17</td> <td data-sheets-numberformat='{"1":2,"2":"0","3":1}' data-sheets-value='{"1":3,"3":29.700000000000003}' style="border-bottom:1px solid #000000;overflow:hidden;padding:0px 3px 0px 3px;vertical-align:bottom;text-align:center;">30</td> <td data-sheets-value='{"1":3,"3":26}' style="border-right:1px solid #000000;border-bottom:1px solid #000000;overflow:hidden;padding:0px 3px 0px 3px;vertical-align:bottom;text-align:center;">26</td> </tr> </tbody></table> | skylux-160-ce-met-koepel-en-pvc-opstand-30-20-met-lm-motor-pvc-raam-type-ep25-en-windvang-1300-x-1600-mm | 8586036707661 | 46872367857997
Smoke and heat exhaust (SHEV) | SHE system | Skylux | Skylux 160° CE with skylight and PVC curb 30/20 with LM-actuator, PVC frame type EP25 and spoiler 1300 x 1900 mm |  | 50489 | 5412970504894 | 6534 | Yes | 30-45 | 125.19 | 1300 x 1900 mm | 1900 | 1300 |  | PVC 30/20 (30 cm high & roof opening = 20 cm larger than daylight size) | Rectangular | 1.19 W/m²K - 0.98 W/m²K | 57% - 30% | 37% - 17% | 24dB - 26dB | 160° CE (for industry) | PVC frame EP25 | with spoiler | E | Single actuator | Maximum double-walled skylight possible for this product | Ut-value LT-value g-value Rw-value EN 1873 : 2014 EN ISO 13468 EN 16153 EN 410 EN 410 EN ISO 140-3 Material Walls Shells (W/m²K) (%) (%) (dB) Acrylic EW Clear (H) 1.19 37 57 24 PMMA Opal (O) 1.19 34 50 24 DW Clear (H/H) 0.98 33 50 26 Opal (O/O) 0.98 28 38 26 Polycarbonate EW Clear (A) 1.19 36 55 24 PC Opal (D) 1.19 24 40 24 DW Clear (A/H) 0.98 32 48 26 Clear (A/A) 0.98 32 46 26 Opal (A/O) 0.98 30 42 26 Opal (A/D) 0.98 21 33 26 Polycarbonate EW Heatstop Opal (T) 1.19 20 39 24 Heatstop PC DW Clear (T/H) 0.98 18 34 26 Opal (T/O) 0.98 17 30 26 | https://skylux.eu/en/products/skylux-160-ce-met-koepel-en-pvc-opstand-30-20-met-lm-motor-pvc-raam-type-ep25-en-windvang-1300-x-1900-mm | https://skylux.eu/cdn/shop/files/Skylux-160deg-CE-met-koepel-en-pvc-opstand-3020-met-LM-motor-pvc-raam-type-EP25-en-windvang-1300-x-1900-mm-RWA-systeem.jpg?v=1702981097&width=1600 | https://skylux.eu/cdn/shop/files/e5a82811-1bb0-48e4-a776-cacb59c7c092_1d2fd806-f447-4460-ad15-2fc8ecc4cfb1.jpg?v=1688551283&width=1600 | //skylux.eu/cdn/shop/files/E_MH_Mounting_instructions_Skylux_160_CE_LM.pdf?v=12406716259046007223 | //skylux.eu/cdn/shop/files/E_TD_Technical_File_Skylux_Skylux_160_CE_Electric.pdf?v=3667116872303399239 | <style type="text/css" id="isPasted"><!--td {border: 1px solid #cccccc;}br {mso-data-placement:same-cell;}--></style><table border="1" cellpadding="0" cellspacing="0" dir="ltr" style="table-layout:fixed;font-size:10pt;font-family:Arial;border-collapse:collapse;border:none;"><tbody> <tr style="height:20px;"> <td style="overflow:hidden;padding:0px 3px 0px 3px;vertical-align:bottom;"></td> <td style="overflow:hidden;padding:0px 3px 0px 3px;vertical-align:bottom;"></td> <td style="overflow:hidden;padding:0px 3px 0px 3px;vertical-align:bottom;"></td> <td data-sheets-value='{"1":2,"2":"Ut-value"}' style="overflow:hidden;padding:0px 3px 0px 3px;vertical-align:bottom;font-weight:bold;text-align:center;">Ut-value</td> <td data-sheets-value='{"1":2,"2":"LT-value"}' style="overflow:hidden;padding:0px 3px 0px 3px;vertical-align:bottom;font-weight:bold;text-align:center;">LT-value</td> <td data-sheets-value='{"1":2,"2":"g-value"}' style="overflow:hidden;padding:0px 3px 0px 3px;vertical-align:bottom;font-weight:bold;text-align:center;">g-value</td> <td data-sheets-value='{"1":2,"2":"Rw-value "}' style="overflow:hidden;padding:0px 3px 0px 3px;vertical-align:bottom;font-weight:bold;text-align:center;">Rw-value </td> </tr> <tr style="height:20px;"> <td style="overflow:hidden;padding:0px 3px 0px 3px;vertical-align:bottom;"></td> <td style="overflow:hidden;padding:0px 3px 0px 3px;vertical-align:bottom;"></td> <td style="overflow:hidden;padding:0px 3px 0px 3px;vertical-align:bottom;"></td> <td data-sheets-numberformat='{"1":2,"2":"0.00","3":1}' data-sheets-value='{"1":2,"2":"EN 1873 : 2014"}' style="overflow:hidden;padding:0px 3px 0px 3px;vertical-align:bottom;text-align:center;">EN 1873 : 2014</td> <td data-sheets-numberformat='{"1":2,"2":"0","3":1}' data-sheets-value='{"1":2,"2":"EN ISO 13468 EN 16153 EN 410"}' style="overflow:hidden;padding:0px 3px 0px 3px;vertical-align:bottom;text-align:center;">EN ISO 13468 EN 16153 EN 410</td> <td data-sheets-numberformat='{"1":2,"2":"0","3":1}' data-sheets-value='{"1":2,"2":"EN 410"}' style="overflow:hidden;padding:0px 3px 0px 3px;vertical-align:bottom;text-align:center;">EN 410</td> <td data-sheets-value='{"1":2,"2":"EN ISO 140-3\t\t"}' style="overflow:hidden;padding:0px 3px 0px 3px;vertical-align:bottom;text-align:center;">EN ISO 140-3 </td> </tr> <tr style="height:20px;"> <td data-sheets-value='{"1":2,"2":"Material"}' style="border-bottom:1px solid #000000;overflow:hidden;padding:0px 3px 0px 3px;vertical-align:bottom;background-color:#000000;font-weight:bold;color:#ffffff;">Material</td> <td data-sheets-value='{"1":2,"2":"Walls"}' style="border-bottom:1px solid #000000;overflow:hidden;padding:0px 3px 0px 3px;vertical-align:bottom;background-color:#000000;font-weight:bold;color:#ffffff;">Walls</td> <td data-sheets-value='{"1":2,"2":"Shells"}' style="border-bottom:1px solid #000000;overflow:hidden;padding:0px 3px 0px 3px;vertical-align:bottom;background-color:#000000;font-weight:bold;color:#ffffff;">Shells</td> <td data-sheets-numberformat='{"1":2,"2":"0.00","3":1}' data-sheets-value='{"1":2,"2":"(W/m²K)\t"}' style="border-bottom:1px solid #000000;overflow:hidden;padding:0px 3px 0px 3px;vertical-align:bottom;background-color:#000000;font-weight:bold;color:#ffffff;text-align:center;">(W/m²K) </td> <td data-sheets-numberformat='{"1":2,"2":"0","3":1}' data-sheets-value='{"1":2,"2":"(%)"}' style="border-bottom:1px solid #000000;overflow:hidden;padding:0px 3px 0px 3px;vertical-align:bottom;background-color:#000000;font-weight:bold;color:#ffffff;text-align:center;">(%)</td> <td data-sheets-numberformat='{"1":2,"2":"0","3":1}' data-sheets-value='{"1":2,"2":"(%)"}' style="border-bottom:1px solid #000000;overflow:hidden;padding:0px 3px 0px 3px;vertical-align:bottom;background-color:#000000;font-weight:bold;color:#ffffff;text-align:center;">(%)</td> <td data-sheets-value='{"1":2,"2":"(dB)"}' style="border-bottom:1px solid #000000;overflow:hidden;padding:0px 3px 0px 3px;vertical-align:bottom;background-color:#000000;font-weight:bold;color:#ffffff;text-align:center;">(dB)</td> </tr> <tr style="height:20px;"> <td data-sheets-value='{"1":2,"2":"Acrylic"}' style="border-left:1px solid #000000;overflow:hidden;padding:0px 3px 0px 3px;vertical-align:bottom;">Acrylic</td> <td data-sheets-value='{"1":2,"2":"EW"}' style="overflow:hidden;padding:0px 3px 0px 3px;vertical-align:bottom;">EW</td> <td data-sheets-value='{"1":2,"2":"Clear (H)"}' style="overflow:hidden;padding:0px 3px 0px 3px;vertical-align:bottom;">Clear (H)</td> <td data-sheets-numberformat='{"1":2,"2":"0.00","3":1}' data-sheets-value='{"1":3,"3":1.19}' style="overflow:hidden;padding:0px 3px 0px 3px;vertical-align:bottom;text-align:center;">1.19</td> <td data-sheets-numberformat='{"1":2,"2":"0","3":1}' data-sheets-value='{"1":3,"3":36.9}' style="overflow:hidden;padding:0px 3px 0px 3px;vertical-align:bottom;text-align:center;">37</td> <td data-sheets-numberformat='{"1":2,"2":"0","3":1}' data-sheets-value='{"1":3,"3":57.42}' style="overflow:hidden;padding:0px 3px 0px 3px;vertical-align:bottom;text-align:center;">57</td> <td data-sheets-value='{"1":3,"3":24}' style="border-right:1px solid #000000;overflow:hidden;padding:0px 3px 0px 3px;vertical-align:bottom;text-align:center;">24</td> </tr> <tr style="height:20px;"> <td data-sheets-value='{"1":2,"2":"PMMA"}' style="border-left:1px solid #000000;overflow:hidden;padding:0px 3px 0px 3px;vertical-align:bottom;">PMMA</td> <td style="overflow:hidden;padding:0px 3px 0px 3px;vertical-align:bottom;"></td> <td data-sheets-value='{"1":2,"2":"Opal (O)"}' style="overflow:hidden;padding:0px 3px 0px 3px;vertical-align:bottom;">Opal (O)</td> <td data-sheets-numberformat='{"1":2,"2":"0.00","3":1}' data-sheets-value='{"1":3,"3":1.19}' style="overflow:hidden;padding:0px 3px 0px 3px;vertical-align:bottom;text-align:center;">1.19</td> <td data-sheets-numberformat='{"1":2,"2":"0","3":1}' data-sheets-value='{"1":3,"3":34.03}' style="overflow:hidden;padding:0px 3px 0px 3px;vertical-align:bottom;text-align:center;">34</td> <td data-sheets-numberformat='{"1":2,"2":"0","3":1}' data-sheets-value='{"1":3,"3":50.160000000000004}' style="overflow:hidden;padding:0px 3px 0px 3px;vertical-align:bottom;text-align:center;">50</td> <td data-sheets-value='{"1":3,"3":24}' style="border-right:1px solid #000000;overflow:hidden;padding:0px 3px 0px 3px;vertical-align:bottom;text-align:center;">24</td> </tr> <tr style="height:20px;"> <td style="border-left:1px solid #000000;overflow:hidden;padding:0px 3px 0px 3px;vertical-align:bottom;"></td> <td data-sheets-value='{"1":2,"2":"DW"}' style="overflow:hidden;padding:0px 3px 0px 3px;vertical-align:bottom;">DW</td> <td data-sheets-value='{"1":2,"2":"Clear (H/H)"}' style="overflow:hidden;padding:0px 3px 0px 3px;vertical-align:bottom;">Clear (H/H)</td> <td data-sheets-numberformat='{"1":2,"2":"0.00","3":1}' data-sheets-value='{"1":3,"3":0.98}' style="overflow:hidden;padding:0px 3px 0px 3px;vertical-align:bottom;text-align:center;">0.98</td> <td data-sheets-numberformat='{"1":2,"2":"0","3":1}' data-sheets-value='{"1":3,"3":33.21}' style="overflow:hidden;padding:0px 3px 0px 3px;vertical-align:bottom;text-align:center;">33</td> <td data-sheets-numberformat='{"1":2,"2":"0","3":1}' data-sheets-value='{"1":3,"3":49.5}' style="overflow:hidden;padding:0px 3px 0px 3px;vertical-align:bottom;text-align:center;">50</td> <td data-sheets-value='{"1":3,"3":26}' style="border-right:1px solid #000000;overflow:hidden;padding:0px 3px 0px 3px;vertical-align:bottom;text-align:center;">26</td> </tr> <tr style="height:20px;"> <td style="border-bottom:1px solid #000000;border-left:1px solid #000000;overflow:hidden;padding:0px 3px 0px 3px;vertical-align:bottom;"></td> <td style="border-bottom:1px solid #000000;overflow:hidden;padding:0px 3px 0px 3px;vertical-align:bottom;"></td> <td data-sheets-value='{"1":2,"2":"Opal (O/O)"}' style="border-bottom:1px solid #000000;overflow:hidden;padding:0px 3px 0px 3px;vertical-align:bottom;">Opal (O/O)</td> <td data-sheets-numberformat='{"1":2,"2":"0.00","3":1}' data-sheets-value='{"1":3,"3":0.98}' style="border-bottom:1px solid #000000;overflow:hidden;padding:0px 3px 0px 3px;vertical-align:bottom;text-align:center;">0.98</td> <td data-sheets-numberformat='{"1":2,"2":"0","3":1}' data-sheets-value='{"1":3,"3":28.29}' style="border-bottom:1px solid #000000;overflow:hidden;padding:0px 3px 0px 3px;vertical-align:bottom;text-align:center;">28</td> <td data-sheets-numberformat='{"1":2,"2":"0","3":1}' data-sheets-value='{"1":3,"3":38.28}' style="border-bottom:1px solid #000000;overflow:hidden;padding:0px 3px 0px 3px;vertical-align:bottom;text-align:center;">38</td> <td data-sheets-value='{"1":3,"3":26}' style="border-right:1px solid #000000;border-bottom:1px solid #000000;overflow:hidden;padding:0px 3px 0px 3px;vertical-align:bottom;text-align:center;">26</td> </tr> <tr style="height:20px;"> <td data-sheets-value='{"1":2,"2":"Polycarbonate "}' style="border-left:1px solid #000000;overflow:hidden;padding:0px 3px 0px 3px;vertical-align:bottom;">Polycarbonate </td> <td data-sheets-value='{"1":2,"2":"EW"}' style="overflow:hidden;padding:0px 3px 0px 3px;vertical-align:bottom;">EW</td> <td data-sheets-value='{"1":2,"2":"Clear (A)"}' style="overflow:hidden;padding:0px 3px 0px 3px;vertical-align:bottom;">Clear (A)</td> <td data-sheets-numberformat='{"1":2,"2":"0.00","3":1}' data-sheets-value='{"1":3,"3":1.19}' style="overflow:hidden;padding:0px 3px 0px 3px;vertical-align:bottom;text-align:center;">1.19</td> <td data-sheets-numberformat='{"1":2,"2":"0","3":1}' data-sheets-value='{"1":3,"3":36.08}' style="overflow:hidden;padding:0px 3px 0px 3px;vertical-align:bottom;text-align:center;">36</td> <td data-sheets-numberformat='{"1":2,"2":"0","3":1}' data-sheets-value='{"1":3,"3":54.78}' style="overflow:hidden;padding:0px 3px 0px 3px;vertical-align:bottom;text-align:center;">55</td> <td data-sheets-value='{"1":3,"3":24}' style="border-right:1px solid #000000;overflow:hidden;padding:0px 3px 0px 3px;vertical-align:bottom;text-align:center;">24</td> </tr> <tr style="height:20px;"> <td data-sheets-value='{"1":2,"2":"PC"}' style="border-left:1px solid #000000;overflow:hidden;padding:0px 3px 0px 3px;vertical-align:bottom;">PC</td> <td style="overflow:hidden;padding:0px 3px 0px 3px;vertical-align:bottom;"></td> <td data-sheets-value='{"1":2,"2":"Opal (D)"}' style="overflow:hidden;padding:0px 3px 0px 3px;vertical-align:bottom;">Opal (D)</td> <td data-sheets-numberformat='{"1":2,"2":"0.00","3":1}' data-sheets-value='{"1":3,"3":1.19}' style="overflow:hidden;padding:0px 3px 0px 3px;vertical-align:bottom;text-align:center;">1.19</td> <td data-sheets-numberformat='{"1":2,"2":"0","3":1}' data-sheets-value='{"1":3,"3":23.779999999999998}' style="overflow:hidden;padding:0px 3px 0px 3px;vertical-align:bottom;text-align:center;">24</td> <td data-sheets-numberformat='{"1":2,"2":"0","3":1}' data-sheets-value='{"1":3,"3":39.6}' style="overflow:hidden;padding:0px 3px 0px 3px;vertical-align:bottom;text-align:center;">40</td> <td data-sheets-value='{"1":3,"3":24}' style="border-right:1px solid #000000;overflow:hidden;padding:0px 3px 0px 3px;vertical-align:bottom;text-align:center;">24</td> </tr> <tr style="height:20px;"> <td style="border-left:1px solid #000000;overflow:hidden;padding:0px 3px 0px 3px;vertical-align:bottom;"></td> <td data-sheets-value='{"1":2,"2":"DW"}' style="overflow:hidden;padding:0px 3px 0px 3px;vertical-align:bottom;">DW</td> <td data-sheets-value='{"1":2,"2":"Clear (A/H)"}' style="overflow:hidden;padding:0px 3px 0px 3px;vertical-align:bottom;">Clear (A/H)</td> <td data-sheets-numberformat='{"1":2,"2":"0.00","3":1}' data-sheets-value='{"1":3,"3":0.98}' style="overflow:hidden;padding:0px 3px 0px 3px;vertical-align:bottom;text-align:center;">0.98</td> <td data-sheets-numberformat='{"1":2,"2":"0","3":1}' data-sheets-value='{"1":3,"3":32.39}' style="overflow:hidden;padding:0px 3px 0px 3px;vertical-align:bottom;text-align:center;">32</td> <td data-sheets-numberformat='{"1":2,"2":"0","3":1}' data-sheets-value='{"1":3,"3":47.52}' style="overflow:hidden;padding:0px 3px 0px 3px;vertical-align:bottom;text-align:center;">48</td> <td data-sheets-value='{"1":3,"3":26}' style="border-right:1px solid #000000;overflow:hidden;padding:0px 3px 0px 3px;vertical-align:bottom;text-align:center;">26</td> </tr> <tr style="height:20px;"> <td style="border-left:1px solid #000000;overflow:hidden;padding:0px 3px 0px 3px;vertical-align:bottom;"></td> <td style="overflow:hidden;padding:0px 3px 0px 3px;vertical-align:bottom;"></td> <td data-sheets-value='{"1":2,"2":"Clear (A/A)"}' style="overflow:hidden;padding:0px 3px 0px 3px;vertical-align:bottom;">Clear (A/A)</td> <td data-sheets-numberformat='{"1":2,"2":"0.00","3":1}' data-sheets-value='{"1":3,"3":0.98}' style="overflow:hidden;padding:0px 3px 0px 3px;vertical-align:bottom;text-align:center;">0.98</td> <td data-sheets-numberformat='{"1":2,"2":"0","3":1}' data-sheets-value='{"1":3,"3":31.569999999999997}' style="overflow:hidden;padding:0px 3px 0px 3px;vertical-align:bottom;text-align:center;">32</td> <td data-sheets-numberformat='{"1":2,"2":"0","3":1}' data-sheets-value='{"1":3,"3":45.54}' style="overflow:hidden;padding:0px 3px 0px 3px;vertical-align:bottom;text-align:center;">46</td> <td data-sheets-value='{"1":3,"3":26}' style="border-right:1px solid #000000;overflow:hidden;padding:0px 3px 0px 3px;vertical-align:bottom;text-align:center;">26</td> </tr> <tr style="height:20px;"> <td style="border-left:1px solid #000000;overflow:hidden;padding:0px 3px 0px 3px;vertical-align:bottom;"></td> <td style="overflow:hidden;padding:0px 3px 0px 3px;vertical-align:bottom;"></td> <td data-sheets-value='{"1":2,"2":"Opal (A/O)"}' style="overflow:hidden;padding:0px 3px 0px 3px;vertical-align:bottom;">Opal (A/O)</td> <td data-sheets-numberformat='{"1":2,"2":"0.00","3":1}' data-sheets-value='{"1":3,"3":0.98}' style="overflow:hidden;padding:0px 3px 0px 3px;vertical-align:bottom;text-align:center;">0.98</td> <td data-sheets-numberformat='{"1":2,"2":"0","3":1}' data-sheets-value='{"1":3,"3":29.93}' style="overflow:hidden;padding:0px 3px 0px 3px;vertical-align:bottom;text-align:center;">30</td> <td data-sheets-numberformat='{"1":2,"2":"0","3":1}' data-sheets-value='{"1":3,"3":41.580000000000005}' style="overflow:hidden;padding:0px 3px 0px 3px;vertical-align:bottom;text-align:center;">42</td> <td data-sheets-value='{"1":3,"3":26}' style="border-right:1px solid #000000;overflow:hidden;padding:0px 3px 0px 3px;vertical-align:bottom;text-align:center;">26</td> </tr> <tr style="height:20px;"> <td style="border-bottom:1px solid #000000;border-left:1px solid #000000;overflow:hidden;padding:0px 3px 0px 3px;vertical-align:bottom;"></td> <td style="border-bottom:1px solid #000000;overflow:hidden;padding:0px 3px 0px 3px;vertical-align:bottom;"></td> <td data-sheets-value='{"1":2,"2":"Opal (A/D)"}' style="border-bottom:1px solid #000000;overflow:hidden;padding:0px 3px 0px 3px;vertical-align:bottom;">Opal (A/D)</td> <td data-sheets-numberformat='{"1":2,"2":"0.00","3":1}' data-sheets-value='{"1":3,"3":0.98}' style="border-bottom:1px solid #000000;overflow:hidden;padding:0px 3px 0px 3px;vertical-align:bottom;text-align:center;">0.98</td> <td data-sheets-numberformat='{"1":2,"2":"0","3":1}' data-sheets-value='{"1":3,"3":20.91}' style="border-bottom:1px solid #000000;overflow:hidden;padding:0px 3px 0px 3px;vertical-align:bottom;text-align:center;">21</td> <td data-sheets-numberformat='{"1":2,"2":"0","3":1}' data-sheets-value='{"1":3,"3":33}' style="border-bottom:1px solid #000000;overflow:hidden;padding:0px 3px 0px 3px;vertical-align:bottom;text-align:center;">33</td> <td data-sheets-value='{"1":3,"3":26}' style="border-right:1px solid #000000;border-bottom:1px solid #000000;overflow:hidden;padding:0px 3px 0px 3px;vertical-align:bottom;text-align:center;">26</td> </tr> <tr style="height:20px;"> <td data-sheets-value='{"1":2,"2":"Polycarbonate"}' style="border-left:1px solid #000000;overflow:hidden;padding:0px 3px 0px 3px;vertical-align:bottom;">Polycarbonate</td> <td data-sheets-value='{"1":2,"2":"EW"}' style="overflow:hidden;padding:0px 3px 0px 3px;vertical-align:bottom;">EW</td> <td data-sheets-value='{"1":2,"2":"Heatstop Opal (T)"}' style="overflow:hidden;padding:0px 3px 0px 3px;vertical-align:bottom;">Heatstop Opal (T)</td> <td data-sheets-numberformat='{"1":2,"2":"0.00","3":1}' data-sheets-value='{"1":3,"3":1.19}' style="overflow:hidden;padding:0px 3px 0px 3px;vertical-align:bottom;text-align:center;">1.19</td> <td data-sheets-numberformat='{"1":2,"2":"0","3":1}' data-sheets-value='{"1":3,"3":20.09}' style="overflow:hidden;padding:0px 3px 0px 3px;vertical-align:bottom;text-align:center;">20</td> <td data-sheets-numberformat='{"1":2,"2":"0","3":1}' data-sheets-value='{"1":3,"3":38.940000000000005}' style="overflow:hidden;padding:0px 3px 0px 3px;vertical-align:bottom;text-align:center;">39</td> <td data-sheets-value='{"1":3,"3":24}' style="border-right:1px solid #000000;overflow:hidden;padding:0px 3px 0px 3px;vertical-align:bottom;text-align:center;">24</td> </tr> <tr style="height:20px;"> <td data-sheets-value='{"1":2,"2":"Heatstop PC"}' style="border-left:1px solid #000000;overflow:hidden;padding:0px 3px 0px 3px;vertical-align:bottom;">Heatstop PC</td> <td data-sheets-value='{"1":2,"2":"DW"}' style="overflow:hidden;padding:0px 3px 0px 3px;vertical-align:bottom;">DW</td> <td data-sheets-value='{"1":2,"2":"Clear (T/H)"}' style="overflow:hidden;padding:0px 3px 0px 3px;vertical-align:bottom;">Clear (T/H)</td> <td data-sheets-numberformat='{"1":2,"2":"0.00","3":1}' data-sheets-value='{"1":3,"3":0.98}' style="overflow:hidden;padding:0px 3px 0px 3px;vertical-align:bottom;text-align:center;">0.98</td> <td data-sheets-numberformat='{"1":2,"2":"0","3":1}' data-sheets-value='{"1":3,"3":18.04}' style="overflow:hidden;padding:0px 3px 0px 3px;vertical-align:bottom;text-align:center;">18</td> <td data-sheets-numberformat='{"1":2,"2":"0","3":1}' data-sheets-value='{"1":3,"3":33.660000000000004}' style="overflow:hidden;padding:0px 3px 0px 3px;vertical-align:bottom;text-align:center;">34</td> <td data-sheets-value='{"1":3,"3":26}' style="border-right:1px solid #000000;overflow:hidden;padding:0px 3px 0px 3px;vertical-align:bottom;text-align:center;">26</td> </tr> <tr style="height:20px;"> <td style="border-bottom:1px solid #000000;border-left:1px solid #000000;overflow:hidden;padding:0px 3px 0px 3px;vertical-align:bottom;"></td> <td style="border-bottom:1px solid #000000;overflow:hidden;padding:0px 3px 0px 3px;vertical-align:bottom;"></td> <td data-sheets-value='{"1":2,"2":"Opal (T/O)"}' style="border-bottom:1px solid #000000;overflow:hidden;padding:0px 3px 0px 3px;vertical-align:bottom;">Opal (T/O)</td> <td data-sheets-numberformat='{"1":2,"2":"0.00","3":1}' data-sheets-value='{"1":3,"3":0.98}' style="border-bottom:1px solid #000000;overflow:hidden;padding:0px 3px 0px 3px;vertical-align:bottom;text-align:center;">0.98</td> <td data-sheets-numberformat='{"1":2,"2":"0","3":1}' data-sheets-value='{"1":3,"3":16.81}' style="border-bottom:1px solid #000000;overflow:hidden;padding:0px 3px 0px 3px;vertical-align:bottom;text-align:center;">17</td> <td data-sheets-numberformat='{"1":2,"2":"0","3":1}' data-sheets-value='{"1":3,"3":29.700000000000003}' style="border-bottom:1px solid #000000;overflow:hidden;padding:0px 3px 0px 3px;vertical-align:bottom;text-align:center;">30</td> <td data-sheets-value='{"1":3,"3":26}' style="border-right:1px solid #000000;border-bottom:1px solid #000000;overflow:hidden;padding:0px 3px 0px 3px;vertical-align:bottom;text-align:center;">26</td> </tr> </tbody></table> | skylux-160-ce-met-koepel-en-pvc-opstand-30-20-met-lm-motor-pvc-raam-type-ep25-en-windvang-1300-x-1900-mm | 8586036773197 | 46872367923533
Smoke and heat exhaust (SHEV) | SHE system | Skylux | Skylux 160° CE with skylight and PVC curb 30/20 with LM-actuator, PVC frame type EP25 and spoiler 1300 x 2000 mm |  | 50490 | 5412970504900 | 6629.6 | Yes | 30-45 | 128.34 | 1300 x 2000 mm | 2000 | 1300 |  | PVC 30/20 (30 cm high & roof opening = 20 cm larger than daylight size) | Rectangular | 1.19 W/m²K - 0.98 W/m²K | 57% - 30% | 37% - 17% | 24dB - 26dB | 160° CE (for industry) | PVC frame EP25 | with spoiler | E | Single actuator | Maximum double-walled skylight possible for this product | Ut-value LT-value g-value Rw-value EN 1873 : 2014 EN ISO 13468 EN 16153 EN 410 EN 410 EN ISO 140-3 Material Walls Shells (W/m²K) (%) (%) (dB) Acrylic EW Clear (H) 1.19 37 57 24 PMMA Opal (O) 1.19 34 50 24 DW Clear (H/H) 0.98 33 50 26 Opal (O/O) 0.98 28 38 26 Polycarbonate EW Clear (A) 1.19 36 55 24 PC Opal (D) 1.19 24 40 24 DW Clear (A/H) 0.98 32 48 26 Clear (A/A) 0.98 32 46 26 Opal (A/O) 0.98 30 42 26 Opal (A/D) 0.98 21 33 26 Polycarbonate EW Heatstop Opal (T) 1.19 20 39 24 Heatstop PC DW Clear (T/H) 0.98 18 34 26 Opal (T/O) 0.98 17 30 26 | https://skylux.eu/en/products/skylux-160-ce-met-koepel-en-pvc-opstand-30-20-met-lm-motor-pvc-raam-type-ep25-en-windvang-1300-x-2000-mm | https://skylux.eu/cdn/shop/files/Skylux-160deg-CE-met-koepel-en-pvc-opstand-3020-met-LM-motor-pvc-raam-type-EP25-en-windvang-1300-x-2000-mm-RWA-systeem.jpg?v=1702981102&width=1600 | https://skylux.eu/cdn/shop/files/e5a82811-1bb0-48e4-a776-cacb59c7c092_dd21c12f-8fcd-4735-9519-92f6a0a2e854.jpg?v=1688551284&width=1600 | //skylux.eu/cdn/shop/files/E_MH_Mounting_instructions_Skylux_160_CE_LM.pdf?v=12406716259046007223 | //skylux.eu/cdn/shop/files/E_TD_Technical_File_Skylux_Skylux_160_CE_Electric.pdf?v=3667116872303399239 | <style type="text/css" id="isPasted"><!--td {border: 1px solid #cccccc;}br {mso-data-placement:same-cell;}--></style><table border="1" cellpadding="0" cellspacing="0" dir="ltr" style="table-layout:fixed;font-size:10pt;font-family:Arial;border-collapse:collapse;border:none;"><tbody> <tr style="height:20px;"> <td style="overflow:hidden;padding:0px 3px 0px 3px;vertical-align:bottom;"></td> <td style="overflow:hidden;padding:0px 3px 0px 3px;vertical-align:bottom;"></td> <td style="overflow:hidden;padding:0px 3px 0px 3px;vertical-align:bottom;"></td> <td data-sheets-value='{"1":2,"2":"Ut-value"}' style="overflow:hidden;padding:0px 3px 0px 3px;vertical-align:bottom;font-weight:bold;text-align:center;">Ut-value</td> <td data-sheets-value='{"1":2,"2":"LT-value"}' style="overflow:hidden;padding:0px 3px 0px 3px;vertical-align:bottom;font-weight:bold;text-align:center;">LT-value</td> <td data-sheets-value='{"1":2,"2":"g-value"}' style="overflow:hidden;padding:0px 3px 0px 3px;vertical-align:bottom;font-weight:bold;text-align:center;">g-value</td> <td data-sheets-value='{"1":2,"2":"Rw-value "}' style="overflow:hidden;padding:0px 3px 0px 3px;vertical-align:bottom;font-weight:bold;text-align:center;">Rw-value </td> </tr> <tr style="height:20px;"> <td style="overflow:hidden;padding:0px 3px 0px 3px;vertical-align:bottom;"></td> <td style="overflow:hidden;padding:0px 3px 0px 3px;vertical-align:bottom;"></td> <td style="overflow:hidden;padding:0px 3px 0px 3px;vertical-align:bottom;"></td> <td data-sheets-numberformat='{"1":2,"2":"0.00","3":1}' data-sheets-value='{"1":2,"2":"EN 1873 : 2014"}' style="overflow:hidden;padding:0px 3px 0px 3px;vertical-align:bottom;text-align:center;">EN 1873 : 2014</td> <td data-sheets-numberformat='{"1":2,"2":"0","3":1}' data-sheets-value='{"1":2,"2":"EN ISO 13468 EN 16153 EN 410"}' style="overflow:hidden;padding:0px 3px 0px 3px;vertical-align:bottom;text-align:center;">EN ISO 13468 EN 16153 EN 410</td> <td data-sheets-numberformat='{"1":2,"2":"0","3":1}' data-sheets-value='{"1":2,"2":"EN 410"}' style="overflow:hidden;padding:0px 3px 0px 3px;vertical-align:bottom;text-align:center;">EN 410</td> <td data-sheets-value='{"1":2,"2":"EN ISO 140-3\t\t"}' style="overflow:hidden;padding:0px 3px 0px 3px;vertical-align:bottom;text-align:center;">EN ISO 140-3 </td> </tr> <tr style="height:20px;"> <td data-sheets-value='{"1":2,"2":"Material"}' style="border-bottom:1px solid #000000;overflow:hidden;padding:0px 3px 0px 3px;vertical-align:bottom;background-color:#000000;font-weight:bold;color:#ffffff;">Material</td> <td data-sheets-value='{"1":2,"2":"Walls"}' style="border-bottom:1px solid #000000;overflow:hidden;padding:0px 3px 0px 3px;vertical-align:bottom;background-color:#000000;font-weight:bold;color:#ffffff;">Walls</td> <td data-sheets-value='{"1":2,"2":"Shells"}' style="border-bottom:1px solid #000000;overflow:hidden;padding:0px 3px 0px 3px;vertical-align:bottom;background-color:#000000;font-weight:bold;color:#ffffff;">Shells</td> <td data-sheets-numberformat='{"1":2,"2":"0.00","3":1}' data-sheets-value='{"1":2,"2":"(W/m²K)\t"}' style="border-bottom:1px solid #000000;overflow:hidden;padding:0px 3px 0px 3px;vertical-align:bottom;background-color:#000000;font-weight:bold;color:#ffffff;text-align:center;">(W/m²K) </td> <td data-sheets-numberformat='{"1":2,"2":"0","3":1}' data-sheets-value='{"1":2,"2":"(%)"}' style="border-bottom:1px solid #000000;overflow:hidden;padding:0px 3px 0px 3px;vertical-align:bottom;background-color:#000000;font-weight:bold;color:#ffffff;text-align:center;">(%)</td> <td data-sheets-numberformat='{"1":2,"2":"0","3":1}' data-sheets-value='{"1":2,"2":"(%)"}' style="border-bottom:1px solid #000000;overflow:hidden;padding:0px 3px 0px 3px;vertical-align:bottom;background-color:#000000;font-weight:bold;color:#ffffff;text-align:center;">(%)</td> <td data-sheets-value='{"1":2,"2":"(dB)"}' style="border-bottom:1px solid #000000;overflow:hidden;padding:0px 3px 0px 3px;vertical-align:bottom;background-color:#000000;font-weight:bold;color:#ffffff;text-align:center;">(dB)</td> </tr> <tr style="height:20px;"> <td data-sheets-value='{"1":2,"2":"Acrylic"}' style="border-left:1px solid #000000;overflow:hidden;padding:0px 3px 0px 3px;vertical-align:bottom;">Acrylic</td> <td data-sheets-value='{"1":2,"2":"EW"}' style="overflow:hidden;padding:0px 3px 0px 3px;vertical-align:bottom;">EW</td> <td data-sheets-value='{"1":2,"2":"Clear (H)"}' style="overflow:hidden;padding:0px 3px 0px 3px;vertical-align:bottom;">Clear (H)</td> <td data-sheets-numberformat='{"1":2,"2":"0.00","3":1}' data-sheets-value='{"1":3,"3":1.19}' style="overflow:hidden;padding:0px 3px 0px 3px;vertical-align:bottom;text-align:center;">1.19</td> <td data-sheets-numberformat='{"1":2,"2":"0","3":1}' data-sheets-value='{"1":3,"3":36.9}' style="overflow:hidden;padding:0px 3px 0px 3px;vertical-align:bottom;text-align:center;">37</td> <td data-sheets-numberformat='{"1":2,"2":"0","3":1}' data-sheets-value='{"1":3,"3":57.42}' style="overflow:hidden;padding:0px 3px 0px 3px;vertical-align:bottom;text-align:center;">57</td> <td data-sheets-value='{"1":3,"3":24}' style="border-right:1px solid #000000;overflow:hidden;padding:0px 3px 0px 3px;vertical-align:bottom;text-align:center;">24</td> </tr> <tr style="height:20px;"> <td data-sheets-value='{"1":2,"2":"PMMA"}' style="border-left:1px solid #000000;overflow:hidden;padding:0px 3px 0px 3px;vertical-align:bottom;">PMMA</td> <td style="overflow:hidden;padding:0px 3px 0px 3px;vertical-align:bottom;"></td> <td data-sheets-value='{"1":2,"2":"Opal (O)"}' style="overflow:hidden;padding:0px 3px 0px 3px;vertical-align:bottom;">Opal (O)</td> <td data-sheets-numberformat='{"1":2,"2":"0.00","3":1}' data-sheets-value='{"1":3,"3":1.19}' style="overflow:hidden;padding:0px 3px 0px 3px;vertical-align:bottom;text-align:center;">1.19</td> <td data-sheets-numberformat='{"1":2,"2":"0","3":1}' data-sheets-value='{"1":3,"3":34.03}' style="overflow:hidden;padding:0px 3px 0px 3px;vertical-align:bottom;text-align:center;">34</td> <td data-sheets-numberformat='{"1":2,"2":"0","3":1}' data-sheets-value='{"1":3,"3":50.160000000000004}' style="overflow:hidden;padding:0px 3px 0px 3px;vertical-align:bottom;text-align:center;">50</td> <td data-sheets-value='{"1":3,"3":24}' style="border-right:1px solid #000000;overflow:hidden;padding:0px 3px 0px 3px;vertical-align:bottom;text-align:center;">24</td> </tr> <tr style="height:20px;"> <td style="border-left:1px solid #000000;overflow:hidden;padding:0px 3px 0px 3px;vertical-align:bottom;"></td> <td data-sheets-value='{"1":2,"2":"DW"}' style="overflow:hidden;padding:0px 3px 0px 3px;vertical-align:bottom;">DW</td> <td data-sheets-value='{"1":2,"2":"Clear (H/H)"}' style="overflow:hidden;padding:0px 3px 0px 3px;vertical-align:bottom;">Clear (H/H)</td> <td data-sheets-numberformat='{"1":2,"2":"0.00","3":1}' data-sheets-value='{"1":3,"3":0.98}' style="overflow:hidden;padding:0px 3px 0px 3px;vertical-align:bottom;text-align:center;">0.98</td> <td data-sheets-numberformat='{"1":2,"2":"0","3":1}' data-sheets-value='{"1":3,"3":33.21}' style="overflow:hidden;padding:0px 3px 0px 3px;vertical-align:bottom;text-align:center;">33</td> <td data-sheets-numberformat='{"1":2,"2":"0","3":1}' data-sheets-value='{"1":3,"3":49.5}' style="overflow:hidden;padding:0px 3px 0px 3px;vertical-align:bottom;text-align:center;">50</td> <td data-sheets-value='{"1":3,"3":26}' style="border-right:1px solid #000000;overflow:hidden;padding:0px 3px 0px 3px;vertical-align:bottom;text-align:center;">26</td> </tr> <tr style="height:20px;"> <td style="border-bottom:1px solid #000000;border-left:1px solid #000000;overflow:hidden;padding:0px 3px 0px 3px;vertical-align:bottom;"></td> <td style="border-bottom:1px solid #000000;overflow:hidden;padding:0px 3px 0px 3px;vertical-align:bottom;"></td> <td data-sheets-value='{"1":2,"2":"Opal (O/O)"}' style="border-bottom:1px solid #000000;overflow:hidden;padding:0px 3px 0px 3px;vertical-align:bottom;">Opal (O/O)</td> <td data-sheets-numberformat='{"1":2,"2":"0.00","3":1}' data-sheets-value='{"1":3,"3":0.98}' style="border-bottom:1px solid #000000;overflow:hidden;padding:0px 3px 0px 3px;vertical-align:bottom;text-align:center;">0.98</td> <td data-sheets-numberformat='{"1":2,"2":"0","3":1}' data-sheets-value='{"1":3,"3":28.29}' style="border-bottom:1px solid #000000;overflow:hidden;padding:0px 3px 0px 3px;vertical-align:bottom;text-align:center;">28</td> <td data-sheets-numberformat='{"1":2,"2":"0","3":1}' data-sheets-value='{"1":3,"3":38.28}' style="border-bottom:1px solid #000000;overflow:hidden;padding:0px 3px 0px 3px;vertical-align:bottom;text-align:center;">38</td> <td data-sheets-value='{"1":3,"3":26}' style="border-right:1px solid #000000;border-bottom:1px solid #000000;overflow:hidden;padding:0px 3px 0px 3px;vertical-align:bottom;text-align:center;">26</td> </tr> <tr style="height:20px;"> <td data-sheets-value='{"1":2,"2":"Polycarbonate "}' style="border-left:1px solid #000000;overflow:hidden;padding:0px 3px 0px 3px;vertical-align:bottom;">Polycarbonate </td> <td data-sheets-value='{"1":2,"2":"EW"}' style="overflow:hidden;padding:0px 3px 0px 3px;vertical-align:bottom;">EW</td> <td data-sheets-value='{"1":2,"2":"Clear (A)"}' style="overflow:hidden;padding:0px 3px 0px 3px;vertical-align:bottom;">Clear (A)</td> <td data-sheets-numberformat='{"1":2,"2":"0.00","3":1}' data-sheets-value='{"1":3,"3":1.19}' style="overflow:hidden;padding:0px 3px 0px 3px;vertical-align:bottom;text-align:center;">1.19</td> <td data-sheets-numberformat='{"1":2,"2":"0","3":1}' data-sheets-value='{"1":3,"3":36.08}' style="overflow:hidden;padding:0px 3px 0px 3px;vertical-align:bottom;text-align:center;">36</td> <td data-sheets-numberformat='{"1":2,"2":"0","3":1}' data-sheets-value='{"1":3,"3":54.78}' style="overflow:hidden;padding:0px 3px 0px 3px;vertical-align:bottom;text-align:center;">55</td> <td data-sheets-value='{"1":3,"3":24}' style="border-right:1px solid #000000;overflow:hidden;padding:0px 3px 0px 3px;vertical-align:bottom;text-align:center;">24</td> </tr> <tr style="height:20px;"> <td data-sheets-value='{"1":2,"2":"PC"}' style="border-left:1px solid #000000;overflow:hidden;padding:0px 3px 0px 3px;vertical-align:bottom;">PC</td> <td style="overflow:hidden;padding:0px 3px 0px 3px;vertical-align:bottom;"></td> <td data-sheets-value='{"1":2,"2":"Opal (D)"}' style="overflow:hidden;padding:0px 3px 0px 3px;vertical-align:bottom;">Opal (D)</td> <td data-sheets-numberformat='{"1":2,"2":"0.00","3":1}' data-sheets-value='{"1":3,"3":1.19}' style="overflow:hidden;padding:0px 3px 0px 3px;vertical-align:bottom;text-align:center;">1.19</td> <td data-sheets-numberformat='{"1":2,"2":"0","3":1}' data-sheets-value='{"1":3,"3":23.779999999999998}' style="overflow:hidden;padding:0px 3px 0px 3px;vertical-align:bottom;text-align:center;">24</td> <td data-sheets-numberformat='{"1":2,"2":"0","3":1}' data-sheets-value='{"1":3,"3":39.6}' style="overflow:hidden;padding:0px 3px 0px 3px;vertical-align:bottom;text-align:center;">40</td> <td data-sheets-value='{"1":3,"3":24}' style="border-right:1px solid #000000;overflow:hidden;padding:0px 3px 0px 3px;vertical-align:bottom;text-align:center;">24</td> </tr> <tr style="height:20px;"> <td style="border-left:1px solid #000000;overflow:hidden;padding:0px 3px 0px 3px;vertical-align:bottom;"></td> <td data-sheets-value='{"1":2,"2":"DW"}' style="overflow:hidden;padding:0px 3px 0px 3px;vertical-align:bottom;">DW</td> <td data-sheets-value='{"1":2,"2":"Clear (A/H)"}' style="overflow:hidden;padding:0px 3px 0px 3px;vertical-align:bottom;">Clear (A/H)</td> <td data-sheets-numberformat='{"1":2,"2":"0.00","3":1}' data-sheets-value='{"1":3,"3":0.98}' style="overflow:hidden;padding:0px 3px 0px 3px;vertical-align:bottom;text-align:center;">0.98</td> <td data-sheets-numberformat='{"1":2,"2":"0","3":1}' data-sheets-value='{"1":3,"3":32.39}' style="overflow:hidden;padding:0px 3px 0px 3px;vertical-align:bottom;text-align:center;">32</td> <td data-sheets-numberformat='{"1":2,"2":"0","3":1}' data-sheets-value='{"1":3,"3":47.52}' style="overflow:hidden;padding:0px 3px 0px 3px;vertical-align:bottom;text-align:center;">48</td> <td data-sheets-value='{"1":3,"3":26}' style="border-right:1px solid #000000;overflow:hidden;padding:0px 3px 0px 3px;vertical-align:bottom;text-align:center;">26</td> </tr> <tr style="height:20px;"> <td style="border-left:1px solid #000000;overflow:hidden;padding:0px 3px 0px 3px;vertical-align:bottom;"></td> <td style="overflow:hidden;padding:0px 3px 0px 3px;vertical-align:bottom;"></td> <td data-sheets-value='{"1":2,"2":"Clear (A/A)"}' style="overflow:hidden;padding:0px 3px 0px 3px;vertical-align:bottom;">Clear (A/A)</td> <td data-sheets-numberformat='{"1":2,"2":"0.00","3":1}' data-sheets-value='{"1":3,"3":0.98}' style="overflow:hidden;padding:0px 3px 0px 3px;vertical-align:bottom;text-align:center;">0.98</td> <td data-sheets-numberformat='{"1":2,"2":"0","3":1}' data-sheets-value='{"1":3,"3":31.569999999999997}' style="overflow:hidden;padding:0px 3px 0px 3px;vertical-align:bottom;text-align:center;">32</td> <td data-sheets-numberformat='{"1":2,"2":"0","3":1}' data-sheets-value='{"1":3,"3":45.54}' style="overflow:hidden;padding:0px 3px 0px 3px;vertical-align:bottom;text-align:center;">46</td> <td data-sheets-value='{"1":3,"3":26}' style="border-right:1px solid #000000;overflow:hidden;padding:0px 3px 0px 3px;vertical-align:bottom;text-align:center;">26</td> </tr> <tr style="height:20px;"> <td style="border-left:1px solid #000000;overflow:hidden;padding:0px 3px 0px 3px;vertical-align:bottom;"></td> <td style="overflow:hidden;padding:0px 3px 0px 3px;vertical-align:bottom;"></td> <td data-sheets-value='{"1":2,"2":"Opal (A/O)"}' style="overflow:hidden;padding:0px 3px 0px 3px;vertical-align:bottom;">Opal (A/O)</td> <td data-sheets-numberformat='{"1":2,"2":"0.00","3":1}' data-sheets-value='{"1":3,"3":0.98}' style="overflow:hidden;padding:0px 3px 0px 3px;vertical-align:bottom;text-align:center;">0.98</td> <td data-sheets-numberformat='{"1":2,"2":"0","3":1}' data-sheets-value='{"1":3,"3":29.93}' style="overflow:hidden;padding:0px 3px 0px 3px;vertical-align:bottom;text-align:center;">30</td> <td data-sheets-numberformat='{"1":2,"2":"0","3":1}' data-sheets-value='{"1":3,"3":41.580000000000005}' style="overflow:hidden;padding:0px 3px 0px 3px;vertical-align:bottom;text-align:center;">42</td> <td data-sheets-value='{"1":3,"3":26}' style="border-right:1px solid #000000;overflow:hidden;padding:0px 3px 0px 3px;vertical-align:bottom;text-align:center;">26</td> </tr> <tr style="height:20px;"> <td style="border-bottom:1px solid #000000;border-left:1px solid #000000;overflow:hidden;padding:0px 3px 0px 3px;vertical-align:bottom;"></td> <td style="border-bottom:1px solid #000000;overflow:hidden;padding:0px 3px 0px 3px;vertical-align:bottom;"></td> <td data-sheets-value='{"1":2,"2":"Opal (A/D)"}' style="border-bottom:1px solid #000000;overflow:hidden;padding:0px 3px 0px 3px;vertical-align:bottom;">Opal (A/D)</td> <td data-sheets-numberformat='{"1":2,"2":"0.00","3":1}' data-sheets-value='{"1":3,"3":0.98}' style="border-bottom:1px solid #000000;overflow:hidden;padding:0px 3px 0px 3px;vertical-align:bottom;text-align:center;">0.98</td> <td data-sheets-numberformat='{"1":2,"2":"0","3":1}' data-sheets-value='{"1":3,"3":20.91}' style="border-bottom:1px solid #000000;overflow:hidden;padding:0px 3px 0px 3px;vertical-align:bottom;text-align:center;">21</td> <td data-sheets-numberformat='{"1":2,"2":"0","3":1}' data-sheets-value='{"1":3,"3":33}' style="border-bottom:1px solid #000000;overflow:hidden;padding:0px 3px 0px 3px;vertical-align:bottom;text-align:center;">33</td> <td data-sheets-value='{"1":3,"3":26}' style="border-right:1px solid #000000;border-bottom:1px solid #000000;overflow:hidden;padding:0px 3px 0px 3px;vertical-align:bottom;text-align:center;">26</td> </tr> <tr style="height:20px;"> <td data-sheets-value='{"1":2,"2":"Polycarbonate"}' style="border-left:1px solid #000000;overflow:hidden;padding:0px 3px 0px 3px;vertical-align:bottom;">Polycarbonate</td> <td data-sheets-value='{"1":2,"2":"EW"}' style="overflow:hidden;padding:0px 3px 0px 3px;vertical-align:bottom;">EW</td> <td data-sheets-value='{"1":2,"2":"Heatstop Opal (T)"}' style="overflow:hidden;padding:0px 3px 0px 3px;vertical-align:bottom;">Heatstop Opal (T)</td> <td data-sheets-numberformat='{"1":2,"2":"0.00","3":1}' data-sheets-value='{"1":3,"3":1.19}' style="overflow:hidden;padding:0px 3px 0px 3px;vertical-align:bottom;text-align:center;">1.19</td> <td data-sheets-numberformat='{"1":2,"2":"0","3":1}' data-sheets-value='{"1":3,"3":20.09}' style="overflow:hidden;padding:0px 3px 0px 3px;vertical-align:bottom;text-align:center;">20</td> <td data-sheets-numberformat='{"1":2,"2":"0","3":1}' data-sheets-value='{"1":3,"3":38.940000000000005}' style="overflow:hidden;padding:0px 3px 0px 3px;vertical-align:bottom;text-align:center;">39</td> <td data-sheets-value='{"1":3,"3":24}' style="border-right:1px solid #000000;overflow:hidden;padding:0px 3px 0px 3px;vertical-align:bottom;text-align:center;">24</td> </tr> <tr style="height:20px;"> <td data-sheets-value='{"1":2,"2":"Heatstop PC"}' style="border-left:1px solid #000000;overflow:hidden;padding:0px 3px 0px 3px;vertical-align:bottom;">Heatstop PC</td> <td data-sheets-value='{"1":2,"2":"DW"}' style="overflow:hidden;padding:0px 3px 0px 3px;vertical-align:bottom;">DW</td> <td data-sheets-value='{"1":2,"2":"Clear (T/H)"}' style="overflow:hidden;padding:0px 3px 0px 3px;vertical-align:bottom;">Clear (T/H)</td> <td data-sheets-numberformat='{"1":2,"2":"0.00","3":1}' data-sheets-value='{"1":3,"3":0.98}' style="overflow:hidden;padding:0px 3px 0px 3px;vertical-align:bottom;text-align:center;">0.98</td> <td data-sheets-numberformat='{"1":2,"2":"0","3":1}' data-sheets-value='{"1":3,"3":18.04}' style="overflow:hidden;padding:0px 3px 0px 3px;vertical-align:bottom;text-align:center;">18</td> <td data-sheets-numberformat='{"1":2,"2":"0","3":1}' data-sheets-value='{"1":3,"3":33.660000000000004}' style="overflow:hidden;padding:0px 3px 0px 3px;vertical-align:bottom;text-align:center;">34</td> <td data-sheets-value='{"1":3,"3":26}' style="border-right:1px solid #000000;overflow:hidden;padding:0px 3px 0px 3px;vertical-align:bottom;text-align:center;">26</td> </tr> <tr style="height:20px;"> <td style="border-bottom:1px solid #000000;border-left:1px solid #000000;overflow:hidden;padding:0px 3px 0px 3px;vertical-align:bottom;"></td> <td style="border-bottom:1px solid #000000;overflow:hidden;padding:0px 3px 0px 3px;vertical-align:bottom;"></td> <td data-sheets-value='{"1":2,"2":"Opal (T/O)"}' style="border-bottom:1px solid #000000;overflow:hidden;padding:0px 3px 0px 3px;vertical-align:bottom;">Opal (T/O)</td> <td data-sheets-numberformat='{"1":2,"2":"0.00","3":1}' data-sheets-value='{"1":3,"3":0.98}' style="border-bottom:1px solid #000000;overflow:hidden;padding:0px 3px 0px 3px;vertical-align:bottom;text-align:center;">0.98</td> <td data-sheets-numberformat='{"1":2,"2":"0","3":1}' data-sheets-value='{"1":3,"3":16.81}' style="border-bottom:1px solid #000000;overflow:hidden;padding:0px 3px 0px 3px;vertical-align:bottom;text-align:center;">17</td> <td data-sheets-numberformat='{"1":2,"2":"0","3":1}' data-sheets-value='{"1":3,"3":29.700000000000003}' style="border-bottom:1px solid #000000;overflow:hidden;padding:0px 3px 0px 3px;vertical-align:bottom;text-align:center;">30</td> <td data-sheets-value='{"1":3,"3":26}' style="border-right:1px solid #000000;border-bottom:1px solid #000000;overflow:hidden;padding:0px 3px 0px 3px;vertical-align:bottom;text-align:center;">26</td> </tr> </tbody></table> | skylux-160-ce-met-koepel-en-pvc-opstand-30-20-met-lm-motor-pvc-raam-type-ep25-en-windvang-1300-x-2000-mm | 8586036805965 | 46872367989069
Smoke and heat exhaust (SHEV) | SHE system | Skylux | Skylux 160° CE with skylight and PVC curb 30/20 with LM-actuator, PVC frame type EP25 and spoiler 1300 x 2200 mm |  | 50491 | 5412970504917 | 6766.35 | Yes | 30-45 | 134.43 | 1300 x 2200 mm | 2200 | 1300 |  | PVC 30/20 (30 cm high & roof opening = 20 cm larger than daylight size) | Rectangular | 1.19 W/m²K - 0.98 W/m²K | 57% - 30% | 37% - 17% | 24dB - 26dB | 160° CE (for industry) | PVC frame EP25 | with spoiler | E | Single actuator | Maximum double-walled skylight possible for this product | Ut-value LT-value g-value Rw-value EN 1873 : 2014 EN ISO 13468 EN 16153 EN 410 EN 410 EN ISO 140-3 Material Walls Shells (W/m²K) (%) (%) (dB) Acrylic EW Clear (H) 1.19 37 57 24 PMMA Opal (O) 1.19 34 50 24 DW Clear (H/H) 0.98 33 50 26 Opal (O/O) 0.98 28 38 26 Polycarbonate EW Clear (A) 1.19 36 55 24 PC Opal (D) 1.19 24 40 24 DW Clear (A/H) 0.98 32 48 26 Clear (A/A) 0.98 32 46 26 Opal (A/O) 0.98 30 42 26 Opal (A/D) 0.98 21 33 26 Polycarbonate EW Heatstop Opal (T) 1.19 20 39 24 Heatstop PC DW Clear (T/H) 0.98 18 34 26 Opal (T/O) 0.98 17 30 26 | https://skylux.eu/en/products/skylux-160-ce-met-koepel-en-pvc-opstand-30-20-met-lm-motor-pvc-raam-type-ep25-en-windvang-1300-x-2200-mm | https://skylux.eu/cdn/shop/files/Skylux-160deg-CE-met-koepel-en-pvc-opstand-3020-met-LM-motor-pvc-raam-type-EP25-en-windvang-1300-x-2200-mm-RWA-systeem.jpg?v=1702981108&width=1600 | https://skylux.eu/cdn/shop/files/e5a82811-1bb0-48e4-a776-cacb59c7c092_a0582099-51da-4912-b37e-d096e6fe34fc.jpg?v=1688551285&width=1600 | //skylux.eu/cdn/shop/files/E_MH_Mounting_instructions_Skylux_160_CE_LM.pdf?v=12406716259046007223 | //skylux.eu/cdn/shop/files/E_TD_Technical_File_Skylux_Skylux_160_CE_Electric.pdf?v=3667116872303399239 | <style type="text/css" id="isPasted"><!--td {border: 1px solid #cccccc;}br {mso-data-placement:same-cell;}--></style><table border="1" cellpadding="0" cellspacing="0" dir="ltr" style="table-layout:fixed;font-size:10pt;font-family:Arial;border-collapse:collapse;border:none;"><tbody> <tr style="height:20px;"> <td style="overflow:hidden;padding:0px 3px 0px 3px;vertical-align:bottom;"></td> <td style="overflow:hidden;padding:0px 3px 0px 3px;vertical-align:bottom;"></td> <td style="overflow:hidden;padding:0px 3px 0px 3px;vertical-align:bottom;"></td> <td data-sheets-value='{"1":2,"2":"Ut-value"}' style="overflow:hidden;padding:0px 3px 0px 3px;vertical-align:bottom;font-weight:bold;text-align:center;">Ut-value</td> <td data-sheets-value='{"1":2,"2":"LT-value"}' style="overflow:hidden;padding:0px 3px 0px 3px;vertical-align:bottom;font-weight:bold;text-align:center;">LT-value</td> <td data-sheets-value='{"1":2,"2":"g-value"}' style="overflow:hidden;padding:0px 3px 0px 3px;vertical-align:bottom;font-weight:bold;text-align:center;">g-value</td> <td data-sheets-value='{"1":2,"2":"Rw-value "}' style="overflow:hidden;padding:0px 3px 0px 3px;vertical-align:bottom;font-weight:bold;text-align:center;">Rw-value </td> </tr> <tr style="height:20px;"> <td style="overflow:hidden;padding:0px 3px 0px 3px;vertical-align:bottom;"></td> <td style="overflow:hidden;padding:0px 3px 0px 3px;vertical-align:bottom;"></td> <td style="overflow:hidden;padding:0px 3px 0px 3px;vertical-align:bottom;"></td> <td data-sheets-numberformat='{"1":2,"2":"0.00","3":1}' data-sheets-value='{"1":2,"2":"EN 1873 : 2014"}' style="overflow:hidden;padding:0px 3px 0px 3px;vertical-align:bottom;text-align:center;">EN 1873 : 2014</td> <td data-sheets-numberformat='{"1":2,"2":"0","3":1}' data-sheets-value='{"1":2,"2":"EN ISO 13468 EN 16153 EN 410"}' style="overflow:hidden;padding:0px 3px 0px 3px;vertical-align:bottom;text-align:center;">EN ISO 13468 EN 16153 EN 410</td> <td data-sheets-numberformat='{"1":2,"2":"0","3":1}' data-sheets-value='{"1":2,"2":"EN 410"}' style="overflow:hidden;padding:0px 3px 0px 3px;vertical-align:bottom;text-align:center;">EN 410</td> <td data-sheets-value='{"1":2,"2":"EN ISO 140-3\t\t"}' style="overflow:hidden;padding:0px 3px 0px 3px;vertical-align:bottom;text-align:center;">EN ISO 140-3 </td> </tr> <tr style="height:20px;"> <td data-sheets-value='{"1":2,"2":"Material"}' style="border-bottom:1px solid #000000;overflow:hidden;padding:0px 3px 0px 3px;vertical-align:bottom;background-color:#000000;font-weight:bold;color:#ffffff;">Material</td> <td data-sheets-value='{"1":2,"2":"Walls"}' style="border-bottom:1px solid #000000;overflow:hidden;padding:0px 3px 0px 3px;vertical-align:bottom;background-color:#000000;font-weight:bold;color:#ffffff;">Walls</td> <td data-sheets-value='{"1":2,"2":"Shells"}' style="border-bottom:1px solid #000000;overflow:hidden;padding:0px 3px 0px 3px;vertical-align:bottom;background-color:#000000;font-weight:bold;color:#ffffff;">Shells</td> <td data-sheets-numberformat='{"1":2,"2":"0.00","3":1}' data-sheets-value='{"1":2,"2":"(W/m²K)\t"}' style="border-bottom:1px solid #000000;overflow:hidden;padding:0px 3px 0px 3px;vertical-align:bottom;background-color:#000000;font-weight:bold;color:#ffffff;text-align:center;">(W/m²K) </td> <td data-sheets-numberformat='{"1":2,"2":"0","3":1}' data-sheets-value='{"1":2,"2":"(%)"}' style="border-bottom:1px solid #000000;overflow:hidden;padding:0px 3px 0px 3px;vertical-align:bottom;background-color:#000000;font-weight:bold;color:#ffffff;text-align:center;">(%)</td> <td data-sheets-numberformat='{"1":2,"2":"0","3":1}' data-sheets-value='{"1":2,"2":"(%)"}' style="border-bottom:1px solid #000000;overflow:hidden;padding:0px 3px 0px 3px;vertical-align:bottom;background-color:#000000;font-weight:bold;color:#ffffff;text-align:center;">(%)</td> <td data-sheets-value='{"1":2,"2":"(dB)"}' style="border-bottom:1px solid #000000;overflow:hidden;padding:0px 3px 0px 3px;vertical-align:bottom;background-color:#000000;font-weight:bold;color:#ffffff;text-align:center;">(dB)</td> </tr> <tr style="height:20px;"> <td data-sheets-value='{"1":2,"2":"Acrylic"}' style="border-left:1px solid #000000;overflow:hidden;padding:0px 3px 0px 3px;vertical-align:bottom;">Acrylic</td> <td data-sheets-value='{"1":2,"2":"EW"}' style="overflow:hidden;padding:0px 3px 0px 3px;vertical-align:bottom;">EW</td> <td data-sheets-value='{"1":2,"2":"Clear (H)"}' style="overflow:hidden;padding:0px 3px 0px 3px;vertical-align:bottom;">Clear (H)</td> <td data-sheets-numberformat='{"1":2,"2":"0.00","3":1}' data-sheets-value='{"1":3,"3":1.19}' style="overflow:hidden;padding:0px 3px 0px 3px;vertical-align:bottom;text-align:center;">1.19</td> <td data-sheets-numberformat='{"1":2,"2":"0","3":1}' data-sheets-value='{"1":3,"3":36.9}' style="overflow:hidden;padding:0px 3px 0px 3px;vertical-align:bottom;text-align:center;">37</td> <td data-sheets-numberformat='{"1":2,"2":"0","3":1}' data-sheets-value='{"1":3,"3":57.42}' style="overflow:hidden;padding:0px 3px 0px 3px;vertical-align:bottom;text-align:center;">57</td> <td data-sheets-value='{"1":3,"3":24}' style="border-right:1px solid #000000;overflow:hidden;padding:0px 3px 0px 3px;vertical-align:bottom;text-align:center;">24</td> </tr> <tr style="height:20px;"> <td data-sheets-value='{"1":2,"2":"PMMA"}' style="border-left:1px solid #000000;overflow:hidden;padding:0px 3px 0px 3px;vertical-align:bottom;">PMMA</td> <td style="overflow:hidden;padding:0px 3px 0px 3px;vertical-align:bottom;"></td> <td data-sheets-value='{"1":2,"2":"Opal (O)"}' style="overflow:hidden;padding:0px 3px 0px 3px;vertical-align:bottom;">Opal (O)</td> <td data-sheets-numberformat='{"1":2,"2":"0.00","3":1}' data-sheets-value='{"1":3,"3":1.19}' style="overflow:hidden;padding:0px 3px 0px 3px;vertical-align:bottom;text-align:center;">1.19</td> <td data-sheets-numberformat='{"1":2,"2":"0","3":1}' data-sheets-value='{"1":3,"3":34.03}' style="overflow:hidden;padding:0px 3px 0px 3px;vertical-align:bottom;text-align:center;">34</td> <td data-sheets-numberformat='{"1":2,"2":"0","3":1}' data-sheets-value='{"1":3,"3":50.160000000000004}' style="overflow:hidden;padding:0px 3px 0px 3px;vertical-align:bottom;text-align:center;">50</td> <td data-sheets-value='{"1":3,"3":24}' style="border-right:1px solid #000000;overflow:hidden;padding:0px 3px 0px 3px;vertical-align:bottom;text-align:center;">24</td> </tr> <tr style="height:20px;"> <td style="border-left:1px solid #000000;overflow:hidden;padding:0px 3px 0px 3px;vertical-align:bottom;"></td> <td data-sheets-value='{"1":2,"2":"DW"}' style="overflow:hidden;padding:0px 3px 0px 3px;vertical-align:bottom;">DW</td> <td data-sheets-value='{"1":2,"2":"Clear (H/H)"}' style="overflow:hidden;padding:0px 3px 0px 3px;vertical-align:bottom;">Clear (H/H)</td> <td data-sheets-numberformat='{"1":2,"2":"0.00","3":1}' data-sheets-value='{"1":3,"3":0.98}' style="overflow:hidden;padding:0px 3px 0px 3px;vertical-align:bottom;text-align:center;">0.98</td> <td data-sheets-numberformat='{"1":2,"2":"0","3":1}' data-sheets-value='{"1":3,"3":33.21}' style="overflow:hidden;padding:0px 3px 0px 3px;vertical-align:bottom;text-align:center;">33</td> <td data-sheets-numberformat='{"1":2,"2":"0","3":1}' data-sheets-value='{"1":3,"3":49.5}' style="overflow:hidden;padding:0px 3px 0px 3px;vertical-align:bottom;text-align:center;">50</td> <td data-sheets-value='{"1":3,"3":26}' style="border-right:1px solid #000000;overflow:hidden;padding:0px 3px 0px 3px;vertical-align:bottom;text-align:center;">26</td> </tr> <tr style="height:20px;"> <td style="border-bottom:1px solid #000000;border-left:1px solid #000000;overflow:hidden;padding:0px 3px 0px 3px;vertical-align:bottom;"></td> <td style="border-bottom:1px solid #000000;overflow:hidden;padding:0px 3px 0px 3px;vertical-align:bottom;"></td> <td data-sheets-value='{"1":2,"2":"Opal (O/O)"}' style="border-bottom:1px solid #000000;overflow:hidden;padding:0px 3px 0px 3px;vertical-align:bottom;">Opal (O/O)</td> <td data-sheets-numberformat='{"1":2,"2":"0.00","3":1}' data-sheets-value='{"1":3,"3":0.98}' style="border-bottom:1px solid #000000;overflow:hidden;padding:0px 3px 0px 3px;vertical-align:bottom;text-align:center;">0.98</td> <td data-sheets-numberformat='{"1":2,"2":"0","3":1}' data-sheets-value='{"1":3,"3":28.29}' style="border-bottom:1px solid #000000;overflow:hidden;padding:0px 3px 0px 3px;vertical-align:bottom;text-align:center;">28</td> <td data-sheets-numberformat='{"1":2,"2":"0","3":1}' data-sheets-value='{"1":3,"3":38.28}' style="border-bottom:1px solid #000000;overflow:hidden;padding:0px 3px 0px 3px;vertical-align:bottom;text-align:center;">38</td> <td data-sheets-value='{"1":3,"3":26}' style="border-right:1px solid #000000;border-bottom:1px solid #000000;overflow:hidden;padding:0px 3px 0px 3px;vertical-align:bottom;text-align:center;">26</td> </tr> <tr style="height:20px;"> <td data-sheets-value='{"1":2,"2":"Polycarbonate "}' style="border-left:1px solid #000000;overflow:hidden;padding:0px 3px 0px 3px;vertical-align:bottom;">Polycarbonate </td> <td data-sheets-value='{"1":2,"2":"EW"}' style="overflow:hidden;padding:0px 3px 0px 3px;vertical-align:bottom;">EW</td> <td data-sheets-value='{"1":2,"2":"Clear (A)"}' style="overflow:hidden;padding:0px 3px 0px 3px;vertical-align:bottom;">Clear (A)</td> <td data-sheets-numberformat='{"1":2,"2":"0.00","3":1}' data-sheets-value='{"1":3,"3":1.19}' style="overflow:hidden;padding:0px 3px 0px 3px;vertical-align:bottom;text-align:center;">1.19</td> <td data-sheets-numberformat='{"1":2,"2":"0","3":1}' data-sheets-value='{"1":3,"3":36.08}' style="overflow:hidden;padding:0px 3px 0px 3px;vertical-align:bottom;text-align:center;">36</td> <td data-sheets-numberformat='{"1":2,"2":"0","3":1}' data-sheets-value='{"1":3,"3":54.78}' style="overflow:hidden;padding:0px 3px 0px 3px;vertical-align:bottom;text-align:center;">55</td> <td data-sheets-value='{"1":3,"3":24}' style="border-right:1px solid #000000;overflow:hidden;padding:0px 3px 0px 3px;vertical-align:bottom;text-align:center;">24</td> </tr> <tr style="height:20px;"> <td data-sheets-value='{"1":2,"2":"PC"}' style="border-left:1px solid #000000;overflow:hidden;padding:0px 3px 0px 3px;vertical-align:bottom;">PC</td> <td style="overflow:hidden;padding:0px 3px 0px 3px;vertical-align:bottom;"></td> <td data-sheets-value='{"1":2,"2":"Opal (D)"}' style="overflow:hidden;padding:0px 3px 0px 3px;vertical-align:bottom;">Opal (D)</td> <td data-sheets-numberformat='{"1":2,"2":"0.00","3":1}' data-sheets-value='{"1":3,"3":1.19}' style="overflow:hidden;padding:0px 3px 0px 3px;vertical-align:bottom;text-align:center;">1.19</td> <td data-sheets-numberformat='{"1":2,"2":"0","3":1}' data-sheets-value='{"1":3,"3":23.779999999999998}' style="overflow:hidden;padding:0px 3px 0px 3px;vertical-align:bottom;text-align:center;">24</td> <td data-sheets-numberformat='{"1":2,"2":"0","3":1}' data-sheets-value='{"1":3,"3":39.6}' style="overflow:hidden;padding:0px 3px 0px 3px;vertical-align:bottom;text-align:center;">40</td> <td data-sheets-value='{"1":3,"3":24}' style="border-right:1px solid #000000;overflow:hidden;padding:0px 3px 0px 3px;vertical-align:bottom;text-align:center;">24</td> </tr> <tr style="height:20px;"> <td style="border-left:1px solid #000000;overflow:hidden;padding:0px 3px 0px 3px;vertical-align:bottom;"></td> <td data-sheets-value='{"1":2,"2":"DW"}' style="overflow:hidden;padding:0px 3px 0px 3px;vertical-align:bottom;">DW</td> <td data-sheets-value='{"1":2,"2":"Clear (A/H)"}' style="overflow:hidden;padding:0px 3px 0px 3px;vertical-align:bottom;">Clear (A/H)</td> <td data-sheets-numberformat='{"1":2,"2":"0.00","3":1}' data-sheets-value='{"1":3,"3":0.98}' style="overflow:hidden;padding:0px 3px 0px 3px;vertical-align:bottom;text-align:center;">0.98</td> <td data-sheets-numberformat='{"1":2,"2":"0","3":1}' data-sheets-value='{"1":3,"3":32.39}' style="overflow:hidden;padding:0px 3px 0px 3px;vertical-align:bottom;text-align:center;">32</td> <td data-sheets-numberformat='{"1":2,"2":"0","3":1}' data-sheets-value='{"1":3,"3":47.52}' style="overflow:hidden;padding:0px 3px 0px 3px;vertical-align:bottom;text-align:center;">48</td> <td data-sheets-value='{"1":3,"3":26}' style="border-right:1px solid #000000;overflow:hidden;padding:0px 3px 0px 3px;vertical-align:bottom;text-align:center;">26</td> </tr> <tr style="height:20px;"> <td style="border-left:1px solid #000000;overflow:hidden;padding:0px 3px 0px 3px;vertical-align:bottom;"></td> <td style="overflow:hidden;padding:0px 3px 0px 3px;vertical-align:bottom;"></td> <td data-sheets-value='{"1":2,"2":"Clear (A/A)"}' style="overflow:hidden;padding:0px 3px 0px 3px;vertical-align:bottom;">Clear (A/A)</td> <td data-sheets-numberformat='{"1":2,"2":"0.00","3":1}' data-sheets-value='{"1":3,"3":0.98}' style="overflow:hidden;padding:0px 3px 0px 3px;vertical-align:bottom;text-align:center;">0.98</td> <td data-sheets-numberformat='{"1":2,"2":"0","3":1}' data-sheets-value='{"1":3,"3":31.569999999999997}' style="overflow:hidden;padding:0px 3px 0px 3px;vertical-align:bottom;text-align:center;">32</td> <td data-sheets-numberformat='{"1":2,"2":"0","3":1}' data-sheets-value='{"1":3,"3":45.54}' style="overflow:hidden;padding:0px 3px 0px 3px;vertical-align:bottom;text-align:center;">46</td> <td data-sheets-value='{"1":3,"3":26}' style="border-right:1px solid #000000;overflow:hidden;padding:0px 3px 0px 3px;vertical-align:bottom;text-align:center;">26</td> </tr> <tr style="height:20px;"> <td style="border-left:1px solid #000000;overflow:hidden;padding:0px 3px 0px 3px;vertical-align:bottom;"></td> <td style="overflow:hidden;padding:0px 3px 0px 3px;vertical-align:bottom;"></td> <td data-sheets-value='{"1":2,"2":"Opal (A/O)"}' style="overflow:hidden;padding:0px 3px 0px 3px;vertical-align:bottom;">Opal (A/O)</td> <td data-sheets-numberformat='{"1":2,"2":"0.00","3":1}' data-sheets-value='{"1":3,"3":0.98}' style="overflow:hidden;padding:0px 3px 0px 3px;vertical-align:bottom;text-align:center;">0.98</td> <td data-sheets-numberformat='{"1":2,"2":"0","3":1}' data-sheets-value='{"1":3,"3":29.93}' style="overflow:hidden;padding:0px 3px 0px 3px;vertical-align:bottom;text-align:center;">30</td> <td data-sheets-numberformat='{"1":2,"2":"0","3":1}' data-sheets-value='{"1":3,"3":41.580000000000005}' style="overflow:hidden;padding:0px 3px 0px 3px;vertical-align:bottom;text-align:center;">42</td> <td data-sheets-value='{"1":3,"3":26}' style="border-right:1px solid #000000;overflow:hidden;padding:0px 3px 0px 3px;vertical-align:bottom;text-align:center;">26</td> </tr> <tr style="height:20px;"> <td style="border-bottom:1px solid #000000;border-left:1px solid #000000;overflow:hidden;padding:0px 3px 0px 3px;vertical-align:bottom;"></td> <td style="border-bottom:1px solid #000000;overflow:hidden;padding:0px 3px 0px 3px;vertical-align:bottom;"></td> <td data-sheets-value='{"1":2,"2":"Opal (A/D)"}' style="border-bottom:1px solid #000000;overflow:hidden;padding:0px 3px 0px 3px;vertical-align:bottom;">Opal (A/D)</td> <td data-sheets-numberformat='{"1":2,"2":"0.00","3":1}' data-sheets-value='{"1":3,"3":0.98}' style="border-bottom:1px solid #000000;overflow:hidden;padding:0px 3px 0px 3px;vertical-align:bottom;text-align:center;">0.98</td> <td data-sheets-numberformat='{"1":2,"2":"0","3":1}' data-sheets-value='{"1":3,"3":20.91}' style="border-bottom:1px solid #000000;overflow:hidden;padding:0px 3px 0px 3px;vertical-align:bottom;text-align:center;">21</td> <td data-sheets-numberformat='{"1":2,"2":"0","3":1}' data-sheets-value='{"1":3,"3":33}' style="border-bottom:1px solid #000000;overflow:hidden;padding:0px 3px 0px 3px;vertical-align:bottom;text-align:center;">33</td> <td data-sheets-value='{"1":3,"3":26}' style="border-right:1px solid #000000;border-bottom:1px solid #000000;overflow:hidden;padding:0px 3px 0px 3px;vertical-align:bottom;text-align:center;">26</td> </tr> <tr style="height:20px;"> <td data-sheets-value='{"1":2,"2":"Polycarbonate"}' style="border-left:1px solid #000000;overflow:hidden;padding:0px 3px 0px 3px;vertical-align:bottom;">Polycarbonate</td> <td data-sheets-value='{"1":2,"2":"EW"}' style="overflow:hidden;padding:0px 3px 0px 3px;vertical-align:bottom;">EW</td> <td data-sheets-value='{"1":2,"2":"Heatstop Opal (T)"}' style="overflow:hidden;padding:0px 3px 0px 3px;vertical-align:bottom;">Heatstop Opal (T)</td> <td data-sheets-numberformat='{"1":2,"2":"0.00","3":1}' data-sheets-value='{"1":3,"3":1.19}' style="overflow:hidden;padding:0px 3px 0px 3px;vertical-align:bottom;text-align:center;">1.19</td> <td data-sheets-numberformat='{"1":2,"2":"0","3":1}' data-sheets-value='{"1":3,"3":20.09}' style="overflow:hidden;padding:0px 3px 0px 3px;vertical-align:bottom;text-align:center;">20</td> <td data-sheets-numberformat='{"1":2,"2":"0","3":1}' data-sheets-value='{"1":3,"3":38.940000000000005}' style="overflow:hidden;padding:0px 3px 0px 3px;vertical-align:bottom;text-align:center;">39</td> <td data-sheets-value='{"1":3,"3":24}' style="border-right:1px solid #000000;overflow:hidden;padding:0px 3px 0px 3px;vertical-align:bottom;text-align:center;">24</td> </tr> <tr style="height:20px;"> <td data-sheets-value='{"1":2,"2":"Heatstop PC"}' style="border-left:1px solid #000000;overflow:hidden;padding:0px 3px 0px 3px;vertical-align:bottom;">Heatstop PC</td> <td data-sheets-value='{"1":2,"2":"DW"}' style="overflow:hidden;padding:0px 3px 0px 3px;vertical-align:bottom;">DW</td> <td data-sheets-value='{"1":2,"2":"Clear (T/H)"}' style="overflow:hidden;padding:0px 3px 0px 3px;vertical-align:bottom;">Clear (T/H)</td> <td data-sheets-numberformat='{"1":2,"2":"0.00","3":1}' data-sheets-value='{"1":3,"3":0.98}' style="overflow:hidden;padding:0px 3px 0px 3px;vertical-align:bottom;text-align:center;">0.98</td> <td data-sheets-numberformat='{"1":2,"2":"0","3":1}' data-sheets-value='{"1":3,"3":18.04}' style="overflow:hidden;padding:0px 3px 0px 3px;vertical-align:bottom;text-align:center;">18</td> <td data-sheets-numberformat='{"1":2,"2":"0","3":1}' data-sheets-value='{"1":3,"3":33.660000000000004}' style="overflow:hidden;padding:0px 3px 0px 3px;vertical-align:bottom;text-align:center;">34</td> <td data-sheets-value='{"1":3,"3":26}' style="border-right:1px solid #000000;overflow:hidden;padding:0px 3px 0px 3px;vertical-align:bottom;text-align:center;">26</td> </tr> <tr style="height:20px;"> <td style="border-bottom:1px solid #000000;border-left:1px solid #000000;overflow:hidden;padding:0px 3px 0px 3px;vertical-align:bottom;"></td> <td style="border-bottom:1px solid #000000;overflow:hidden;padding:0px 3px 0px 3px;vertical-align:bottom;"></td> <td data-sheets-value='{"1":2,"2":"Opal (T/O)"}' style="border-bottom:1px solid #000000;overflow:hidden;padding:0px 3px 0px 3px;vertical-align:bottom;">Opal (T/O)</td> <td data-sheets-numberformat='{"1":2,"2":"0.00","3":1}' data-sheets-value='{"1":3,"3":0.98}' style="border-bottom:1px solid #000000;overflow:hidden;padding:0px 3px 0px 3px;vertical-align:bottom;text-align:center;">0.98</td> <td data-sheets-numberformat='{"1":2,"2":"0","3":1}' data-sheets-value='{"1":3,"3":16.81}' style="border-bottom:1px solid #000000;overflow:hidden;padding:0px 3px 0px 3px;vertical-align:bottom;text-align:center;">17</td> <td data-sheets-numberformat='{"1":2,"2":"0","3":1}' data-sheets-value='{"1":3,"3":29.700000000000003}' style="border-bottom:1px solid #000000;overflow:hidden;padding:0px 3px 0px 3px;vertical-align:bottom;text-align:center;">30</td> <td data-sheets-value='{"1":3,"3":26}' style="border-right:1px solid #000000;border-bottom:1px solid #000000;overflow:hidden;padding:0px 3px 0px 3px;vertical-align:bottom;text-align:center;">26</td> </tr> </tbody></table> | skylux-160-ce-met-koepel-en-pvc-opstand-30-20-met-lm-motor-pvc-raam-type-ep25-en-windvang-1300-x-2200-mm | 8586036838733 | 46872368054605
Smoke and heat exhaust (SHEV) | SHE system | Skylux | Skylux 160° CE with skylight and PVC curb 30/20 with LM-actuator, PVC frame type EP25 and spoiler 1300 x 2300 mm |  | 50492 | 5412970504924 | 6970.85 | Yes | 30-45 | 139.98 | 1300 x 2300 mm | 2300 | 1300 |  | PVC 30/20 (30 cm high & roof opening = 20 cm larger than daylight size) | Rectangular | 1.19 W/m²K - 0.98 W/m²K | 57% - 30% | 37% - 17% | 24dB - 26dB | 160° CE (for industry) | PVC frame EP25 | with spoiler | E | Single actuator | Maximum double-walled skylight possible for this product | Ut-value LT-value g-value Rw-value EN 1873 : 2014 EN ISO 13468 EN 16153 EN 410 EN 410 EN ISO 140-3 Material Walls Shells (W/m²K) (%) (%) (dB) Acrylic EW Clear (H) 1.19 37 57 24 PMMA Opal (O) 1.19 34 50 24 DW Clear (H/H) 0.98 33 50 26 Opal (O/O) 0.98 28 38 26 Polycarbonate EW Clear (A) 1.19 36 55 24 PC Opal (D) 1.19 24 40 24 DW Clear (A/H) 0.98 32 48 26 Clear (A/A) 0.98 32 46 26 Opal (A/O) 0.98 30 42 26 Opal (A/D) 0.98 21 33 26 Polycarbonate EW Heatstop Opal (T) 1.19 20 39 24 Heatstop PC DW Clear (T/H) 0.98 18 34 26 Opal (T/O) 0.98 17 30 26 | https://skylux.eu/en/products/skylux-160-ce-met-koepel-en-pvc-opstand-30-20-met-lm-motor-pvc-raam-type-ep25-en-windvang-1300-x-2300-mm | https://skylux.eu/cdn/shop/files/Skylux-160deg-CE-met-koepel-en-pvc-opstand-3020-met-LM-motor-pvc-raam-type-EP25-en-windvang-1300-x-2300-mm-RWA-systeem.jpg?v=1702981114&width=1600 | https://skylux.eu/cdn/shop/files/e5a82811-1bb0-48e4-a776-cacb59c7c092_db679230-73e9-49ae-a679-bf5148388ccd.jpg?v=1688551286&width=1600 | //skylux.eu/cdn/shop/files/E_MH_Mounting_instructions_Skylux_160_CE_LM.pdf?v=12406716259046007223 | //skylux.eu/cdn/shop/files/E_TD_Technical_File_Skylux_Skylux_160_CE_Electric.pdf?v=3667116872303399239 | <style type="text/css" id="isPasted"><!--td {border: 1px solid #cccccc;}br {mso-data-placement:same-cell;}--></style><table border="1" cellpadding="0" cellspacing="0" dir="ltr" style="table-layout:fixed;font-size:10pt;font-family:Arial;border-collapse:collapse;border:none;"><tbody> <tr style="height:20px;"> <td style="overflow:hidden;padding:0px 3px 0px 3px;vertical-align:bottom;"></td> <td style="overflow:hidden;padding:0px 3px 0px 3px;vertical-align:bottom;"></td> <td style="overflow:hidden;padding:0px 3px 0px 3px;vertical-align:bottom;"></td> <td data-sheets-value='{"1":2,"2":"Ut-value"}' style="overflow:hidden;padding:0px 3px 0px 3px;vertical-align:bottom;font-weight:bold;text-align:center;">Ut-value</td> <td data-sheets-value='{"1":2,"2":"LT-value"}' style="overflow:hidden;padding:0px 3px 0px 3px;vertical-align:bottom;font-weight:bold;text-align:center;">LT-value</td> <td data-sheets-value='{"1":2,"2":"g-value"}' style="overflow:hidden;padding:0px 3px 0px 3px;vertical-align:bottom;font-weight:bold;text-align:center;">g-value</td> <td data-sheets-value='{"1":2,"2":"Rw-value "}' style="overflow:hidden;padding:0px 3px 0px 3px;vertical-align:bottom;font-weight:bold;text-align:center;">Rw-value </td> </tr> <tr style="height:20px;"> <td style="overflow:hidden;padding:0px 3px 0px 3px;vertical-align:bottom;"></td> <td style="overflow:hidden;padding:0px 3px 0px 3px;vertical-align:bottom;"></td> <td style="overflow:hidden;padding:0px 3px 0px 3px;vertical-align:bottom;"></td> <td data-sheets-numberformat='{"1":2,"2":"0.00","3":1}' data-sheets-value='{"1":2,"2":"EN 1873 : 2014"}' style="overflow:hidden;padding:0px 3px 0px 3px;vertical-align:bottom;text-align:center;">EN 1873 : 2014</td> <td data-sheets-numberformat='{"1":2,"2":"0","3":1}' data-sheets-value='{"1":2,"2":"EN ISO 13468 EN 16153 EN 410"}' style="overflow:hidden;padding:0px 3px 0px 3px;vertical-align:bottom;text-align:center;">EN ISO 13468 EN 16153 EN 410</td> <td data-sheets-numberformat='{"1":2,"2":"0","3":1}' data-sheets-value='{"1":2,"2":"EN 410"}' style="overflow:hidden;padding:0px 3px 0px 3px;vertical-align:bottom;text-align:center;">EN 410</td> <td data-sheets-value='{"1":2,"2":"EN ISO 140-3\t\t"}' style="overflow:hidden;padding:0px 3px 0px 3px;vertical-align:bottom;text-align:center;">EN ISO 140-3 </td> </tr> <tr style="height:20px;"> <td data-sheets-value='{"1":2,"2":"Material"}' style="border-bottom:1px solid #000000;overflow:hidden;padding:0px 3px 0px 3px;vertical-align:bottom;background-color:#000000;font-weight:bold;color:#ffffff;">Material</td> <td data-sheets-value='{"1":2,"2":"Walls"}' style="border-bottom:1px solid #000000;overflow:hidden;padding:0px 3px 0px 3px;vertical-align:bottom;background-color:#000000;font-weight:bold;color:#ffffff;">Walls</td> <td data-sheets-value='{"1":2,"2":"Shells"}' style="border-bottom:1px solid #000000;overflow:hidden;padding:0px 3px 0px 3px;vertical-align:bottom;background-color:#000000;font-weight:bold;color:#ffffff;">Shells</td> <td data-sheets-numberformat='{"1":2,"2":"0.00","3":1}' data-sheets-value='{"1":2,"2":"(W/m²K)\t"}' style="border-bottom:1px solid #000000;overflow:hidden;padding:0px 3px 0px 3px;vertical-align:bottom;background-color:#000000;font-weight:bold;color:#ffffff;text-align:center;">(W/m²K) </td> <td data-sheets-numberformat='{"1":2,"2":"0","3":1}' data-sheets-value='{"1":2,"2":"(%)"}' style="border-bottom:1px solid #000000;overflow:hidden;padding:0px 3px 0px 3px;vertical-align:bottom;background-color:#000000;font-weight:bold;color:#ffffff;text-align:center;">(%)</td> <td data-sheets-numberformat='{"1":2,"2":"0","3":1}' data-sheets-value='{"1":2,"2":"(%)"}' style="border-bottom:1px solid #000000;overflow:hidden;padding:0px 3px 0px 3px;vertical-align:bottom;background-color:#000000;font-weight:bold;color:#ffffff;text-align:center;">(%)</td> <td data-sheets-value='{"1":2,"2":"(dB)"}' style="border-bottom:1px solid #000000;overflow:hidden;padding:0px 3px 0px 3px;vertical-align:bottom;background-color:#000000;font-weight:bold;color:#ffffff;text-align:center;">(dB)</td> </tr> <tr style="height:20px;"> <td data-sheets-value='{"1":2,"2":"Acrylic"}' style="border-left:1px solid #000000;overflow:hidden;padding:0px 3px 0px 3px;vertical-align:bottom;">Acrylic</td> <td data-sheets-value='{"1":2,"2":"EW"}' style="overflow:hidden;padding:0px 3px 0px 3px;vertical-align:bottom;">EW</td> <td data-sheets-value='{"1":2,"2":"Clear (H)"}' style="overflow:hidden;padding:0px 3px 0px 3px;vertical-align:bottom;">Clear (H)</td> <td data-sheets-numberformat='{"1":2,"2":"0.00","3":1}' data-sheets-value='{"1":3,"3":1.19}' style="overflow:hidden;padding:0px 3px 0px 3px;vertical-align:bottom;text-align:center;">1.19</td> <td data-sheets-numberformat='{"1":2,"2":"0","3":1}' data-sheets-value='{"1":3,"3":36.9}' style="overflow:hidden;padding:0px 3px 0px 3px;vertical-align:bottom;text-align:center;">37</td> <td data-sheets-numberformat='{"1":2,"2":"0","3":1}' data-sheets-value='{"1":3,"3":57.42}' style="overflow:hidden;padding:0px 3px 0px 3px;vertical-align:bottom;text-align:center;">57</td> <td data-sheets-value='{"1":3,"3":24}' style="border-right:1px solid #000000;overflow:hidden;padding:0px 3px 0px 3px;vertical-align:bottom;text-align:center;">24</td> </tr> <tr style="height:20px;"> <td data-sheets-value='{"1":2,"2":"PMMA"}' style="border-left:1px solid #000000;overflow:hidden;padding:0px 3px 0px 3px;vertical-align:bottom;">PMMA</td> <td style="overflow:hidden;padding:0px 3px 0px 3px;vertical-align:bottom;"></td> <td data-sheets-value='{"1":2,"2":"Opal (O)"}' style="overflow:hidden;padding:0px 3px 0px 3px;vertical-align:bottom;">Opal (O)</td> <td data-sheets-numberformat='{"1":2,"2":"0.00","3":1}' data-sheets-value='{"1":3,"3":1.19}' style="overflow:hidden;padding:0px 3px 0px 3px;vertical-align:bottom;text-align:center;">1.19</td> <td data-sheets-numberformat='{"1":2,"2":"0","3":1}' data-sheets-value='{"1":3,"3":34.03}' style="overflow:hidden;padding:0px 3px 0px 3px;vertical-align:bottom;text-align:center;">34</td> <td data-sheets-numberformat='{"1":2,"2":"0","3":1}' data-sheets-value='{"1":3,"3":50.160000000000004}' style="overflow:hidden;padding:0px 3px 0px 3px;vertical-align:bottom;text-align:center;">50</td> <td data-sheets-value='{"1":3,"3":24}' style="border-right:1px solid #000000;overflow:hidden;padding:0px 3px 0px 3px;vertical-align:bottom;text-align:center;">24</td> </tr> <tr style="height:20px;"> <td style="border-left:1px solid #000000;overflow:hidden;padding:0px 3px 0px 3px;vertical-align:bottom;"></td> <td data-sheets-value='{"1":2,"2":"DW"}' style="overflow:hidden;padding:0px 3px 0px 3px;vertical-align:bottom;">DW</td> <td data-sheets-value='{"1":2,"2":"Clear (H/H)"}' style="overflow:hidden;padding:0px 3px 0px 3px;vertical-align:bottom;">Clear (H/H)</td> <td data-sheets-numberformat='{"1":2,"2":"0.00","3":1}' data-sheets-value='{"1":3,"3":0.98}' style="overflow:hidden;padding:0px 3px 0px 3px;vertical-align:bottom;text-align:center;">0.98</td> <td data-sheets-numberformat='{"1":2,"2":"0","3":1}' data-sheets-value='{"1":3,"3":33.21}' style="overflow:hidden;padding:0px 3px 0px 3px;vertical-align:bottom;text-align:center;">33</td> <td data-sheets-numberformat='{"1":2,"2":"0","3":1}' data-sheets-value='{"1":3,"3":49.5}' style="overflow:hidden;padding:0px 3px 0px 3px;vertical-align:bottom;text-align:center;">50</td> <td data-sheets-value='{"1":3,"3":26}' style="border-right:1px solid #000000;overflow:hidden;padding:0px 3px 0px 3px;vertical-align:bottom;text-align:center;">26</td> </tr> <tr style="height:20px;"> <td style="border-bottom:1px solid #000000;border-left:1px solid #000000;overflow:hidden;padding:0px 3px 0px 3px;vertical-align:bottom;"></td> <td style="border-bottom:1px solid #000000;overflow:hidden;padding:0px 3px 0px 3px;vertical-align:bottom;"></td> <td data-sheets-value='{"1":2,"2":"Opal (O/O)"}' style="border-bottom:1px solid #000000;overflow:hidden;padding:0px 3px 0px 3px;vertical-align:bottom;">Opal (O/O)</td> <td data-sheets-numberformat='{"1":2,"2":"0.00","3":1}' data-sheets-value='{"1":3,"3":0.98}' style="border-bottom:1px solid #000000;overflow:hidden;padding:0px 3px 0px 3px;vertical-align:bottom;text-align:center;">0.98</td> <td data-sheets-numberformat='{"1":2,"2":"0","3":1}' data-sheets-value='{"1":3,"3":28.29}' style="border-bottom:1px solid #000000;overflow:hidden;padding:0px 3px 0px 3px;vertical-align:bottom;text-align:center;">28</td> <td data-sheets-numberformat='{"1":2,"2":"0","3":1}' data-sheets-value='{"1":3,"3":38.28}' style="border-bottom:1px solid #000000;overflow:hidden;padding:0px 3px 0px 3px;vertical-align:bottom;text-align:center;">38</td> <td data-sheets-value='{"1":3,"3":26}' style="border-right:1px solid #000000;border-bottom:1px solid #000000;overflow:hidden;padding:0px 3px 0px 3px;vertical-align:bottom;text-align:center;">26</td> </tr> <tr style="height:20px;"> <td data-sheets-value='{"1":2,"2":"Polycarbonate "}' style="border-left:1px solid #000000;overflow:hidden;padding:0px 3px 0px 3px;vertical-align:bottom;">Polycarbonate </td> <td data-sheets-value='{"1":2,"2":"EW"}' style="overflow:hidden;padding:0px 3px 0px 3px;vertical-align:bottom;">EW</td> <td data-sheets-value='{"1":2,"2":"Clear (A)"}' style="overflow:hidden;padding:0px 3px 0px 3px;vertical-align:bottom;">Clear (A)</td> <td data-sheets-numberformat='{"1":2,"2":"0.00","3":1}' data-sheets-value='{"1":3,"3":1.19}' style="overflow:hidden;padding:0px 3px 0px 3px;vertical-align:bottom;text-align:center;">1.19</td> <td data-sheets-numberformat='{"1":2,"2":"0","3":1}' data-sheets-value='{"1":3,"3":36.08}' style="overflow:hidden;padding:0px 3px 0px 3px;vertical-align:bottom;text-align:center;">36</td> <td data-sheets-numberformat='{"1":2,"2":"0","3":1}' data-sheets-value='{"1":3,"3":54.78}' style="overflow:hidden;padding:0px 3px 0px 3px;vertical-align:bottom;text-align:center;">55</td> <td data-sheets-value='{"1":3,"3":24}' style="border-right:1px solid #000000;overflow:hidden;padding:0px 3px 0px 3px;vertical-align:bottom;text-align:center;">24</td> </tr> <tr style="height:20px;"> <td data-sheets-value='{"1":2,"2":"PC"}' style="border-left:1px solid #000000;overflow:hidden;padding:0px 3px 0px 3px;vertical-align:bottom;">PC</td> <td style="overflow:hidden;padding:0px 3px 0px 3px;vertical-align:bottom;"></td> <td data-sheets-value='{"1":2,"2":"Opal (D)"}' style="overflow:hidden;padding:0px 3px 0px 3px;vertical-align:bottom;">Opal (D)</td> <td data-sheets-numberformat='{"1":2,"2":"0.00","3":1}' data-sheets-value='{"1":3,"3":1.19}' style="overflow:hidden;padding:0px 3px 0px 3px;vertical-align:bottom;text-align:center;">1.19</td> <td data-sheets-numberformat='{"1":2,"2":"0","3":1}' data-sheets-value='{"1":3,"3":23.779999999999998}' style="overflow:hidden;padding:0px 3px 0px 3px;vertical-align:bottom;text-align:center;">24</td> <td data-sheets-numberformat='{"1":2,"2":"0","3":1}' data-sheets-value='{"1":3,"3":39.6}' style="overflow:hidden;padding:0px 3px 0px 3px;vertical-align:bottom;text-align:center;">40</td> <td data-sheets-value='{"1":3,"3":24}' style="border-right:1px solid #000000;overflow:hidden;padding:0px 3px 0px 3px;vertical-align:bottom;text-align:center;">24</td> </tr> <tr style="height:20px;"> <td style="border-left:1px solid #000000;overflow:hidden;padding:0px 3px 0px 3px;vertical-align:bottom;"></td> <td data-sheets-value='{"1":2,"2":"DW"}' style="overflow:hidden;padding:0px 3px 0px 3px;vertical-align:bottom;">DW</td> <td data-sheets-value='{"1":2,"2":"Clear (A/H)"}' style="overflow:hidden;padding:0px 3px 0px 3px;vertical-align:bottom;">Clear (A/H)</td> <td data-sheets-numberformat='{"1":2,"2":"0.00","3":1}' data-sheets-value='{"1":3,"3":0.98}' style="overflow:hidden;padding:0px 3px 0px 3px;vertical-align:bottom;text-align:center;">0.98</td> <td data-sheets-numberformat='{"1":2,"2":"0","3":1}' data-sheets-value='{"1":3,"3":32.39}' style="overflow:hidden;padding:0px 3px 0px 3px;vertical-align:bottom;text-align:center;">32</td> <td data-sheets-numberformat='{"1":2,"2":"0","3":1}' data-sheets-value='{"1":3,"3":47.52}' style="overflow:hidden;padding:0px 3px 0px 3px;vertical-align:bottom;text-align:center;">48</td> <td data-sheets-value='{"1":3,"3":26}' style="border-right:1px solid #000000;overflow:hidden;padding:0px 3px 0px 3px;vertical-align:bottom;text-align:center;">26</td> </tr> <tr style="height:20px;"> <td style="border-left:1px solid #000000;overflow:hidden;padding:0px 3px 0px 3px;vertical-align:bottom;"></td> <td style="overflow:hidden;padding:0px 3px 0px 3px;vertical-align:bottom;"></td> <td data-sheets-value='{"1":2,"2":"Clear (A/A)"}' style="overflow:hidden;padding:0px 3px 0px 3px;vertical-align:bottom;">Clear (A/A)</td> <td data-sheets-numberformat='{"1":2,"2":"0.00","3":1}' data-sheets-value='{"1":3,"3":0.98}' style="overflow:hidden;padding:0px 3px 0px 3px;vertical-align:bottom;text-align:center;">0.98</td> <td data-sheets-numberformat='{"1":2,"2":"0","3":1}' data-sheets-value='{"1":3,"3":31.569999999999997}' style="overflow:hidden;padding:0px 3px 0px 3px;vertical-align:bottom;text-align:center;">32</td> <td data-sheets-numberformat='{"1":2,"2":"0","3":1}' data-sheets-value='{"1":3,"3":45.54}' style="overflow:hidden;padding:0px 3px 0px 3px;vertical-align:bottom;text-align:center;">46</td> <td data-sheets-value='{"1":3,"3":26}' style="border-right:1px solid #000000;overflow:hidden;padding:0px 3px 0px 3px;vertical-align:bottom;text-align:center;">26</td> </tr> <tr style="height:20px;"> <td style="border-left:1px solid #000000;overflow:hidden;padding:0px 3px 0px 3px;vertical-align:bottom;"></td> <td style="overflow:hidden;padding:0px 3px 0px 3px;vertical-align:bottom;"></td> <td data-sheets-value='{"1":2,"2":"Opal (A/O)"}' style="overflow:hidden;padding:0px 3px 0px 3px;vertical-align:bottom;">Opal (A/O)</td> <td data-sheets-numberformat='{"1":2,"2":"0.00","3":1}' data-sheets-value='{"1":3,"3":0.98}' style="overflow:hidden;padding:0px 3px 0px 3px;vertical-align:bottom;text-align:center;">0.98</td> <td data-sheets-numberformat='{"1":2,"2":"0","3":1}' data-sheets-value='{"1":3,"3":29.93}' style="overflow:hidden;padding:0px 3px 0px 3px;vertical-align:bottom;text-align:center;">30</td> <td data-sheets-numberformat='{"1":2,"2":"0","3":1}' data-sheets-value='{"1":3,"3":41.580000000000005}' style="overflow:hidden;padding:0px 3px 0px 3px;vertical-align:bottom;text-align:center;">42</td> <td data-sheets-value='{"1":3,"3":26}' style="border-right:1px solid #000000;overflow:hidden;padding:0px 3px 0px 3px;vertical-align:bottom;text-align:center;">26</td> </tr> <tr style="height:20px;"> <td style="border-bottom:1px solid #000000;border-left:1px solid #000000;overflow:hidden;padding:0px 3px 0px 3px;vertical-align:bottom;"></td> <td style="border-bottom:1px solid #000000;overflow:hidden;padding:0px 3px 0px 3px;vertical-align:bottom;"></td> <td data-sheets-value='{"1":2,"2":"Opal (A/D)"}' style="border-bottom:1px solid #000000;overflow:hidden;padding:0px 3px 0px 3px;vertical-align:bottom;">Opal (A/D)</td> <td data-sheets-numberformat='{"1":2,"2":"0.00","3":1}' data-sheets-value='{"1":3,"3":0.98}' style="border-bottom:1px solid #000000;overflow:hidden;padding:0px 3px 0px 3px;vertical-align:bottom;text-align:center;">0.98</td> <td data-sheets-numberformat='{"1":2,"2":"0","3":1}' data-sheets-value='{"1":3,"3":20.91}' style="border-bottom:1px solid #000000;overflow:hidden;padding:0px 3px 0px 3px;vertical-align:bottom;text-align:center;">21</td> <td data-sheets-numberformat='{"1":2,"2":"0","3":1}' data-sheets-value='{"1":3,"3":33}' style="border-bottom:1px solid #000000;overflow:hidden;padding:0px 3px 0px 3px;vertical-align:bottom;text-align:center;">33</td> <td data-sheets-value='{"1":3,"3":26}' style="border-right:1px solid #000000;border-bottom:1px solid #000000;overflow:hidden;padding:0px 3px 0px 3px;vertical-align:bottom;text-align:center;">26</td> </tr> <tr style="height:20px;"> <td data-sheets-value='{"1":2,"2":"Polycarbonate"}' style="border-left:1px solid #000000;overflow:hidden;padding:0px 3px 0px 3px;vertical-align:bottom;">Polycarbonate</td> <td data-sheets-value='{"1":2,"2":"EW"}' style="overflow:hidden;padding:0px 3px 0px 3px;vertical-align:bottom;">EW</td> <td data-sheets-value='{"1":2,"2":"Heatstop Opal (T)"}' style="overflow:hidden;padding:0px 3px 0px 3px;vertical-align:bottom;">Heatstop Opal (T)</td> <td data-sheets-numberformat='{"1":2,"2":"0.00","3":1}' data-sheets-value='{"1":3,"3":1.19}' style="overflow:hidden;padding:0px 3px 0px 3px;vertical-align:bottom;text-align:center;">1.19</td> <td data-sheets-numberformat='{"1":2,"2":"0","3":1}' data-sheets-value='{"1":3,"3":20.09}' style="overflow:hidden;padding:0px 3px 0px 3px;vertical-align:bottom;text-align:center;">20</td> <td data-sheets-numberformat='{"1":2,"2":"0","3":1}' data-sheets-value='{"1":3,"3":38.940000000000005}' style="overflow:hidden;padding:0px 3px 0px 3px;vertical-align:bottom;text-align:center;">39</td> <td data-sheets-value='{"1":3,"3":24}' style="border-right:1px solid #000000;overflow:hidden;padding:0px 3px 0px 3px;vertical-align:bottom;text-align:center;">24</td> </tr> <tr style="height:20px;"> <td data-sheets-value='{"1":2,"2":"Heatstop PC"}' style="border-left:1px solid #000000;overflow:hidden;padding:0px 3px 0px 3px;vertical-align:bottom;">Heatstop PC</td> <td data-sheets-value='{"1":2,"2":"DW"}' style="overflow:hidden;padding:0px 3px 0px 3px;vertical-align:bottom;">DW</td> <td data-sheets-value='{"1":2,"2":"Clear (T/H)"}' style="overflow:hidden;padding:0px 3px 0px 3px;vertical-align:bottom;">Clear (T/H)</td> <td data-sheets-numberformat='{"1":2,"2":"0.00","3":1}' data-sheets-value='{"1":3,"3":0.98}' style="overflow:hidden;padding:0px 3px 0px 3px;vertical-align:bottom;text-align:center;">0.98</td> <td data-sheets-numberformat='{"1":2,"2":"0","3":1}' data-sheets-value='{"1":3,"3":18.04}' style="overflow:hidden;padding:0px 3px 0px 3px;vertical-align:bottom;text-align:center;">18</td> <td data-sheets-numberformat='{"1":2,"2":"0","3":1}' data-sheets-value='{"1":3,"3":33.660000000000004}' style="overflow:hidden;padding:0px 3px 0px 3px;vertical-align:bottom;text-align:center;">34</td> <td data-sheets-value='{"1":3,"3":26}' style="border-right:1px solid #000000;overflow:hidden;padding:0px 3px 0px 3px;vertical-align:bottom;text-align:center;">26</td> </tr> <tr style="height:20px;"> <td style="border-bottom:1px solid #000000;border-left:1px solid #000000;overflow:hidden;padding:0px 3px 0px 3px;vertical-align:bottom;"></td> <td style="border-bottom:1px solid #000000;overflow:hidden;padding:0px 3px 0px 3px;vertical-align:bottom;"></td> <td data-sheets-value='{"1":2,"2":"Opal (T/O)"}' style="border-bottom:1px solid #000000;overflow:hidden;padding:0px 3px 0px 3px;vertical-align:bottom;">Opal (T/O)</td> <td data-sheets-numberformat='{"1":2,"2":"0.00","3":1}' data-sheets-value='{"1":3,"3":0.98}' style="border-bottom:1px solid #000000;overflow:hidden;padding:0px 3px 0px 3px;vertical-align:bottom;text-align:center;">0.98</td> <td data-sheets-numberformat='{"1":2,"2":"0","3":1}' data-sheets-value='{"1":3,"3":16.81}' style="border-bottom:1px solid #000000;overflow:hidden;padding:0px 3px 0px 3px;vertical-align:bottom;text-align:center;">17</td> <td data-sheets-numberformat='{"1":2,"2":"0","3":1}' data-sheets-value='{"1":3,"3":29.700000000000003}' style="border-bottom:1px solid #000000;overflow:hidden;padding:0px 3px 0px 3px;vertical-align:bottom;text-align:center;">30</td> <td data-sheets-value='{"1":3,"3":26}' style="border-right:1px solid #000000;border-bottom:1px solid #000000;overflow:hidden;padding:0px 3px 0px 3px;vertical-align:bottom;text-align:center;">26</td> </tr> </tbody></table> | skylux-160-ce-met-koepel-en-pvc-opstand-30-20-met-lm-motor-pvc-raam-type-ep25-en-windvang-1300-x-2300-mm | 8586036904269 | 46872368120141
Smoke and heat exhaust (SHEV) | SHE system | Skylux | Skylux 160° CE with skylight and PVC curb 30/20 with LM-actuator, PVC frame type EP25 and spoiler 1400 x 1400 mm |  | 50495 | 5412970504955 | 5507.95 | Yes | 30-45 | 101.6 | 1400 x 1400 mm | 1400 | 1400 |  | PVC 30/20 (30 cm high & roof opening = 20 cm larger than daylight size) | Square | 1.19 W/m²K - 0.98 W/m²K | 57% - 30% | 37% - 17% | 24dB - 26dB | 160° CE (for industry) | PVC frame EP25 | with spoiler | E | Single actuator | Maximum double-walled skylight possible for this product | Ut-value LT-value g-value Rw-value EN 1873 : 2014 EN ISO 13468 EN 16153 EN 410 EN 410 EN ISO 140-3 Material Walls Shells (W/m²K) (%) (%) (dB) Acrylic EW Clear (H) 1.19 37 57 24 PMMA Opal (O) 1.19 34 50 24 DW Clear (H/H) 0.98 33 50 26 Opal (O/O) 0.98 28 38 26 Polycarbonate EW Clear (A) 1.19 36 55 24 PC Opal (D) 1.19 24 40 24 DW Clear (A/H) 0.98 32 48 26 Clear (A/A) 0.98 32 46 26 Opal (A/O) 0.98 30 42 26 Opal (A/D) 0.98 21 33 26 Polycarbonate EW Heatstop Opal (T) 1.19 20 39 24 Heatstop PC DW Clear (T/H) 0.98 18 34 26 Opal (T/O) 0.98 17 30 26 | https://skylux.eu/en/products/skylux-160-ce-met-koepel-en-pvc-opstand-30-20-met-lm-motor-pvc-raam-type-ep25-en-windvang-1400-x-1400-mm | https://skylux.eu/cdn/shop/files/Skylux-160deg-CE-met-koepel-en-pvc-opstand-3020-met-LM-motor-pvc-raam-type-EP25-en-windvang-1400-x-1400-mm-RWA-systeem.jpg?v=1702981130&width=1600 | https://skylux.eu/cdn/shop/files/e5a82811-1bb0-48e4-a776-cacb59c7c092_2ce9e2af-d70b-4ad1-98ba-e210be0e1f21.jpg?v=1688551291&width=1600 | //skylux.eu/cdn/shop/files/E_MH_Mounting_instructions_Skylux_160_CE_LM.pdf?v=12406716259046007223 | //skylux.eu/cdn/shop/files/E_TD_Technical_File_Skylux_Skylux_160_CE_Electric.pdf?v=3667116872303399239 | <style type="text/css" id="isPasted"><!--td {border: 1px solid #cccccc;}br {mso-data-placement:same-cell;}--></style><table border="1" cellpadding="0" cellspacing="0" dir="ltr" style="table-layout:fixed;font-size:10pt;font-family:Arial;border-collapse:collapse;border:none;"><tbody> <tr style="height:20px;"> <td style="overflow:hidden;padding:0px 3px 0px 3px;vertical-align:bottom;"></td> <td style="overflow:hidden;padding:0px 3px 0px 3px;vertical-align:bottom;"></td> <td style="overflow:hidden;padding:0px 3px 0px 3px;vertical-align:bottom;"></td> <td data-sheets-value='{"1":2,"2":"Ut-value"}' style="overflow:hidden;padding:0px 3px 0px 3px;vertical-align:bottom;font-weight:bold;text-align:center;">Ut-value</td> <td data-sheets-value='{"1":2,"2":"LT-value"}' style="overflow:hidden;padding:0px 3px 0px 3px;vertical-align:bottom;font-weight:bold;text-align:center;">LT-value</td> <td data-sheets-value='{"1":2,"2":"g-value"}' style="overflow:hidden;padding:0px 3px 0px 3px;vertical-align:bottom;font-weight:bold;text-align:center;">g-value</td> <td data-sheets-value='{"1":2,"2":"Rw-value "}' style="overflow:hidden;padding:0px 3px 0px 3px;vertical-align:bottom;font-weight:bold;text-align:center;">Rw-value </td> </tr> <tr style="height:20px;"> <td style="overflow:hidden;padding:0px 3px 0px 3px;vertical-align:bottom;"></td> <td style="overflow:hidden;padding:0px 3px 0px 3px;vertical-align:bottom;"></td> <td style="overflow:hidden;padding:0px 3px 0px 3px;vertical-align:bottom;"></td> <td data-sheets-numberformat='{"1":2,"2":"0.00","3":1}' data-sheets-value='{"1":2,"2":"EN 1873 : 2014"}' style="overflow:hidden;padding:0px 3px 0px 3px;vertical-align:bottom;text-align:center;">EN 1873 : 2014</td> <td data-sheets-numberformat='{"1":2,"2":"0","3":1}' data-sheets-value='{"1":2,"2":"EN ISO 13468 EN 16153 EN 410"}' style="overflow:hidden;padding:0px 3px 0px 3px;vertical-align:bottom;text-align:center;">EN ISO 13468 EN 16153 EN 410</td> <td data-sheets-numberformat='{"1":2,"2":"0","3":1}' data-sheets-value='{"1":2,"2":"EN 410"}' style="overflow:hidden;padding:0px 3px 0px 3px;vertical-align:bottom;text-align:center;">EN 410</td> <td data-sheets-value='{"1":2,"2":"EN ISO 140-3\t\t"}' style="overflow:hidden;padding:0px 3px 0px 3px;vertical-align:bottom;text-align:center;">EN ISO 140-3 </td> </tr> <tr style="height:20px;"> <td data-sheets-value='{"1":2,"2":"Material"}' style="border-bottom:1px solid #000000;overflow:hidden;padding:0px 3px 0px 3px;vertical-align:bottom;background-color:#000000;font-weight:bold;color:#ffffff;">Material</td> <td data-sheets-value='{"1":2,"2":"Walls"}' style="border-bottom:1px solid #000000;overflow:hidden;padding:0px 3px 0px 3px;vertical-align:bottom;background-color:#000000;font-weight:bold;color:#ffffff;">Walls</td> <td data-sheets-value='{"1":2,"2":"Shells"}' style="border-bottom:1px solid #000000;overflow:hidden;padding:0px 3px 0px 3px;vertical-align:bottom;background-color:#000000;font-weight:bold;color:#ffffff;">Shells</td> <td data-sheets-numberformat='{"1":2,"2":"0.00","3":1}' data-sheets-value='{"1":2,"2":"(W/m²K)\t"}' style="border-bottom:1px solid #000000;overflow:hidden;padding:0px 3px 0px 3px;vertical-align:bottom;background-color:#000000;font-weight:bold;color:#ffffff;text-align:center;">(W/m²K) </td> <td data-sheets-numberformat='{"1":2,"2":"0","3":1}' data-sheets-value='{"1":2,"2":"(%)"}' style="border-bottom:1px solid #000000;overflow:hidden;padding:0px 3px 0px 3px;vertical-align:bottom;background-color:#000000;font-weight:bold;color:#ffffff;text-align:center;">(%)</td> <td data-sheets-numberformat='{"1":2,"2":"0","3":1}' data-sheets-value='{"1":2,"2":"(%)"}' style="border-bottom:1px solid #000000;overflow:hidden;padding:0px 3px 0px 3px;vertical-align:bottom;background-color:#000000;font-weight:bold;color:#ffffff;text-align:center;">(%)</td> <td data-sheets-value='{"1":2,"2":"(dB)"}' style="border-bottom:1px solid #000000;overflow:hidden;padding:0px 3px 0px 3px;vertical-align:bottom;background-color:#000000;font-weight:bold;color:#ffffff;text-align:center;">(dB)</td> </tr> <tr style="height:20px;"> <td data-sheets-value='{"1":2,"2":"Acrylic"}' style="border-left:1px solid #000000;overflow:hidden;padding:0px 3px 0px 3px;vertical-align:bottom;">Acrylic</td> <td data-sheets-value='{"1":2,"2":"EW"}' style="overflow:hidden;padding:0px 3px 0px 3px;vertical-align:bottom;">EW</td> <td data-sheets-value='{"1":2,"2":"Clear (H)"}' style="overflow:hidden;padding:0px 3px 0px 3px;vertical-align:bottom;">Clear (H)</td> <td data-sheets-numberformat='{"1":2,"2":"0.00","3":1}' data-sheets-value='{"1":3,"3":1.19}' style="overflow:hidden;padding:0px 3px 0px 3px;vertical-align:bottom;text-align:center;">1.19</td> <td data-sheets-numberformat='{"1":2,"2":"0","3":1}' data-sheets-value='{"1":3,"3":36.9}' style="overflow:hidden;padding:0px 3px 0px 3px;vertical-align:bottom;text-align:center;">37</td> <td data-sheets-numberformat='{"1":2,"2":"0","3":1}' data-sheets-value='{"1":3,"3":57.42}' style="overflow:hidden;padding:0px 3px 0px 3px;vertical-align:bottom;text-align:center;">57</td> <td data-sheets-value='{"1":3,"3":24}' style="border-right:1px solid #000000;overflow:hidden;padding:0px 3px 0px 3px;vertical-align:bottom;text-align:center;">24</td> </tr> <tr style="height:20px;"> <td data-sheets-value='{"1":2,"2":"PMMA"}' style="border-left:1px solid #000000;overflow:hidden;padding:0px 3px 0px 3px;vertical-align:bottom;">PMMA</td> <td style="overflow:hidden;padding:0px 3px 0px 3px;vertical-align:bottom;"></td> <td data-sheets-value='{"1":2,"2":"Opal (O)"}' style="overflow:hidden;padding:0px 3px 0px 3px;vertical-align:bottom;">Opal (O)</td> <td data-sheets-numberformat='{"1":2,"2":"0.00","3":1}' data-sheets-value='{"1":3,"3":1.19}' style="overflow:hidden;padding:0px 3px 0px 3px;vertical-align:bottom;text-align:center;">1.19</td> <td data-sheets-numberformat='{"1":2,"2":"0","3":1}' data-sheets-value='{"1":3,"3":34.03}' style="overflow:hidden;padding:0px 3px 0px 3px;vertical-align:bottom;text-align:center;">34</td> <td data-sheets-numberformat='{"1":2,"2":"0","3":1}' data-sheets-value='{"1":3,"3":50.160000000000004}' style="overflow:hidden;padding:0px 3px 0px 3px;vertical-align:bottom;text-align:center;">50</td> <td data-sheets-value='{"1":3,"3":24}' style="border-right:1px solid #000000;overflow:hidden;padding:0px 3px 0px 3px;vertical-align:bottom;text-align:center;">24</td> </tr> <tr style="height:20px;"> <td style="border-left:1px solid #000000;overflow:hidden;padding:0px 3px 0px 3px;vertical-align:bottom;"></td> <td data-sheets-value='{"1":2,"2":"DW"}' style="overflow:hidden;padding:0px 3px 0px 3px;vertical-align:bottom;">DW</td> <td data-sheets-value='{"1":2,"2":"Clear (H/H)"}' style="overflow:hidden;padding:0px 3px 0px 3px;vertical-align:bottom;">Clear (H/H)</td> <td data-sheets-numberformat='{"1":2,"2":"0.00","3":1}' data-sheets-value='{"1":3,"3":0.98}' style="overflow:hidden;padding:0px 3px 0px 3px;vertical-align:bottom;text-align:center;">0.98</td> <td data-sheets-numberformat='{"1":2,"2":"0","3":1}' data-sheets-value='{"1":3,"3":33.21}' style="overflow:hidden;padding:0px 3px 0px 3px;vertical-align:bottom;text-align:center;">33</td> <td data-sheets-numberformat='{"1":2,"2":"0","3":1}' data-sheets-value='{"1":3,"3":49.5}' style="overflow:hidden;padding:0px 3px 0px 3px;vertical-align:bottom;text-align:center;">50</td> <td data-sheets-value='{"1":3,"3":26}' style="border-right:1px solid #000000;overflow:hidden;padding:0px 3px 0px 3px;vertical-align:bottom;text-align:center;">26</td> </tr> <tr style="height:20px;"> <td style="border-bottom:1px solid #000000;border-left:1px solid #000000;overflow:hidden;padding:0px 3px 0px 3px;vertical-align:bottom;"></td> <td style="border-bottom:1px solid #000000;overflow:hidden;padding:0px 3px 0px 3px;vertical-align:bottom;"></td> <td data-sheets-value='{"1":2,"2":"Opal (O/O)"}' style="border-bottom:1px solid #000000;overflow:hidden;padding:0px 3px 0px 3px;vertical-align:bottom;">Opal (O/O)</td> <td data-sheets-numberformat='{"1":2,"2":"0.00","3":1}' data-sheets-value='{"1":3,"3":0.98}' style="border-bottom:1px solid #000000;overflow:hidden;padding:0px 3px 0px 3px;vertical-align:bottom;text-align:center;">0.98</td> <td data-sheets-numberformat='{"1":2,"2":"0","3":1}' data-sheets-value='{"1":3,"3":28.29}' style="border-bottom:1px solid #000000;overflow:hidden;padding:0px 3px 0px 3px;vertical-align:bottom;text-align:center;">28</td> <td data-sheets-numberformat='{"1":2,"2":"0","3":1}' data-sheets-value='{"1":3,"3":38.28}' style="border-bottom:1px solid #000000;overflow:hidden;padding:0px 3px 0px 3px;vertical-align:bottom;text-align:center;">38</td> <td data-sheets-value='{"1":3,"3":26}' style="border-right:1px solid #000000;border-bottom:1px solid #000000;overflow:hidden;padding:0px 3px 0px 3px;vertical-align:bottom;text-align:center;">26</td> </tr> <tr style="height:20px;"> <td data-sheets-value='{"1":2,"2":"Polycarbonate "}' style="border-left:1px solid #000000;overflow:hidden;padding:0px 3px 0px 3px;vertical-align:bottom;">Polycarbonate </td> <td data-sheets-value='{"1":2,"2":"EW"}' style="overflow:hidden;padding:0px 3px 0px 3px;vertical-align:bottom;">EW</td> <td data-sheets-value='{"1":2,"2":"Clear (A)"}' style="overflow:hidden;padding:0px 3px 0px 3px;vertical-align:bottom;">Clear (A)</td> <td data-sheets-numberformat='{"1":2,"2":"0.00","3":1}' data-sheets-value='{"1":3,"3":1.19}' style="overflow:hidden;padding:0px 3px 0px 3px;vertical-align:bottom;text-align:center;">1.19</td> <td data-sheets-numberformat='{"1":2,"2":"0","3":1}' data-sheets-value='{"1":3,"3":36.08}' style="overflow:hidden;padding:0px 3px 0px 3px;vertical-align:bottom;text-align:center;">36</td> <td data-sheets-numberformat='{"1":2,"2":"0","3":1}' data-sheets-value='{"1":3,"3":54.78}' style="overflow:hidden;padding:0px 3px 0px 3px;vertical-align:bottom;text-align:center;">55</td> <td data-sheets-value='{"1":3,"3":24}' style="border-right:1px solid #000000;overflow:hidden;padding:0px 3px 0px 3px;vertical-align:bottom;text-align:center;">24</td> </tr> <tr style="height:20px;"> <td data-sheets-value='{"1":2,"2":"PC"}' style="border-left:1px solid #000000;overflow:hidden;padding:0px 3px 0px 3px;vertical-align:bottom;">PC</td> <td style="overflow:hidden;padding:0px 3px 0px 3px;vertical-align:bottom;"></td> <td data-sheets-value='{"1":2,"2":"Opal (D)"}' style="overflow:hidden;padding:0px 3px 0px 3px;vertical-align:bottom;">Opal (D)</td> <td data-sheets-numberformat='{"1":2,"2":"0.00","3":1}' data-sheets-value='{"1":3,"3":1.19}' style="overflow:hidden;padding:0px 3px 0px 3px;vertical-align:bottom;text-align:center;">1.19</td> <td data-sheets-numberformat='{"1":2,"2":"0","3":1}' data-sheets-value='{"1":3,"3":23.779999999999998}' style="overflow:hidden;padding:0px 3px 0px 3px;vertical-align:bottom;text-align:center;">24</td> <td data-sheets-numberformat='{"1":2,"2":"0","3":1}' data-sheets-value='{"1":3,"3":39.6}' style="overflow:hidden;padding:0px 3px 0px 3px;vertical-align:bottom;text-align:center;">40</td> <td data-sheets-value='{"1":3,"3":24}' style="border-right:1px solid #000000;overflow:hidden;padding:0px 3px 0px 3px;vertical-align:bottom;text-align:center;">24</td> </tr> <tr style="height:20px;"> <td style="border-left:1px solid #000000;overflow:hidden;padding:0px 3px 0px 3px;vertical-align:bottom;"></td> <td data-sheets-value='{"1":2,"2":"DW"}' style="overflow:hidden;padding:0px 3px 0px 3px;vertical-align:bottom;">DW</td> <td data-sheets-value='{"1":2,"2":"Clear (A/H)"}' style="overflow:hidden;padding:0px 3px 0px 3px;vertical-align:bottom;">Clear (A/H)</td> <td data-sheets-numberformat='{"1":2,"2":"0.00","3":1}' data-sheets-value='{"1":3,"3":0.98}' style="overflow:hidden;padding:0px 3px 0px 3px;vertical-align:bottom;text-align:center;">0.98</td> <td data-sheets-numberformat='{"1":2,"2":"0","3":1}' data-sheets-value='{"1":3,"3":32.39}' style="overflow:hidden;padding:0px 3px 0px 3px;vertical-align:bottom;text-align:center;">32</td> <td data-sheets-numberformat='{"1":2,"2":"0","3":1}' data-sheets-value='{"1":3,"3":47.52}' style="overflow:hidden;padding:0px 3px 0px 3px;vertical-align:bottom;text-align:center;">48</td> <td data-sheets-value='{"1":3,"3":26}' style="border-right:1px solid #000000;overflow:hidden;padding:0px 3px 0px 3px;vertical-align:bottom;text-align:center;">26</td> </tr> <tr style="height:20px;"> <td style="border-left:1px solid #000000;overflow:hidden;padding:0px 3px 0px 3px;vertical-align:bottom;"></td> <td style="overflow:hidden;padding:0px 3px 0px 3px;vertical-align:bottom;"></td> <td data-sheets-value='{"1":2,"2":"Clear (A/A)"}' style="overflow:hidden;padding:0px 3px 0px 3px;vertical-align:bottom;">Clear (A/A)</td> <td data-sheets-numberformat='{"1":2,"2":"0.00","3":1}' data-sheets-value='{"1":3,"3":0.98}' style="overflow:hidden;padding:0px 3px 0px 3px;vertical-align:bottom;text-align:center;">0.98</td> <td data-sheets-numberformat='{"1":2,"2":"0","3":1}' data-sheets-value='{"1":3,"3":31.569999999999997}' style="overflow:hidden;padding:0px 3px 0px 3px;vertical-align:bottom;text-align:center;">32</td> <td data-sheets-numberformat='{"1":2,"2":"0","3":1}' data-sheets-value='{"1":3,"3":45.54}' style="overflow:hidden;padding:0px 3px 0px 3px;vertical-align:bottom;text-align:center;">46</td> <td data-sheets-value='{"1":3,"3":26}' style="border-right:1px solid #000000;overflow:hidden;padding:0px 3px 0px 3px;vertical-align:bottom;text-align:center;">26</td> </tr> <tr style="height:20px;"> <td style="border-left:1px solid #000000;overflow:hidden;padding:0px 3px 0px 3px;vertical-align:bottom;"></td> <td style="overflow:hidden;padding:0px 3px 0px 3px;vertical-align:bottom;"></td> <td data-sheets-value='{"1":2,"2":"Opal (A/O)"}' style="overflow:hidden;padding:0px 3px 0px 3px;vertical-align:bottom;">Opal (A/O)</td> <td data-sheets-numberformat='{"1":2,"2":"0.00","3":1}' data-sheets-value='{"1":3,"3":0.98}' style="overflow:hidden;padding:0px 3px 0px 3px;vertical-align:bottom;text-align:center;">0.98</td> <td data-sheets-numberformat='{"1":2,"2":"0","3":1}' data-sheets-value='{"1":3,"3":29.93}' style="overflow:hidden;padding:0px 3px 0px 3px;vertical-align:bottom;text-align:center;">30</td> <td data-sheets-numberformat='{"1":2,"2":"0","3":1}' data-sheets-value='{"1":3,"3":41.580000000000005}' style="overflow:hidden;padding:0px 3px 0px 3px;vertical-align:bottom;text-align:center;">42</td> <td data-sheets-value='{"1":3,"3":26}' style="border-right:1px solid #000000;overflow:hidden;padding:0px 3px 0px 3px;vertical-align:bottom;text-align:center;">26</td> </tr> <tr style="height:20px;"> <td style="border-bottom:1px solid #000000;border-left:1px solid #000000;overflow:hidden;padding:0px 3px 0px 3px;vertical-align:bottom;"></td> <td style="border-bottom:1px solid #000000;overflow:hidden;padding:0px 3px 0px 3px;vertical-align:bottom;"></td> <td data-sheets-value='{"1":2,"2":"Opal (A/D)"}' style="border-bottom:1px solid #000000;overflow:hidden;padding:0px 3px 0px 3px;vertical-align:bottom;">Opal (A/D)</td> <td data-sheets-numberformat='{"1":2,"2":"0.00","3":1}' data-sheets-value='{"1":3,"3":0.98}' style="border-bottom:1px solid #000000;overflow:hidden;padding:0px 3px 0px 3px;vertical-align:bottom;text-align:center;">0.98</td> <td data-sheets-numberformat='{"1":2,"2":"0","3":1}' data-sheets-value='{"1":3,"3":20.91}' style="border-bottom:1px solid #000000;overflow:hidden;padding:0px 3px 0px 3px;vertical-align:bottom;text-align:center;">21</td> <td data-sheets-numberformat='{"1":2,"2":"0","3":1}' data-sheets-value='{"1":3,"3":33}' style="border-bottom:1px solid #000000;overflow:hidden;padding:0px 3px 0px 3px;vertical-align:bottom;text-align:center;">33</td> <td data-sheets-value='{"1":3,"3":26}' style="border-right:1px solid #000000;border-bottom:1px solid #000000;overflow:hidden;padding:0px 3px 0px 3px;vertical-align:bottom;text-align:center;">26</td> </tr> <tr style="height:20px;"> <td data-sheets-value='{"1":2,"2":"Polycarbonate"}' style="border-left:1px solid #000000;overflow:hidden;padding:0px 3px 0px 3px;vertical-align:bottom;">Polycarbonate</td> <td data-sheets-value='{"1":2,"2":"EW"}' style="overflow:hidden;padding:0px 3px 0px 3px;vertical-align:bottom;">EW</td> <td data-sheets-value='{"1":2,"2":"Heatstop Opal (T)"}' style="overflow:hidden;padding:0px 3px 0px 3px;vertical-align:bottom;">Heatstop Opal (T)</td> <td data-sheets-numberformat='{"1":2,"2":"0.00","3":1}' data-sheets-value='{"1":3,"3":1.19}' style="overflow:hidden;padding:0px 3px 0px 3px;vertical-align:bottom;text-align:center;">1.19</td> <td data-sheets-numberformat='{"1":2,"2":"0","3":1}' data-sheets-value='{"1":3,"3":20.09}' style="overflow:hidden;padding:0px 3px 0px 3px;vertical-align:bottom;text-align:center;">20</td> <td data-sheets-numberformat='{"1":2,"2":"0","3":1}' data-sheets-value='{"1":3,"3":38.940000000000005}' style="overflow:hidden;padding:0px 3px 0px 3px;vertical-align:bottom;text-align:center;">39</td> <td data-sheets-value='{"1":3,"3":24}' style="border-right:1px solid #000000;overflow:hidden;padding:0px 3px 0px 3px;vertical-align:bottom;text-align:center;">24</td> </tr> <tr style="height:20px;"> <td data-sheets-value='{"1":2,"2":"Heatstop PC"}' style="border-left:1px solid #000000;overflow:hidden;padding:0px 3px 0px 3px;vertical-align:bottom;">Heatstop PC</td> <td data-sheets-value='{"1":2,"2":"DW"}' style="overflow:hidden;padding:0px 3px 0px 3px;vertical-align:bottom;">DW</td> <td data-sheets-value='{"1":2,"2":"Clear (T/H)"}' style="overflow:hidden;padding:0px 3px 0px 3px;vertical-align:bottom;">Clear (T/H)</td> <td data-sheets-numberformat='{"1":2,"2":"0.00","3":1}' data-sheets-value='{"1":3,"3":0.98}' style="overflow:hidden;padding:0px 3px 0px 3px;vertical-align:bottom;text-align:center;">0.98</td> <td data-sheets-numberformat='{"1":2,"2":"0","3":1}' data-sheets-value='{"1":3,"3":18.04}' style="overflow:hidden;padding:0px 3px 0px 3px;vertical-align:bottom;text-align:center;">18</td> <td data-sheets-numberformat='{"1":2,"2":"0","3":1}' data-sheets-value='{"1":3,"3":33.660000000000004}' style="overflow:hidden;padding:0px 3px 0px 3px;vertical-align:bottom;text-align:center;">34</td> <td data-sheets-value='{"1":3,"3":26}' style="border-right:1px solid #000000;overflow:hidden;padding:0px 3px 0px 3px;vertical-align:bottom;text-align:center;">26</td> </tr> <tr style="height:20px;"> <td style="border-bottom:1px solid #000000;border-left:1px solid #000000;overflow:hidden;padding:0px 3px 0px 3px;vertical-align:bottom;"></td> <td style="border-bottom:1px solid #000000;overflow:hidden;padding:0px 3px 0px 3px;vertical-align:bottom;"></td> <td data-sheets-value='{"1":2,"2":"Opal (T/O)"}' style="border-bottom:1px solid #000000;overflow:hidden;padding:0px 3px 0px 3px;vertical-align:bottom;">Opal (T/O)</td> <td data-sheets-numberformat='{"1":2,"2":"0.00","3":1}' data-sheets-value='{"1":3,"3":0.98}' style="border-bottom:1px solid #000000;overflow:hidden;padding:0px 3px 0px 3px;vertical-align:bottom;text-align:center;">0.98</td> <td data-sheets-numberformat='{"1":2,"2":"0","3":1}' data-sheets-value='{"1":3,"3":16.81}' style="border-bottom:1px solid #000000;overflow:hidden;padding:0px 3px 0px 3px;vertical-align:bottom;text-align:center;">17</td> <td data-sheets-numberformat='{"1":2,"2":"0","3":1}' data-sheets-value='{"1":3,"3":29.700000000000003}' style="border-bottom:1px solid #000000;overflow:hidden;padding:0px 3px 0px 3px;vertical-align:bottom;text-align:center;">30</td> <td data-sheets-value='{"1":3,"3":26}' style="border-right:1px solid #000000;border-bottom:1px solid #000000;overflow:hidden;padding:0px 3px 0px 3px;vertical-align:bottom;text-align:center;">26</td> </tr> </tbody></table> | skylux-160-ce-met-koepel-en-pvc-opstand-30-20-met-lm-motor-pvc-raam-type-ep25-en-windvang-1400-x-1400-mm | 8586037035341 | 46872368415053
Smoke and heat exhaust (SHEV) | SHE system | Skylux | Skylux 160° CE with skylight and PVC curb 30/20 with LM-actuator, PVC frame type EP25 and spoiler 1450 x 1700 mm |  | 50496 | 5412970504962 | 6751.8 | Yes | 30-45 | 126.04 | 1450 x 1700 mm | 1700 | 1450 |  | PVC 30/20 (30 cm high & roof opening = 20 cm larger than daylight size) | Rectangular | 1.19 W/m²K - 0.98 W/m²K | 57% - 30% | 37% - 17% | 24dB - 26dB | 160° CE (for industry) | PVC frame EP25 | with spoiler | E | Single actuator | Maximum double-walled skylight possible for this product | Ut-value LT-value g-value Rw-value EN 1873 : 2014 EN ISO 13468 EN 16153 EN 410 EN 410 EN ISO 140-3 Material Walls Shells (W/m²K) (%) (%) (dB) Acrylic EW Clear (H) 1.19 37 57 24 PMMA Opal (O) 1.19 34 50 24 DW Clear (H/H) 0.98 33 50 26 Opal (O/O) 0.98 28 38 26 Polycarbonate EW Clear (A) 1.19 36 55 24 PC Opal (D) 1.19 24 40 24 DW Clear (A/H) 0.98 32 48 26 Clear (A/A) 0.98 32 46 26 Opal (A/O) 0.98 30 42 26 Opal (A/D) 0.98 21 33 26 Polycarbonate EW Heatstop Opal (T) 1.19 20 39 24 Heatstop PC DW Clear (T/H) 0.98 18 34 26 Opal (T/O) 0.98 17 30 26 | https://skylux.eu/en/products/skylux-160-ce-met-koepel-en-pvc-opstand-30-20-met-lm-motor-pvc-raam-type-ep25-en-windvang-1450-x-1700-mm | https://skylux.eu/cdn/shop/files/Skylux-160deg-CE-met-koepel-en-pvc-opstand-3020-met-LM-motor-pvc-raam-type-EP25-en-windvang-1450-x-1700-mm-RWA-systeem.jpg?v=1702981135&width=1600 | https://skylux.eu/cdn/shop/files/e5a82811-1bb0-48e4-a776-cacb59c7c092_18b0987d-8e4c-4917-835e-ca49aa0712fc.jpg?v=1688551292&width=1600 | //skylux.eu/cdn/shop/files/E_MH_Mounting_instructions_Skylux_160_CE_LM.pdf?v=12406716259046007223 | //skylux.eu/cdn/shop/files/E_TD_Technical_File_Skylux_Skylux_160_CE_Electric.pdf?v=3667116872303399239 | <style type="text/css" id="isPasted"><!--td {border: 1px solid #cccccc;}br {mso-data-placement:same-cell;}--></style><table border="1" cellpadding="0" cellspacing="0" dir="ltr" style="table-layout:fixed;font-size:10pt;font-family:Arial;border-collapse:collapse;border:none;"><tbody> <tr style="height:20px;"> <td style="overflow:hidden;padding:0px 3px 0px 3px;vertical-align:bottom;"></td> <td style="overflow:hidden;padding:0px 3px 0px 3px;vertical-align:bottom;"></td> <td style="overflow:hidden;padding:0px 3px 0px 3px;vertical-align:bottom;"></td> <td data-sheets-value='{"1":2,"2":"Ut-value"}' style="overflow:hidden;padding:0px 3px 0px 3px;vertical-align:bottom;font-weight:bold;text-align:center;">Ut-value</td> <td data-sheets-value='{"1":2,"2":"LT-value"}' style="overflow:hidden;padding:0px 3px 0px 3px;vertical-align:bottom;font-weight:bold;text-align:center;">LT-value</td> <td data-sheets-value='{"1":2,"2":"g-value"}' style="overflow:hidden;padding:0px 3px 0px 3px;vertical-align:bottom;font-weight:bold;text-align:center;">g-value</td> <td data-sheets-value='{"1":2,"2":"Rw-value "}' style="overflow:hidden;padding:0px 3px 0px 3px;vertical-align:bottom;font-weight:bold;text-align:center;">Rw-value </td> </tr> <tr style="height:20px;"> <td style="overflow:hidden;padding:0px 3px 0px 3px;vertical-align:bottom;"></td> <td style="overflow:hidden;padding:0px 3px 0px 3px;vertical-align:bottom;"></td> <td style="overflow:hidden;padding:0px 3px 0px 3px;vertical-align:bottom;"></td> <td data-sheets-numberformat='{"1":2,"2":"0.00","3":1}' data-sheets-value='{"1":2,"2":"EN 1873 : 2014"}' style="overflow:hidden;padding:0px 3px 0px 3px;vertical-align:bottom;text-align:center;">EN 1873 : 2014</td> <td data-sheets-numberformat='{"1":2,"2":"0","3":1}' data-sheets-value='{"1":2,"2":"EN ISO 13468 EN 16153 EN 410"}' style="overflow:hidden;padding:0px 3px 0px 3px;vertical-align:bottom;text-align:center;">EN ISO 13468 EN 16153 EN 410</td> <td data-sheets-numberformat='{"1":2,"2":"0","3":1}' data-sheets-value='{"1":2,"2":"EN 410"}' style="overflow:hidden;padding:0px 3px 0px 3px;vertical-align:bottom;text-align:center;">EN 410</td> <td data-sheets-value='{"1":2,"2":"EN ISO 140-3\t\t"}' style="overflow:hidden;padding:0px 3px 0px 3px;vertical-align:bottom;text-align:center;">EN ISO 140-3 </td> </tr> <tr style="height:20px;"> <td data-sheets-value='{"1":2,"2":"Material"}' style="border-bottom:1px solid #000000;overflow:hidden;padding:0px 3px 0px 3px;vertical-align:bottom;background-color:#000000;font-weight:bold;color:#ffffff;">Material</td> <td data-sheets-value='{"1":2,"2":"Walls"}' style="border-bottom:1px solid #000000;overflow:hidden;padding:0px 3px 0px 3px;vertical-align:bottom;background-color:#000000;font-weight:bold;color:#ffffff;">Walls</td> <td data-sheets-value='{"1":2,"2":"Shells"}' style="border-bottom:1px solid #000000;overflow:hidden;padding:0px 3px 0px 3px;vertical-align:bottom;background-color:#000000;font-weight:bold;color:#ffffff;">Shells</td> <td data-sheets-numberformat='{"1":2,"2":"0.00","3":1}' data-sheets-value='{"1":2,"2":"(W/m²K)\t"}' style="border-bottom:1px solid #000000;overflow:hidden;padding:0px 3px 0px 3px;vertical-align:bottom;background-color:#000000;font-weight:bold;color:#ffffff;text-align:center;">(W/m²K) </td> <td data-sheets-numberformat='{"1":2,"2":"0","3":1}' data-sheets-value='{"1":2,"2":"(%)"}' style="border-bottom:1px solid #000000;overflow:hidden;padding:0px 3px 0px 3px;vertical-align:bottom;background-color:#000000;font-weight:bold;color:#ffffff;text-align:center;">(%)</td> <td data-sheets-numberformat='{"1":2,"2":"0","3":1}' data-sheets-value='{"1":2,"2":"(%)"}' style="border-bottom:1px solid #000000;overflow:hidden;padding:0px 3px 0px 3px;vertical-align:bottom;background-color:#000000;font-weight:bold;color:#ffffff;text-align:center;">(%)</td> <td data-sheets-value='{"1":2,"2":"(dB)"}' style="border-bottom:1px solid #000000;overflow:hidden;padding:0px 3px 0px 3px;vertical-align:bottom;background-color:#000000;font-weight:bold;color:#ffffff;text-align:center;">(dB)</td> </tr> <tr style="height:20px;"> <td data-sheets-value='{"1":2,"2":"Acrylic"}' style="border-left:1px solid #000000;overflow:hidden;padding:0px 3px 0px 3px;vertical-align:bottom;">Acrylic</td> <td data-sheets-value='{"1":2,"2":"EW"}' style="overflow:hidden;padding:0px 3px 0px 3px;vertical-align:bottom;">EW</td> <td data-sheets-value='{"1":2,"2":"Clear (H)"}' style="overflow:hidden;padding:0px 3px 0px 3px;vertical-align:bottom;">Clear (H)</td> <td data-sheets-numberformat='{"1":2,"2":"0.00","3":1}' data-sheets-value='{"1":3,"3":1.19}' style="overflow:hidden;padding:0px 3px 0px 3px;vertical-align:bottom;text-align:center;">1.19</td> <td data-sheets-numberformat='{"1":2,"2":"0","3":1}' data-sheets-value='{"1":3,"3":36.9}' style="overflow:hidden;padding:0px 3px 0px 3px;vertical-align:bottom;text-align:center;">37</td> <td data-sheets-numberformat='{"1":2,"2":"0","3":1}' data-sheets-value='{"1":3,"3":57.42}' style="overflow:hidden;padding:0px 3px 0px 3px;vertical-align:bottom;text-align:center;">57</td> <td data-sheets-value='{"1":3,"3":24}' style="border-right:1px solid #000000;overflow:hidden;padding:0px 3px 0px 3px;vertical-align:bottom;text-align:center;">24</td> </tr> <tr style="height:20px;"> <td data-sheets-value='{"1":2,"2":"PMMA"}' style="border-left:1px solid #000000;overflow:hidden;padding:0px 3px 0px 3px;vertical-align:bottom;">PMMA</td> <td style="overflow:hidden;padding:0px 3px 0px 3px;vertical-align:bottom;"></td> <td data-sheets-value='{"1":2,"2":"Opal (O)"}' style="overflow:hidden;padding:0px 3px 0px 3px;vertical-align:bottom;">Opal (O)</td> <td data-sheets-numberformat='{"1":2,"2":"0.00","3":1}' data-sheets-value='{"1":3,"3":1.19}' style="overflow:hidden;padding:0px 3px 0px 3px;vertical-align:bottom;text-align:center;">1.19</td> <td data-sheets-numberformat='{"1":2,"2":"0","3":1}' data-sheets-value='{"1":3,"3":34.03}' style="overflow:hidden;padding:0px 3px 0px 3px;vertical-align:bottom;text-align:center;">34</td> <td data-sheets-numberformat='{"1":2,"2":"0","3":1}' data-sheets-value='{"1":3,"3":50.160000000000004}' style="overflow:hidden;padding:0px 3px 0px 3px;vertical-align:bottom;text-align:center;">50</td> <td data-sheets-value='{"1":3,"3":24}' style="border-right:1px solid #000000;overflow:hidden;padding:0px 3px 0px 3px;vertical-align:bottom;text-align:center;">24</td> </tr> <tr style="height:20px;"> <td style="border-left:1px solid #000000;overflow:hidden;padding:0px 3px 0px 3px;vertical-align:bottom;"></td> <td data-sheets-value='{"1":2,"2":"DW"}' style="overflow:hidden;padding:0px 3px 0px 3px;vertical-align:bottom;">DW</td> <td data-sheets-value='{"1":2,"2":"Clear (H/H)"}' style="overflow:hidden;padding:0px 3px 0px 3px;vertical-align:bottom;">Clear (H/H)</td> <td data-sheets-numberformat='{"1":2,"2":"0.00","3":1}' data-sheets-value='{"1":3,"3":0.98}' style="overflow:hidden;padding:0px 3px 0px 3px;vertical-align:bottom;text-align:center;">0.98</td> <td data-sheets-numberformat='{"1":2,"2":"0","3":1}' data-sheets-value='{"1":3,"3":33.21}' style="overflow:hidden;padding:0px 3px 0px 3px;vertical-align:bottom;text-align:center;">33</td> <td data-sheets-numberformat='{"1":2,"2":"0","3":1}' data-sheets-value='{"1":3,"3":49.5}' style="overflow:hidden;padding:0px 3px 0px 3px;vertical-align:bottom;text-align:center;">50</td> <td data-sheets-value='{"1":3,"3":26}' style="border-right:1px solid #000000;overflow:hidden;padding:0px 3px 0px 3px;vertical-align:bottom;text-align:center;">26</td> </tr> <tr style="height:20px;"> <td style="border-bottom:1px solid #000000;border-left:1px solid #000000;overflow:hidden;padding:0px 3px 0px 3px;vertical-align:bottom;"></td> <td style="border-bottom:1px solid #000000;overflow:hidden;padding:0px 3px 0px 3px;vertical-align:bottom;"></td> <td data-sheets-value='{"1":2,"2":"Opal (O/O)"}' style="border-bottom:1px solid #000000;overflow:hidden;padding:0px 3px 0px 3px;vertical-align:bottom;">Opal (O/O)</td> <td data-sheets-numberformat='{"1":2,"2":"0.00","3":1}' data-sheets-value='{"1":3,"3":0.98}' style="border-bottom:1px solid #000000;overflow:hidden;padding:0px 3px 0px 3px;vertical-align:bottom;text-align:center;">0.98</td> <td data-sheets-numberformat='{"1":2,"2":"0","3":1}' data-sheets-value='{"1":3,"3":28.29}' style="border-bottom:1px solid #000000;overflow:hidden;padding:0px 3px 0px 3px;vertical-align:bottom;text-align:center;">28</td> <td data-sheets-numberformat='{"1":2,"2":"0","3":1}' data-sheets-value='{"1":3,"3":38.28}' style="border-bottom:1px solid #000000;overflow:hidden;padding:0px 3px 0px 3px;vertical-align:bottom;text-align:center;">38</td> <td data-sheets-value='{"1":3,"3":26}' style="border-right:1px solid #000000;border-bottom:1px solid #000000;overflow:hidden;padding:0px 3px 0px 3px;vertical-align:bottom;text-align:center;">26</td> </tr> <tr style="height:20px;"> <td data-sheets-value='{"1":2,"2":"Polycarbonate "}' style="border-left:1px solid #000000;overflow:hidden;padding:0px 3px 0px 3px;vertical-align:bottom;">Polycarbonate </td> <td data-sheets-value='{"1":2,"2":"EW"}' style="overflow:hidden;padding:0px 3px 0px 3px;vertical-align:bottom;">EW</td> <td data-sheets-value='{"1":2,"2":"Clear (A)"}' style="overflow:hidden;padding:0px 3px 0px 3px;vertical-align:bottom;">Clear (A)</td> <td data-sheets-numberformat='{"1":2,"2":"0.00","3":1}' data-sheets-value='{"1":3,"3":1.19}' style="overflow:hidden;padding:0px 3px 0px 3px;vertical-align:bottom;text-align:center;">1.19</td> <td data-sheets-numberformat='{"1":2,"2":"0","3":1}' data-sheets-value='{"1":3,"3":36.08}' style="overflow:hidden;padding:0px 3px 0px 3px;vertical-align:bottom;text-align:center;">36</td> <td data-sheets-numberformat='{"1":2,"2":"0","3":1}' data-sheets-value='{"1":3,"3":54.78}' style="overflow:hidden;padding:0px 3px 0px 3px;vertical-align:bottom;text-align:center;">55</td> <td data-sheets-value='{"1":3,"3":24}' style="border-right:1px solid #000000;overflow:hidden;padding:0px 3px 0px 3px;vertical-align:bottom;text-align:center;">24</td> </tr> <tr style="height:20px;"> <td data-sheets-value='{"1":2,"2":"PC"}' style="border-left:1px solid #000000;overflow:hidden;padding:0px 3px 0px 3px;vertical-align:bottom;">PC</td> <td style="overflow:hidden;padding:0px 3px 0px 3px;vertical-align:bottom;"></td> <td data-sheets-value='{"1":2,"2":"Opal (D)"}' style="overflow:hidden;padding:0px 3px 0px 3px;vertical-align:bottom;">Opal (D)</td> <td data-sheets-numberformat='{"1":2,"2":"0.00","3":1}' data-sheets-value='{"1":3,"3":1.19}' style="overflow:hidden;padding:0px 3px 0px 3px;vertical-align:bottom;text-align:center;">1.19</td> <td data-sheets-numberformat='{"1":2,"2":"0","3":1}' data-sheets-value='{"1":3,"3":23.779999999999998}' style="overflow:hidden;padding:0px 3px 0px 3px;vertical-align:bottom;text-align:center;">24</td> <td data-sheets-numberformat='{"1":2,"2":"0","3":1}' data-sheets-value='{"1":3,"3":39.6}' style="overflow:hidden;padding:0px 3px 0px 3px;vertical-align:bottom;text-align:center;">40</td> <td data-sheets-value='{"1":3,"3":24}' style="border-right:1px solid #000000;overflow:hidden;padding:0px 3px 0px 3px;vertical-align:bottom;text-align:center;">24</td> </tr> <tr style="height:20px;"> <td style="border-left:1px solid #000000;overflow:hidden;padding:0px 3px 0px 3px;vertical-align:bottom;"></td> <td data-sheets-value='{"1":2,"2":"DW"}' style="overflow:hidden;padding:0px 3px 0px 3px;vertical-align:bottom;">DW</td> <td data-sheets-value='{"1":2,"2":"Clear (A/H)"}' style="overflow:hidden;padding:0px 3px 0px 3px;vertical-align:bottom;">Clear (A/H)</td> <td data-sheets-numberformat='{"1":2,"2":"0.00","3":1}' data-sheets-value='{"1":3,"3":0.98}' style="overflow:hidden;padding:0px 3px 0px 3px;vertical-align:bottom;text-align:center;">0.98</td> <td data-sheets-numberformat='{"1":2,"2":"0","3":1}' data-sheets-value='{"1":3,"3":32.39}' style="overflow:hidden;padding:0px 3px 0px 3px;vertical-align:bottom;text-align:center;">32</td> <td data-sheets-numberformat='{"1":2,"2":"0","3":1}' data-sheets-value='{"1":3,"3":47.52}' style="overflow:hidden;padding:0px 3px 0px 3px;vertical-align:bottom;text-align:center;">48</td> <td data-sheets-value='{"1":3,"3":26}' style="border-right:1px solid #000000;overflow:hidden;padding:0px 3px 0px 3px;vertical-align:bottom;text-align:center;">26</td> </tr> <tr style="height:20px;"> <td style="border-left:1px solid #000000;overflow:hidden;padding:0px 3px 0px 3px;vertical-align:bottom;"></td> <td style="overflow:hidden;padding:0px 3px 0px 3px;vertical-align:bottom;"></td> <td data-sheets-value='{"1":2,"2":"Clear (A/A)"}' style="overflow:hidden;padding:0px 3px 0px 3px;vertical-align:bottom;">Clear (A/A)</td> <td data-sheets-numberformat='{"1":2,"2":"0.00","3":1}' data-sheets-value='{"1":3,"3":0.98}' style="overflow:hidden;padding:0px 3px 0px 3px;vertical-align:bottom;text-align:center;">0.98</td> <td data-sheets-numberformat='{"1":2,"2":"0","3":1}' data-sheets-value='{"1":3,"3":31.569999999999997}' style="overflow:hidden;padding:0px 3px 0px 3px;vertical-align:bottom;text-align:center;">32</td> <td data-sheets-numberformat='{"1":2,"2":"0","3":1}' data-sheets-value='{"1":3,"3":45.54}' style="overflow:hidden;padding:0px 3px 0px 3px;vertical-align:bottom;text-align:center;">46</td> <td data-sheets-value='{"1":3,"3":26}' style="border-right:1px solid #000000;overflow:hidden;padding:0px 3px 0px 3px;vertical-align:bottom;text-align:center;">26</td> </tr> <tr style="height:20px;"> <td style="border-left:1px solid #000000;overflow:hidden;padding:0px 3px 0px 3px;vertical-align:bottom;"></td> <td style="overflow:hidden;padding:0px 3px 0px 3px;vertical-align:bottom;"></td> <td data-sheets-value='{"1":2,"2":"Opal (A/O)"}' style="overflow:hidden;padding:0px 3px 0px 3px;vertical-align:bottom;">Opal (A/O)</td> <td data-sheets-numberformat='{"1":2,"2":"0.00","3":1}' data-sheets-value='{"1":3,"3":0.98}' style="overflow:hidden;padding:0px 3px 0px 3px;vertical-align:bottom;text-align:center;">0.98</td> <td data-sheets-numberformat='{"1":2,"2":"0","3":1}' data-sheets-value='{"1":3,"3":29.93}' style="overflow:hidden;padding:0px 3px 0px 3px;vertical-align:bottom;text-align:center;">30</td> <td data-sheets-numberformat='{"1":2,"2":"0","3":1}' data-sheets-value='{"1":3,"3":41.580000000000005}' style="overflow:hidden;padding:0px 3px 0px 3px;vertical-align:bottom;text-align:center;">42</td> <td data-sheets-value='{"1":3,"3":26}' style="border-right:1px solid #000000;overflow:hidden;padding:0px 3px 0px 3px;vertical-align:bottom;text-align:center;">26</td> </tr> <tr style="height:20px;"> <td style="border-bottom:1px solid #000000;border-left:1px solid #000000;overflow:hidden;padding:0px 3px 0px 3px;vertical-align:bottom;"></td> <td style="border-bottom:1px solid #000000;overflow:hidden;padding:0px 3px 0px 3px;vertical-align:bottom;"></td> <td data-sheets-value='{"1":2,"2":"Opal (A/D)"}' style="border-bottom:1px solid #000000;overflow:hidden;padding:0px 3px 0px 3px;vertical-align:bottom;">Opal (A/D)</td> <td data-sheets-numberformat='{"1":2,"2":"0.00","3":1}' data-sheets-value='{"1":3,"3":0.98}' style="border-bottom:1px solid #000000;overflow:hidden;padding:0px 3px 0px 3px;vertical-align:bottom;text-align:center;">0.98</td> <td data-sheets-numberformat='{"1":2,"2":"0","3":1}' data-sheets-value='{"1":3,"3":20.91}' style="border-bottom:1px solid #000000;overflow:hidden;padding:0px 3px 0px 3px;vertical-align:bottom;text-align:center;">21</td> <td data-sheets-numberformat='{"1":2,"2":"0","3":1}' data-sheets-value='{"1":3,"3":33}' style="border-bottom:1px solid #000000;overflow:hidden;padding:0px 3px 0px 3px;vertical-align:bottom;text-align:center;">33</td> <td data-sheets-value='{"1":3,"3":26}' style="border-right:1px solid #000000;border-bottom:1px solid #000000;overflow:hidden;padding:0px 3px 0px 3px;vertical-align:bottom;text-align:center;">26</td> </tr> <tr style="height:20px;"> <td data-sheets-value='{"1":2,"2":"Polycarbonate"}' style="border-left:1px solid #000000;overflow:hidden;padding:0px 3px 0px 3px;vertical-align:bottom;">Polycarbonate</td> <td data-sheets-value='{"1":2,"2":"EW"}' style="overflow:hidden;padding:0px 3px 0px 3px;vertical-align:bottom;">EW</td> <td data-sheets-value='{"1":2,"2":"Heatstop Opal (T)"}' style="overflow:hidden;padding:0px 3px 0px 3px;vertical-align:bottom;">Heatstop Opal (T)</td> <td data-sheets-numberformat='{"1":2,"2":"0.00","3":1}' data-sheets-value='{"1":3,"3":1.19}' style="overflow:hidden;padding:0px 3px 0px 3px;vertical-align:bottom;text-align:center;">1.19</td> <td data-sheets-numberformat='{"1":2,"2":"0","3":1}' data-sheets-value='{"1":3,"3":20.09}' style="overflow:hidden;padding:0px 3px 0px 3px;vertical-align:bottom;text-align:center;">20</td> <td data-sheets-numberformat='{"1":2,"2":"0","3":1}' data-sheets-value='{"1":3,"3":38.940000000000005}' style="overflow:hidden;padding:0px 3px 0px 3px;vertical-align:bottom;text-align:center;">39</td> <td data-sheets-value='{"1":3,"3":24}' style="border-right:1px solid #000000;overflow:hidden;padding:0px 3px 0px 3px;vertical-align:bottom;text-align:center;">24</td> </tr> <tr style="height:20px;"> <td data-sheets-value='{"1":2,"2":"Heatstop PC"}' style="border-left:1px solid #000000;overflow:hidden;padding:0px 3px 0px 3px;vertical-align:bottom;">Heatstop PC</td> <td data-sheets-value='{"1":2,"2":"DW"}' style="overflow:hidden;padding:0px 3px 0px 3px;vertical-align:bottom;">DW</td> <td data-sheets-value='{"1":2,"2":"Clear (T/H)"}' style="overflow:hidden;padding:0px 3px 0px 3px;vertical-align:bottom;">Clear (T/H)</td> <td data-sheets-numberformat='{"1":2,"2":"0.00","3":1}' data-sheets-value='{"1":3,"3":0.98}' style="overflow:hidden;padding:0px 3px 0px 3px;vertical-align:bottom;text-align:center;">0.98</td> <td data-sheets-numberformat='{"1":2,"2":"0","3":1}' data-sheets-value='{"1":3,"3":18.04}' style="overflow:hidden;padding:0px 3px 0px 3px;vertical-align:bottom;text-align:center;">18</td> <td data-sheets-numberformat='{"1":2,"2":"0","3":1}' data-sheets-value='{"1":3,"3":33.660000000000004}' style="overflow:hidden;padding:0px 3px 0px 3px;vertical-align:bottom;text-align:center;">34</td> <td data-sheets-value='{"1":3,"3":26}' style="border-right:1px solid #000000;overflow:hidden;padding:0px 3px 0px 3px;vertical-align:bottom;text-align:center;">26</td> </tr> <tr style="height:20px;"> <td style="border-bottom:1px solid #000000;border-left:1px solid #000000;overflow:hidden;padding:0px 3px 0px 3px;vertical-align:bottom;"></td> <td style="border-bottom:1px solid #000000;overflow:hidden;padding:0px 3px 0px 3px;vertical-align:bottom;"></td> <td data-sheets-value='{"1":2,"2":"Opal (T/O)"}' style="border-bottom:1px solid #000000;overflow:hidden;padding:0px 3px 0px 3px;vertical-align:bottom;">Opal (T/O)</td> <td data-sheets-numberformat='{"1":2,"2":"0.00","3":1}' data-sheets-value='{"1":3,"3":0.98}' style="border-bottom:1px solid #000000;overflow:hidden;padding:0px 3px 0px 3px;vertical-align:bottom;text-align:center;">0.98</td> <td data-sheets-numberformat='{"1":2,"2":"0","3":1}' data-sheets-value='{"1":3,"3":16.81}' style="border-bottom:1px solid #000000;overflow:hidden;padding:0px 3px 0px 3px;vertical-align:bottom;text-align:center;">17</td> <td data-sheets-numberformat='{"1":2,"2":"0","3":1}' data-sheets-value='{"1":3,"3":29.700000000000003}' style="border-bottom:1px solid #000000;overflow:hidden;padding:0px 3px 0px 3px;vertical-align:bottom;text-align:center;">30</td> <td data-sheets-value='{"1":3,"3":26}' style="border-right:1px solid #000000;border-bottom:1px solid #000000;overflow:hidden;padding:0px 3px 0px 3px;vertical-align:bottom;text-align:center;">26</td> </tr> </tbody></table> | skylux-160-ce-met-koepel-en-pvc-opstand-30-20-met-lm-motor-pvc-raam-type-ep25-en-windvang-1450-x-1700-mm | 8586037068109 | 46872368480589
Smoke and heat exhaust (SHEV) | SHE system | Skylux | Skylux 160° CE with skylight and PVC curb 30/20 with LM-actuator, PVC frame type EP25 and spoiler 1500 x 1500 mm |  | 50497 | 5412970504979 | 6336.8 | Yes | 30-45 | 121.65 | 1500 x 1500 mm | 1500 | 1500 |  | PVC 30/20 (30 cm high & roof opening = 20 cm larger than daylight size) | Square | 1.19 W/m²K - 0.98 W/m²K | 57% - 30% | 37% - 17% | 24dB - 26dB | 160° CE (for industry) | PVC frame EP25 | with spoiler | E | Single actuator | Maximum double-walled skylight possible for this product | Ut-value LT-value g-value Rw-value EN 1873 : 2014 EN ISO 13468 EN 16153 EN 410 EN 410 EN ISO 140-3 Material Walls Shells (W/m²K) (%) (%) (dB) Acrylic EW Clear (H) 1.19 37 57 24 PMMA Opal (O) 1.19 34 50 24 DW Clear (H/H) 0.98 33 50 26 Opal (O/O) 0.98 28 38 26 Polycarbonate EW Clear (A) 1.19 36 55 24 PC Opal (D) 1.19 24 40 24 DW Clear (A/H) 0.98 32 48 26 Clear (A/A) 0.98 32 46 26 Opal (A/O) 0.98 30 42 26 Opal (A/D) 0.98 21 33 26 Polycarbonate EW Heatstop Opal (T) 1.19 20 39 24 Heatstop PC DW Clear (T/H) 0.98 18 34 26 Opal (T/O) 0.98 17 30 26 | https://skylux.eu/en/products/skylux-160-ce-met-koepel-en-pvc-opstand-30-20-met-lm-motor-pvc-raam-type-ep25-en-windvang-1500-x-1500-mm | https://skylux.eu/cdn/shop/files/Skylux-160deg-CE-met-koepel-en-pvc-opstand-3020-met-LM-motor-pvc-raam-type-EP25-en-windvang-1500-x-1500-mm-RWA-systeem.jpg?v=1702981141&width=1600 | https://skylux.eu/cdn/shop/files/e5a82811-1bb0-48e4-a776-cacb59c7c092_4e8944c4-b01b-46c6-bb05-f1a14ee4e7fb.jpg?v=1688551293&width=1600 | //skylux.eu/cdn/shop/files/E_MH_Mounting_instructions_Skylux_160_CE_LM.pdf?v=12406716259046007223 | //skylux.eu/cdn/shop/files/E_TD_Technical_File_Skylux_Skylux_160_CE_Electric.pdf?v=3667116872303399239 | <style type="text/css" id="isPasted"><!--td {border: 1px solid #cccccc;}br {mso-data-placement:same-cell;}--></style><table border="1" cellpadding="0" cellspacing="0" dir="ltr" style="table-layout:fixed;font-size:10pt;font-family:Arial;border-collapse:collapse;border:none;"><tbody> <tr style="height:20px;"> <td style="overflow:hidden;padding:0px 3px 0px 3px;vertical-align:bottom;"></td> <td style="overflow:hidden;padding:0px 3px 0px 3px;vertical-align:bottom;"></td> <td style="overflow:hidden;padding:0px 3px 0px 3px;vertical-align:bottom;"></td> <td data-sheets-value='{"1":2,"2":"Ut-value"}' style="overflow:hidden;padding:0px 3px 0px 3px;vertical-align:bottom;font-weight:bold;text-align:center;">Ut-value</td> <td data-sheets-value='{"1":2,"2":"LT-value"}' style="overflow:hidden;padding:0px 3px 0px 3px;vertical-align:bottom;font-weight:bold;text-align:center;">LT-value</td> <td data-sheets-value='{"1":2,"2":"g-value"}' style="overflow:hidden;padding:0px 3px 0px 3px;vertical-align:bottom;font-weight:bold;text-align:center;">g-value</td> <td data-sheets-value='{"1":2,"2":"Rw-value "}' style="overflow:hidden;padding:0px 3px 0px 3px;vertical-align:bottom;font-weight:bold;text-align:center;">Rw-value </td> </tr> <tr style="height:20px;"> <td style="overflow:hidden;padding:0px 3px 0px 3px;vertical-align:bottom;"></td> <td style="overflow:hidden;padding:0px 3px 0px 3px;vertical-align:bottom;"></td> <td style="overflow:hidden;padding:0px 3px 0px 3px;vertical-align:bottom;"></td> <td data-sheets-numberformat='{"1":2,"2":"0.00","3":1}' data-sheets-value='{"1":2,"2":"EN 1873 : 2014"}' style="overflow:hidden;padding:0px 3px 0px 3px;vertical-align:bottom;text-align:center;">EN 1873 : 2014</td> <td data-sheets-numberformat='{"1":2,"2":"0","3":1}' data-sheets-value='{"1":2,"2":"EN ISO 13468 EN 16153 EN 410"}' style="overflow:hidden;padding:0px 3px 0px 3px;vertical-align:bottom;text-align:center;">EN ISO 13468 EN 16153 EN 410</td> <td data-sheets-numberformat='{"1":2,"2":"0","3":1}' data-sheets-value='{"1":2,"2":"EN 410"}' style="overflow:hidden;padding:0px 3px 0px 3px;vertical-align:bottom;text-align:center;">EN 410</td> <td data-sheets-value='{"1":2,"2":"EN ISO 140-3\t\t"}' style="overflow:hidden;padding:0px 3px 0px 3px;vertical-align:bottom;text-align:center;">EN ISO 140-3 </td> </tr> <tr style="height:20px;"> <td data-sheets-value='{"1":2,"2":"Material"}' style="border-bottom:1px solid #000000;overflow:hidden;padding:0px 3px 0px 3px;vertical-align:bottom;background-color:#000000;font-weight:bold;color:#ffffff;">Material</td> <td data-sheets-value='{"1":2,"2":"Walls"}' style="border-bottom:1px solid #000000;overflow:hidden;padding:0px 3px 0px 3px;vertical-align:bottom;background-color:#000000;font-weight:bold;color:#ffffff;">Walls</td> <td data-sheets-value='{"1":2,"2":"Shells"}' style="border-bottom:1px solid #000000;overflow:hidden;padding:0px 3px 0px 3px;vertical-align:bottom;background-color:#000000;font-weight:bold;color:#ffffff;">Shells</td> <td data-sheets-numberformat='{"1":2,"2":"0.00","3":1}' data-sheets-value='{"1":2,"2":"(W/m²K)\t"}' style="border-bottom:1px solid #000000;overflow:hidden;padding:0px 3px 0px 3px;vertical-align:bottom;background-color:#000000;font-weight:bold;color:#ffffff;text-align:center;">(W/m²K) </td> <td data-sheets-numberformat='{"1":2,"2":"0","3":1}' data-sheets-value='{"1":2,"2":"(%)"}' style="border-bottom:1px solid #000000;overflow:hidden;padding:0px 3px 0px 3px;vertical-align:bottom;background-color:#000000;font-weight:bold;color:#ffffff;text-align:center;">(%)</td> <td data-sheets-numberformat='{"1":2,"2":"0","3":1}' data-sheets-value='{"1":2,"2":"(%)"}' style="border-bottom:1px solid #000000;overflow:hidden;padding:0px 3px 0px 3px;vertical-align:bottom;background-color:#000000;font-weight:bold;color:#ffffff;text-align:center;">(%)</td> <td data-sheets-value='{"1":2,"2":"(dB)"}' style="border-bottom:1px solid #000000;overflow:hidden;padding:0px 3px 0px 3px;vertical-align:bottom;background-color:#000000;font-weight:bold;color:#ffffff;text-align:center;">(dB)</td> </tr> <tr style="height:20px;"> <td data-sheets-value='{"1":2,"2":"Acrylic"}' style="border-left:1px solid #000000;overflow:hidden;padding:0px 3px 0px 3px;vertical-align:bottom;">Acrylic</td> <td data-sheets-value='{"1":2,"2":"EW"}' style="overflow:hidden;padding:0px 3px 0px 3px;vertical-align:bottom;">EW</td> <td data-sheets-value='{"1":2,"2":"Clear (H)"}' style="overflow:hidden;padding:0px 3px 0px 3px;vertical-align:bottom;">Clear (H)</td> <td data-sheets-numberformat='{"1":2,"2":"0.00","3":1}' data-sheets-value='{"1":3,"3":1.19}' style="overflow:hidden;padding:0px 3px 0px 3px;vertical-align:bottom;text-align:center;">1.19</td> <td data-sheets-numberformat='{"1":2,"2":"0","3":1}' data-sheets-value='{"1":3,"3":36.9}' style="overflow:hidden;padding:0px 3px 0px 3px;vertical-align:bottom;text-align:center;">37</td> <td data-sheets-numberformat='{"1":2,"2":"0","3":1}' data-sheets-value='{"1":3,"3":57.42}' style="overflow:hidden;padding:0px 3px 0px 3px;vertical-align:bottom;text-align:center;">57</td> <td data-sheets-value='{"1":3,"3":24}' style="border-right:1px solid #000000;overflow:hidden;padding:0px 3px 0px 3px;vertical-align:bottom;text-align:center;">24</td> </tr> <tr style="height:20px;"> <td data-sheets-value='{"1":2,"2":"PMMA"}' style="border-left:1px solid #000000;overflow:hidden;padding:0px 3px 0px 3px;vertical-align:bottom;">PMMA</td> <td style="overflow:hidden;padding:0px 3px 0px 3px;vertical-align:bottom;"></td> <td data-sheets-value='{"1":2,"2":"Opal (O)"}' style="overflow:hidden;padding:0px 3px 0px 3px;vertical-align:bottom;">Opal (O)</td> <td data-sheets-numberformat='{"1":2,"2":"0.00","3":1}' data-sheets-value='{"1":3,"3":1.19}' style="overflow:hidden;padding:0px 3px 0px 3px;vertical-align:bottom;text-align:center;">1.19</td> <td data-sheets-numberformat='{"1":2,"2":"0","3":1}' data-sheets-value='{"1":3,"3":34.03}' style="overflow:hidden;padding:0px 3px 0px 3px;vertical-align:bottom;text-align:center;">34</td> <td data-sheets-numberformat='{"1":2,"2":"0","3":1}' data-sheets-value='{"1":3,"3":50.160000000000004}' style="overflow:hidden;padding:0px 3px 0px 3px;vertical-align:bottom;text-align:center;">50</td> <td data-sheets-value='{"1":3,"3":24}' style="border-right:1px solid #000000;overflow:hidden;padding:0px 3px 0px 3px;vertical-align:bottom;text-align:center;">24</td> </tr> <tr style="height:20px;"> <td style="border-left:1px solid #000000;overflow:hidden;padding:0px 3px 0px 3px;vertical-align:bottom;"></td> <td data-sheets-value='{"1":2,"2":"DW"}' style="overflow:hidden;padding:0px 3px 0px 3px;vertical-align:bottom;">DW</td> <td data-sheets-value='{"1":2,"2":"Clear (H/H)"}' style="overflow:hidden;padding:0px 3px 0px 3px;vertical-align:bottom;">Clear (H/H)</td> <td data-sheets-numberformat='{"1":2,"2":"0.00","3":1}' data-sheets-value='{"1":3,"3":0.98}' style="overflow:hidden;padding:0px 3px 0px 3px;vertical-align:bottom;text-align:center;">0.98</td> <td data-sheets-numberformat='{"1":2,"2":"0","3":1}' data-sheets-value='{"1":3,"3":33.21}' style="overflow:hidden;padding:0px 3px 0px 3px;vertical-align:bottom;text-align:center;">33</td> <td data-sheets-numberformat='{"1":2,"2":"0","3":1}' data-sheets-value='{"1":3,"3":49.5}' style="overflow:hidden;padding:0px 3px 0px 3px;vertical-align:bottom;text-align:center;">50</td> <td data-sheets-value='{"1":3,"3":26}' style="border-right:1px solid #000000;overflow:hidden;padding:0px 3px 0px 3px;vertical-align:bottom;text-align:center;">26</td> </tr> <tr style="height:20px;"> <td style="border-bottom:1px solid #000000;border-left:1px solid #000000;overflow:hidden;padding:0px 3px 0px 3px;vertical-align:bottom;"></td> <td style="border-bottom:1px solid #000000;overflow:hidden;padding:0px 3px 0px 3px;vertical-align:bottom;"></td> <td data-sheets-value='{"1":2,"2":"Opal (O/O)"}' style="border-bottom:1px solid #000000;overflow:hidden;padding:0px 3px 0px 3px;vertical-align:bottom;">Opal (O/O)</td> <td data-sheets-numberformat='{"1":2,"2":"0.00","3":1}' data-sheets-value='{"1":3,"3":0.98}' style="border-bottom:1px solid #000000;overflow:hidden;padding:0px 3px 0px 3px;vertical-align:bottom;text-align:center;">0.98</td> <td data-sheets-numberformat='{"1":2,"2":"0","3":1}' data-sheets-value='{"1":3,"3":28.29}' style="border-bottom:1px solid #000000;overflow:hidden;padding:0px 3px 0px 3px;vertical-align:bottom;text-align:center;">28</td> <td data-sheets-numberformat='{"1":2,"2":"0","3":1}' data-sheets-value='{"1":3,"3":38.28}' style="border-bottom:1px solid #000000;overflow:hidden;padding:0px 3px 0px 3px;vertical-align:bottom;text-align:center;">38</td> <td data-sheets-value='{"1":3,"3":26}' style="border-right:1px solid #000000;border-bottom:1px solid #000000;overflow:hidden;padding:0px 3px 0px 3px;vertical-align:bottom;text-align:center;">26</td> </tr> <tr style="height:20px;"> <td data-sheets-value='{"1":2,"2":"Polycarbonate "}' style="border-left:1px solid #000000;overflow:hidden;padding:0px 3px 0px 3px;vertical-align:bottom;">Polycarbonate </td> <td data-sheets-value='{"1":2,"2":"EW"}' style="overflow:hidden;padding:0px 3px 0px 3px;vertical-align:bottom;">EW</td> <td data-sheets-value='{"1":2,"2":"Clear (A)"}' style="overflow:hidden;padding:0px 3px 0px 3px;vertical-align:bottom;">Clear (A)</td> <td data-sheets-numberformat='{"1":2,"2":"0.00","3":1}' data-sheets-value='{"1":3,"3":1.19}' style="overflow:hidden;padding:0px 3px 0px 3px;vertical-align:bottom;text-align:center;">1.19</td> <td data-sheets-numberformat='{"1":2,"2":"0","3":1}' data-sheets-value='{"1":3,"3":36.08}' style="overflow:hidden;padding:0px 3px 0px 3px;vertical-align:bottom;text-align:center;">36</td> <td data-sheets-numberformat='{"1":2,"2":"0","3":1}' data-sheets-value='{"1":3,"3":54.78}' style="overflow:hidden;padding:0px 3px 0px 3px;vertical-align:bottom;text-align:center;">55</td> <td data-sheets-value='{"1":3,"3":24}' style="border-right:1px solid #000000;overflow:hidden;padding:0px 3px 0px 3px;vertical-align:bottom;text-align:center;">24</td> </tr> <tr style="height:20px;"> <td data-sheets-value='{"1":2,"2":"PC"}' style="border-left:1px solid #000000;overflow:hidden;padding:0px 3px 0px 3px;vertical-align:bottom;">PC</td> <td style="overflow:hidden;padding:0px 3px 0px 3px;vertical-align:bottom;"></td> <td data-sheets-value='{"1":2,"2":"Opal (D)"}' style="overflow:hidden;padding:0px 3px 0px 3px;vertical-align:bottom;">Opal (D)</td> <td data-sheets-numberformat='{"1":2,"2":"0.00","3":1}' data-sheets-value='{"1":3,"3":1.19}' style="overflow:hidden;padding:0px 3px 0px 3px;vertical-align:bottom;text-align:center;">1.19</td> <td data-sheets-numberformat='{"1":2,"2":"0","3":1}' data-sheets-value='{"1":3,"3":23.779999999999998}' style="overflow:hidden;padding:0px 3px 0px 3px;vertical-align:bottom;text-align:center;">24</td> <td data-sheets-numberformat='{"1":2,"2":"0","3":1}' data-sheets-value='{"1":3,"3":39.6}' style="overflow:hidden;padding:0px 3px 0px 3px;vertical-align:bottom;text-align:center;">40</td> <td data-sheets-value='{"1":3,"3":24}' style="border-right:1px solid #000000;overflow:hidden;padding:0px 3px 0px 3px;vertical-align:bottom;text-align:center;">24</td> </tr> <tr style="height:20px;"> <td style="border-left:1px solid #000000;overflow:hidden;padding:0px 3px 0px 3px;vertical-align:bottom;"></td> <td data-sheets-value='{"1":2,"2":"DW"}' style="overflow:hidden;padding:0px 3px 0px 3px;vertical-align:bottom;">DW</td> <td data-sheets-value='{"1":2,"2":"Clear (A/H)"}' style="overflow:hidden;padding:0px 3px 0px 3px;vertical-align:bottom;">Clear (A/H)</td> <td data-sheets-numberformat='{"1":2,"2":"0.00","3":1}' data-sheets-value='{"1":3,"3":0.98}' style="overflow:hidden;padding:0px 3px 0px 3px;vertical-align:bottom;text-align:center;">0.98</td> <td data-sheets-numberformat='{"1":2,"2":"0","3":1}' data-sheets-value='{"1":3,"3":32.39}' style="overflow:hidden;padding:0px 3px 0px 3px;vertical-align:bottom;text-align:center;">32</td> <td data-sheets-numberformat='{"1":2,"2":"0","3":1}' data-sheets-value='{"1":3,"3":47.52}' style="overflow:hidden;padding:0px 3px 0px 3px;vertical-align:bottom;text-align:center;">48</td> <td data-sheets-value='{"1":3,"3":26}' style="border-right:1px solid #000000;overflow:hidden;padding:0px 3px 0px 3px;vertical-align:bottom;text-align:center;">26</td> </tr> <tr style="height:20px;"> <td style="border-left:1px solid #000000;overflow:hidden;padding:0px 3px 0px 3px;vertical-align:bottom;"></td> <td style="overflow:hidden;padding:0px 3px 0px 3px;vertical-align:bottom;"></td> <td data-sheets-value='{"1":2,"2":"Clear (A/A)"}' style="overflow:hidden;padding:0px 3px 0px 3px;vertical-align:bottom;">Clear (A/A)</td> <td data-sheets-numberformat='{"1":2,"2":"0.00","3":1}' data-sheets-value='{"1":3,"3":0.98}' style="overflow:hidden;padding:0px 3px 0px 3px;vertical-align:bottom;text-align:center;">0.98</td> <td data-sheets-numberformat='{"1":2,"2":"0","3":1}' data-sheets-value='{"1":3,"3":31.569999999999997}' style="overflow:hidden;padding:0px 3px 0px 3px;vertical-align:bottom;text-align:center;">32</td> <td data-sheets-numberformat='{"1":2,"2":"0","3":1}' data-sheets-value='{"1":3,"3":45.54}' style="overflow:hidden;padding:0px 3px 0px 3px;vertical-align:bottom;text-align:center;">46</td> <td data-sheets-value='{"1":3,"3":26}' style="border-right:1px solid #000000;overflow:hidden;padding:0px 3px 0px 3px;vertical-align:bottom;text-align:center;">26</td> </tr> <tr style="height:20px;"> <td style="border-left:1px solid #000000;overflow:hidden;padding:0px 3px 0px 3px;vertical-align:bottom;"></td> <td style="overflow:hidden;padding:0px 3px 0px 3px;vertical-align:bottom;"></td> <td data-sheets-value='{"1":2,"2":"Opal (A/O)"}' style="overflow:hidden;padding:0px 3px 0px 3px;vertical-align:bottom;">Opal (A/O)</td> <td data-sheets-numberformat='{"1":2,"2":"0.00","3":1}' data-sheets-value='{"1":3,"3":0.98}' style="overflow:hidden;padding:0px 3px 0px 3px;vertical-align:bottom;text-align:center;">0.98</td> <td data-sheets-numberformat='{"1":2,"2":"0","3":1}' data-sheets-value='{"1":3,"3":29.93}' style="overflow:hidden;padding:0px 3px 0px 3px;vertical-align:bottom;text-align:center;">30</td> <td data-sheets-numberformat='{"1":2,"2":"0","3":1}' data-sheets-value='{"1":3,"3":41.580000000000005}' style="overflow:hidden;padding:0px 3px 0px 3px;vertical-align:bottom;text-align:center;">42</td> <td data-sheets-value='{"1":3,"3":26}' style="border-right:1px solid #000000;overflow:hidden;padding:0px 3px 0px 3px;vertical-align:bottom;text-align:center;">26</td> </tr> <tr style="height:20px;"> <td style="border-bottom:1px solid #000000;border-left:1px solid #000000;overflow:hidden;padding:0px 3px 0px 3px;vertical-align:bottom;"></td> <td style="border-bottom:1px solid #000000;overflow:hidden;padding:0px 3px 0px 3px;vertical-align:bottom;"></td> <td data-sheets-value='{"1":2,"2":"Opal (A/D)"}' style="border-bottom:1px solid #000000;overflow:hidden;padding:0px 3px 0px 3px;vertical-align:bottom;">Opal (A/D)</td> <td data-sheets-numberformat='{"1":2,"2":"0.00","3":1}' data-sheets-value='{"1":3,"3":0.98}' style="border-bottom:1px solid #000000;overflow:hidden;padding:0px 3px 0px 3px;vertical-align:bottom;text-align:center;">0.98</td> <td data-sheets-numberformat='{"1":2,"2":"0","3":1}' data-sheets-value='{"1":3,"3":20.91}' style="border-bottom:1px solid #000000;overflow:hidden;padding:0px 3px 0px 3px;vertical-align:bottom;text-align:center;">21</td> <td data-sheets-numberformat='{"1":2,"2":"0","3":1}' data-sheets-value='{"1":3,"3":33}' style="border-bottom:1px solid #000000;overflow:hidden;padding:0px 3px 0px 3px;vertical-align:bottom;text-align:center;">33</td> <td data-sheets-value='{"1":3,"3":26}' style="border-right:1px solid #000000;border-bottom:1px solid #000000;overflow:hidden;padding:0px 3px 0px 3px;vertical-align:bottom;text-align:center;">26</td> </tr> <tr style="height:20px;"> <td data-sheets-value='{"1":2,"2":"Polycarbonate"}' style="border-left:1px solid #000000;overflow:hidden;padding:0px 3px 0px 3px;vertical-align:bottom;">Polycarbonate</td> <td data-sheets-value='{"1":2,"2":"EW"}' style="overflow:hidden;padding:0px 3px 0px 3px;vertical-align:bottom;">EW</td> <td data-sheets-value='{"1":2,"2":"Heatstop Opal (T)"}' style="overflow:hidden;padding:0px 3px 0px 3px;vertical-align:bottom;">Heatstop Opal (T)</td> <td data-sheets-numberformat='{"1":2,"2":"0.00","3":1}' data-sheets-value='{"1":3,"3":1.19}' style="overflow:hidden;padding:0px 3px 0px 3px;vertical-align:bottom;text-align:center;">1.19</td> <td data-sheets-numberformat='{"1":2,"2":"0","3":1}' data-sheets-value='{"1":3,"3":20.09}' style="overflow:hidden;padding:0px 3px 0px 3px;vertical-align:bottom;text-align:center;">20</td> <td data-sheets-numberformat='{"1":2,"2":"0","3":1}' data-sheets-value='{"1":3,"3":38.940000000000005}' style="overflow:hidden;padding:0px 3px 0px 3px;vertical-align:bottom;text-align:center;">39</td> <td data-sheets-value='{"1":3,"3":24}' style="border-right:1px solid #000000;overflow:hidden;padding:0px 3px 0px 3px;vertical-align:bottom;text-align:center;">24</td> </tr> <tr style="height:20px;"> <td data-sheets-value='{"1":2,"2":"Heatstop PC"}' style="border-left:1px solid #000000;overflow:hidden;padding:0px 3px 0px 3px;vertical-align:bottom;">Heatstop PC</td> <td data-sheets-value='{"1":2,"2":"DW"}' style="overflow:hidden;padding:0px 3px 0px 3px;vertical-align:bottom;">DW</td> <td data-sheets-value='{"1":2,"2":"Clear (T/H)"}' style="overflow:hidden;padding:0px 3px 0px 3px;vertical-align:bottom;">Clear (T/H)</td> <td data-sheets-numberformat='{"1":2,"2":"0.00","3":1}' data-sheets-value='{"1":3,"3":0.98}' style="overflow:hidden;padding:0px 3px 0px 3px;vertical-align:bottom;text-align:center;">0.98</td> <td data-sheets-numberformat='{"1":2,"2":"0","3":1}' data-sheets-value='{"1":3,"3":18.04}' style="overflow:hidden;padding:0px 3px 0px 3px;vertical-align:bottom;text-align:center;">18</td> <td data-sheets-numberformat='{"1":2,"2":"0","3":1}' data-sheets-value='{"1":3,"3":33.660000000000004}' style="overflow:hidden;padding:0px 3px 0px 3px;vertical-align:bottom;text-align:center;">34</td> <td data-sheets-value='{"1":3,"3":26}' style="border-right:1px solid #000000;overflow:hidden;padding:0px 3px 0px 3px;vertical-align:bottom;text-align:center;">26</td> </tr> <tr style="height:20px;"> <td style="border-bottom:1px solid #000000;border-left:1px solid #000000;overflow:hidden;padding:0px 3px 0px 3px;vertical-align:bottom;"></td> <td style="border-bottom:1px solid #000000;overflow:hidden;padding:0px 3px 0px 3px;vertical-align:bottom;"></td> <td data-sheets-value='{"1":2,"2":"Opal (T/O)"}' style="border-bottom:1px solid #000000;overflow:hidden;padding:0px 3px 0px 3px;vertical-align:bottom;">Opal (T/O)</td> <td data-sheets-numberformat='{"1":2,"2":"0.00","3":1}' data-sheets-value='{"1":3,"3":0.98}' style="border-bottom:1px solid #000000;overflow:hidden;padding:0px 3px 0px 3px;vertical-align:bottom;text-align:center;">0.98</td> <td data-sheets-numberformat='{"1":2,"2":"0","3":1}' data-sheets-value='{"1":3,"3":16.81}' style="border-bottom:1px solid #000000;overflow:hidden;padding:0px 3px 0px 3px;vertical-align:bottom;text-align:center;">17</td> <td data-sheets-numberformat='{"1":2,"2":"0","3":1}' data-sheets-value='{"1":3,"3":29.700000000000003}' style="border-bottom:1px solid #000000;overflow:hidden;padding:0px 3px 0px 3px;vertical-align:bottom;text-align:center;">30</td> <td data-sheets-value='{"1":3,"3":26}' style="border-right:1px solid #000000;border-bottom:1px solid #000000;overflow:hidden;padding:0px 3px 0px 3px;vertical-align:bottom;text-align:center;">26</td> </tr> </tbody></table> | skylux-160-ce-met-koepel-en-pvc-opstand-30-20-met-lm-motor-pvc-raam-type-ep25-en-windvang-1500-x-1500-mm | 8586037100877 | 46872368578893
Smoke and heat exhaust (SHEV) | SHE system | Skylux | Skylux 160° CE with skylight and PVC curb 30/20 with LM-actuator, PVC frame type EP25 and spoiler 1550 x 1550 mm |  | 50498 | 5412970504986 | 6590.9 | Yes | 30-45 | 126.05 | 1550 x 1550 mm | 1550 | 1550 |  | PVC 30/20 (30 cm high & roof opening = 20 cm larger than daylight size) | Square | 1.19 W/m²K - 0.98 W/m²K | 57% - 30% | 37% - 17% | 24dB - 26dB | 160° CE (for industry) | PVC frame EP25 | with spoiler | E | Single actuator | Maximum double-walled skylight possible for this product | Ut-value LT-value g-value Rw-value EN 1873 : 2014 EN ISO 13468 EN 16153 EN 410 EN 410 EN ISO 140-3 Material Walls Shells (W/m²K) (%) (%) (dB) Acrylic EW Clear (H) 1.19 37 57 24 PMMA Opal (O) 1.19 34 50 24 DW Clear (H/H) 0.98 33 50 26 Opal (O/O) 0.98 28 38 26 Polycarbonate EW Clear (A) 1.19 36 55 24 PC Opal (D) 1.19 24 40 24 DW Clear (A/H) 0.98 32 48 26 Clear (A/A) 0.98 32 46 26 Opal (A/O) 0.98 30 42 26 Opal (A/D) 0.98 21 33 26 Polycarbonate EW Heatstop Opal (T) 1.19 20 39 24 Heatstop PC DW Clear (T/H) 0.98 18 34 26 Opal (T/O) 0.98 17 30 26 | https://skylux.eu/en/products/skylux-160-ce-met-koepel-en-pvc-opstand-30-20-met-lm-motor-pvc-raam-type-ep25-en-windvang-1550-x-1550-mm | https://skylux.eu/cdn/shop/files/Skylux-160deg-CE-met-koepel-en-pvc-opstand-3020-met-LM-motor-pvc-raam-type-EP25-en-windvang-1550-x-1550-mm-RWA-systeem.jpg?v=1702981147&width=1600 | https://skylux.eu/cdn/shop/files/e5a82811-1bb0-48e4-a776-cacb59c7c092_227b6223-3072-4c5a-9186-9e14f83a80ea.jpg?v=1688551294&width=1600 | //skylux.eu/cdn/shop/files/E_MH_Mounting_instructions_Skylux_160_CE_LM.pdf?v=12406716259046007223 | //skylux.eu/cdn/shop/files/E_TD_Technical_File_Skylux_Skylux_160_CE_Electric.pdf?v=3667116872303399239 | <style type="text/css" id="isPasted"><!--td {border: 1px solid #cccccc;}br {mso-data-placement:same-cell;}--></style><table border="1" cellpadding="0" cellspacing="0" dir="ltr" style="table-layout:fixed;font-size:10pt;font-family:Arial;border-collapse:collapse;border:none;"><tbody> <tr style="height:20px;"> <td style="overflow:hidden;padding:0px 3px 0px 3px;vertical-align:bottom;"></td> <td style="overflow:hidden;padding:0px 3px 0px 3px;vertical-align:bottom;"></td> <td style="overflow:hidden;padding:0px 3px 0px 3px;vertical-align:bottom;"></td> <td data-sheets-value='{"1":2,"2":"Ut-value"}' style="overflow:hidden;padding:0px 3px 0px 3px;vertical-align:bottom;font-weight:bold;text-align:center;">Ut-value</td> <td data-sheets-value='{"1":2,"2":"LT-value"}' style="overflow:hidden;padding:0px 3px 0px 3px;vertical-align:bottom;font-weight:bold;text-align:center;">LT-value</td> <td data-sheets-value='{"1":2,"2":"g-value"}' style="overflow:hidden;padding:0px 3px 0px 3px;vertical-align:bottom;font-weight:bold;text-align:center;">g-value</td> <td data-sheets-value='{"1":2,"2":"Rw-value "}' style="overflow:hidden;padding:0px 3px 0px 3px;vertical-align:bottom;font-weight:bold;text-align:center;">Rw-value </td> </tr> <tr style="height:20px;"> <td style="overflow:hidden;padding:0px 3px 0px 3px;vertical-align:bottom;"></td> <td style="overflow:hidden;padding:0px 3px 0px 3px;vertical-align:bottom;"></td> <td style="overflow:hidden;padding:0px 3px 0px 3px;vertical-align:bottom;"></td> <td data-sheets-numberformat='{"1":2,"2":"0.00","3":1}' data-sheets-value='{"1":2,"2":"EN 1873 : 2014"}' style="overflow:hidden;padding:0px 3px 0px 3px;vertical-align:bottom;text-align:center;">EN 1873 : 2014</td> <td data-sheets-numberformat='{"1":2,"2":"0","3":1}' data-sheets-value='{"1":2,"2":"EN ISO 13468 EN 16153 EN 410"}' style="overflow:hidden;padding:0px 3px 0px 3px;vertical-align:bottom;text-align:center;">EN ISO 13468 EN 16153 EN 410</td> <td data-sheets-numberformat='{"1":2,"2":"0","3":1}' data-sheets-value='{"1":2,"2":"EN 410"}' style="overflow:hidden;padding:0px 3px 0px 3px;vertical-align:bottom;text-align:center;">EN 410</td> <td data-sheets-value='{"1":2,"2":"EN ISO 140-3\t\t"}' style="overflow:hidden;padding:0px 3px 0px 3px;vertical-align:bottom;text-align:center;">EN ISO 140-3 </td> </tr> <tr style="height:20px;"> <td data-sheets-value='{"1":2,"2":"Material"}' style="border-bottom:1px solid #000000;overflow:hidden;padding:0px 3px 0px 3px;vertical-align:bottom;background-color:#000000;font-weight:bold;color:#ffffff;">Material</td> <td data-sheets-value='{"1":2,"2":"Walls"}' style="border-bottom:1px solid #000000;overflow:hidden;padding:0px 3px 0px 3px;vertical-align:bottom;background-color:#000000;font-weight:bold;color:#ffffff;">Walls</td> <td data-sheets-value='{"1":2,"2":"Shells"}' style="border-bottom:1px solid #000000;overflow:hidden;padding:0px 3px 0px 3px;vertical-align:bottom;background-color:#000000;font-weight:bold;color:#ffffff;">Shells</td> <td data-sheets-numberformat='{"1":2,"2":"0.00","3":1}' data-sheets-value='{"1":2,"2":"(W/m²K)\t"}' style="border-bottom:1px solid #000000;overflow:hidden;padding:0px 3px 0px 3px;vertical-align:bottom;background-color:#000000;font-weight:bold;color:#ffffff;text-align:center;">(W/m²K) </td> <td data-sheets-numberformat='{"1":2,"2":"0","3":1}' data-sheets-value='{"1":2,"2":"(%)"}' style="border-bottom:1px solid #000000;overflow:hidden;padding:0px 3px 0px 3px;vertical-align:bottom;background-color:#000000;font-weight:bold;color:#ffffff;text-align:center;">(%)</td> <td data-sheets-numberformat='{"1":2,"2":"0","3":1}' data-sheets-value='{"1":2,"2":"(%)"}' style="border-bottom:1px solid #000000;overflow:hidden;padding:0px 3px 0px 3px;vertical-align:bottom;background-color:#000000;font-weight:bold;color:#ffffff;text-align:center;">(%)</td> <td data-sheets-value='{"1":2,"2":"(dB)"}' style="border-bottom:1px solid #000000;overflow:hidden;padding:0px 3px 0px 3px;vertical-align:bottom;background-color:#000000;font-weight:bold;color:#ffffff;text-align:center;">(dB)</td> </tr> <tr style="height:20px;"> <td data-sheets-value='{"1":2,"2":"Acrylic"}' style="border-left:1px solid #000000;overflow:hidden;padding:0px 3px 0px 3px;vertical-align:bottom;">Acrylic</td> <td data-sheets-value='{"1":2,"2":"EW"}' style="overflow:hidden;padding:0px 3px 0px 3px;vertical-align:bottom;">EW</td> <td data-sheets-value='{"1":2,"2":"Clear (H)"}' style="overflow:hidden;padding:0px 3px 0px 3px;vertical-align:bottom;">Clear (H)</td> <td data-sheets-numberformat='{"1":2,"2":"0.00","3":1}' data-sheets-value='{"1":3,"3":1.19}' style="overflow:hidden;padding:0px 3px 0px 3px;vertical-align:bottom;text-align:center;">1.19</td> <td data-sheets-numberformat='{"1":2,"2":"0","3":1}' data-sheets-value='{"1":3,"3":36.9}' style="overflow:hidden;padding:0px 3px 0px 3px;vertical-align:bottom;text-align:center;">37</td> <td data-sheets-numberformat='{"1":2,"2":"0","3":1}' data-sheets-value='{"1":3,"3":57.42}' style="overflow:hidden;padding:0px 3px 0px 3px;vertical-align:bottom;text-align:center;">57</td> <td data-sheets-value='{"1":3,"3":24}' style="border-right:1px solid #000000;overflow:hidden;padding:0px 3px 0px 3px;vertical-align:bottom;text-align:center;">24</td> </tr> <tr style="height:20px;"> <td data-sheets-value='{"1":2,"2":"PMMA"}' style="border-left:1px solid #000000;overflow:hidden;padding:0px 3px 0px 3px;vertical-align:bottom;">PMMA</td> <td style="overflow:hidden;padding:0px 3px 0px 3px;vertical-align:bottom;"></td> <td data-sheets-value='{"1":2,"2":"Opal (O)"}' style="overflow:hidden;padding:0px 3px 0px 3px;vertical-align:bottom;">Opal (O)</td> <td data-sheets-numberformat='{"1":2,"2":"0.00","3":1}' data-sheets-value='{"1":3,"3":1.19}' style="overflow:hidden;padding:0px 3px 0px 3px;vertical-align:bottom;text-align:center;">1.19</td> <td data-sheets-numberformat='{"1":2,"2":"0","3":1}' data-sheets-value='{"1":3,"3":34.03}' style="overflow:hidden;padding:0px 3px 0px 3px;vertical-align:bottom;text-align:center;">34</td> <td data-sheets-numberformat='{"1":2,"2":"0","3":1}' data-sheets-value='{"1":3,"3":50.160000000000004}' style="overflow:hidden;padding:0px 3px 0px 3px;vertical-align:bottom;text-align:center;">50</td> <td data-sheets-value='{"1":3,"3":24}' style="border-right:1px solid #000000;overflow:hidden;padding:0px 3px 0px 3px;vertical-align:bottom;text-align:center;">24</td> </tr> <tr style="height:20px;"> <td style="border-left:1px solid #000000;overflow:hidden;padding:0px 3px 0px 3px;vertical-align:bottom;"></td> <td data-sheets-value='{"1":2,"2":"DW"}' style="overflow:hidden;padding:0px 3px 0px 3px;vertical-align:bottom;">DW</td> <td data-sheets-value='{"1":2,"2":"Clear (H/H)"}' style="overflow:hidden;padding:0px 3px 0px 3px;vertical-align:bottom;">Clear (H/H)</td> <td data-sheets-numberformat='{"1":2,"2":"0.00","3":1}' data-sheets-value='{"1":3,"3":0.98}' style="overflow:hidden;padding:0px 3px 0px 3px;vertical-align:bottom;text-align:center;">0.98</td> <td data-sheets-numberformat='{"1":2,"2":"0","3":1}' data-sheets-value='{"1":3,"3":33.21}' style="overflow:hidden;padding:0px 3px 0px 3px;vertical-align:bottom;text-align:center;">33</td> <td data-sheets-numberformat='{"1":2,"2":"0","3":1}' data-sheets-value='{"1":3,"3":49.5}' style="overflow:hidden;padding:0px 3px 0px 3px;vertical-align:bottom;text-align:center;">50</td> <td data-sheets-value='{"1":3,"3":26}' style="border-right:1px solid #000000;overflow:hidden;padding:0px 3px 0px 3px;vertical-align:bottom;text-align:center;">26</td> </tr> <tr style="height:20px;"> <td style="border-bottom:1px solid #000000;border-left:1px solid #000000;overflow:hidden;padding:0px 3px 0px 3px;vertical-align:bottom;"></td> <td style="border-bottom:1px solid #000000;overflow:hidden;padding:0px 3px 0px 3px;vertical-align:bottom;"></td> <td data-sheets-value='{"1":2,"2":"Opal (O/O)"}' style="border-bottom:1px solid #000000;overflow:hidden;padding:0px 3px 0px 3px;vertical-align:bottom;">Opal (O/O)</td> <td data-sheets-numberformat='{"1":2,"2":"0.00","3":1}' data-sheets-value='{"1":3,"3":0.98}' style="border-bottom:1px solid #000000;overflow:hidden;padding:0px 3px 0px 3px;vertical-align:bottom;text-align:center;">0.98</td> <td data-sheets-numberformat='{"1":2,"2":"0","3":1}' data-sheets-value='{"1":3,"3":28.29}' style="border-bottom:1px solid #000000;overflow:hidden;padding:0px 3px 0px 3px;vertical-align:bottom;text-align:center;">28</td> <td data-sheets-numberformat='{"1":2,"2":"0","3":1}' data-sheets-value='{"1":3,"3":38.28}' style="border-bottom:1px solid #000000;overflow:hidden;padding:0px 3px 0px 3px;vertical-align:bottom;text-align:center;">38</td> <td data-sheets-value='{"1":3,"3":26}' style="border-right:1px solid #000000;border-bottom:1px solid #000000;overflow:hidden;padding:0px 3px 0px 3px;vertical-align:bottom;text-align:center;">26</td> </tr> <tr style="height:20px;"> <td data-sheets-value='{"1":2,"2":"Polycarbonate "}' style="border-left:1px solid #000000;overflow:hidden;padding:0px 3px 0px 3px;vertical-align:bottom;">Polycarbonate </td> <td data-sheets-value='{"1":2,"2":"EW"}' style="overflow:hidden;padding:0px 3px 0px 3px;vertical-align:bottom;">EW</td> <td data-sheets-value='{"1":2,"2":"Clear (A)"}' style="overflow:hidden;padding:0px 3px 0px 3px;vertical-align:bottom;">Clear (A)</td> <td data-sheets-numberformat='{"1":2,"2":"0.00","3":1}' data-sheets-value='{"1":3,"3":1.19}' style="overflow:hidden;padding:0px 3px 0px 3px;vertical-align:bottom;text-align:center;">1.19</td> <td data-sheets-numberformat='{"1":2,"2":"0","3":1}' data-sheets-value='{"1":3,"3":36.08}' style="overflow:hidden;padding:0px 3px 0px 3px;vertical-align:bottom;text-align:center;">36</td> <td data-sheets-numberformat='{"1":2,"2":"0","3":1}' data-sheets-value='{"1":3,"3":54.78}' style="overflow:hidden;padding:0px 3px 0px 3px;vertical-align:bottom;text-align:center;">55</td> <td data-sheets-value='{"1":3,"3":24}' style="border-right:1px solid #000000;overflow:hidden;padding:0px 3px 0px 3px;vertical-align:bottom;text-align:center;">24</td> </tr> <tr style="height:20px;"> <td data-sheets-value='{"1":2,"2":"PC"}' style="border-left:1px solid #000000;overflow:hidden;padding:0px 3px 0px 3px;vertical-align:bottom;">PC</td> <td style="overflow:hidden;padding:0px 3px 0px 3px;vertical-align:bottom;"></td> <td data-sheets-value='{"1":2,"2":"Opal (D)"}' style="overflow:hidden;padding:0px 3px 0px 3px;vertical-align:bottom;">Opal (D)</td> <td data-sheets-numberformat='{"1":2,"2":"0.00","3":1}' data-sheets-value='{"1":3,"3":1.19}' style="overflow:hidden;padding:0px 3px 0px 3px;vertical-align:bottom;text-align:center;">1.19</td> <td data-sheets-numberformat='{"1":2,"2":"0","3":1}' data-sheets-value='{"1":3,"3":23.779999999999998}' style="overflow:hidden;padding:0px 3px 0px 3px;vertical-align:bottom;text-align:center;">24</td> <td data-sheets-numberformat='{"1":2,"2":"0","3":1}' data-sheets-value='{"1":3,"3":39.6}' style="overflow:hidden;padding:0px 3px 0px 3px;vertical-align:bottom;text-align:center;">40</td> <td data-sheets-value='{"1":3,"3":24}' style="border-right:1px solid #000000;overflow:hidden;padding:0px 3px 0px 3px;vertical-align:bottom;text-align:center;">24</td> </tr> <tr style="height:20px;"> <td style="border-left:1px solid #000000;overflow:hidden;padding:0px 3px 0px 3px;vertical-align:bottom;"></td> <td data-sheets-value='{"1":2,"2":"DW"}' style="overflow:hidden;padding:0px 3px 0px 3px;vertical-align:bottom;">DW</td> <td data-sheets-value='{"1":2,"2":"Clear (A/H)"}' style="overflow:hidden;padding:0px 3px 0px 3px;vertical-align:bottom;">Clear (A/H)</td> <td data-sheets-numberformat='{"1":2,"2":"0.00","3":1}' data-sheets-value='{"1":3,"3":0.98}' style="overflow:hidden;padding:0px 3px 0px 3px;vertical-align:bottom;text-align:center;">0.98</td> <td data-sheets-numberformat='{"1":2,"2":"0","3":1}' data-sheets-value='{"1":3,"3":32.39}' style="overflow:hidden;padding:0px 3px 0px 3px;vertical-align:bottom;text-align:center;">32</td> <td data-sheets-numberformat='{"1":2,"2":"0","3":1}' data-sheets-value='{"1":3,"3":47.52}' style="overflow:hidden;padding:0px 3px 0px 3px;vertical-align:bottom;text-align:center;">48</td> <td data-sheets-value='{"1":3,"3":26}' style="border-right:1px solid #000000;overflow:hidden;padding:0px 3px 0px 3px;vertical-align:bottom;text-align:center;">26</td> </tr> <tr style="height:20px;"> <td style="border-left:1px solid #000000;overflow:hidden;padding:0px 3px 0px 3px;vertical-align:bottom;"></td> <td style="overflow:hidden;padding:0px 3px 0px 3px;vertical-align:bottom;"></td> <td data-sheets-value='{"1":2,"2":"Clear (A/A)"}' style="overflow:hidden;padding:0px 3px 0px 3px;vertical-align:bottom;">Clear (A/A)</td> <td data-sheets-numberformat='{"1":2,"2":"0.00","3":1}' data-sheets-value='{"1":3,"3":0.98}' style="overflow:hidden;padding:0px 3px 0px 3px;vertical-align:bottom;text-align:center;">0.98</td> <td data-sheets-numberformat='{"1":2,"2":"0","3":1}' data-sheets-value='{"1":3,"3":31.569999999999997}' style="overflow:hidden;padding:0px 3px 0px 3px;vertical-align:bottom;text-align:center;">32</td> <td data-sheets-numberformat='{"1":2,"2":"0","3":1}' data-sheets-value='{"1":3,"3":45.54}' style="overflow:hidden;padding:0px 3px 0px 3px;vertical-align:bottom;text-align:center;">46</td> <td data-sheets-value='{"1":3,"3":26}' style="border-right:1px solid #000000;overflow:hidden;padding:0px 3px 0px 3px;vertical-align:bottom;text-align:center;">26</td> </tr> <tr style="height:20px;"> <td style="border-left:1px solid #000000;overflow:hidden;padding:0px 3px 0px 3px;vertical-align:bottom;"></td> <td style="overflow:hidden;padding:0px 3px 0px 3px;vertical-align:bottom;"></td> <td data-sheets-value='{"1":2,"2":"Opal (A/O)"}' style="overflow:hidden;padding:0px 3px 0px 3px;vertical-align:bottom;">Opal (A/O)</td> <td data-sheets-numberformat='{"1":2,"2":"0.00","3":1}' data-sheets-value='{"1":3,"3":0.98}' style="overflow:hidden;padding:0px 3px 0px 3px;vertical-align:bottom;text-align:center;">0.98</td> <td data-sheets-numberformat='{"1":2,"2":"0","3":1}' data-sheets-value='{"1":3,"3":29.93}' style="overflow:hidden;padding:0px 3px 0px 3px;vertical-align:bottom;text-align:center;">30</td> <td data-sheets-numberformat='{"1":2,"2":"0","3":1}' data-sheets-value='{"1":3,"3":41.580000000000005}' style="overflow:hidden;padding:0px 3px 0px 3px;vertical-align:bottom;text-align:center;">42</td> <td data-sheets-value='{"1":3,"3":26}' style="border-right:1px solid #000000;overflow:hidden;padding:0px 3px 0px 3px;vertical-align:bottom;text-align:center;">26</td> </tr> <tr style="height:20px;"> <td style="border-bottom:1px solid #000000;border-left:1px solid #000000;overflow:hidden;padding:0px 3px 0px 3px;vertical-align:bottom;"></td> <td style="border-bottom:1px solid #000000;overflow:hidden;padding:0px 3px 0px 3px;vertical-align:bottom;"></td> <td data-sheets-value='{"1":2,"2":"Opal (A/D)"}' style="border-bottom:1px solid #000000;overflow:hidden;padding:0px 3px 0px 3px;vertical-align:bottom;">Opal (A/D)</td> <td data-sheets-numberformat='{"1":2,"2":"0.00","3":1}' data-sheets-value='{"1":3,"3":0.98}' style="border-bottom:1px solid #000000;overflow:hidden;padding:0px 3px 0px 3px;vertical-align:bottom;text-align:center;">0.98</td> <td data-sheets-numberformat='{"1":2,"2":"0","3":1}' data-sheets-value='{"1":3,"3":20.91}' style="border-bottom:1px solid #000000;overflow:hidden;padding:0px 3px 0px 3px;vertical-align:bottom;text-align:center;">21</td> <td data-sheets-numberformat='{"1":2,"2":"0","3":1}' data-sheets-value='{"1":3,"3":33}' style="border-bottom:1px solid #000000;overflow:hidden;padding:0px 3px 0px 3px;vertical-align:bottom;text-align:center;">33</td> <td data-sheets-value='{"1":3,"3":26}' style="border-right:1px solid #000000;border-bottom:1px solid #000000;overflow:hidden;padding:0px 3px 0px 3px;vertical-align:bottom;text-align:center;">26</td> </tr> <tr style="height:20px;"> <td data-sheets-value='{"1":2,"2":"Polycarbonate"}' style="border-left:1px solid #000000;overflow:hidden;padding:0px 3px 0px 3px;vertical-align:bottom;">Polycarbonate</td> <td data-sheets-value='{"1":2,"2":"EW"}' style="overflow:hidden;padding:0px 3px 0px 3px;vertical-align:bottom;">EW</td> <td data-sheets-value='{"1":2,"2":"Heatstop Opal (T)"}' style="overflow:hidden;padding:0px 3px 0px 3px;vertical-align:bottom;">Heatstop Opal (T)</td> <td data-sheets-numberformat='{"1":2,"2":"0.00","3":1}' data-sheets-value='{"1":3,"3":1.19}' style="overflow:hidden;padding:0px 3px 0px 3px;vertical-align:bottom;text-align:center;">1.19</td> <td data-sheets-numberformat='{"1":2,"2":"0","3":1}' data-sheets-value='{"1":3,"3":20.09}' style="overflow:hidden;padding:0px 3px 0px 3px;vertical-align:bottom;text-align:center;">20</td> <td data-sheets-numberformat='{"1":2,"2":"0","3":1}' data-sheets-value='{"1":3,"3":38.940000000000005}' style="overflow:hidden;padding:0px 3px 0px 3px;vertical-align:bottom;text-align:center;">39</td> <td data-sheets-value='{"1":3,"3":24}' style="border-right:1px solid #000000;overflow:hidden;padding:0px 3px 0px 3px;vertical-align:bottom;text-align:center;">24</td> </tr> <tr style="height:20px;"> <td data-sheets-value='{"1":2,"2":"Heatstop PC"}' style="border-left:1px solid #000000;overflow:hidden;padding:0px 3px 0px 3px;vertical-align:bottom;">Heatstop PC</td> <td data-sheets-value='{"1":2,"2":"DW"}' style="overflow:hidden;padding:0px 3px 0px 3px;vertical-align:bottom;">DW</td> <td data-sheets-value='{"1":2,"2":"Clear (T/H)"}' style="overflow:hidden;padding:0px 3px 0px 3px;vertical-align:bottom;">Clear (T/H)</td> <td data-sheets-numberformat='{"1":2,"2":"0.00","3":1}' data-sheets-value='{"1":3,"3":0.98}' style="overflow:hidden;padding:0px 3px 0px 3px;vertical-align:bottom;text-align:center;">0.98</td> <td data-sheets-numberformat='{"1":2,"2":"0","3":1}' data-sheets-value='{"1":3,"3":18.04}' style="overflow:hidden;padding:0px 3px 0px 3px;vertical-align:bottom;text-align:center;">18</td> <td data-sheets-numberformat='{"1":2,"2":"0","3":1}' data-sheets-value='{"1":3,"3":33.660000000000004}' style="overflow:hidden;padding:0px 3px 0px 3px;vertical-align:bottom;text-align:center;">34</td> <td data-sheets-value='{"1":3,"3":26}' style="border-right:1px solid #000000;overflow:hidden;padding:0px 3px 0px 3px;vertical-align:bottom;text-align:center;">26</td> </tr> <tr style="height:20px;"> <td style="border-bottom:1px solid #000000;border-left:1px solid #000000;overflow:hidden;padding:0px 3px 0px 3px;vertical-align:bottom;"></td> <td style="border-bottom:1px solid #000000;overflow:hidden;padding:0px 3px 0px 3px;vertical-align:bottom;"></td> <td data-sheets-value='{"1":2,"2":"Opal (T/O)"}' style="border-bottom:1px solid #000000;overflow:hidden;padding:0px 3px 0px 3px;vertical-align:bottom;">Opal (T/O)</td> <td data-sheets-numberformat='{"1":2,"2":"0.00","3":1}' data-sheets-value='{"1":3,"3":0.98}' style="border-bottom:1px solid #000000;overflow:hidden;padding:0px 3px 0px 3px;vertical-align:bottom;text-align:center;">0.98</td> <td data-sheets-numberformat='{"1":2,"2":"0","3":1}' data-sheets-value='{"1":3,"3":16.81}' style="border-bottom:1px solid #000000;overflow:hidden;padding:0px 3px 0px 3px;vertical-align:bottom;text-align:center;">17</td> <td data-sheets-numberformat='{"1":2,"2":"0","3":1}' data-sheets-value='{"1":3,"3":29.700000000000003}' style="border-bottom:1px solid #000000;overflow:hidden;padding:0px 3px 0px 3px;vertical-align:bottom;text-align:center;">30</td> <td data-sheets-value='{"1":3,"3":26}' style="border-right:1px solid #000000;border-bottom:1px solid #000000;overflow:hidden;padding:0px 3px 0px 3px;vertical-align:bottom;text-align:center;">26</td> </tr> </tbody></table> | skylux-160-ce-met-koepel-en-pvc-opstand-30-20-met-lm-motor-pvc-raam-type-ep25-en-windvang-1550-x-1550-mm | 8586037133645 | 46872368611661
Smoke and heat exhaust (SHEV) | SHE system | Skylux | Skylux 160° CE with skylight and PVC curb 30/20 with LM-actuator, PVC frame type EP25 and spoiler 1600 x 1600 mm |  | 50499 | 5412970504993 | 6652.6 | Yes | 30-45 | 127.93 | 1600 x 1600 mm | 1600 | 1600 |  | PVC 30/20 (30 cm high & roof opening = 20 cm larger than daylight size) | Square | 1.19 W/m²K - 0.98 W/m²K | 57% - 30% | 37% - 17% | 24dB - 26dB | 160° CE (for industry) | PVC frame EP25 | with spoiler | E | Single actuator | Maximum double-walled skylight possible for this product | Ut-value LT-value g-value Rw-value EN 1873 : 2014 EN ISO 13468 EN 16153 EN 410 EN 410 EN ISO 140-3 Material Walls Shells (W/m²K) (%) (%) (dB) Acrylic EW Clear (H) 1.19 37 57 24 PMMA Opal (O) 1.19 34 50 24 DW Clear (H/H) 0.98 33 50 26 Opal (O/O) 0.98 28 38 26 Polycarbonate EW Clear (A) 1.19 36 55 24 PC Opal (D) 1.19 24 40 24 DW Clear (A/H) 0.98 32 48 26 Clear (A/A) 0.98 32 46 26 Opal (A/O) 0.98 30 42 26 Opal (A/D) 0.98 21 33 26 Polycarbonate EW Heatstop Opal (T) 1.19 20 39 24 Heatstop PC DW Clear (T/H) 0.98 18 34 26 Opal (T/O) 0.98 17 30 26 | https://skylux.eu/en/products/skylux-160-ce-met-koepel-en-pvc-opstand-30-20-met-lm-motor-pvc-raam-type-ep25-en-windvang-1600-x-1600-mm | https://skylux.eu/cdn/shop/files/Skylux-160deg-CE-met-koepel-en-pvc-opstand-3020-met-LM-motor-pvc-raam-type-EP25-en-windvang-1600-x-1600-mm-RWA-systeem.jpg?v=1702981152&width=1600 | https://skylux.eu/cdn/shop/files/e5a82811-1bb0-48e4-a776-cacb59c7c092_23e92730-fac2-4091-91c5-7dbba4c1ba7c.jpg?v=1688551295&width=1600 | //skylux.eu/cdn/shop/files/E_MH_Mounting_instructions_Skylux_160_CE_LM.pdf?v=12406716259046007223 | //skylux.eu/cdn/shop/files/E_TD_Technical_File_Skylux_Skylux_160_CE_Electric.pdf?v=3667116872303399239 | <style type="text/css" id="isPasted"><!--td {border: 1px solid #cccccc;}br {mso-data-placement:same-cell;}--></style><table border="1" cellpadding="0" cellspacing="0" dir="ltr" style="table-layout:fixed;font-size:10pt;font-family:Arial;border-collapse:collapse;border:none;"><tbody> <tr style="height:20px;"> <td style="overflow:hidden;padding:0px 3px 0px 3px;vertical-align:bottom;"></td> <td style="overflow:hidden;padding:0px 3px 0px 3px;vertical-align:bottom;"></td> <td style="overflow:hidden;padding:0px 3px 0px 3px;vertical-align:bottom;"></td> <td data-sheets-value='{"1":2,"2":"Ut-value"}' style="overflow:hidden;padding:0px 3px 0px 3px;vertical-align:bottom;font-weight:bold;text-align:center;">Ut-value</td> <td data-sheets-value='{"1":2,"2":"LT-value"}' style="overflow:hidden;padding:0px 3px 0px 3px;vertical-align:bottom;font-weight:bold;text-align:center;">LT-value</td> <td data-sheets-value='{"1":2,"2":"g-value"}' style="overflow:hidden;padding:0px 3px 0px 3px;vertical-align:bottom;font-weight:bold;text-align:center;">g-value</td> <td data-sheets-value='{"1":2,"2":"Rw-value "}' style="overflow:hidden;padding:0px 3px 0px 3px;vertical-align:bottom;font-weight:bold;text-align:center;">Rw-value </td> </tr> <tr style="height:20px;"> <td style="overflow:hidden;padding:0px 3px 0px 3px;vertical-align:bottom;"></td> <td style="overflow:hidden;padding:0px 3px 0px 3px;vertical-align:bottom;"></td> <td style="overflow:hidden;padding:0px 3px 0px 3px;vertical-align:bottom;"></td> <td data-sheets-numberformat='{"1":2,"2":"0.00","3":1}' data-sheets-value='{"1":2,"2":"EN 1873 : 2014"}' style="overflow:hidden;padding:0px 3px 0px 3px;vertical-align:bottom;text-align:center;">EN 1873 : 2014</td> <td data-sheets-numberformat='{"1":2,"2":"0","3":1}' data-sheets-value='{"1":2,"2":"EN ISO 13468 EN 16153 EN 410"}' style="overflow:hidden;padding:0px 3px 0px 3px;vertical-align:bottom;text-align:center;">EN ISO 13468 EN 16153 EN 410</td> <td data-sheets-numberformat='{"1":2,"2":"0","3":1}' data-sheets-value='{"1":2,"2":"EN 410"}' style="overflow:hidden;padding:0px 3px 0px 3px;vertical-align:bottom;text-align:center;">EN 410</td> <td data-sheets-value='{"1":2,"2":"EN ISO 140-3\t\t"}' style="overflow:hidden;padding:0px 3px 0px 3px;vertical-align:bottom;text-align:center;">EN ISO 140-3 </td> </tr> <tr style="height:20px;"> <td data-sheets-value='{"1":2,"2":"Material"}' style="border-bottom:1px solid #000000;overflow:hidden;padding:0px 3px 0px 3px;vertical-align:bottom;background-color:#000000;font-weight:bold;color:#ffffff;">Material</td> <td data-sheets-value='{"1":2,"2":"Walls"}' style="border-bottom:1px solid #000000;overflow:hidden;padding:0px 3px 0px 3px;vertical-align:bottom;background-color:#000000;font-weight:bold;color:#ffffff;">Walls</td> <td data-sheets-value='{"1":2,"2":"Shells"}' style="border-bottom:1px solid #000000;overflow:hidden;padding:0px 3px 0px 3px;vertical-align:bottom;background-color:#000000;font-weight:bold;color:#ffffff;">Shells</td> <td data-sheets-numberformat='{"1":2,"2":"0.00","3":1}' data-sheets-value='{"1":2,"2":"(W/m²K)\t"}' style="border-bottom:1px solid #000000;overflow:hidden;padding:0px 3px 0px 3px;vertical-align:bottom;background-color:#000000;font-weight:bold;color:#ffffff;text-align:center;">(W/m²K) </td> <td data-sheets-numberformat='{"1":2,"2":"0","3":1}' data-sheets-value='{"1":2,"2":"(%)"}' style="border-bottom:1px solid #000000;overflow:hidden;padding:0px 3px 0px 3px;vertical-align:bottom;background-color:#000000;font-weight:bold;color:#ffffff;text-align:center;">(%)</td> <td data-sheets-numberformat='{"1":2,"2":"0","3":1}' data-sheets-value='{"1":2,"2":"(%)"}' style="border-bottom:1px solid #000000;overflow:hidden;padding:0px 3px 0px 3px;vertical-align:bottom;background-color:#000000;font-weight:bold;color:#ffffff;text-align:center;">(%)</td> <td data-sheets-value='{"1":2,"2":"(dB)"}' style="border-bottom:1px solid #000000;overflow:hidden;padding:0px 3px 0px 3px;vertical-align:bottom;background-color:#000000;font-weight:bold;color:#ffffff;text-align:center;">(dB)</td> </tr> <tr style="height:20px;"> <td data-sheets-value='{"1":2,"2":"Acrylic"}' style="border-left:1px solid #000000;overflow:hidden;padding:0px 3px 0px 3px;vertical-align:bottom;">Acrylic</td> <td data-sheets-value='{"1":2,"2":"EW"}' style="overflow:hidden;padding:0px 3px 0px 3px;vertical-align:bottom;">EW</td> <td data-sheets-value='{"1":2,"2":"Clear (H)"}' style="overflow:hidden;padding:0px 3px 0px 3px;vertical-align:bottom;">Clear (H)</td> <td data-sheets-numberformat='{"1":2,"2":"0.00","3":1}' data-sheets-value='{"1":3,"3":1.19}' style="overflow:hidden;padding:0px 3px 0px 3px;vertical-align:bottom;text-align:center;">1.19</td> <td data-sheets-numberformat='{"1":2,"2":"0","3":1}' data-sheets-value='{"1":3,"3":36.9}' style="overflow:hidden;padding:0px 3px 0px 3px;vertical-align:bottom;text-align:center;">37</td> <td data-sheets-numberformat='{"1":2,"2":"0","3":1}' data-sheets-value='{"1":3,"3":57.42}' style="overflow:hidden;padding:0px 3px 0px 3px;vertical-align:bottom;text-align:center;">57</td> <td data-sheets-value='{"1":3,"3":24}' style="border-right:1px solid #000000;overflow:hidden;padding:0px 3px 0px 3px;vertical-align:bottom;text-align:center;">24</td> </tr> <tr style="height:20px;"> <td data-sheets-value='{"1":2,"2":"PMMA"}' style="border-left:1px solid #000000;overflow:hidden;padding:0px 3px 0px 3px;vertical-align:bottom;">PMMA</td> <td style="overflow:hidden;padding:0px 3px 0px 3px;vertical-align:bottom;"></td> <td data-sheets-value='{"1":2,"2":"Opal (O)"}' style="overflow:hidden;padding:0px 3px 0px 3px;vertical-align:bottom;">Opal (O)</td> <td data-sheets-numberformat='{"1":2,"2":"0.00","3":1}' data-sheets-value='{"1":3,"3":1.19}' style="overflow:hidden;padding:0px 3px 0px 3px;vertical-align:bottom;text-align:center;">1.19</td> <td data-sheets-numberformat='{"1":2,"2":"0","3":1}' data-sheets-value='{"1":3,"3":34.03}' style="overflow:hidden;padding:0px 3px 0px 3px;vertical-align:bottom;text-align:center;">34</td> <td data-sheets-numberformat='{"1":2,"2":"0","3":1}' data-sheets-value='{"1":3,"3":50.160000000000004}' style="overflow:hidden;padding:0px 3px 0px 3px;vertical-align:bottom;text-align:center;">50</td> <td data-sheets-value='{"1":3,"3":24}' style="border-right:1px solid #000000;overflow:hidden;padding:0px 3px 0px 3px;vertical-align:bottom;text-align:center;">24</td> </tr> <tr style="height:20px;"> <td style="border-left:1px solid #000000;overflow:hidden;padding:0px 3px 0px 3px;vertical-align:bottom;"></td> <td data-sheets-value='{"1":2,"2":"DW"}' style="overflow:hidden;padding:0px 3px 0px 3px;vertical-align:bottom;">DW</td> <td data-sheets-value='{"1":2,"2":"Clear (H/H)"}' style="overflow:hidden;padding:0px 3px 0px 3px;vertical-align:bottom;">Clear (H/H)</td> <td data-sheets-numberformat='{"1":2,"2":"0.00","3":1}' data-sheets-value='{"1":3,"3":0.98}' style="overflow:hidden;padding:0px 3px 0px 3px;vertical-align:bottom;text-align:center;">0.98</td> <td data-sheets-numberformat='{"1":2,"2":"0","3":1}' data-sheets-value='{"1":3,"3":33.21}' style="overflow:hidden;padding:0px 3px 0px 3px;vertical-align:bottom;text-align:center;">33</td> <td data-sheets-numberformat='{"1":2,"2":"0","3":1}' data-sheets-value='{"1":3,"3":49.5}' style="overflow:hidden;padding:0px 3px 0px 3px;vertical-align:bottom;text-align:center;">50</td> <td data-sheets-value='{"1":3,"3":26}' style="border-right:1px solid #000000;overflow:hidden;padding:0px 3px 0px 3px;vertical-align:bottom;text-align:center;">26</td> </tr> <tr style="height:20px;"> <td style="border-bottom:1px solid #000000;border-left:1px solid #000000;overflow:hidden;padding:0px 3px 0px 3px;vertical-align:bottom;"></td> <td style="border-bottom:1px solid #000000;overflow:hidden;padding:0px 3px 0px 3px;vertical-align:bottom;"></td> <td data-sheets-value='{"1":2,"2":"Opal (O/O)"}' style="border-bottom:1px solid #000000;overflow:hidden;padding:0px 3px 0px 3px;vertical-align:bottom;">Opal (O/O)</td> <td data-sheets-numberformat='{"1":2,"2":"0.00","3":1}' data-sheets-value='{"1":3,"3":0.98}' style="border-bottom:1px solid #000000;overflow:hidden;padding:0px 3px 0px 3px;vertical-align:bottom;text-align:center;">0.98</td> <td data-sheets-numberformat='{"1":2,"2":"0","3":1}' data-sheets-value='{"1":3,"3":28.29}' style="border-bottom:1px solid #000000;overflow:hidden;padding:0px 3px 0px 3px;vertical-align:bottom;text-align:center;">28</td> <td data-sheets-numberformat='{"1":2,"2":"0","3":1}' data-sheets-value='{"1":3,"3":38.28}' style="border-bottom:1px solid #000000;overflow:hidden;padding:0px 3px 0px 3px;vertical-align:bottom;text-align:center;">38</td> <td data-sheets-value='{"1":3,"3":26}' style="border-right:1px solid #000000;border-bottom:1px solid #000000;overflow:hidden;padding:0px 3px 0px 3px;vertical-align:bottom;text-align:center;">26</td> </tr> <tr style="height:20px;"> <td data-sheets-value='{"1":2,"2":"Polycarbonate "}' style="border-left:1px solid #000000;overflow:hidden;padding:0px 3px 0px 3px;vertical-align:bottom;">Polycarbonate </td> <td data-sheets-value='{"1":2,"2":"EW"}' style="overflow:hidden;padding:0px 3px 0px 3px;vertical-align:bottom;">EW</td> <td data-sheets-value='{"1":2,"2":"Clear (A)"}' style="overflow:hidden;padding:0px 3px 0px 3px;vertical-align:bottom;">Clear (A)</td> <td data-sheets-numberformat='{"1":2,"2":"0.00","3":1}' data-sheets-value='{"1":3,"3":1.19}' style="overflow:hidden;padding:0px 3px 0px 3px;vertical-align:bottom;text-align:center;">1.19</td> <td data-sheets-numberformat='{"1":2,"2":"0","3":1}' data-sheets-value='{"1":3,"3":36.08}' style="overflow:hidden;padding:0px 3px 0px 3px;vertical-align:bottom;text-align:center;">36</td> <td data-sheets-numberformat='{"1":2,"2":"0","3":1}' data-sheets-value='{"1":3,"3":54.78}' style="overflow:hidden;padding:0px 3px 0px 3px;vertical-align:bottom;text-align:center;">55</td> <td data-sheets-value='{"1":3,"3":24}' style="border-right:1px solid #000000;overflow:hidden;padding:0px 3px 0px 3px;vertical-align:bottom;text-align:center;">24</td> </tr> <tr style="height:20px;"> <td data-sheets-value='{"1":2,"2":"PC"}' style="border-left:1px solid #000000;overflow:hidden;padding:0px 3px 0px 3px;vertical-align:bottom;">PC</td> <td style="overflow:hidden;padding:0px 3px 0px 3px;vertical-align:bottom;"></td> <td data-sheets-value='{"1":2,"2":"Opal (D)"}' style="overflow:hidden;padding:0px 3px 0px 3px;vertical-align:bottom;">Opal (D)</td> <td data-sheets-numberformat='{"1":2,"2":"0.00","3":1}' data-sheets-value='{"1":3,"3":1.19}' style="overflow:hidden;padding:0px 3px 0px 3px;vertical-align:bottom;text-align:center;">1.19</td> <td data-sheets-numberformat='{"1":2,"2":"0","3":1}' data-sheets-value='{"1":3,"3":23.779999999999998}' style="overflow:hidden;padding:0px 3px 0px 3px;vertical-align:bottom;text-align:center;">24</td> <td data-sheets-numberformat='{"1":2,"2":"0","3":1}' data-sheets-value='{"1":3,"3":39.6}' style="overflow:hidden;padding:0px 3px 0px 3px;vertical-align:bottom;text-align:center;">40</td> <td data-sheets-value='{"1":3,"3":24}' style="border-right:1px solid #000000;overflow:hidden;padding:0px 3px 0px 3px;vertical-align:bottom;text-align:center;">24</td> </tr> <tr style="height:20px;"> <td style="border-left:1px solid #000000;overflow:hidden;padding:0px 3px 0px 3px;vertical-align:bottom;"></td> <td data-sheets-value='{"1":2,"2":"DW"}' style="overflow:hidden;padding:0px 3px 0px 3px;vertical-align:bottom;">DW</td> <td data-sheets-value='{"1":2,"2":"Clear (A/H)"}' style="overflow:hidden;padding:0px 3px 0px 3px;vertical-align:bottom;">Clear (A/H)</td> <td data-sheets-numberformat='{"1":2,"2":"0.00","3":1}' data-sheets-value='{"1":3,"3":0.98}' style="overflow:hidden;padding:0px 3px 0px 3px;vertical-align:bottom;text-align:center;">0.98</td> <td data-sheets-numberformat='{"1":2,"2":"0","3":1}' data-sheets-value='{"1":3,"3":32.39}' style="overflow:hidden;padding:0px 3px 0px 3px;vertical-align:bottom;text-align:center;">32</td> <td data-sheets-numberformat='{"1":2,"2":"0","3":1}' data-sheets-value='{"1":3,"3":47.52}' style="overflow:hidden;padding:0px 3px 0px 3px;vertical-align:bottom;text-align:center;">48</td> <td data-sheets-value='{"1":3,"3":26}' style="border-right:1px solid #000000;overflow:hidden;padding:0px 3px 0px 3px;vertical-align:bottom;text-align:center;">26</td> </tr> <tr style="height:20px;"> <td style="border-left:1px solid #000000;overflow:hidden;padding:0px 3px 0px 3px;vertical-align:bottom;"></td> <td style="overflow:hidden;padding:0px 3px 0px 3px;vertical-align:bottom;"></td> <td data-sheets-value='{"1":2,"2":"Clear (A/A)"}' style="overflow:hidden;padding:0px 3px 0px 3px;vertical-align:bottom;">Clear (A/A)</td> <td data-sheets-numberformat='{"1":2,"2":"0.00","3":1}' data-sheets-value='{"1":3,"3":0.98}' style="overflow:hidden;padding:0px 3px 0px 3px;vertical-align:bottom;text-align:center;">0.98</td> <td data-sheets-numberformat='{"1":2,"2":"0","3":1}' data-sheets-value='{"1":3,"3":31.569999999999997}' style="overflow:hidden;padding:0px 3px 0px 3px;vertical-align:bottom;text-align:center;">32</td> <td data-sheets-numberformat='{"1":2,"2":"0","3":1}' data-sheets-value='{"1":3,"3":45.54}' style="overflow:hidden;padding:0px 3px 0px 3px;vertical-align:bottom;text-align:center;">46</td> <td data-sheets-value='{"1":3,"3":26}' style="border-right:1px solid #000000;overflow:hidden;padding:0px 3px 0px 3px;vertical-align:bottom;text-align:center;">26</td> </tr> <tr style="height:20px;"> <td style="border-left:1px solid #000000;overflow:hidden;padding:0px 3px 0px 3px;vertical-align:bottom;"></td> <td style="overflow:hidden;padding:0px 3px 0px 3px;vertical-align:bottom;"></td> <td data-sheets-value='{"1":2,"2":"Opal (A/O)"}' style="overflow:hidden;padding:0px 3px 0px 3px;vertical-align:bottom;">Opal (A/O)</td> <td data-sheets-numberformat='{"1":2,"2":"0.00","3":1}' data-sheets-value='{"1":3,"3":0.98}' style="overflow:hidden;padding:0px 3px 0px 3px;vertical-align:bottom;text-align:center;">0.98</td> <td data-sheets-numberformat='{"1":2,"2":"0","3":1}' data-sheets-value='{"1":3,"3":29.93}' style="overflow:hidden;padding:0px 3px 0px 3px;vertical-align:bottom;text-align:center;">30</td> <td data-sheets-numberformat='{"1":2,"2":"0","3":1}' data-sheets-value='{"1":3,"3":41.580000000000005}' style="overflow:hidden;padding:0px 3px 0px 3px;vertical-align:bottom;text-align:center;">42</td> <td data-sheets-value='{"1":3,"3":26}' style="border-right:1px solid #000000;overflow:hidden;padding:0px 3px 0px 3px;vertical-align:bottom;text-align:center;">26</td> </tr> <tr style="height:20px;"> <td style="border-bottom:1px solid #000000;border-left:1px solid #000000;overflow:hidden;padding:0px 3px 0px 3px;vertical-align:bottom;"></td> <td style="border-bottom:1px solid #000000;overflow:hidden;padding:0px 3px 0px 3px;vertical-align:bottom;"></td> <td data-sheets-value='{"1":2,"2":"Opal (A/D)"}' style="border-bottom:1px solid #000000;overflow:hidden;padding:0px 3px 0px 3px;vertical-align:bottom;">Opal (A/D)</td> <td data-sheets-numberformat='{"1":2,"2":"0.00","3":1}' data-sheets-value='{"1":3,"3":0.98}' style="border-bottom:1px solid #000000;overflow:hidden;padding:0px 3px 0px 3px;vertical-align:bottom;text-align:center;">0.98</td> <td data-sheets-numberformat='{"1":2,"2":"0","3":1}' data-sheets-value='{"1":3,"3":20.91}' style="border-bottom:1px solid #000000;overflow:hidden;padding:0px 3px 0px 3px;vertical-align:bottom;text-align:center;">21</td> <td data-sheets-numberformat='{"1":2,"2":"0","3":1}' data-sheets-value='{"1":3,"3":33}' style="border-bottom:1px solid #000000;overflow:hidden;padding:0px 3px 0px 3px;vertical-align:bottom;text-align:center;">33</td> <td data-sheets-value='{"1":3,"3":26}' style="border-right:1px solid #000000;border-bottom:1px solid #000000;overflow:hidden;padding:0px 3px 0px 3px;vertical-align:bottom;text-align:center;">26</td> </tr> <tr style="height:20px;"> <td data-sheets-value='{"1":2,"2":"Polycarbonate"}' style="border-left:1px solid #000000;overflow:hidden;padding:0px 3px 0px 3px;vertical-align:bottom;">Polycarbonate</td> <td data-sheets-value='{"1":2,"2":"EW"}' style="overflow:hidden;padding:0px 3px 0px 3px;vertical-align:bottom;">EW</td> <td data-sheets-value='{"1":2,"2":"Heatstop Opal (T)"}' style="overflow:hidden;padding:0px 3px 0px 3px;vertical-align:bottom;">Heatstop Opal (T)</td> <td data-sheets-numberformat='{"1":2,"2":"0.00","3":1}' data-sheets-value='{"1":3,"3":1.19}' style="overflow:hidden;padding:0px 3px 0px 3px;vertical-align:bottom;text-align:center;">1.19</td> <td data-sheets-numberformat='{"1":2,"2":"0","3":1}' data-sheets-value='{"1":3,"3":20.09}' style="overflow:hidden;padding:0px 3px 0px 3px;vertical-align:bottom;text-align:center;">20</td> <td data-sheets-numberformat='{"1":2,"2":"0","3":1}' data-sheets-value='{"1":3,"3":38.940000000000005}' style="overflow:hidden;padding:0px 3px 0px 3px;vertical-align:bottom;text-align:center;">39</td> <td data-sheets-value='{"1":3,"3":24}' style="border-right:1px solid #000000;overflow:hidden;padding:0px 3px 0px 3px;vertical-align:bottom;text-align:center;">24</td> </tr> <tr style="height:20px;"> <td data-sheets-value='{"1":2,"2":"Heatstop PC"}' style="border-left:1px solid #000000;overflow:hidden;padding:0px 3px 0px 3px;vertical-align:bottom;">Heatstop PC</td> <td data-sheets-value='{"1":2,"2":"DW"}' style="overflow:hidden;padding:0px 3px 0px 3px;vertical-align:bottom;">DW</td> <td data-sheets-value='{"1":2,"2":"Clear (T/H)"}' style="overflow:hidden;padding:0px 3px 0px 3px;vertical-align:bottom;">Clear (T/H)</td> <td data-sheets-numberformat='{"1":2,"2":"0.00","3":1}' data-sheets-value='{"1":3,"3":0.98}' style="overflow:hidden;padding:0px 3px 0px 3px;vertical-align:bottom;text-align:center;">0.98</td> <td data-sheets-numberformat='{"1":2,"2":"0","3":1}' data-sheets-value='{"1":3,"3":18.04}' style="overflow:hidden;padding:0px 3px 0px 3px;vertical-align:bottom;text-align:center;">18</td> <td data-sheets-numberformat='{"1":2,"2":"0","3":1}' data-sheets-value='{"1":3,"3":33.660000000000004}' style="overflow:hidden;padding:0px 3px 0px 3px;vertical-align:bottom;text-align:center;">34</td> <td data-sheets-value='{"1":3,"3":26}' style="border-right:1px solid #000000;overflow:hidden;padding:0px 3px 0px 3px;vertical-align:bottom;text-align:center;">26</td> </tr> <tr style="height:20px;"> <td style="border-bottom:1px solid #000000;border-left:1px solid #000000;overflow:hidden;padding:0px 3px 0px 3px;vertical-align:bottom;"></td> <td style="border-bottom:1px solid #000000;overflow:hidden;padding:0px 3px 0px 3px;vertical-align:bottom;"></td> <td data-sheets-value='{"1":2,"2":"Opal (T/O)"}' style="border-bottom:1px solid #000000;overflow:hidden;padding:0px 3px 0px 3px;vertical-align:bottom;">Opal (T/O)</td> <td data-sheets-numberformat='{"1":2,"2":"0.00","3":1}' data-sheets-value='{"1":3,"3":0.98}' style="border-bottom:1px solid #000000;overflow:hidden;padding:0px 3px 0px 3px;vertical-align:bottom;text-align:center;">0.98</td> <td data-sheets-numberformat='{"1":2,"2":"0","3":1}' data-sheets-value='{"1":3,"3":16.81}' style="border-bottom:1px solid #000000;overflow:hidden;padding:0px 3px 0px 3px;vertical-align:bottom;text-align:center;">17</td> <td data-sheets-numberformat='{"1":2,"2":"0","3":1}' data-sheets-value='{"1":3,"3":29.700000000000003}' style="border-bottom:1px solid #000000;overflow:hidden;padding:0px 3px 0px 3px;vertical-align:bottom;text-align:center;">30</td> <td data-sheets-value='{"1":3,"3":26}' style="border-right:1px solid #000000;border-bottom:1px solid #000000;overflow:hidden;padding:0px 3px 0px 3px;vertical-align:bottom;text-align:center;">26</td> </tr> </tbody></table> | skylux-160-ce-met-koepel-en-pvc-opstand-30-20-met-lm-motor-pvc-raam-type-ep25-en-windvang-1600-x-1600-mm | 8586037199181 | 46872368742733
Smoke and heat exhaust (SHEV) | SHE system | Skylux | Skylux 160° CE with skylight and PVC curb 35/30 with double LM-actuator - iDome 0800 x 1300 mm |  | 83730 | 5412970837305 | 6969.6 | Yes | 30-45 | 131.87 | 800 x 1300 mm | 1300 | 800 |  | PVC 35/30 (35 cm high & roof opening = 30 cm larger than daylight size) | Rectangular | 0.93 W/m²K | 46% - 31% | 68% - 37% | 40dB | 160° CE (for industry) | iDome | without spoiler | E | Double actuator | Maximum single-walled skylight possible for this product | Number of walls Double glazing+ plastic skylight (max. single-walled) Insulation value (Ug-value) 0.93 W/m²K in combination with a single-walled skylight Burglar-resistant Yes Fall-through safety Only in combination with a polycarbonate plastic skylight Acoustic value Rw 40 dB LT-value 68% in combination with a single-walled clear acrylic skylight 62% in combination with a single-walled opal acrylic skylight 66% in combination with a single-walled clear polycarbonate skylight 44% in combination with a single-walled opal polycarbonate skylight g-value 46% in combination with a single-walled clear acrylic skylight 40% in combination with a single-walled opal acrylic skylight 44% in combination with a single-walled clear polycarbonate skylight 32% in combination with a single-walled opal polycarbonate skylight Shape Spherical Guarantee 10 years | https://skylux.eu/en/products/skylux-160-ce-met-koepel-en-pvc-opstand-35-30-met-lm-motor-idome-0800-x-1300-mm | https://skylux.eu/cdn/shop/files/Skylux-160deg-CE-met-koepel-en-pvc-opstand-3530-met-dubbele-LM-motor-iDome-0800-x-1300-mm-RWA-systeem.jpg?v=1702982653&width=1600 | https://skylux.eu/cdn/shop/files/e5a82811-1bb0-48e4-a776-cacb59c7c092_72f11635-5842-47ee-a99a-31c56285b2bd.jpg?v=1688551670&width=1600 | //skylux.eu/cdn/shop/files/E_MH_Mounting_instructions_Skylux_160_CE_LM.pdf?v=12406716259046007223 | //skylux.eu/cdn/shop/files/E_TD_Technical_File_Skylux_Skylux_160_CE_Electric.pdf?v=3667116872303399239 | <table><tbody> <tr> <td>Number of walls</td> <td>Double glazing+ plastic skylight (max. single-walled)</td> </tr> <tr> <td>Insulation value (Ug-value)</td> <td>0.93 W/m²K in combination with a single-walled skylight</td> </tr> <tr> <td>Burglar-resistant</td> <td>Yes</td> </tr> <tr> <td>Fall-through safety</td> <td>Only in combination with a <a href="">polycarbonate plastic skylight</a> </td> </tr> <tr> <td>Acoustic value Rw</td> <td>40 dB</td> </tr> <tr> <td>LT-value</td> <td> <p>68% in combination with a single-walled clear acrylic skylight<br> 62% in combination with a single-walled opal acrylic skylight<br> 66% in combination with a single-walled clear polycarbonate skylight<br> 44% in combination with a single-walled opal polycarbonate skylight</p> </td> </tr> <tr> <td>g-value</td> <td>46% in combination with a single-walled clear acrylic skylight<br> 40% in combination with a single-walled opal acrylic skylight<br> 44% in combination with a single-walled clear polycarbonate skylight<br> 32% in combination with a single-walled opal polycarbonate skylight</td> </tr> <tr> <td>Shape</td> <td>Spherical</td> </tr> <tr> <td>Guarantee</td> <td>10 years</td> </tr> </tbody></table> | skylux-160-ce-met-koepel-en-pvc-opstand-35-30-met-lm-motor-idome-0800-x-1300-mm | 8586052567373 | 46872393580877
Smoke and heat exhaust (SHEV) | SHE system | Skylux | Skylux 160° CE with skylight and PVC curb 35/30 with double LM-actuator - iDome 0900 x 0900 mm |  | 94160 | 5412970941606 | 6638.1 | Yes | 30-45 | 118.88 | 900 x 900 mm | 900 | 900 |  | PVC 35/30 (35 cm high & roof opening = 30 cm larger than daylight size) | Square | 0.93 W/m²K | 46% - 31% | 68% - 37% | 40dB | 160° CE (for industry) | iDome | without spoiler | E | Double actuator | Maximum single-walled skylight possible for this product | Number of walls Double glazing+ plastic skylight (max. single-walled) Insulation value (Ug-value) 0.93 W/m²K in combination with a single-walled skylight Burglar-resistant Yes Fall-through safety Only in combination with a polycarbonate plastic skylight Acoustic value Rw 40 dB LT-value 68% in combination with a single-walled clear acrylic skylight 62% in combination with a single-walled opal acrylic skylight 66% in combination with a single-walled clear polycarbonate skylight 44% in combination with a single-walled opal polycarbonate skylight g-value 46% in combination with a single-walled clear acrylic skylight 40% in combination with a single-walled opal acrylic skylight 44% in combination with a single-walled clear polycarbonate skylight 32% in combination with a single-walled opal polycarbonate skylight Shape Spherical Guarantee 10 years | https://skylux.eu/en/products/skylux-160-ce-met-koepel-en-pvc-opstand-35-30-met-lm-motor-idome-0900-x-0900-mm | https://skylux.eu/cdn/shop/files/Skylux-160deg-CE-met-koepel-en-pvc-opstand-3530-met-dubbele-LM-motor-iDome-0900-x-0900-mm-RWA-systeem.jpg?v=1702982658&width=1600 | https://skylux.eu/cdn/shop/files/e5a82811-1bb0-48e4-a776-cacb59c7c092_ea184565-628f-4739-91ca-61b362df710b.jpg?v=1688551672&width=1600 | //skylux.eu/cdn/shop/files/E_MH_Mounting_instructions_Skylux_160_CE_LM.pdf?v=12406716259046007223 | //skylux.eu/cdn/shop/files/E_TD_Technical_File_Skylux_Skylux_160_CE_Electric.pdf?v=3667116872303399239 | <table><tbody> <tr> <td>Number of walls</td> <td>Double glazing+ plastic skylight (max. single-walled)</td> </tr> <tr> <td>Insulation value (Ug-value)</td> <td>0.93 W/m²K in combination with a single-walled skylight</td> </tr> <tr> <td>Burglar-resistant</td> <td>Yes</td> </tr> <tr> <td>Fall-through safety</td> <td>Only in combination with a <a href="">polycarbonate plastic skylight</a> </td> </tr> <tr> <td>Acoustic value Rw</td> <td>40 dB</td> </tr> <tr> <td>LT-value</td> <td> <p>68% in combination with a single-walled clear acrylic skylight<br> 62% in combination with a single-walled opal acrylic skylight<br> 66% in combination with a single-walled clear polycarbonate skylight<br> 44% in combination with a single-walled opal polycarbonate skylight</p> </td> </tr> <tr> <td>g-value</td> <td>46% in combination with a single-walled clear acrylic skylight<br> 40% in combination with a single-walled opal acrylic skylight<br> 44% in combination with a single-walled clear polycarbonate skylight<br> 32% in combination with a single-walled opal polycarbonate skylight</td> </tr> <tr> <td>Shape</td> <td>Spherical</td> </tr> <tr> <td>Guarantee</td> <td>10 years</td> </tr> </tbody></table> | skylux-160-ce-met-koepel-en-pvc-opstand-35-30-met-lm-motor-idome-0900-x-0900-mm | 8586052632909 | 46872393679181
Smoke and heat exhaust (SHEV) | SHE system | Skylux | Skylux 160° CE with skylight and PVC curb 35/30 with double LM-actuator - iDome 0900 x 1200 mm |  | 83731 | 5412970837312 | 7261.25 | Yes | 30-45 | 132.11 | 900 x 1200 mm | 1200 | 900 |  | PVC 35/30 (35 cm high & roof opening = 30 cm larger than daylight size) | Rectangular | 0.93 W/m²K | 46% - 31% | 68% - 37% | 40dB | 160° CE (for industry) | iDome | without spoiler | E | Double actuator | Maximum single-walled skylight possible for this product | Number of walls Double glazing+ plastic skylight (max. single-walled) Insulation value (Ug-value) 0.93 W/m²K in combination with a single-walled skylight Burglar-resistant Yes Fall-through safety Only in combination with a polycarbonate plastic skylight Acoustic value Rw 40 dB LT-value 68% in combination with a single-walled clear acrylic skylight 62% in combination with a single-walled opal acrylic skylight 66% in combination with a single-walled clear polycarbonate skylight 44% in combination with a single-walled opal polycarbonate skylight g-value 46% in combination with a single-walled clear acrylic skylight 40% in combination with a single-walled opal acrylic skylight 44% in combination with a single-walled clear polycarbonate skylight 32% in combination with a single-walled opal polycarbonate skylight Shape Spherical Guarantee 10 years | https://skylux.eu/en/products/skylux-160-ce-met-koepel-en-pvc-opstand-35-30-met-lm-motor-idome-0900-x-1200-mm | https://skylux.eu/cdn/shop/files/Skylux-160deg-CE-met-koepel-en-pvc-opstand-3530-met-dubbele-LM-motor-iDome-0900-x-1200-mm-RWA-systeem.jpg?v=1702982663&width=1600 | https://skylux.eu/cdn/shop/files/e5a82811-1bb0-48e4-a776-cacb59c7c092_6f862f2c-4da7-4b13-ad9f-7fa1f3aee086.jpg?v=1688551674&width=1600 | //skylux.eu/cdn/shop/files/E_MH_Mounting_instructions_Skylux_160_CE_LM.pdf?v=12406716259046007223 | //skylux.eu/cdn/shop/files/E_TD_Technical_File_Skylux_Skylux_160_CE_Electric.pdf?v=3667116872303399239 | <table><tbody> <tr> <td>Number of walls</td> <td>Double glazing+ plastic skylight (max. single-walled)</td> </tr> <tr> <td>Insulation value (Ug-value)</td> <td>0.93 W/m²K in combination with a single-walled skylight</td> </tr> <tr> <td>Burglar-resistant</td> <td>Yes</td> </tr> <tr> <td>Fall-through safety</td> <td>Only in combination with a <a href="">polycarbonate plastic skylight</a> </td> </tr> <tr> <td>Acoustic value Rw</td> <td>40 dB</td> </tr> <tr> <td>LT-value</td> <td> <p>68% in combination with a single-walled clear acrylic skylight<br> 62% in combination with a single-walled opal acrylic skylight<br> 66% in combination with a single-walled clear polycarbonate skylight<br> 44% in combination with a single-walled opal polycarbonate skylight</p> </td> </tr> <tr> <td>g-value</td> <td>46% in combination with a single-walled clear acrylic skylight<br> 40% in combination with a single-walled opal acrylic skylight<br> 44% in combination with a single-walled clear polycarbonate skylight<br> 32% in combination with a single-walled opal polycarbonate skylight</td> </tr> <tr> <td>Shape</td> <td>Spherical</td> </tr> <tr> <td>Guarantee</td> <td>10 years</td> </tr> </tbody></table> | skylux-160-ce-met-koepel-en-pvc-opstand-35-30-met-lm-motor-idome-0900-x-1200-mm | 8586052665677 | 46872393711949
Smoke and heat exhaust (SHEV) | SHE system | Skylux | Skylux 160° CE with skylight and PVC curb 35/30 with double LM-actuator - iDome 1000 x 1500 mm |  | 83734 | 5412970837343 | 7670.2 | Yes | 30-45 | 152.59 | 1000 x 1500 mm | 1500 | 1000 |  | PVC 35/30 (35 cm high & roof opening = 30 cm larger than daylight size) | Rectangular | 0.93 W/m²K | 46% - 31% | 68% - 37% | 40dB | 160° CE (for industry) | iDome | without spoiler | E | Double actuator | Maximum single-walled skylight possible for this product | Number of walls Double glazing+ plastic skylight (max. single-walled) Insulation value (Ug-value) 0.93 W/m²K in combination with a single-walled skylight Burglar-resistant Yes Fall-through safety Only in combination with a polycarbonate plastic skylight Acoustic value Rw 40 dB LT-value 68% in combination with a single-walled clear acrylic skylight 62% in combination with a single-walled opal acrylic skylight 66% in combination with a single-walled clear polycarbonate skylight 44% in combination with a single-walled opal polycarbonate skylight g-value 46% in combination with a single-walled clear acrylic skylight 40% in combination with a single-walled opal acrylic skylight 44% in combination with a single-walled clear polycarbonate skylight 32% in combination with a single-walled opal polycarbonate skylight Shape Spherical Guarantee 10 years | https://skylux.eu/en/products/skylux-160-ce-met-koepel-en-pvc-opstand-35-30-met-lm-motor-idome-1000-x-1500-mm | https://skylux.eu/cdn/shop/files/Skylux-160deg-CE-met-koepel-en-pvc-opstand-3530-met-dubbele-LM-motor-iDome-1000-x-1500-mm-RWA-systeem.jpg?v=1702982679&width=1600 | https://skylux.eu/cdn/shop/files/e5a82811-1bb0-48e4-a776-cacb59c7c092_6c7026ec-bf7c-46cb-b75b-aa50c93b44ab.jpg?v=1688551678&width=1600 | //skylux.eu/cdn/shop/files/E_MH_Mounting_instructions_Skylux_160_CE_LM.pdf?v=12406716259046007223 | //skylux.eu/cdn/shop/files/E_TD_Technical_File_Skylux_Skylux_160_CE_Electric.pdf?v=3667116872303399239 | <table><tbody> <tr> <td>Number of walls</td> <td>Double glazing+ plastic skylight (max. single-walled)</td> </tr> <tr> <td>Insulation value (Ug-value)</td> <td>0.93 W/m²K in combination with a single-walled skylight</td> </tr> <tr> <td>Burglar-resistant</td> <td>Yes</td> </tr> <tr> <td>Fall-through safety</td> <td>Only in combination with a <a href="">polycarbonate plastic skylight</a> </td> </tr> <tr> <td>Acoustic value Rw</td> <td>40 dB</td> </tr> <tr> <td>LT-value</td> <td> <p>68% in combination with a single-walled clear acrylic skylight<br> 62% in combination with a single-walled opal acrylic skylight<br> 66% in combination with a single-walled clear polycarbonate skylight<br> 44% in combination with a single-walled opal polycarbonate skylight</p> </td> </tr> <tr> <td>g-value</td> <td>46% in combination with a single-walled clear acrylic skylight<br> 40% in combination with a single-walled opal acrylic skylight<br> 44% in combination with a single-walled clear polycarbonate skylight<br> 32% in combination with a single-walled opal polycarbonate skylight</td> </tr> <tr> <td>Shape</td> <td>Spherical</td> </tr> <tr> <td>Guarantee</td> <td>10 years</td> </tr> </tbody></table> | skylux-160-ce-met-koepel-en-pvc-opstand-35-30-met-lm-motor-idome-1000-x-1500-mm | 8586052895053 | 46872394072397
Smoke and heat exhaust (SHEV) | SHE system | Skylux | Skylux 160° CE with skylight and PVC curb 35/30 with double LM-actuator - iDome 1000 x 2000 mm |  | 83735 | 5412970837350 | 8217.15 | Yes | 30-45 | 181.06 | 1000 x 2000 mm | 2000 | 1000 |  | PVC 35/30 (35 cm high & roof opening = 30 cm larger than daylight size) | Rectangular | 0.93 W/m²K | 46% - 31% | 68% - 37% | 40dB | 160° CE (for industry) | iDome | without spoiler | E | Double actuator | Maximum single-walled skylight possible for this product | Number of walls Double glazing+ plastic skylight (max. single-walled) Insulation value (Ug-value) 0.93 W/m²K in combination with a single-walled skylight Burglar-resistant Yes Fall-through safety Only in combination with a polycarbonate plastic skylight Acoustic value Rw 40 dB LT-value 68% in combination with a single-walled clear acrylic skylight 62% in combination with a single-walled opal acrylic skylight 66% in combination with a single-walled clear polycarbonate skylight 44% in combination with a single-walled opal polycarbonate skylight g-value 46% in combination with a single-walled clear acrylic skylight 40% in combination with a single-walled opal acrylic skylight 44% in combination with a single-walled clear polycarbonate skylight 32% in combination with a single-walled opal polycarbonate skylight Shape Spherical Guarantee 10 years | https://skylux.eu/en/products/skylux-160-ce-met-koepel-en-pvc-opstand-35-30-met-lm-motor-idome-1000-x-2000-mm | https://skylux.eu/cdn/shop/files/Skylux-160deg-CE-met-koepel-en-pvc-opstand-3530-met-dubbele-LM-motor-iDome-1000-x-2000-mm-RWA-systeem.jpg?v=1702982685&width=1600 | https://skylux.eu/cdn/shop/files/e5a82811-1bb0-48e4-a776-cacb59c7c092_c1725f8e-11a1-4add-9bb6-55936aeb9f4e.jpg?v=1688551680&width=1600 | //skylux.eu/cdn/shop/files/E_MH_Mounting_instructions_Skylux_160_CE_LM.pdf?v=12406716259046007223 | //skylux.eu/cdn/shop/files/E_TD_Technical_File_Skylux_Skylux_160_CE_Electric.pdf?v=3667116872303399239 | <table><tbody> <tr> <td>Number of walls</td> <td>Double glazing+ plastic skylight (max. single-walled)</td> </tr> <tr> <td>Insulation value (Ug-value)</td> <td>0.93 W/m²K in combination with a single-walled skylight</td> </tr> <tr> <td>Burglar-resistant</td> <td>Yes</td> </tr> <tr> <td>Fall-through safety</td> <td>Only in combination with a <a href="">polycarbonate plastic skylight</a> </td> </tr> <tr> <td>Acoustic value Rw</td> <td>40 dB</td> </tr> <tr> <td>LT-value</td> <td> <p>68% in combination with a single-walled clear acrylic skylight<br> 62% in combination with a single-walled opal acrylic skylight<br> 66% in combination with a single-walled clear polycarbonate skylight<br> 44% in combination with a single-walled opal polycarbonate skylight</p> </td> </tr> <tr> <td>g-value</td> <td>46% in combination with a single-walled clear acrylic skylight<br> 40% in combination with a single-walled opal acrylic skylight<br> 44% in combination with a single-walled clear polycarbonate skylight<br> 32% in combination with a single-walled opal polycarbonate skylight</td> </tr> <tr> <td>Shape</td> <td>Spherical</td> </tr> <tr> <td>Guarantee</td> <td>10 years</td> </tr> </tbody></table> | skylux-160-ce-met-koepel-en-pvc-opstand-35-30-met-lm-motor-idome-1000-x-2000-mm | 8586052960589 | 46872394137933
Smoke and heat exhaust (SHEV) | SHE system | Skylux | Skylux 160° CE with skylight and PVC curb 35/30 with double LM-actuator - iDome 1200 x 1200 mm |  | 83737 | 5412970837374 | 7581.9 | Yes | 30-45 | 152.94 | 1200 x 1200 mm | 1200 | 1200 |  | PVC 35/30 (35 cm high & roof opening = 30 cm larger than daylight size) | Square | 0.93 W/m²K | 46% - 31% | 68% - 37% | 40dB | 160° CE (for industry) | iDome | without spoiler | E | Double actuator | Maximum single-walled skylight possible for this product | Number of walls Double glazing+ plastic skylight (max. single-walled) Insulation value (Ug-value) 0.93 W/m²K in combination with a single-walled skylight Burglar-resistant Yes Fall-through safety Only in combination with a polycarbonate plastic skylight Acoustic value Rw 40 dB LT-value 68% in combination with a single-walled clear acrylic skylight 62% in combination with a single-walled opal acrylic skylight 66% in combination with a single-walled clear polycarbonate skylight 44% in combination with a single-walled opal polycarbonate skylight g-value 46% in combination with a single-walled clear acrylic skylight 40% in combination with a single-walled opal acrylic skylight 44% in combination with a single-walled clear polycarbonate skylight 32% in combination with a single-walled opal polycarbonate skylight Shape Spherical Guarantee 10 years | https://skylux.eu/en/products/skylux-160-ce-met-koepel-en-pvc-opstand-35-30-met-lm-motor-idome-1200-x-1200-mm | https://skylux.eu/cdn/shop/files/Skylux-160deg-CE-met-koepel-en-pvc-opstand-3530-met-dubbele-LM-motor-iDome-1200-x-1200-mm-RWA-systeem.jpg?v=1702982696&width=1600 | https://skylux.eu/cdn/shop/files/e5a82811-1bb0-48e4-a776-cacb59c7c092_2254a11d-3ee3-4cea-a093-140081a0b8c6.jpg?v=1688551683&width=1600 | //skylux.eu/cdn/shop/files/E_MH_Mounting_instructions_Skylux_160_CE_LM.pdf?v=12406716259046007223 | //skylux.eu/cdn/shop/files/E_TD_Technical_File_Skylux_Skylux_160_CE_Electric.pdf?v=3667116872303399239 | <table><tbody> <tr> <td>Number of walls</td> <td>Double glazing+ plastic skylight (max. single-walled)</td> </tr> <tr> <td>Insulation value (Ug-value)</td> <td>0.93 W/m²K in combination with a single-walled skylight</td> </tr> <tr> <td>Burglar-resistant</td> <td>Yes</td> </tr> <tr> <td>Fall-through safety</td> <td>Only in combination with a <a href="">polycarbonate plastic skylight</a> </td> </tr> <tr> <td>Acoustic value Rw</td> <td>40 dB</td> </tr> <tr> <td>LT-value</td> <td> <p>68% in combination with a single-walled clear acrylic skylight<br> 62% in combination with a single-walled opal acrylic skylight<br> 66% in combination with a single-walled clear polycarbonate skylight<br> 44% in combination with a single-walled opal polycarbonate skylight</p> </td> </tr> <tr> <td>g-value</td> <td>46% in combination with a single-walled clear acrylic skylight<br> 40% in combination with a single-walled opal acrylic skylight<br> 44% in combination with a single-walled clear polycarbonate skylight<br> 32% in combination with a single-walled opal polycarbonate skylight</td> </tr> <tr> <td>Shape</td> <td>Spherical</td> </tr> <tr> <td>Guarantee</td> <td>10 years</td> </tr> </tbody></table> | skylux-160-ce-met-koepel-en-pvc-opstand-35-30-met-lm-motor-idome-1200-x-1200-mm | 8586053026125 | 46872394269005
Smoke and heat exhaust (SHEV) | SHE system | Skylux | Skylux 160° CE with skylight and PVC curb 35/30 with double LM-actuator - iDome 1300 x 1300 mm |  | 83738 | 5412970837381 | 7820.25 | Yes | 30-45 | 165.16 | 1300 x 1300 mm | 1300 | 1300 |  | PVC 35/30 (35 cm high & roof opening = 30 cm larger than daylight size) | Square | 0.93 W/m²K | 46% - 31% | 68% - 37% | 40dB | 160° CE (for industry) | iDome | without spoiler | E | Double actuator | Maximum single-walled skylight possible for this product | Number of walls Double glazing+ plastic skylight (max. single-walled) Insulation value (Ug-value) 0.93 W/m²K in combination with a single-walled skylight Burglar-resistant Yes Fall-through safety Only in combination with a polycarbonate plastic skylight Acoustic value Rw 40 dB LT-value 68% in combination with a single-walled clear acrylic skylight 62% in combination with a single-walled opal acrylic skylight 66% in combination with a single-walled clear polycarbonate skylight 44% in combination with a single-walled opal polycarbonate skylight g-value 46% in combination with a single-walled clear acrylic skylight 40% in combination with a single-walled opal acrylic skylight 44% in combination with a single-walled clear polycarbonate skylight 32% in combination with a single-walled opal polycarbonate skylight Shape Spherical Guarantee 10 years | https://skylux.eu/en/products/skylux-160-ce-met-koepel-en-pvc-opstand-35-30-met-lm-motor-idome-1300-x-1300-mm | https://skylux.eu/cdn/shop/files/Skylux-160deg-CE-met-koepel-en-pvc-opstand-3530-met-dubbele-LM-motor-iDome-1300-x-1300-mm-RWA-systeem.jpg?v=1702982702&width=1600 | https://skylux.eu/cdn/shop/files/e5a82811-1bb0-48e4-a776-cacb59c7c092_90f4ea34-83d9-4e95-84ec-a11ed5c14991.jpg?v=1688551685&width=1600 | //skylux.eu/cdn/shop/files/E_MH_Mounting_instructions_Skylux_160_CE_LM.pdf?v=12406716259046007223 | //skylux.eu/cdn/shop/files/E_TD_Technical_File_Skylux_Skylux_160_CE_Electric.pdf?v=3667116872303399239 | <table><tbody> <tr> <td>Number of walls</td> <td>Double glazing+ plastic skylight (max. single-walled)</td> </tr> <tr> <td>Insulation value (Ug-value)</td> <td>0.93 W/m²K in combination with a single-walled skylight</td> </tr> <tr> <td>Burglar-resistant</td> <td>Yes</td> </tr> <tr> <td>Fall-through safety</td> <td>Only in combination with a <a href="">polycarbonate plastic skylight</a> </td> </tr> <tr> <td>Acoustic value Rw</td> <td>40 dB</td> </tr> <tr> <td>LT-value</td> <td> <p>68% in combination with a single-walled clear acrylic skylight<br> 62% in combination with a single-walled opal acrylic skylight<br> 66% in combination with a single-walled clear polycarbonate skylight<br> 44% in combination with a single-walled opal polycarbonate skylight</p> </td> </tr> <tr> <td>g-value</td> <td>46% in combination with a single-walled clear acrylic skylight<br> 40% in combination with a single-walled opal acrylic skylight<br> 44% in combination with a single-walled clear polycarbonate skylight<br> 32% in combination with a single-walled opal polycarbonate skylight</td> </tr> <tr> <td>Shape</td> <td>Spherical</td> </tr> <tr> <td>Guarantee</td> <td>10 years</td> </tr> </tbody></table> | skylux-160-ce-met-koepel-en-pvc-opstand-35-30-met-lm-motor-idome-1300-x-1300-mm | 8586053091661 | 46872394367309
Smoke and heat exhaust (SHEV) | SHE system | Skylux | Skylux 160° CE with skylight and PVC curb 35/30 with double LM-actuator - iDome 1400 x 1400 mm |  | 83739 | 5412970837398 | 8770.1 | Yes | 30-45 | 180.71 | 1400 x 1400 mm | 1400 | 1400 |  | PVC 35/30 (35 cm high & roof opening = 30 cm larger than daylight size) | Square | 0.93 W/m²K | 46% - 31% | 68% - 37% | 40dB | 160° CE (for industry) | iDome | without spoiler | E | Double actuator | Maximum single-walled skylight possible for this product | Number of walls Double glazing+ plastic skylight (max. single-walled) Insulation value (Ug-value) 0.93 W/m²K in combination with a single-walled skylight Burglar-resistant Yes Fall-through safety Only in combination with a polycarbonate plastic skylight Acoustic value Rw 40 dB LT-value 68% in combination with a single-walled clear acrylic skylight 62% in combination with a single-walled opal acrylic skylight 66% in combination with a single-walled clear polycarbonate skylight 44% in combination with a single-walled opal polycarbonate skylight g-value 46% in combination with a single-walled clear acrylic skylight 40% in combination with a single-walled opal acrylic skylight 44% in combination with a single-walled clear polycarbonate skylight 32% in combination with a single-walled opal polycarbonate skylight Shape Spherical Guarantee 10 years | https://skylux.eu/en/products/skylux-160-ce-met-koepel-en-pvc-opstand-35-30-met-lm-motor-idome-1400-x-1400-mm | https://skylux.eu/cdn/shop/files/Skylux-160deg-CE-met-koepel-en-pvc-opstand-3530-met-dubbele-LM-motor-iDome-1400-x-1400-mm-RWA-systeem.jpg?v=1702982707&width=1600 | https://skylux.eu/cdn/shop/files/e5a82811-1bb0-48e4-a776-cacb59c7c092_6b897a1b-c150-449d-bc22-767ce24ab494.jpg?v=1688551687&width=1600 | //skylux.eu/cdn/shop/files/E_MH_Mounting_instructions_Skylux_160_CE_LM.pdf?v=12406716259046007223 | //skylux.eu/cdn/shop/files/E_TD_Technical_File_Skylux_Skylux_160_CE_Electric.pdf?v=3667116872303399239 | <table><tbody> <tr> <td>Number of walls</td> <td>Double glazing+ plastic skylight (max. single-walled)</td> </tr> <tr> <td>Insulation value (Ug-value)</td> <td>0.93 W/m²K in combination with a single-walled skylight</td> </tr> <tr> <td>Burglar-resistant</td> <td>Yes</td> </tr> <tr> <td>Fall-through safety</td> <td>Only in combination with a <a href="">polycarbonate plastic skylight</a> </td> </tr> <tr> <td>Acoustic value Rw</td> <td>40 dB</td> </tr> <tr> <td>LT-value</td> <td> <p>68% in combination with a single-walled clear acrylic skylight<br> 62% in combination with a single-walled opal acrylic skylight<br> 66% in combination with a single-walled clear polycarbonate skylight<br> 44% in combination with a single-walled opal polycarbonate skylight</p> </td> </tr> <tr> <td>g-value</td> <td>46% in combination with a single-walled clear acrylic skylight<br> 40% in combination with a single-walled opal acrylic skylight<br> 44% in combination with a single-walled clear polycarbonate skylight<br> 32% in combination with a single-walled opal polycarbonate skylight</td> </tr> <tr> <td>Shape</td> <td>Spherical</td> </tr> <tr> <td>Guarantee</td> <td>10 years</td> </tr> </tbody></table> | skylux-160-ce-met-koepel-en-pvc-opstand-35-30-met-lm-motor-idome-1400-x-1400-mm | 8586053157197 | 46872394432845
Smoke and heat exhaust (SHEV) | SHE system | Skylux | Skylux 160° CE with skylight and PVC curb 35/30 with double LM-actuator - iWindow2 0800 x 1300 mm |  | 83741 | 5412970837411 | 6904.3 | Yes | 30-45 | 141.07 | 800 x 1300 mm | 1300 | 800 |  | PVC 35/30 (35 cm high & roof opening = 30 cm larger than daylight size) | Rectangular | 1.00 W/m²K | 52% | 75% | 39dB | 160° CE (for industry) | iWindow2 | without spoiler | E | Double actuator |  | Material Clear Number of walls Double-walled Insulation value (Ug-value) 1 W/m²K Acoustic value Rw 39 dB Fall-through safety Yes LT-value 75 % g-value 52 % Weight 44 kg/m² Guarantee 10 years | https://skylux.eu/en/products/skylux-160-ce-met-koepel-en-pvc-opstand-35-30-met-lm-motor-iwindow2-0800-x-1300-mm | https://skylux.eu/cdn/shop/files/Skylux-160deg-CE-met-koepel-en-pvc-opstand-3530-met-dubbele-LM-motor-iWindow2-0800-x-1300-mm-RWA-systeem.jpg?v=1702982718&width=1600 | https://skylux.eu/cdn/shop/files/e5a82811-1bb0-48e4-a776-cacb59c7c092_19b4a016-b4c0-47e5-b1fc-7cb81615517f.jpg?v=1688551690&width=1600 | //skylux.eu/cdn/shop/files/E_MH_Mounting_instructions_Skylux_160_CE_LM.pdf?v=12406716259046007223 | //skylux.eu/cdn/shop/files/E_TD_Technical_File_Skylux_Skylux_160_CE_Electric.pdf?v=3667116872303399239 | <table data-mce-selected="1"><tbody> <tr> <td data-mce-selected="1">Material<br> </td> <td data-mce-selected="1">Clear<br> </td> </tr> <tr> <td data-mce-selected="1"> <span class="text">Number of walls</span><br> </td> <td data-mce-selected="1">Double-walled<br> </td> </tr> <tr> <td data-mce-selected="1"> <div class="product-specification-name"> <div class="d-flex align-items-center"><span class="text">Insulation value (Ug-value)</span></div> </div> </td> <td data-mce-selected="1">1 W/m²K<br> </td> </tr> <tr> <td data-mce-selected="1">Acoustic value Rw<br> </td> <td data-mce-selected="1">39 dB<br> </td> </tr> <tr> <td data-mce-selected="1">Fall-through safety<br> </td> <td data-mce-selected="1">Yes</td> </tr> <tr> <td data-mce-selected="1">LT-value<br> </td> <td data-mce-selected="1">75 %<br> </td> </tr> <tr> <td data-mce-selected="1"> <span class="text">g-value</span><br> </td> <td data-mce-selected="1">52 %<br> </td> </tr> <tr> <td data-mce-selected="1">Weight<br> </td> <td data-mce-selected="1">44 kg/m²<br> </td> </tr> <tr> <td data-mce-selected="1"> <span class="text">Guarantee</span><br> </td> <td data-mce-selected="1">10 years</td> </tr> </tbody></table> | skylux-160-ce-met-koepel-en-pvc-opstand-35-30-met-lm-motor-iwindow2-0800-x-1300-mm | 8586053255501 | 46872394760525
Smoke and heat exhaust (SHEV) | SHE system | Skylux | Skylux 160° CE with skylight and PVC curb 35/30 with double LM-actuator - iWindow2 0900 x 0900 mm |  | 94161 | 5412970941613 | 6575.15 | Yes | 30-45 | 126.36 | 900 x 900 mm | 900 | 900 |  | PVC 35/30 (35 cm high & roof opening = 30 cm larger than daylight size) | Square | 1.00 W/m²K | 52% | 75% | 39dB | 160° CE (for industry) | iWindow2 | without spoiler | E | Double actuator |  | Material Clear Number of walls Double-walled Insulation value (Ug-value) 1 W/m²K Acoustic value Rw 39 dB Fall-through safety Yes LT-value 75 % g-value 52 % Weight 44 kg/m² Guarantee 10 years | https://skylux.eu/en/products/skylux-160-ce-met-koepel-en-pvc-opstand-35-30-met-lm-motor-iwindow2-0900-x-0900-mm | https://skylux.eu/cdn/shop/files/Skylux-160deg-CE-met-koepel-en-pvc-opstand-3530-met-dubbele-LM-motor-iWindow2-0900-x-0900-mm-RWA-systeem.jpg?v=1702982723&width=1600 | https://skylux.eu/cdn/shop/files/e5a82811-1bb0-48e4-a776-cacb59c7c092_9d8b638b-bc94-440e-9e79-8e5374872a52.jpg?v=1688551692&width=1600 | //skylux.eu/cdn/shop/files/E_MH_Mounting_instructions_Skylux_160_CE_LM.pdf?v=12406716259046007223 | //skylux.eu/cdn/shop/files/E_TD_Technical_File_Skylux_Skylux_160_CE_Electric.pdf?v=3667116872303399239 | <table data-mce-selected="1"><tbody> <tr> <td data-mce-selected="1">Material<br> </td> <td data-mce-selected="1">Clear<br> </td> </tr> <tr> <td data-mce-selected="1"> <span class="text">Number of walls</span><br> </td> <td data-mce-selected="1">Double-walled<br> </td> </tr> <tr> <td data-mce-selected="1"> <div class="product-specification-name"> <div class="d-flex align-items-center"><span class="text">Insulation value (Ug-value)</span></div> </div> </td> <td data-mce-selected="1">1 W/m²K<br> </td> </tr> <tr> <td data-mce-selected="1">Acoustic value Rw<br> </td> <td data-mce-selected="1">39 dB<br> </td> </tr> <tr> <td data-mce-selected="1">Fall-through safety<br> </td> <td data-mce-selected="1">Yes</td> </tr> <tr> <td data-mce-selected="1">LT-value<br> </td> <td data-mce-selected="1">75 %<br> </td> </tr> <tr> <td data-mce-selected="1"> <span class="text">g-value</span><br> </td> <td data-mce-selected="1">52 %<br> </td> </tr> <tr> <td data-mce-selected="1">Weight<br> </td> <td data-mce-selected="1">44 kg/m²<br> </td> </tr> <tr> <td data-mce-selected="1"> <span class="text">Guarantee</span><br> </td> <td data-mce-selected="1">10 years</td> </tr> </tbody></table> | skylux-160-ce-met-koepel-en-pvc-opstand-35-30-met-lm-motor-iwindow2-0900-x-0900-mm | 8586053321037 | 46872394826061
Smoke and heat exhaust (SHEV) | SHE system | Skylux | Skylux 160° CE with skylight and PVC curb 35/30 with double LM-actuator - iWindow2 0900 x 1200 mm |  | 83742 | 5412970837428 | 7197.1 | Yes | 30-45 | 142.55 | 900 x 1200 mm | 1200 | 900 |  | PVC 35/30 (35 cm high & roof opening = 30 cm larger than daylight size) | Rectangular | 1.00 W/m²K | 52% | 75% | 39dB | 160° CE (for industry) | iWindow2 | without spoiler | E | Double actuator |  | Material Clear Number of walls Double-walled Insulation value (Ug-value) 1 W/m²K Acoustic value Rw 39 dB Fall-through safety Yes LT-value 75 % g-value 52 % Weight 44 kg/m² Guarantee 10 years | https://skylux.eu/en/products/skylux-160-ce-met-koepel-en-pvc-opstand-35-30-met-lm-motor-iwindow2-0900-x-1200-mm | https://skylux.eu/cdn/shop/files/Skylux-160deg-CE-met-koepel-en-pvc-opstand-3530-met-dubbele-LM-motor-iWindow2-0900-x-1200-mm-RWA-systeem.jpg?v=1702982729&width=1600 | https://skylux.eu/cdn/shop/files/e5a82811-1bb0-48e4-a776-cacb59c7c092_9b9d89a8-521d-4fb3-abe7-c8f1271582eb.jpg?v=1688551694&width=1600 | //skylux.eu/cdn/shop/files/E_MH_Mounting_instructions_Skylux_160_CE_LM.pdf?v=12406716259046007223 | //skylux.eu/cdn/shop/files/E_TD_Technical_File_Skylux_Skylux_160_CE_Electric.pdf?v=3667116872303399239 | <table data-mce-selected="1"><tbody> <tr> <td data-mce-selected="1">Material<br> </td> <td data-mce-selected="1">Clear<br> </td> </tr> <tr> <td data-mce-selected="1"> <span class="text">Number of walls</span><br> </td> <td data-mce-selected="1">Double-walled<br> </td> </tr> <tr> <td data-mce-selected="1"> <div class="product-specification-name"> <div class="d-flex align-items-center"><span class="text">Insulation value (Ug-value)</span></div> </div> </td> <td data-mce-selected="1">1 W/m²K<br> </td> </tr> <tr> <td data-mce-selected="1">Acoustic value Rw<br> </td> <td data-mce-selected="1">39 dB<br> </td> </tr> <tr> <td data-mce-selected="1">Fall-through safety<br> </td> <td data-mce-selected="1">Yes</td> </tr> <tr> <td data-mce-selected="1">LT-value<br> </td> <td data-mce-selected="1">75 %<br> </td> </tr> <tr> <td data-mce-selected="1"> <span class="text">g-value</span><br> </td> <td data-mce-selected="1">52 %<br> </td> </tr> <tr> <td data-mce-selected="1">Weight<br> </td> <td data-mce-selected="1">44 kg/m²<br> </td> </tr> <tr> <td data-mce-selected="1"> <span class="text">Guarantee</span><br> </td> <td data-mce-selected="1">10 years</td> </tr> </tbody></table> | skylux-160-ce-met-koepel-en-pvc-opstand-35-30-met-lm-motor-iwindow2-0900-x-1200-mm | 8586053386573 | 46872395153741
Smoke and heat exhaust (SHEV) | SHE system | Skylux | Skylux 160° CE with skylight and PVC curb 35/30 with double LM-actuator - iWindow2 1000 x 1500 mm |  | 83745 | 5412970837459 | 7581.9 | Yes | 30-45 | 164.23 | 1000 x 1500 mm | 1500 | 1000 |  | PVC 35/30 (35 cm high & roof opening = 30 cm larger than daylight size) | Rectangular | 1.00 W/m²K | 52% | 75% | 39dB | 160° CE (for industry) | iWindow2 | without spoiler | E | Double actuator |  | Material Clear Number of walls Double-walled Insulation value (Ug-value) 1 W/m²K Acoustic value Rw 39 dB Fall-through safety Yes LT-value 75 % g-value 52 % Weight 44 kg/m² Guarantee 10 years | https://skylux.eu/en/products/skylux-160-ce-met-koepel-en-pvc-opstand-35-30-met-lm-motor-iwindow2-1000-x-1500-mm | https://skylux.eu/cdn/shop/files/Skylux-160deg-CE-met-koepel-en-pvc-opstand-3530-met-dubbele-LM-motor-iWindow2-1000-x-1500-mm-RWA-systeem.jpg?v=1702982744&width=1600 | https://skylux.eu/cdn/shop/files/e5a82811-1bb0-48e4-a776-cacb59c7c092_e45ec998-376c-44b4-b11e-0d4d7026fbc4.jpg?v=1688551699&width=1600 | //skylux.eu/cdn/shop/files/E_MH_Mounting_instructions_Skylux_160_CE_LM.pdf?v=12406716259046007223 | //skylux.eu/cdn/shop/files/E_TD_Technical_File_Skylux_Skylux_160_CE_Electric.pdf?v=3667116872303399239 | <table data-mce-selected="1"><tbody> <tr> <td data-mce-selected="1">Material<br> </td> <td data-mce-selected="1">Clear<br> </td> </tr> <tr> <td data-mce-selected="1"> <span class="text">Number of walls</span><br> </td> <td data-mce-selected="1">Double-walled<br> </td> </tr> <tr> <td data-mce-selected="1"> <div class="product-specification-name"> <div class="d-flex align-items-center"><span class="text">Insulation value (Ug-value)</span></div> </div> </td> <td data-mce-selected="1">1 W/m²K<br> </td> </tr> <tr> <td data-mce-selected="1">Acoustic value Rw<br> </td> <td data-mce-selected="1">39 dB<br> </td> </tr> <tr> <td data-mce-selected="1">Fall-through safety<br> </td> <td data-mce-selected="1">Yes</td> </tr> <tr> <td data-mce-selected="1">LT-value<br> </td> <td data-mce-selected="1">75 %<br> </td> </tr> <tr> <td data-mce-selected="1"> <span class="text">g-value</span><br> </td> <td data-mce-selected="1">52 %<br> </td> </tr> <tr> <td data-mce-selected="1">Weight<br> </td> <td data-mce-selected="1">44 kg/m²<br> </td> </tr> <tr> <td data-mce-selected="1"> <span class="text">Guarantee</span><br> </td> <td data-mce-selected="1">10 years</td> </tr> </tbody></table> | skylux-160-ce-met-koepel-en-pvc-opstand-35-30-met-lm-motor-iwindow2-1000-x-1500-mm | 8586053517645 | 46872395350349
Smoke and heat exhaust (SHEV) | SHE system | Skylux | Skylux 160° CE with skylight and PVC curb 35/30 with double LM-actuator - iWindow2 1000 x 2000 mm |  | 83746 | 5412970837466 | 8603.1 | Yes | 30-45 | 205.57 | 1000 x 2000 mm | 2000 | 1000 |  | PVC 35/30 (35 cm high & roof opening = 30 cm larger than daylight size) | Rectangular | 1.00 W/m²K | 52% | 75% | 39dB | 160° CE (for industry) | iWindow2 | without spoiler | E | Double actuator |  | Material Clear Number of walls Double-walled Insulation value (Ug-value) 1 W/m²K Acoustic value Rw 39 dB Fall-through safety Yes LT-value 75 % g-value 52 % Weight 44 kg/m² Guarantee 10 years | https://skylux.eu/en/products/skylux-160-ce-met-koepel-en-pvc-opstand-35-30-met-lm-motor-iwindow2-1000-x-2000-mm | https://skylux.eu/cdn/shop/files/Skylux-160deg-CE-met-koepel-en-pvc-opstand-3530-met-dubbele-LM-motor-iWindow2-1000-x-2000-mm-RWA-systeem.jpg?v=1702982750&width=1600 | https://skylux.eu/cdn/shop/files/e5a82811-1bb0-48e4-a776-cacb59c7c092_37361ce2-700d-49cf-a031-d4a0f3df7e04.jpg?v=1688551701&width=1600 | //skylux.eu/cdn/shop/files/E_MH_Mounting_instructions_Skylux_160_CE_LM.pdf?v=12406716259046007223 | //skylux.eu/cdn/shop/files/E_TD_Technical_File_Skylux_Skylux_160_CE_Electric.pdf?v=3667116872303399239 | <table data-mce-selected="1"><tbody> <tr> <td data-mce-selected="1">Material<br> </td> <td data-mce-selected="1">Clear<br> </td> </tr> <tr> <td data-mce-selected="1"> <span class="text">Number of walls</span><br> </td> <td data-mce-selected="1">Double-walled<br> </td> </tr> <tr> <td data-mce-selected="1"> <div class="product-specification-name"> <div class="d-flex align-items-center"><span class="text">Insulation value (Ug-value)</span></div> </div> </td> <td data-mce-selected="1">1 W/m²K<br> </td> </tr> <tr> <td data-mce-selected="1">Acoustic value Rw<br> </td> <td data-mce-selected="1">39 dB<br> </td> </tr> <tr> <td data-mce-selected="1">Fall-through safety<br> </td> <td data-mce-selected="1">Yes</td> </tr> <tr> <td data-mce-selected="1">LT-value<br> </td> <td data-mce-selected="1">75 %<br> </td> </tr> <tr> <td data-mce-selected="1"> <span class="text">g-value</span><br> </td> <td data-mce-selected="1">52 %<br> </td> </tr> <tr> <td data-mce-selected="1">Weight<br> </td> <td data-mce-selected="1">44 kg/m²<br> </td> </tr> <tr> <td data-mce-selected="1"> <span class="text">Guarantee</span><br> </td> <td data-mce-selected="1">10 years</td> </tr> </tbody></table> | skylux-160-ce-met-koepel-en-pvc-opstand-35-30-met-lm-motor-iwindow2-1000-x-2000-mm | 8586053550413 | 46872395415885
Smoke and heat exhaust (SHEV) | SHE system | Skylux | Skylux 160° CE with skylight and PVC curb 35/30 with double LM-actuator - iWindow2 1200 x 1200 mm |  | 83748 | 5412970837480 | 7561.3 | Yes | 30-45 | 171.86 | 1200 x 1200 mm | 1200 | 1200 |  | PVC 35/30 (35 cm high & roof opening = 30 cm larger than daylight size) | Square | 1.00 W/m²K | 52% | 75% | 39dB | 160° CE (for industry) | iWindow2 | without spoiler | E | Double actuator |  | Material Clear Number of walls Double-walled Insulation value (Ug-value) 1 W/m²K Acoustic value Rw 39 dB Fall-through safety Yes LT-value 75 % g-value 52 % Weight 44 kg/m² Guarantee 10 years | https://skylux.eu/en/products/skylux-160-ce-met-koepel-en-pvc-opstand-35-30-met-lm-motor-iwindow2-1200-x-1200-mm | https://skylux.eu/cdn/shop/files/Skylux-160deg-CE-met-koepel-en-pvc-opstand-3530-met-dubbele-LM-motor-iWindow2-1200-x-1200-mm-RWA-systeem.jpg?v=1702982761&width=1600 | https://skylux.eu/cdn/shop/files/e5a82811-1bb0-48e4-a776-cacb59c7c092_bb198073-68a4-4da3-922f-47c191f80414.jpg?v=1688551704&width=1600 | //skylux.eu/cdn/shop/files/E_MH_Mounting_instructions_Skylux_160_CE_LM.pdf?v=12406716259046007223 | //skylux.eu/cdn/shop/files/E_TD_Technical_File_Skylux_Skylux_160_CE_Electric.pdf?v=3667116872303399239 | <table data-mce-selected="1"><tbody> <tr> <td data-mce-selected="1">Material<br> </td> <td data-mce-selected="1">Clear<br> </td> </tr> <tr> <td data-mce-selected="1"> <span class="text">Number of walls</span><br> </td> <td data-mce-selected="1">Double-walled<br> </td> </tr> <tr> <td data-mce-selected="1"> <div class="product-specification-name"> <div class="d-flex align-items-center"><span class="text">Insulation value (Ug-value)</span></div> </div> </td> <td data-mce-selected="1">1 W/m²K<br> </td> </tr> <tr> <td data-mce-selected="1">Acoustic value Rw<br> </td> <td data-mce-selected="1">39 dB<br> </td> </tr> <tr> <td data-mce-selected="1">Fall-through safety<br> </td> <td data-mce-selected="1">Yes</td> </tr> <tr> <td data-mce-selected="1">LT-value<br> </td> <td data-mce-selected="1">75 %<br> </td> </tr> <tr> <td data-mce-selected="1"> <span class="text">g-value</span><br> </td> <td data-mce-selected="1">52 %<br> </td> </tr> <tr> <td data-mce-selected="1">Weight<br> </td> <td data-mce-selected="1">44 kg/m²<br> </td> </tr> <tr> <td data-mce-selected="1"> <span class="text">Guarantee</span><br> </td> <td data-mce-selected="1">10 years</td> </tr> </tbody></table> | skylux-160-ce-met-koepel-en-pvc-opstand-35-30-met-lm-motor-iwindow2-1200-x-1200-mm | 8586053714253 | 46872395612493
Smoke and heat exhaust (SHEV) | SHE system | Skylux | Skylux 160° CE with skylight and PVC curb 35/30 with double LM-actuator - iWindow2 1300 x 1300 mm |  | 83749 | 5412970837497 | 7793.65 | Yes | 30-45 | 186.93 | 1300 x 1300 mm | 1300 | 1300 |  | PVC 35/30 (35 cm high & roof opening = 30 cm larger than daylight size) | Square | 1.00 W/m²K | 52% | 75% | 39dB | 160° CE (for industry) | iWindow2 | without spoiler | E | Double actuator |  | Material Clear Number of walls Double-walled Insulation value (Ug-value) 1 W/m²K Acoustic value Rw 39 dB Fall-through safety Yes LT-value 75 % g-value 52 % Weight 44 kg/m² Guarantee 10 years | https://skylux.eu/en/products/skylux-160-ce-met-koepel-en-pvc-opstand-35-30-met-lm-motor-iwindow2-1300-x-1300-mm | https://skylux.eu/cdn/shop/files/Skylux-160deg-CE-met-koepel-en-pvc-opstand-3530-met-dubbele-LM-motor-iWindow2-1300-x-1300-mm-RWA-systeem.jpg?v=1702982766&width=1600 | https://skylux.eu/cdn/shop/files/e5a82811-1bb0-48e4-a776-cacb59c7c092_c8c51360-368c-4374-b1a0-d2894e7bfd25.jpg?v=1688551706&width=1600 | //skylux.eu/cdn/shop/files/E_MH_Mounting_instructions_Skylux_160_CE_LM.pdf?v=12406716259046007223 | //skylux.eu/cdn/shop/files/E_TD_Technical_File_Skylux_Skylux_160_CE_Electric.pdf?v=3667116872303399239 | <table data-mce-selected="1"><tbody> <tr> <td data-mce-selected="1">Material<br> </td> <td data-mce-selected="1">Clear<br> </td> </tr> <tr> <td data-mce-selected="1"> <span class="text">Number of walls</span><br> </td> <td data-mce-selected="1">Double-walled<br> </td> </tr> <tr> <td data-mce-selected="1"> <div class="product-specification-name"> <div class="d-flex align-items-center"><span class="text">Insulation value (Ug-value)</span></div> </div> </td> <td data-mce-selected="1">1 W/m²K<br> </td> </tr> <tr> <td data-mce-selected="1">Acoustic value Rw<br> </td> <td data-mce-selected="1">39 dB<br> </td> </tr> <tr> <td data-mce-selected="1">Fall-through safety<br> </td> <td data-mce-selected="1">Yes</td> </tr> <tr> <td data-mce-selected="1">LT-value<br> </td> <td data-mce-selected="1">75 %<br> </td> </tr> <tr> <td data-mce-selected="1"> <span class="text">g-value</span><br> </td> <td data-mce-selected="1">52 %<br> </td> </tr> <tr> <td data-mce-selected="1">Weight<br> </td> <td data-mce-selected="1">44 kg/m²<br> </td> </tr> <tr> <td data-mce-selected="1"> <span class="text">Guarantee</span><br> </td> <td data-mce-selected="1">10 years</td> </tr> </tbody></table> | skylux-160-ce-met-koepel-en-pvc-opstand-35-30-met-lm-motor-iwindow2-1300-x-1300-mm | 8586053779789 | 46872395710797
Smoke and heat exhaust (SHEV) | SHE system | Skylux | Skylux 160° CE with skylight and PVC curb 35/30 with double LM-actuator - iWindow2 1400 x 1400 mm |  | 83750 | 5412970837503 | 8710.8 | Yes | 30-45 | 204.86 | 1400 x 1400 mm | 1400 | 1400 |  | PVC 35/30 (35 cm high & roof opening = 30 cm larger than daylight size) | Square | 1.00 W/m²K | 52% | 75% | 39dB | 160° CE (for industry) | iWindow2 | without spoiler | E | Double actuator |  | Material Clear Number of walls Double-walled Insulation value (Ug-value) 1 W/m²K Acoustic value Rw 39 dB Fall-through safety Yes LT-value 75 % g-value 52 % Weight 44 kg/m² Guarantee 10 years | https://skylux.eu/en/products/skylux-160-ce-met-koepel-en-pvc-opstand-35-30-met-lm-motor-iwindow2-1400-x-1400-mm | https://skylux.eu/cdn/shop/files/Skylux-160deg-CE-met-koepel-en-pvc-opstand-3530-met-dubbele-LM-motor-iWindow2-1400-x-1400-mm-RWA-systeem.jpg?v=1702982773&width=1600 | https://skylux.eu/cdn/shop/files/e5a82811-1bb0-48e4-a776-cacb59c7c092_f7d6e443-b9d8-408d-ade2-2024719955c4.jpg?v=1688551708&width=1600 | //skylux.eu/cdn/shop/files/E_MH_Mounting_instructions_Skylux_160_CE_LM.pdf?v=12406716259046007223 | //skylux.eu/cdn/shop/files/E_TD_Technical_File_Skylux_Skylux_160_CE_Electric.pdf?v=3667116872303399239 | <table data-mce-selected="1"><tbody> <tr> <td data-mce-selected="1">Material<br> </td> <td data-mce-selected="1">Clear<br> </td> </tr> <tr> <td data-mce-selected="1"> <span class="text">Number of walls</span><br> </td> <td data-mce-selected="1">Double-walled<br> </td> </tr> <tr> <td data-mce-selected="1"> <div class="product-specification-name"> <div class="d-flex align-items-center"><span class="text">Insulation value (Ug-value)</span></div> </div> </td> <td data-mce-selected="1">1 W/m²K<br> </td> </tr> <tr> <td data-mce-selected="1">Acoustic value Rw<br> </td> <td data-mce-selected="1">39 dB<br> </td> </tr> <tr> <td data-mce-selected="1">Fall-through safety<br> </td> <td data-mce-selected="1">Yes</td> </tr> <tr> <td data-mce-selected="1">LT-value<br> </td> <td data-mce-selected="1">75 %<br> </td> </tr> <tr> <td data-mce-selected="1"> <span class="text">g-value</span><br> </td> <td data-mce-selected="1">52 %<br> </td> </tr> <tr> <td data-mce-selected="1">Weight<br> </td> <td data-mce-selected="1">44 kg/m²<br> </td> </tr> <tr> <td data-mce-selected="1"> <span class="text">Guarantee</span><br> </td> <td data-mce-selected="1">10 years</td> </tr> </tbody></table> | skylux-160-ce-met-koepel-en-pvc-opstand-35-30-met-lm-motor-iwindow2-1400-x-1400-mm | 8586053812557 | 46872395776333
Smoke and heat exhaust (SHEV) | SHE system | Skylux | Skylux 160° CE with skylight and PVC curb 35/30 with double LM-actuator - iWindow3 0900 x 1200 mm |  | 83752 | 5412970837527 | 7981.2 | Yes | 30-45 | 165.25 | 900 x 1200 mm | 1200 | 900 |  | PVC 35/30 (35 cm high & roof opening = 30 cm larger than daylight size) | Rectangular | 0.50 W/m²K | 42% | 63% | 41dB | 160° CE (for industry) | iWindow3 | without spoiler | E | Double actuator |  | Material Clear Number of walls Triple-walled Insulation value (Ug-value) 0.5 W/m²K Acoustic value Rw 41 dB Fall-through safety Yes LT-value 63 % g-value 42 % Weight 60 kg/m² Guarantee 10 years | https://skylux.eu/en/products/skylux-160-ce-met-koepel-en-pvc-opstand-35-30-met-lm-motor-iwindow3-0900-x-1200-mm | https://skylux.eu/cdn/shop/files/Skylux-160deg-CE-met-koepel-en-pvc-opstand-3530-met-dubbele-LM-motor-iWindow3-0900-x-1200-mm-RWA-systeem.jpg?v=1702982783&width=1600 | https://skylux.eu/cdn/shop/files/e5a82811-1bb0-48e4-a776-cacb59c7c092_a038bb7a-4698-4d44-a8f3-7c20b1369a8d.jpg?v=1688551711&width=1600 | //skylux.eu/cdn/shop/files/E_MH_Mounting_instructions_Skylux_160_CE_LM.pdf?v=12406716259046007223 | //skylux.eu/cdn/shop/files/E_TD_Technical_File_Skylux_Skylux_160_CE_Electric.pdf?v=3667116872303399239 | <table><tbody> <tr> <td>Material</td> <td>Clear</td> </tr> <tr> <td>Number of walls</td> <td>Triple-walled</td> </tr> <tr> <td>Insulation value (Ug-value)</td> <td>0.5 W/m²K</td> </tr> <tr> <td>Acoustic value Rw</td> <td>41 dB</td> </tr> <tr> <td>Fall-through safety</td> <td>Yes</td> </tr> <tr> <td>LT-value</td> <td> <div class="product-specification"> <div class="product-specification-value"> <div class="d-flex align-items-center"><span class="text">63 %</span></div> </div> </div> <div class="product-specification"></div> </td> </tr> <tr> <td>g-value</td> <td>42 %</td> </tr> <tr> <td>Weight</td> <td>60 kg/m²</td> </tr> <tr> <td>Guarantee</td> <td>10 years</td> </tr> </tbody></table> | skylux-160-ce-met-koepel-en-pvc-opstand-35-30-met-lm-motor-iwindow3-0900-x-1200-mm | 8586054009165 | 46872396005709
Smoke and heat exhaust (SHEV) | SHE system | Skylux | Skylux 160° CE with skylight and PVC curb 35/30 with double LM-actuator - iWindow3 1000 x 1500 mm |  | 83754 | 5412970837541 | 8683 | Yes | 30-45 | 204.5 | 1000 x 1500 mm | 1500 | 1000 |  | PVC 35/30 (35 cm high & roof opening = 30 cm larger than daylight size) | Rectangular | 0.50 W/m²K | 42% | 63% | 41dB | 160° CE (for industry) | iWindow3 | without spoiler | E | Double actuator |  | Material Clear Number of walls Triple-walled Insulation value (Ug-value) 0.5 W/m²K Acoustic value Rw 41 dB Fall-through safety Yes LT-value 63 % g-value 42 % Weight 60 kg/m² Guarantee 10 years | https://skylux.eu/en/products/skylux-160-ce-met-koepel-en-pvc-opstand-35-30-met-lm-motor-iwindow3-1000-x-1500-mm | https://skylux.eu/cdn/shop/files/Skylux-160deg-CE-met-koepel-en-pvc-opstand-3530-met-dubbele-LM-motor-iWindow3-1000-x-1500-mm-RWA-systeem.jpg?v=1702982794&width=1600 | https://skylux.eu/cdn/shop/files/e5a82811-1bb0-48e4-a776-cacb59c7c092_a167378c-e79f-41a1-8688-5f79894fe6be.jpg?v=1688551714&width=1600 | //skylux.eu/cdn/shop/files/E_MH_Mounting_instructions_Skylux_160_CE_LM.pdf?v=12406716259046007223 | //skylux.eu/cdn/shop/files/E_TD_Technical_File_Skylux_Skylux_160_CE_Electric.pdf?v=3667116872303399239 | <table><tbody> <tr> <td>Material</td> <td>Clear</td> </tr> <tr> <td>Number of walls</td> <td>Triple-walled</td> </tr> <tr> <td>Insulation value (Ug-value)</td> <td>0.5 W/m²K</td> </tr> <tr> <td>Acoustic value Rw</td> <td>41 dB</td> </tr> <tr> <td>Fall-through safety</td> <td>Yes</td> </tr> <tr> <td>LT-value</td> <td> <div class="product-specification"> <div class="product-specification-value"> <div class="d-flex align-items-center"><span class="text">63 %</span></div> </div> </div> <div class="product-specification"></div> </td> </tr> <tr> <td>g-value</td> <td>42 %</td> </tr> <tr> <td>Weight</td> <td>60 kg/m²</td> </tr> <tr> <td>Guarantee</td> <td>10 years</td> </tr> </tbody></table> | skylux-160-ce-met-koepel-en-pvc-opstand-35-30-met-lm-motor-iwindow3-1000-x-1500-mm | 8586054107469 | 46872396169549
Smoke and heat exhaust (SHEV) | SHE system | Skylux | Skylux 160° CE with skylight and PVC curb 35/30 with double LM-actuator - iWindow3 1100 x 1100 mm |  | 83755 | 5412970837558 | 8097.35 | Yes | 30-45 | 164.73 | 1100 x 1100 mm | 1100 | 1100 |  | PVC 35/30 (35 cm high & roof opening = 30 cm larger than daylight size) | Square | 0.50 W/m²K | 42% | 63% | 41dB | 160° CE (for industry) | iWindow3 | without spoiler | E | Double actuator |  | Material Clear Number of walls Triple-walled Insulation value (Ug-value) 0.5 W/m²K Acoustic value Rw 41 dB Fall-through safety Yes LT-value 63 % g-value 42 % Weight 60 kg/m² Guarantee 10 years | https://skylux.eu/en/products/skylux-160-ce-met-koepel-en-pvc-opstand-35-30-met-lm-motor-iwindow3-1100-x-1100-mm | https://skylux.eu/cdn/shop/files/Skylux-160deg-CE-met-koepel-en-pvc-opstand-3530-met-dubbele-LM-motor-iWindow3-1100-x-1100-mm-RWA-systeem.jpg?v=1702982799&width=1600 | https://skylux.eu/cdn/shop/files/e5a82811-1bb0-48e4-a776-cacb59c7c092_a56764fa-c1a9-4eb5-b4d9-526a5f0ee736.jpg?v=1688551716&width=1600 | //skylux.eu/cdn/shop/files/E_MH_Mounting_instructions_Skylux_160_CE_LM.pdf?v=12406716259046007223 | //skylux.eu/cdn/shop/files/E_TD_Technical_File_Skylux_Skylux_160_CE_Electric.pdf?v=3667116872303399239 | <table><tbody> <tr> <td>Material</td> <td>Clear</td> </tr> <tr> <td>Number of walls</td> <td>Triple-walled</td> </tr> <tr> <td>Insulation value (Ug-value)</td> <td>0.5 W/m²K</td> </tr> <tr> <td>Acoustic value Rw</td> <td>41 dB</td> </tr> <tr> <td>Fall-through safety</td> <td>Yes</td> </tr> <tr> <td>LT-value</td> <td> <div class="product-specification"> <div class="product-specification-value"> <div class="d-flex align-items-center"><span class="text">63 %</span></div> </div> </div> <div class="product-specification"></div> </td> </tr> <tr> <td>g-value</td> <td>42 %</td> </tr> <tr> <td>Weight</td> <td>60 kg/m²</td> </tr> <tr> <td>Guarantee</td> <td>10 years</td> </tr> </tbody></table> | skylux-160-ce-met-koepel-en-pvc-opstand-35-30-met-lm-motor-iwindow3-1100-x-1100-mm | 8586054173005 | 46872396267853
Smoke and heat exhaust (SHEV) | SHE system | Skylux | Skylux 160° CE with skylight and PVC curb 35/30 with double LM-actuator - iWindow3 1200 x 1200 mm |  | 83756 | 5412970837565 | 8555.95 | Yes | 30-45 | 201.74 | 1200 x 1200 mm | 1200 | 1200 |  | PVC 35/30 (35 cm high & roof opening = 30 cm larger than daylight size) | Square | 0.50 W/m²K | 42% | 63% | 41dB | 160° CE (for industry) | iWindow3 | without spoiler | E | Double actuator |  | Material Clear Number of walls Triple-walled Insulation value (Ug-value) 0.5 W/m²K Acoustic value Rw 41 dB Fall-through safety Yes LT-value 63 % g-value 42 % Weight 60 kg/m² Guarantee 10 years | https://skylux.eu/en/products/skylux-160-ce-met-koepel-en-pvc-opstand-35-30-met-lm-motor-iwindow3-1200-x-1200-mm | https://skylux.eu/cdn/shop/files/Skylux-160deg-CE-met-koepel-en-pvc-opstand-3530-met-dubbele-LM-motor-iWindow3-1200-x-1200-mm-RWA-systeem.jpg?v=1702982804&width=1600 | https://skylux.eu/cdn/shop/files/e5a82811-1bb0-48e4-a776-cacb59c7c092_deeba67b-3165-4d4d-8eed-8b5367545a6a.jpg?v=1688551718&width=1600 | //skylux.eu/cdn/shop/files/E_MH_Mounting_instructions_Skylux_160_CE_LM.pdf?v=12406716259046007223 | //skylux.eu/cdn/shop/files/E_TD_Technical_File_Skylux_Skylux_160_CE_Electric.pdf?v=3667116872303399239 | <table><tbody> <tr> <td>Material</td> <td>Clear</td> </tr> <tr> <td>Number of walls</td> <td>Triple-walled</td> </tr> <tr> <td>Insulation value (Ug-value)</td> <td>0.5 W/m²K</td> </tr> <tr> <td>Acoustic value Rw</td> <td>41 dB</td> </tr> <tr> <td>Fall-through safety</td> <td>Yes</td> </tr> <tr> <td>LT-value</td> <td> <div class="product-specification"> <div class="product-specification-value"> <div class="d-flex align-items-center"><span class="text">63 %</span></div> </div> </div> <div class="product-specification"></div> </td> </tr> <tr> <td>g-value</td> <td>42 %</td> </tr> <tr> <td>Weight</td> <td>60 kg/m²</td> </tr> <tr> <td>Guarantee</td> <td>10 years</td> </tr> </tbody></table> | skylux-160-ce-met-koepel-en-pvc-opstand-35-30-met-lm-motor-iwindow3-1200-x-1200-mm | 8586054205773 | 46872396300621
Smoke and heat exhaust (SHEV) | SHE system | Skylux | Skylux 160° CE with skylight and PVC curb 35/30 with double LM-actuator 1000 x 2500 mm |  | 50532 | 5412970505327 | 8075.55 | Yes | 30-45 | 125.31 | 1000 x 2500 mm | 2500 | 1000 |  | PVC 35/30 (35 cm high & roof opening = 30 cm larger than daylight size) | Rectangular | 5.17 W/m²K - 1.28 W/m²K | 87% - 32% | 90% - 32% | 20dB - 23dB | 160° CE (for industry) | skylight | without spoiler | E | Double actuator | Maximum four-walled skylight possible for this product | Ut-value LT-value g-value Rw-value EN 1873 : 2014 EN ISO 13468 EN 16153 EN 410 EN 410 EN ISO 140-3 Material Walls Shells (W/m²K) (%) (%) (dB) Acrylic Single-walled Clear (H) 5.17 90 87 - PMMA Single-walled Opal (O) 5.17 83 76 - Double-walled Clear (H/H) 2.90 81 75 20 Double-walled Opal (O/O) 2.90 69 58 20 Triple-walled Clear (H/H/H) 1.70 73 65 22 Triple-walled Opal (O/H/O) 1.70 62 51 22 Four-walled Clear (H/H/H/H) 1.28 64 54 23 Four-walled Opal (H/H/O/H) 1.28 59 48 23 Polycarbonate Single-walled Clear (A) 5.17 88 83 - PC Single-walled Opal (D) 5.17 58 60 - Double-walled Clear (A/H) 2.90 79 72 20 Double-walled Clear (A/A) 2.90 77 69 20 Double-walled Opal (A/O) 2.90 73 63 20 Double-walled Opal (A/D) 2.90 51 50 20 Triple-walled Clear (A/H/H) 1.70 71 63 22 Triple-walled Opal (A/O/O) 1.70 61 48 22 Four-walled Clear (A/H/H/H) 1.28 64 52 23 Four-walled Opal (A/H/O/H) 1.28 59 46 23 Polycarbonate Single-walled Heatstop Opal (T) 5.17 49 59 - Heatstop PC Double-walled Clear (T/H) 2.90 44 51 20 Double-walled Opal (T/O) 2.90 41 45 20 Triple-walled Clear (T/H/H) 1.70 40 <td data-sheets-numberformat='{"1":2,"2":"0","3":1}' data-sheets-value='{"1":3,"3":44}' style="overflow:hidden;paddin | https://skylux.eu/en/products/skylux-160-ce-met-koepel-en-pvc-opstand-35-30-met-lm-motor-1000-x-2500-mm | https://skylux.eu/cdn/shop/files/Skylux-160deg-CE-met-koepel-en-pvc-opstand-3530-met-dubbele-LM-motor-1000-x-2500-mm-RWA-systeem.jpg?v=1702981904&width=1600 | https://skylux.eu/cdn/shop/files/e5a82811-1bb0-48e4-a776-cacb59c7c092_c66e6b86-67de-4241-b4bb-32e5ed83a11e.jpg?v=1688551495&width=1600 | //skylux.eu/cdn/shop/files/E_MH_Mounting_instructions_Skylux_160_CE_LM.pdf?v=12406716259046007223 | //skylux.eu/cdn/shop/files/E_TD_Technical_File_Skylux_Skylux_160_CE_Electric.pdf?v=3667116872303399239 | <style type="text/css" id="isPasted"> <!--td { border: 1px solid #cccccc; } br { mso-data-placement: same-cell; } --> </style> <table border="1" cellpadding="0" cellspacing="0" dir="ltr" style="table-layout:fixed;font-size:10pt;font-family:Arial;border-collapse:collapse;border:none;"><tbody> <tr style="height:20px;"> <td style="overflow:hidden;padding:0px 3px 0px 3px;vertical-align:bottom;"></td> <td style="overflow:hidden;padding:0px 3px 0px 3px;vertical-align:bottom;"></td> <td style="overflow:hidden;padding:0px 3px 0px 3px;vertical-align:bottom;"></td> <td data-sheets-value='{"1":2,"2":"Ut-value"}' style="overflow:hidden;padding:0px 3px 0px 3px;vertical-align:bottom;font-weight:bold;text-align:center;">Ut-value</td> <td data-sheets-value='{"1":2,"2":"LT-value"}' style="overflow:hidden;padding:0px 3px 0px 3px;vertical-align:bottom;font-weight:bold;text-align:center;">LT-value</td> <td data-sheets-value='{"1":2,"2":"g-value"}' style="overflow:hidden;padding:0px 3px 0px 3px;vertical-align:bottom;font-weight:bold;text-align:center;">g-value</td> <td data-sheets-value='{"1":2,"2":"Rw-value "}' style="overflow:hidden;padding:0px 3px 0px 3px;vertical-align:bottom;font-weight:bold;text-align:center;">Rw-value </td> </tr> <tr style="height:20px;"> <td style="overflow:hidden;padding:0px 3px 0px 3px;vertical-align:bottom;"></td> <td style="overflow:hidden;padding:0px 3px 0px 3px;vertical-align:bottom;"></td> <td style="overflow:hidden;padding:0px 3px 0px 3px;vertical-align:bottom;"></td> <td data-sheets-numberformat='{"1":2,"2":"0.00","3":1}' data-sheets-value='{"1":2,"2":"EN 1873 : 2014"}' style="overflow:hidden;padding:0px 3px 0px 3px;vertical-align:bottom;text-align:center;">EN 1873 : 2014</td> <td data-sheets-numberformat='{"1":2,"2":"0","3":1}' data-sheets-value='{"1":2,"2":"EN ISO 13468 EN 16153 EN 410"}' style="overflow:hidden;padding:0px 3px 0px 3px;vertical-align:bottom;text-align:center;">EN ISO 13468 EN 16153 EN 410</td> <td data-sheets-numberformat='{"1":2,"2":"0","3":1}' data-sheets-value='{"1":2,"2":"EN 410"}' style="overflow:hidden;padding:0px 3px 0px 3px;vertical-align:bottom;text-align:center;">EN 410</td> <td data-sheets-value='{"1":2,"2":"EN ISO 140-3\t\t"}' style="overflow:hidden;padding:0px 3px 0px 3px;vertical-align:bottom;text-align:center;">EN ISO 140-3 </td> </tr> <tr style="height:20px;"> <td data-sheets-value='{"1":2,"2":"Material"}' style="border-bottom:1px solid #000000;overflow:hidden;padding:0px 3px 0px 3px;vertical-align:bottom;background-color:#000000;font-weight:bold;color:#ffffff;">Material</td> <td data-sheets-value='{"1":2,"2":"Walls"}' style="border-bottom:1px solid #000000;overflow:hidden;padding:0px 3px 0px 3px;vertical-align:bottom;background-color:#000000;font-weight:bold;color:#ffffff;">Walls</td> <td data-sheets-value='{"1":2,"2":"Shells"}' style="border-bottom:1px solid #000000;overflow:hidden;padding:0px 3px 0px 3px;vertical-align:bottom;background-color:#000000;font-weight:bold;color:#ffffff;">Shells</td> <td data-sheets-numberformat='{"1":2,"2":"0.00","3":1}' data-sheets-value='{"1":2,"2":"(W/m²K)\t"}' style="border-bottom:1px solid #000000;overflow:hidden;padding:0px 3px 0px 3px;vertical-align:bottom;background-color:#000000;font-weight:bold;color:#ffffff;text-align:center;">(W/m²K) </td> <td data-sheets-numberformat='{"1":2,"2":"0","3":1}' data-sheets-value='{"1":2,"2":"(%)"}' style="border-bottom:1px solid #000000;overflow:hidden;padding:0px 3px 0px 3px;vertical-align:bottom;background-color:#000000;font-weight:bold;color:#ffffff;text-align:center;">(%)</td> <td data-sheets-numberformat='{"1":2,"2":"0","3":1}' data-sheets-value='{"1":2,"2":"(%)"}' style="border-bottom:1px solid #000000;overflow:hidden;padding:0px 3px 0px 3px;vertical-align:bottom;background-color:#000000;font-weight:bold;color:#ffffff;text-align:center;">(%)</td> <td data-sheets-value='{"1":2,"2":"(dB)"}' style="border-bottom:1px solid #000000;overflow:hidden;padding:0px 3px 0px 3px;vertical-align:bottom;background-color:#000000;font-weight:bold;color:#ffffff;text-align:center;">(dB)</td> </tr> <tr style="height:20px;"> <td data-sheets-value='{"1":2,"2":"Acrylic"}' style="border-left:1px solid #000000;overflow:hidden;padding:0px 3px 0px 3px;vertical-align:bottom;font-weight:bold;">Acrylic</td> <td data-sheets-value='{"1":2,"2":"Single-walled"}' style="overflow:hidden;padding:0px 3px 0px 3px;vertical-align:bottom;font-weight:bold;">Single-walled</td> <td data-sheets-value='{"1":2,"2":"Clear (H)"}' style="border-right:1px solid #000000;overflow:hidden;padding:0px 3px 0px 3px;vertical-align:bottom;font-weight:bold;">Clear (H)</td> <td data-sheets-numberformat='{"1":2,"2":"0.00","3":1}' data-sheets-value='{"1":3,"3":5.17}' style="overflow:hidden;padding:0px 3px 0px 3px;vertical-align:bottom;text-align:center;">5.17</td> <td data-sheets-numberformat='{"1":2,"2":"0","3":1}' data-sheets-value='{"1":3,"3":90}' style="overflow:hidden;padding:0px 3px 0px 3px;vertical-align:bottom;text-align:center;">90</td> <td data-sheets-numberformat='{"1":2,"2":"0","3":1}' data-sheets-value='{"1":3,"3":87}' style="overflow:hidden;padding:0px 3px 0px 3px;vertical-align:bottom;text-align:center;">87</td> <td data-sheets-numberformat='{"1":2,"2":"0","3":1}' data-sheets-value='{"1":2,"2":"-"}' style="border-right:1px solid #000000;overflow:hidden;padding:0px 3px 0px 3px;vertical-align:bottom;text-align:center;">-</td> </tr> <tr style="height:20px;"> <td data-sheets-value='{"1":2,"2":"PMMA"}' style="border-left:1px solid #000000;overflow:hidden;padding:0px 3px 0px 3px;vertical-align:bottom;font-weight:bold;">PMMA</td> <td data-sheets-value='{"1":2,"2":"Single-walled"}' style="overflow:hidden;padding:0px 3px 0px 3px;vertical-align:bottom;font-weight:bold;">Single-walled</td> <td data-sheets-value='{"1":2,"2":"Opal (O)"}' style="border-right:1px solid #000000;overflow:hidden;padding:0px 3px 0px 3px;vertical-align:bottom;font-weight:bold;">Opal (O)</td> <td data-sheets-numberformat='{"1":2,"2":"0.00","3":1}' data-sheets-value='{"1":3,"3":5.17}' style="overflow:hidden;padding:0px 3px 0px 3px;vertical-align:bottom;text-align:center;">5.17</td> <td data-sheets-numberformat='{"1":2,"2":"0","3":1}' data-sheets-value='{"1":3,"3":83}' style="overflow:hidden;padding:0px 3px 0px 3px;vertical-align:bottom;text-align:center;">83</td> <td data-sheets-numberformat='{"1":2,"2":"0","3":1}' data-sheets-value='{"1":3,"3":76}' style="overflow:hidden;padding:0px 3px 0px 3px;vertical-align:bottom;text-align:center;">76</td> <td data-sheets-numberformat='{"1":2,"2":"0","3":1}' data-sheets-value='{"1":2,"2":"-"}' style="border-right:1px solid #000000;overflow:hidden;padding:0px 3px 0px 3px;vertical-align:bottom;text-align:center;">-</td> </tr> <tr style="height:20px;"> <td style="border-left:1px solid #000000;overflow:hidden;padding:0px 3px 0px 3px;vertical-align:bottom;font-weight:bold;"></td> <td data-sheets-value='{"1":2,"2":"Double-walled"}' style="overflow:hidden;padding:0px 3px 0px 3px;vertical-align:bottom;font-weight:bold;">Double-walled</td> <td data-sheets-value='{"1":2,"2":"Clear (H/H)"}' style="border-right:1px solid #000000;overflow:hidden;padding:0px 3px 0px 3px;vertical-align:bottom;font-weight:bold;">Clear (H/H)</td> <td data-sheets-numberformat='{"1":2,"2":"0.00","3":1}' data-sheets-value='{"1":3,"3":2.9}' style="overflow:hidden;padding:0px 3px 0px 3px;vertical-align:bottom;text-align:center;">2.90</td> <td data-sheets-numberformat='{"1":2,"2":"0","3":1}' data-sheets-value='{"1":3,"3":81}' style="overflow:hidden;padding:0px 3px 0px 3px;vertical-align:bottom;text-align:center;">81</td> <td data-sheets-numberformat='{"1":2,"2":"0","3":1}' data-sheets-value='{"1":3,"3":75}' style="overflow:hidden;padding:0px 3px 0px 3px;vertical-align:bottom;text-align:center;">75</td> <td data-sheets-numberformat='{"1":2,"2":"0","3":1}' data-sheets-value='{"1":3,"3":20}' style="border-right:1px solid #000000;overflow:hidden;padding:0px 3px 0px 3px;vertical-align:bottom;text-align:center;">20</td> </tr> <tr style="height:20px;"> <td style="border-left:1px solid #000000;overflow:hidden;padding:0px 3px 0px 3px;vertical-align:bottom;font-weight:bold;"></td> <td data-sheets-value='{"1":2,"2":"Double-walled"}' style="overflow:hidden;padding:0px 3px 0px 3px;vertical-align:bottom;font-weight:bold;">Double-walled</td> <td data-sheets-value='{"1":2,"2":"Opal (O/O)"}' style="border-right:1px solid #000000;overflow:hidden;padding:0px 3px 0px 3px;vertical-align:bottom;font-weight:bold;">Opal (O/O)</td> <td data-sheets-numberformat='{"1":2,"2":"0.00","3":1}' data-sheets-value='{"1":3,"3":2.9}' style="overflow:hidden;padding:0px 3px 0px 3px;vertical-align:bottom;text-align:center;">2.90</td> <td data-sheets-numberformat='{"1":2,"2":"0","3":1}' data-sheets-value='{"1":3,"3":69}' style="overflow:hidden;padding:0px 3px 0px 3px;vertical-align:bottom;text-align:center;">69</td> <td data-sheets-numberformat='{"1":2,"2":"0","3":1}' data-sheets-value='{"1":3,"3":58}' style="overflow:hidden;padding:0px 3px 0px 3px;vertical-align:bottom;text-align:center;">58</td> <td data-sheets-numberformat='{"1":2,"2":"0","3":1}' data-sheets-value='{"1":3,"3":20}' style="border-right:1px solid #000000;overflow:hidden;padding:0px 3px 0px 3px;vertical-align:bottom;text-align:center;">20</td> </tr> <tr style="height:20px;"> <td style="border-left:1px solid #000000;overflow:hidden;padding:0px 3px 0px 3px;vertical-align:bottom;font-weight:bold;"></td> <td data-sheets-value='{"1":2,"2":"Triple-walled"}' style="overflow:hidden;padding:0px 3px 0px 3px;vertical-align:bottom;font-weight:bold;">Triple-walled</td> <td data-sheets-value='{"1":2,"2":"Clear (H/H/H)"}' style="border-right:1px solid #000000;overflow:hidden;padding:0px 3px 0px 3px;vertical-align:bottom;font-weight:bold;">Clear (H/H/H)</td> <td data-sheets-numberformat='{"1":2,"2":"0.00","3":1}' data-sheets-value='{"1":3,"3":1.7}' style="overflow:hidden;padding:0px 3px 0px 3px;vertical-align:bottom;text-align:center;">1.70</td> <td data-sheets-numberformat='{"1":2,"2":"0","3":1}' data-sheets-value='{"1":3,"3":73}' style="overflow:hidden;padding:0px 3px 0px 3px;vertical-align:bottom;text-align:center;">73</td> <td data-sheets-numberformat='{"1":2,"2":"0","3":1}' data-sheets-value='{"1":3,"3":65}' style="overflow:hidden;padding:0px 3px 0px 3px;vertical-align:bottom;text-align:center;">65</td> <td data-sheets-numberformat='{"1":2,"2":"0","3":1}' data-sheets-value='{"1":3,"3":22}' style="border-right:1px solid #000000;overflow:hidden;padding:0px 3px 0px 3px;vertical-align:bottom;text-align:center;">22</td> </tr> <tr style="height:20px;"> <td style="border-left:1px solid #000000;overflow:hidden;padding:0px 3px 0px 3px;vertical-align:bottom;font-weight:bold;"></td> <td data-sheets-value='{"1":2,"2":"Triple-walled"}' style="overflow:hidden;padding:0px 3px 0px 3px;vertical-align:bottom;font-weight:bold;">Triple-walled</td> <td data-sheets-value='{"1":2,"2":"Opal (O/H/O)"}' style="border-right:1px solid #000000;overflow:hidden;padding:0px 3px 0px 3px;vertical-align:bottom;font-weight:bold;">Opal (O/H/O)</td> <td data-sheets-numberformat='{"1":2,"2":"0.00","3":1}' data-sheets-value='{"1":3,"3":1.7}' style="overflow:hidden;padding:0px 3px 0px 3px;vertical-align:bottom;text-align:center;">1.70</td> <td data-sheets-numberformat='{"1":2,"2":"0","3":1}' data-sheets-value='{"1":3,"3":62}' style="overflow:hidden;padding:0px 3px 0px 3px;vertical-align:bottom;text-align:center;">62</td> <td data-sheets-numberformat='{"1":2,"2":"0","3":1}' data-sheets-value='{"1":3,"3":51}' style="overflow:hidden;padding:0px 3px 0px 3px;vertical-align:bottom;text-align:center;">51</td> <td data-sheets-numberformat='{"1":2,"2":"0","3":1}' data-sheets-value='{"1":3,"3":22}' style="border-right:1px solid #000000;overflow:hidden;padding:0px 3px 0px 3px;vertical-align:bottom;text-align:center;">22</td> </tr> <tr style="height:20px;"> <td style="border-left:1px solid #000000;overflow:hidden;padding:0px 3px 0px 3px;vertical-align:bottom;font-weight:bold;"></td> <td data-sheets-value='{"1":2,"2":"Four-walled"}' style="overflow:hidden;padding:0px 3px 0px 3px;vertical-align:bottom;font-weight:bold;">Four-walled</td> <td data-sheets-value='{"1":2,"2":"Clear (H/H/H/H)"}' style="border-right:1px solid #000000;overflow:hidden;padding:0px 3px 0px 3px;vertical-align:bottom;font-weight:bold;">Clear (H/H/H/H)</td> <td data-sheets-numberformat='{"1":2,"2":"0.00","3":1}' data-sheets-value='{"1":3,"3":1.28}' style="overflow:hidden;padding:0px 3px 0px 3px;vertical-align:bottom;text-align:center;">1.28</td> <td data-sheets-numberformat='{"1":2,"2":"0","3":1}' data-sheets-value='{"1":3,"3":64}' style="overflow:hidden;padding:0px 3px 0px 3px;vertical-align:bottom;text-align:center;">64</td> <td data-sheets-numberformat='{"1":2,"2":"0","3":1}' data-sheets-value='{"1":3,"3":54}' style="overflow:hidden;padding:0px 3px 0px 3px;vertical-align:bottom;text-align:center;">54</td> <td data-sheets-numberformat='{"1":2,"2":"0","3":1}' data-sheets-value='{"1":3,"3":23}' style="border-right:1px solid #000000;overflow:hidden;padding:0px 3px 0px 3px;vertical-align:bottom;text-align:center;">23</td> </tr> <tr style="height:20px;"> <td style="border-bottom:1px solid #000000;border-left:1px solid #000000;overflow:hidden;padding:0px 3px 0px 3px;vertical-align:bottom;"></td> <td data-sheets-value='{"1":2,"2":"Four-walled"}' style="border-bottom:1px solid #000000;overflow:hidden;padding:0px 3px 0px 3px;vertical-align:bottom;font-weight:bold;">Four-walled</td> <td data-sheets-value='{"1":2,"2":"Opal (H/H/O/H)"}' style="border-right:1px solid #000000;border-bottom:1px solid #000000;overflow:hidden;padding:0px 3px 0px 3px;vertical-align:bottom;font-weight:bold;">Opal (H/H/O/H)</td> <td data-sheets-numberformat='{"1":2,"2":"0.00","3":1}' data-sheets-value='{"1":3,"3":1.28}' style="border-bottom:1px solid #000000;overflow:hidden;padding:0px 3px 0px 3px;vertical-align:bottom;text-align:center;">1.28</td> <td data-sheets-numberformat='{"1":2,"2":"0","3":1}' data-sheets-value='{"1":3,"3":59}' style="border-bottom:1px solid #000000;overflow:hidden;padding:0px 3px 0px 3px;vertical-align:bottom;text-align:center;">59</td> <td data-sheets-numberformat='{"1":2,"2":"0","3":1}' data-sheets-value='{"1":3,"3":48}' style="border-bottom:1px solid #000000;overflow:hidden;padding:0px 3px 0px 3px;vertical-align:bottom;text-align:center;">48</td> <td data-sheets-numberformat='{"1":2,"2":"0","3":1}' data-sheets-value='{"1":3,"3":23}' style="border-right:1px solid #000000;border-bottom:1px solid #000000;overflow:hidden;padding:0px 3px 0px 3px;vertical-align:bottom;text-align:center;">23</td> </tr> <tr style="height:20px;"> <td data-sheets-value='{"1":2,"2":"Polycarbonate "}' style="border-left:1px solid #000000;overflow:hidden;padding:0px 3px 0px 3px;vertical-align:bottom;font-weight:bold;">Polycarbonate </td> <td data-sheets-value='{"1":2,"2":"Single-walled"}' style="overflow:hidden;padding:0px 3px 0px 3px;vertical-align:bottom;font-weight:bold;">Single-walled</td> <td data-sheets-value='{"1":2,"2":"Clear (A)"}' style="border-right:1px solid #000000;overflow:hidden;padding:0px 3px 0px 3px;vertical-align:bottom;font-weight:bold;">Clear (A)</td> <td data-sheets-numberformat='{"1":2,"2":"0.00","3":1}' data-sheets-value='{"1":3,"3":5.17}' style="overflow:hidden;padding:0px 3px 0px 3px;vertical-align:bottom;text-align:center;">5.17</td> <td data-sheets-numberformat='{"1":2,"2":"0","3":1}' data-sheets-value='{"1":3,"3":88}' style="overflow:hidden;padding:0px 3px 0px 3px;vertical-align:bottom;text-align:center;">88</td> <td data-sheets-numberformat='{"1":2,"2":"0","3":1}' data-sheets-value='{"1":3,"3":83}' style="overflow:hidden;padding:0px 3px 0px 3px;vertical-align:bottom;text-align:center;">83</td> <td data-sheets-numberformat='{"1":2,"2":"0","3":1}' data-sheets-value='{"1":2,"2":"-"}' style="border-right:1px solid #000000;overflow:hidden;padding:0px 3px 0px 3px;vertical-align:bottom;text-align:center;">-</td> </tr> <tr style="height:20px;"> <td data-sheets-value='{"1":2,"2":"PC"}' style="border-left:1px solid #000000;overflow:hidden;padding:0px 3px 0px 3px;vertical-align:bottom;font-weight:bold;">PC</td> <td data-sheets-value='{"1":2,"2":"Single-walled"}' style="overflow:hidden;padding:0px 3px 0px 3px;vertical-align:bottom;font-weight:bold;">Single-walled</td> <td data-sheets-value='{"1":2,"2":"Opal (D)"}' style="border-right:1px solid #000000;overflow:hidden;padding:0px 3px 0px 3px;vertical-align:bottom;font-weight:bold;">Opal (D)</td> <td data-sheets-numberformat='{"1":2,"2":"0.00","3":1}' data-sheets-value='{"1":3,"3":5.17}' style="overflow:hidden;padding:0px 3px 0px 3px;vertical-align:bottom;text-align:center;">5.17</td> <td data-sheets-numberformat='{"1":2,"2":"0","3":1}' data-sheets-value='{"1":3,"3":58}' style="overflow:hidden;padding:0px 3px 0px 3px;vertical-align:bottom;text-align:center;">58</td> <td data-sheets-numberformat='{"1":2,"2":"0","3":1}' data-sheets-value='{"1":3,"3":60}' style="overflow:hidden;padding:0px 3px 0px 3px;vertical-align:bottom;text-align:center;">60</td> <td data-sheets-numberformat='{"1":2,"2":"0","3":1}' data-sheets-value='{"1":2,"2":"-"}' style="border-right:1px solid #000000;overflow:hidden;padding:0px 3px 0px 3px;vertical-align:bottom;text-align:center;">-</td> </tr> <tr style="height:20px;"> <td style="border-left:1px solid #000000;overflow:hidden;padding:0px 3px 0px 3px;vertical-align:bottom;font-weight:bold;"></td> <td data-sheets-value='{"1":2,"2":"Double-walled"}' style="overflow:hidden;padding:0px 3px 0px 3px;vertical-align:bottom;font-weight:bold;">Double-walled</td> <td data-sheets-value='{"1":2,"2":"Clear (A/H)"}' style="border-right:1px solid #000000;overflow:hidden;padding:0px 3px 0px 3px;vertical-align:bottom;font-weight:bold;">Clear (A/H)</td> <td data-sheets-numberformat='{"1":2,"2":"0.00","3":1}' data-sheets-value='{"1":3,"3":2.9}' style="overflow:hidden;padding:0px 3px 0px 3px;vertical-align:bottom;text-align:center;">2.90</td> <td data-sheets-numberformat='{"1":2,"2":"0","3":1}' data-sheets-value='{"1":3,"3":79}' style="overflow:hidden;padding:0px 3px 0px 3px;vertical-align:bottom;text-align:center;">79</td> <td data-sheets-numberformat='{"1":2,"2":"0","3":1}' data-sheets-value='{"1":3,"3":72}' style="overflow:hidden;padding:0px 3px 0px 3px;vertical-align:bottom;text-align:center;">72</td> <td data-sheets-numberformat='{"1":2,"2":"0","3":1}' data-sheets-value='{"1":3,"3":20}' style="border-right:1px solid #000000;overflow:hidden;padding:0px 3px 0px 3px;vertical-align:bottom;text-align:center;">20</td> </tr> <tr style="height:20px;"> <td style="border-left:1px solid #000000;overflow:hidden;padding:0px 3px 0px 3px;vertical-align:bottom;font-weight:bold;"></td> <td data-sheets-value='{"1":2,"2":"Double-walled"}' style="overflow:hidden;padding:0px 3px 0px 3px;vertical-align:bottom;font-weight:bold;">Double-walled</td> <td data-sheets-value='{"1":2,"2":"Clear (A/A)"}' style="border-right:1px solid #000000;overflow:hidden;padding:0px 3px 0px 3px;vertical-align:bottom;font-weight:bold;">Clear (A/A)</td> <td data-sheets-numberformat='{"1":2,"2":"0.00","3":1}' data-sheets-value='{"1":3,"3":2.9}' style="overflow:hidden;padding:0px 3px 0px 3px;vertical-align:bottom;text-align:center;">2.90</td> <td data-sheets-numberformat='{"1":2,"2":"0","3":1}' data-sheets-value='{"1":3,"3":77}' style="overflow:hidden;padding:0px 3px 0px 3px;vertical-align:bottom;text-align:center;">77</td> <td data-sheets-numberformat='{"1":2,"2":"0","3":1}' data-sheets-value='{"1":3,"3":69}' style="overflow:hidden;padding:0px 3px 0px 3px;vertical-align:bottom;text-align:center;">69</td> <td data-sheets-numberformat='{"1":2,"2":"0","3":1}' data-sheets-value='{"1":3,"3":20}' style="border-right:1px solid #000000;overflow:hidden;padding:0px 3px 0px 3px;vertical-align:bottom;text-align:center;">20</td> </tr> <tr style="height:20px;"> <td style="border-left:1px solid #000000;overflow:hidden;padding:0px 3px 0px 3px;vertical-align:bottom;font-weight:bold;"></td> <td data-sheets-value='{"1":2,"2":"Double-walled"}' style="overflow:hidden;padding:0px 3px 0px 3px;vertical-align:bottom;font-weight:bold;">Double-walled</td> <td data-sheets-value='{"1":2,"2":"Opal (A/O)"}' style="border-right:1px solid #000000;overflow:hidden;padding:0px 3px 0px 3px;vertical-align:bottom;font-weight:bold;">Opal (A/O)</td> <td data-sheets-numberformat='{"1":2,"2":"0.00","3":1}' data-sheets-value='{"1":3,"3":2.9}' style="overflow:hidden;padding:0px 3px 0px 3px;vertical-align:bottom;text-align:center;">2.90</td> <td data-sheets-numberformat='{"1":2,"2":"0","3":1}' data-sheets-value='{"1":3,"3":73}' style="overflow:hidden;padding:0px 3px 0px 3px;vertical-align:bottom;text-align:center;">73</td> <td data-sheets-numberformat='{"1":2,"2":"0","3":1}' data-sheets-value='{"1":3,"3":63}' style="overflow:hidden;padding:0px 3px 0px 3px;vertical-align:bottom;text-align:center;">63</td> <td data-sheets-numberformat='{"1":2,"2":"0","3":1}' data-sheets-value='{"1":3,"3":20}' style="border-right:1px solid #000000;overflow:hidden;padding:0px 3px 0px 3px;vertical-align:bottom;text-align:center;">20</td> </tr> <tr style="height:20px;"> <td style="border-left:1px solid #000000;overflow:hidden;padding:0px 3px 0px 3px;vertical-align:bottom;font-weight:bold;"></td> <td data-sheets-value='{"1":2,"2":"Double-walled"}' style="overflow:hidden;padding:0px 3px 0px 3px;vertical-align:bottom;font-weight:bold;">Double-walled</td> <td data-sheets-value='{"1":2,"2":"Opal (A/D)"}' style="border-right:1px solid #000000;overflow:hidden;padding:0px 3px 0px 3px;vertical-align:bottom;font-weight:bold;">Opal (A/D)</td> <td data-sheets-numberformat='{"1":2,"2":"0.00","3":1}' data-sheets-value='{"1":3,"3":2.9}' style="overflow:hidden;padding:0px 3px 0px 3px;vertical-align:bottom;text-align:center;">2.90</td> <td data-sheets-numberformat='{"1":2,"2":"0","3":1}' data-sheets-value='{"1":3,"3":51}' style="overflow:hidden;padding:0px 3px 0px 3px;vertical-align:bottom;text-align:center;">51</td> <td data-sheets-numberformat='{"1":2,"2":"0","3":1}' data-sheets-value='{"1":3,"3":50}' style="overflow:hidden;padding:0px 3px 0px 3px;vertical-align:bottom;text-align:center;">50</td> <td data-sheets-numberformat='{"1":2,"2":"0","3":1}' data-sheets-value='{"1":3,"3":20}' style="border-right:1px solid #000000;overflow:hidden;padding:0px 3px 0px 3px;vertical-align:bottom;text-align:center;">20</td> </tr> <tr style="height:20px;"> <td style="border-left:1px solid #000000;overflow:hidden;padding:0px 3px 0px 3px;vertical-align:bottom;font-weight:bold;"></td> <td data-sheets-value='{"1":2,"2":"Triple-walled"}' style="overflow:hidden;padding:0px 3px 0px 3px;vertical-align:bottom;font-weight:bold;">Triple-walled</td> <td data-sheets-value='{"1":2,"2":"Clear (A/H/H)"}' style="border-right:1px solid #000000;overflow:hidden;padding:0px 3px 0px 3px;vertical-align:bottom;font-weight:bold;">Clear (A/H/H)</td> <td data-sheets-numberformat='{"1":2,"2":"0.00","3":1}' data-sheets-value='{"1":3,"3":1.7}' style="overflow:hidden;padding:0px 3px 0px 3px;vertical-align:bottom;text-align:center;">1.70</td> <td data-sheets-numberformat='{"1":2,"2":"0","3":1}' data-sheets-value='{"1":3,"3":71}' style="overflow:hidden;padding:0px 3px 0px 3px;vertical-align:bottom;text-align:center;">71</td> <td data-sheets-numberformat='{"1":2,"2":"0","3":1}' data-sheets-value='{"1":3,"3":63}' style="overflow:hidden;padding:0px 3px 0px 3px;vertical-align:bottom;text-align:center;">63</td> <td data-sheets-numberformat='{"1":2,"2":"0","3":1}' data-sheets-value='{"1":3,"3":22}' style="border-right:1px solid #000000;overflow:hidden;padding:0px 3px 0px 3px;vertical-align:bottom;text-align:center;">22</td> </tr> <tr style="height:20px;"> <td style="border-left:1px solid #000000;overflow:hidden;padding:0px 3px 0px 3px;vertical-align:bottom;font-weight:bold;"></td> <td data-sheets-value='{"1":2,"2":"Triple-walled"}' style="overflow:hidden;padding:0px 3px 0px 3px;vertical-align:bottom;font-weight:bold;">Triple-walled</td> <td data-sheets-value='{"1":2,"2":"Opal (A/O/O)"}' style="border-right:1px solid #000000;overflow:hidden;padding:0px 3px 0px 3px;vertical-align:bottom;font-weight:bold;">Opal (A/O/O)</td> <td data-sheets-numberformat='{"1":2,"2":"0.00","3":1}' data-sheets-value='{"1":3,"3":1.7}' style="overflow:hidden;padding:0px 3px 0px 3px;vertical-align:bottom;text-align:center;">1.70</td> <td data-sheets-numberformat='{"1":2,"2":"0","3":1}' data-sheets-value='{"1":3,"3":61}' style="overflow:hidden;padding:0px 3px 0px 3px;vertical-align:bottom;text-align:center;">61</td> <td data-sheets-numberformat='{"1":2,"2":"0","3":1}' data-sheets-value='{"1":3,"3":48}' style="overflow:hidden;padding:0px 3px 0px 3px;vertical-align:bottom;text-align:center;">48</td> <td data-sheets-numberformat='{"1":2,"2":"0","3":1}' data-sheets-value='{"1":3,"3":22}' style="border-right:1px solid #000000;overflow:hidden;padding:0px 3px 0px 3px;vertical-align:bottom;text-align:center;">22</td> </tr> <tr style="height:20px;"> <td style="border-left:1px solid #000000;overflow:hidden;padding:0px 3px 0px 3px;vertical-align:bottom;font-weight:bold;"></td> <td data-sheets-value='{"1":2,"2":"Four-walled"}' style="overflow:hidden;padding:0px 3px 0px 3px;vertical-align:bottom;font-weight:bold;">Four-walled</td> <td data-sheets-value='{"1":2,"2":"Clear (A/H/H/H)"}' style="border-right:1px solid #000000;overflow:hidden;padding:0px 3px 0px 3px;vertical-align:bottom;font-weight:bold;">Clear (A/H/H/H)</td> <td data-sheets-numberformat='{"1":2,"2":"0.00","3":1}' data-sheets-value='{"1":3,"3":1.28}' style="overflow:hidden;padding:0px 3px 0px 3px;vertical-align:bottom;text-align:center;">1.28</td> <td data-sheets-numberformat='{"1":2,"2":"0","3":1}' data-sheets-value='{"1":3,"3":64}' style="overflow:hidden;padding:0px 3px 0px 3px;vertical-align:bottom;text-align:center;">64</td> <td data-sheets-numberformat='{"1":2,"2":"0","3":1}' data-sheets-value='{"1":3,"3":52}' style="overflow:hidden;padding:0px 3px 0px 3px;vertical-align:bottom;text-align:center;">52</td> <td data-sheets-numberformat='{"1":2,"2":"0","3":1}' data-sheets-value='{"1":3,"3":23}' style="border-right:1px solid #000000;overflow:hidden;padding:0px 3px 0px 3px;vertical-align:bottom;text-align:center;">23</td> </tr> <tr style="height:20px;"> <td style="border-bottom:1px solid #000000;border-left:1px solid #000000;overflow:hidden;padding:0px 3px 0px 3px;vertical-align:bottom;"></td> <td data-sheets-value='{"1":2,"2":"Four-walled"}' style="border-bottom:1px solid #000000;overflow:hidden;padding:0px 3px 0px 3px;vertical-align:bottom;font-weight:bold;">Four-walled</td> <td data-sheets-value='{"1":2,"2":"Opal (A/H/O/H)"}' style="border-right:1px solid #000000;border-bottom:1px solid #000000;overflow:hidden;padding:0px 3px 0px 3px;vertical-align:bottom;font-weight:bold;">Opal (A/H/O/H)</td> <td data-sheets-numberformat='{"1":2,"2":"0.00","3":1}' data-sheets-value='{"1":3,"3":1.28}' style="border-bottom:1px solid #000000;overflow:hidden;padding:0px 3px 0px 3px;vertical-align:bottom;text-align:center;">1.28</td> <td data-sheets-numberformat='{"1":2,"2":"0","3":1}' data-sheets-value='{"1":3,"3":59}' style="border-bottom:1px solid #000000;overflow:hidden;padding:0px 3px 0px 3px;vertical-align:bottom;text-align:center;">59</td> <td data-sheets-numberformat='{"1":2,"2":"0","3":1}' data-sheets-value='{"1":3,"3":46}' style="border-bottom:1px solid #000000;overflow:hidden;padding:0px 3px 0px 3px;vertical-align:bottom;text-align:center;">46</td> <td data-sheets-numberformat='{"1":2,"2":"0","3":1}' data-sheets-value='{"1":3,"3":23}' style="border-right:1px solid #000000;border-bottom:1px solid #000000;overflow:hidden;padding:0px 3px 0px 3px;vertical-align:bottom;text-align:center;">23</td> </tr> <tr style="height:20px;"> <td data-sheets-value='{"1":2,"2":"Polycarbonate"}' style="border-left:1px solid #000000;overflow:hidden;padding:0px 3px 0px 3px;vertical-align:bottom;font-weight:bold;">Polycarbonate</td> <td data-sheets-value='{"1":2,"2":"Single-walled"}' style="overflow:hidden;padding:0px 3px 0px 3px;vertical-align:bottom;font-weight:bold;">Single-walled</td> <td data-sheets-value='{"1":2,"2":"Heatstop Opal (T)"}' style="border-right:1px solid #000000;overflow:hidden;padding:0px 3px 0px 3px;vertical-align:bottom;font-weight:bold;">Heatstop Opal (T)</td> <td data-sheets-numberformat='{"1":2,"2":"0.00","3":1}' data-sheets-value='{"1":3,"3":5.17}' style="overflow:hidden;padding:0px 3px 0px 3px;vertical-align:bottom;text-align:center;">5.17</td> <td data-sheets-numberformat='{"1":2,"2":"0","3":1}' data-sheets-value='{"1":3,"3":49}' style="overflow:hidden;padding:0px 3px 0px 3px;vertical-align:bottom;text-align:center;">49</td> <td data-sheets-numberformat='{"1":2,"2":"0","3":1}' data-sheets-value='{"1":3,"3":59}' style="overflow:hidden;padding:0px 3px 0px 3px;vertical-align:bottom;text-align:center;">59</td> <td data-sheets-numberformat='{"1":2,"2":"0","3":1}' data-sheets-value='{"1":2,"2":"-"}' style="border-right:1px solid #000000;overflow:hidden;padding:0px 3px 0px 3px;vertical-align:bottom;text-align:center;">-</td> </tr> <tr style="height:20px;"> <td data-sheets-value='{"1":2,"2":"Heatstop PC"}' style="border-left:1px solid #000000;overflow:hidden;padding:0px 3px 0px 3px;vertical-align:bottom;font-weight:bold;">Heatstop PC</td> <td data-sheets-value='{"1":2,"2":"Double-walled"}' style="overflow:hidden;padding:0px 3px 0px 3px;vertical-align:bottom;font-weight:bold;">Double-walled</td> <td data-sheets-value='{"1":2,"2":"Clear (T/H)"}' style="border-right:1px solid #000000;overflow:hidden;padding:0px 3px 0px 3px;vertical-align:bottom;font-weight:bold;">Clear (T/H)</td> <td data-sheets-numberformat='{"1":2,"2":"0.00","3":1}' data-sheets-value='{"1":3,"3":2.9}' style="overflow:hidden;padding:0px 3px 0px 3px;vertical-align:bottom;text-align:center;">2.90</td> <td data-sheets-numberformat='{"1":2,"2":"0","3":1}' data-sheets-value='{"1":3,"3":44}' style="overflow:hidden;padding:0px 3px 0px 3px;vertical-align:bottom;text-align:center;">44</td> <td data-sheets-numberformat='{"1":2,"2":"0","3":1}' data-sheets-value='{"1":3,"3":51}' style="overflow:hidden;padding:0px 3px 0px 3px;vertical-align:bottom;text-align:center;">51</td> <td data-sheets-numberformat='{"1":2,"2":"0","3":1}' data-sheets-value='{"1":3,"3":20}' style="border-right:1px solid #000000;overflow:hidden;padding:0px 3px 0px 3px;vertical-align:bottom;text-align:center;">20</td> </tr> <tr style="height:20px;"> <td style="border-left:1px solid #000000;overflow:hidden;padding:0px 3px 0px 3px;vertical-align:bottom;font-weight:bold;"></td> <td data-sheets-value='{"1":2,"2":"Double-walled"}' style="overflow:hidden;padding:0px 3px 0px 3px;vertical-align:bottom;font-weight:bold;">Double-walled</td> <td data-sheets-value='{"1":2,"2":"Opal (T/O)"}' style="border-right:1px solid #000000;overflow:hidden;padding:0px 3px 0px 3px;vertical-align:bottom;font-weight:bold;">Opal (T/O)</td> <td data-sheets-numberformat='{"1":2,"2":"0.00","3":1}' data-sheets-value='{"1":3,"3":2.9}' style="overflow:hidden;padding:0px 3px 0px 3px;vertical-align:bottom;text-align:center;">2.90</td> <td data-sheets-numberformat='{"1":2,"2":"0","3":1}' data-sheets-value='{"1":3,"3":41}' style="overflow:hidden;padding:0px 3px 0px 3px;vertical-align:bottom;text-align:center;">41</td> <td data-sheets-numberformat='{"1":2,"2":"0","3":1}' data-sheets-value='{"1":3,"3":45}' style="overflow:hidden;padding:0px 3px 0px 3px;vertical-align:bottom;text-align:center;">45</td> <td data-sheets-numberformat='{"1":2,"2":"0","3":1}' data-sheets-value='{"1":3,"3":20}' style="border-right:1px solid #000000;overflow:hidden;padding:0px 3px 0px 3px;vertical-align:bottom;text-align:center;">20</td> </tr> <tr style="height:20px;"> <td style="border-left:1px solid #000000;overflow:hidden;padding:0px 3px 0px 3px;vertical-align:bottom;font-weight:bold;"></td> <td data-sheets-value='{"1":2,"2":"Triple-walled"}' style="overflow:hidden; | skylux-160-ce-met-koepel-en-pvc-opstand-35-30-met-lm-motor-1000-x-2500-mm | 8586044440909 | 46872380735821
Smoke and heat exhaust (SHEV) | SHE system | Skylux | Skylux 160° CE with skylight and PVC curb 35/30 with double LM-actuator 1000 x 2800 mm |  | 50533 | 5412970505334 | 8421.6 | Yes | 30-45 | 129.73 | 1000 x 2800 mm | 2800 | 1000 |  | PVC 35/30 (35 cm high & roof opening = 30 cm larger than daylight size) | Rectangular | 5.17 W/m²K - 1.28 W/m²K | 87% - 32% | 90% - 32% | 20dB - 23dB | 160° CE (for industry) | skylight | without spoiler | E | Double actuator | Maximum four-walled skylight possible for this product | Ut-value LT-value g-value Rw-value EN 1873 : 2014 EN ISO 13468 EN 16153 EN 410 EN 410 EN ISO 140-3 Material Walls Shells (W/m²K) (%) (%) (dB) Acrylic Single-walled Clear (H) 5.17 90 87 - PMMA Single-walled Opal (O) 5.17 83 76 - Double-walled Clear (H/H) 2.90 81 75 20 Double-walled Opal (O/O) 2.90 69 58 20 Triple-walled Clear (H/H/H) 1.70 73 65 22 Triple-walled Opal (O/H/O) 1.70 62 51 22 Four-walled Clear (H/H/H/H) 1.28 64 54 23 Four-walled Opal (H/H/O/H) 1.28 59 48 23 Polycarbonate Single-walled Clear (A) 5.17 88 83 - PC Single-walled Opal (D) 5.17 58 60 - Double-walled Clear (A/H) 2.90 79 72 20 Double-walled Clear (A/A) 2.90 77 69 20 Double-walled Opal (A/O) 2.90 73 63 20 Double-walled Opal (A/D) 2.90 51 50 20 Triple-walled Clear (A/H/H) 1.70 71 63 22 Triple-walled Opal (A/O/O) 1.70 61 48 22 Four-walled Clear (A/H/H/H) 1.28 64 52 23 Four-walled Opal (A/H/O/H) 1.28 59 46 23 Polycarbonate Single-walled Heatstop Opal (T) 5.17 49 59 - Heatstop PC Double-walled Clear (T/H) 2.90 44 51 20 Double-walled Opal (T/O) 2.90 41 45 20 Triple-walled Clear (T/H/H) 1.70 40 <td data-sheets-numberformat='{"1":2,"2":"0","3":1}' data-sheets-value='{"1":3,"3":44}' style="overflow:hidden;paddin | https://skylux.eu/en/products/skylux-160-ce-met-koepel-en-pvc-opstand-35-30-met-lm-motor-1000-x-2800-mm | https://skylux.eu/cdn/shop/files/Skylux-160deg-CE-met-koepel-en-pvc-opstand-3530-met-dubbele-LM-motor-1000-x-2800-mm-RWA-systeem.jpg?v=1702981909&width=1600 | https://skylux.eu/cdn/shop/files/e5a82811-1bb0-48e4-a776-cacb59c7c092_547b7480-7bd1-4192-a836-f2359381a074.jpg?v=1688551498&width=1600 | //skylux.eu/cdn/shop/files/E_MH_Mounting_instructions_Skylux_160_CE_LM.pdf?v=12406716259046007223 | //skylux.eu/cdn/shop/files/E_TD_Technical_File_Skylux_Skylux_160_CE_Electric.pdf?v=3667116872303399239 | <style type="text/css" id="isPasted"> <!--td { border: 1px solid #cccccc; } br { mso-data-placement: same-cell; } --> </style> <table border="1" cellpadding="0" cellspacing="0" dir="ltr" style="table-layout:fixed;font-size:10pt;font-family:Arial;border-collapse:collapse;border:none;"><tbody> <tr style="height:20px;"> <td style="overflow:hidden;padding:0px 3px 0px 3px;vertical-align:bottom;"></td> <td style="overflow:hidden;padding:0px 3px 0px 3px;vertical-align:bottom;"></td> <td style="overflow:hidden;padding:0px 3px 0px 3px;vertical-align:bottom;"></td> <td data-sheets-value='{"1":2,"2":"Ut-value"}' style="overflow:hidden;padding:0px 3px 0px 3px;vertical-align:bottom;font-weight:bold;text-align:center;">Ut-value</td> <td data-sheets-value='{"1":2,"2":"LT-value"}' style="overflow:hidden;padding:0px 3px 0px 3px;vertical-align:bottom;font-weight:bold;text-align:center;">LT-value</td> <td data-sheets-value='{"1":2,"2":"g-value"}' style="overflow:hidden;padding:0px 3px 0px 3px;vertical-align:bottom;font-weight:bold;text-align:center;">g-value</td> <td data-sheets-value='{"1":2,"2":"Rw-value "}' style="overflow:hidden;padding:0px 3px 0px 3px;vertical-align:bottom;font-weight:bold;text-align:center;">Rw-value </td> </tr> <tr style="height:20px;"> <td style="overflow:hidden;padding:0px 3px 0px 3px;vertical-align:bottom;"></td> <td style="overflow:hidden;padding:0px 3px 0px 3px;vertical-align:bottom;"></td> <td style="overflow:hidden;padding:0px 3px 0px 3px;vertical-align:bottom;"></td> <td data-sheets-numberformat='{"1":2,"2":"0.00","3":1}' data-sheets-value='{"1":2,"2":"EN 1873 : 2014"}' style="overflow:hidden;padding:0px 3px 0px 3px;vertical-align:bottom;text-align:center;">EN 1873 : 2014</td> <td data-sheets-numberformat='{"1":2,"2":"0","3":1}' data-sheets-value='{"1":2,"2":"EN ISO 13468 EN 16153 EN 410"}' style="overflow:hidden;padding:0px 3px 0px 3px;vertical-align:bottom;text-align:center;">EN ISO 13468 EN 16153 EN 410</td> <td data-sheets-numberformat='{"1":2,"2":"0","3":1}' data-sheets-value='{"1":2,"2":"EN 410"}' style="overflow:hidden;padding:0px 3px 0px 3px;vertical-align:bottom;text-align:center;">EN 410</td> <td data-sheets-value='{"1":2,"2":"EN ISO 140-3\t\t"}' style="overflow:hidden;padding:0px 3px 0px 3px;vertical-align:bottom;text-align:center;">EN ISO 140-3 </td> </tr> <tr style="height:20px;"> <td data-sheets-value='{"1":2,"2":"Material"}' style="border-bottom:1px solid #000000;overflow:hidden;padding:0px 3px 0px 3px;vertical-align:bottom;background-color:#000000;font-weight:bold;color:#ffffff;">Material</td> <td data-sheets-value='{"1":2,"2":"Walls"}' style="border-bottom:1px solid #000000;overflow:hidden;padding:0px 3px 0px 3px;vertical-align:bottom;background-color:#000000;font-weight:bold;color:#ffffff;">Walls</td> <td data-sheets-value='{"1":2,"2":"Shells"}' style="border-bottom:1px solid #000000;overflow:hidden;padding:0px 3px 0px 3px;vertical-align:bottom;background-color:#000000;font-weight:bold;color:#ffffff;">Shells</td> <td data-sheets-numberformat='{"1":2,"2":"0.00","3":1}' data-sheets-value='{"1":2,"2":"(W/m²K)\t"}' style="border-bottom:1px solid #000000;overflow:hidden;padding:0px 3px 0px 3px;vertical-align:bottom;background-color:#000000;font-weight:bold;color:#ffffff;text-align:center;">(W/m²K) </td> <td data-sheets-numberformat='{"1":2,"2":"0","3":1}' data-sheets-value='{"1":2,"2":"(%)"}' style="border-bottom:1px solid #000000;overflow:hidden;padding:0px 3px 0px 3px;vertical-align:bottom;background-color:#000000;font-weight:bold;color:#ffffff;text-align:center;">(%)</td> <td data-sheets-numberformat='{"1":2,"2":"0","3":1}' data-sheets-value='{"1":2,"2":"(%)"}' style="border-bottom:1px solid #000000;overflow:hidden;padding:0px 3px 0px 3px;vertical-align:bottom;background-color:#000000;font-weight:bold;color:#ffffff;text-align:center;">(%)</td> <td data-sheets-value='{"1":2,"2":"(dB)"}' style="border-bottom:1px solid #000000;overflow:hidden;padding:0px 3px 0px 3px;vertical-align:bottom;background-color:#000000;font-weight:bold;color:#ffffff;text-align:center;">(dB)</td> </tr> <tr style="height:20px;"> <td data-sheets-value='{"1":2,"2":"Acrylic"}' style="border-left:1px solid #000000;overflow:hidden;padding:0px 3px 0px 3px;vertical-align:bottom;font-weight:bold;">Acrylic</td> <td data-sheets-value='{"1":2,"2":"Single-walled"}' style="overflow:hidden;padding:0px 3px 0px 3px;vertical-align:bottom;font-weight:bold;">Single-walled</td> <td data-sheets-value='{"1":2,"2":"Clear (H)"}' style="border-right:1px solid #000000;overflow:hidden;padding:0px 3px 0px 3px;vertical-align:bottom;font-weight:bold;">Clear (H)</td> <td data-sheets-numberformat='{"1":2,"2":"0.00","3":1}' data-sheets-value='{"1":3,"3":5.17}' style="overflow:hidden;padding:0px 3px 0px 3px;vertical-align:bottom;text-align:center;">5.17</td> <td data-sheets-numberformat='{"1":2,"2":"0","3":1}' data-sheets-value='{"1":3,"3":90}' style="overflow:hidden;padding:0px 3px 0px 3px;vertical-align:bottom;text-align:center;">90</td> <td data-sheets-numberformat='{"1":2,"2":"0","3":1}' data-sheets-value='{"1":3,"3":87}' style="overflow:hidden;padding:0px 3px 0px 3px;vertical-align:bottom;text-align:center;">87</td> <td data-sheets-numberformat='{"1":2,"2":"0","3":1}' data-sheets-value='{"1":2,"2":"-"}' style="border-right:1px solid #000000;overflow:hidden;padding:0px 3px 0px 3px;vertical-align:bottom;text-align:center;">-</td> </tr> <tr style="height:20px;"> <td data-sheets-value='{"1":2,"2":"PMMA"}' style="border-left:1px solid #000000;overflow:hidden;padding:0px 3px 0px 3px;vertical-align:bottom;font-weight:bold;">PMMA</td> <td data-sheets-value='{"1":2,"2":"Single-walled"}' style="overflow:hidden;padding:0px 3px 0px 3px;vertical-align:bottom;font-weight:bold;">Single-walled</td> <td data-sheets-value='{"1":2,"2":"Opal (O)"}' style="border-right:1px solid #000000;overflow:hidden;padding:0px 3px 0px 3px;vertical-align:bottom;font-weight:bold;">Opal (O)</td> <td data-sheets-numberformat='{"1":2,"2":"0.00","3":1}' data-sheets-value='{"1":3,"3":5.17}' style="overflow:hidden;padding:0px 3px 0px 3px;vertical-align:bottom;text-align:center;">5.17</td> <td data-sheets-numberformat='{"1":2,"2":"0","3":1}' data-sheets-value='{"1":3,"3":83}' style="overflow:hidden;padding:0px 3px 0px 3px;vertical-align:bottom;text-align:center;">83</td> <td data-sheets-numberformat='{"1":2,"2":"0","3":1}' data-sheets-value='{"1":3,"3":76}' style="overflow:hidden;padding:0px 3px 0px 3px;vertical-align:bottom;text-align:center;">76</td> <td data-sheets-numberformat='{"1":2,"2":"0","3":1}' data-sheets-value='{"1":2,"2":"-"}' style="border-right:1px solid #000000;overflow:hidden;padding:0px 3px 0px 3px;vertical-align:bottom;text-align:center;">-</td> </tr> <tr style="height:20px;"> <td style="border-left:1px solid #000000;overflow:hidden;padding:0px 3px 0px 3px;vertical-align:bottom;font-weight:bold;"></td> <td data-sheets-value='{"1":2,"2":"Double-walled"}' style="overflow:hidden;padding:0px 3px 0px 3px;vertical-align:bottom;font-weight:bold;">Double-walled</td> <td data-sheets-value='{"1":2,"2":"Clear (H/H)"}' style="border-right:1px solid #000000;overflow:hidden;padding:0px 3px 0px 3px;vertical-align:bottom;font-weight:bold;">Clear (H/H)</td> <td data-sheets-numberformat='{"1":2,"2":"0.00","3":1}' data-sheets-value='{"1":3,"3":2.9}' style="overflow:hidden;padding:0px 3px 0px 3px;vertical-align:bottom;text-align:center;">2.90</td> <td data-sheets-numberformat='{"1":2,"2":"0","3":1}' data-sheets-value='{"1":3,"3":81}' style="overflow:hidden;padding:0px 3px 0px 3px;vertical-align:bottom;text-align:center;">81</td> <td data-sheets-numberformat='{"1":2,"2":"0","3":1}' data-sheets-value='{"1":3,"3":75}' style="overflow:hidden;padding:0px 3px 0px 3px;vertical-align:bottom;text-align:center;">75</td> <td data-sheets-numberformat='{"1":2,"2":"0","3":1}' data-sheets-value='{"1":3,"3":20}' style="border-right:1px solid #000000;overflow:hidden;padding:0px 3px 0px 3px;vertical-align:bottom;text-align:center;">20</td> </tr> <tr style="height:20px;"> <td style="border-left:1px solid #000000;overflow:hidden;padding:0px 3px 0px 3px;vertical-align:bottom;font-weight:bold;"></td> <td data-sheets-value='{"1":2,"2":"Double-walled"}' style="overflow:hidden;padding:0px 3px 0px 3px;vertical-align:bottom;font-weight:bold;">Double-walled</td> <td data-sheets-value='{"1":2,"2":"Opal (O/O)"}' style="border-right:1px solid #000000;overflow:hidden;padding:0px 3px 0px 3px;vertical-align:bottom;font-weight:bold;">Opal (O/O)</td> <td data-sheets-numberformat='{"1":2,"2":"0.00","3":1}' data-sheets-value='{"1":3,"3":2.9}' style="overflow:hidden;padding:0px 3px 0px 3px;vertical-align:bottom;text-align:center;">2.90</td> <td data-sheets-numberformat='{"1":2,"2":"0","3":1}' data-sheets-value='{"1":3,"3":69}' style="overflow:hidden;padding:0px 3px 0px 3px;vertical-align:bottom;text-align:center;">69</td> <td data-sheets-numberformat='{"1":2,"2":"0","3":1}' data-sheets-value='{"1":3,"3":58}' style="overflow:hidden;padding:0px 3px 0px 3px;vertical-align:bottom;text-align:center;">58</td> <td data-sheets-numberformat='{"1":2,"2":"0","3":1}' data-sheets-value='{"1":3,"3":20}' style="border-right:1px solid #000000;overflow:hidden;padding:0px 3px 0px 3px;vertical-align:bottom;text-align:center;">20</td> </tr> <tr style="height:20px;"> <td style="border-left:1px solid #000000;overflow:hidden;padding:0px 3px 0px 3px;vertical-align:bottom;font-weight:bold;"></td> <td data-sheets-value='{"1":2,"2":"Triple-walled"}' style="overflow:hidden;padding:0px 3px 0px 3px;vertical-align:bottom;font-weight:bold;">Triple-walled</td> <td data-sheets-value='{"1":2,"2":"Clear (H/H/H)"}' style="border-right:1px solid #000000;overflow:hidden;padding:0px 3px 0px 3px;vertical-align:bottom;font-weight:bold;">Clear (H/H/H)</td> <td data-sheets-numberformat='{"1":2,"2":"0.00","3":1}' data-sheets-value='{"1":3,"3":1.7}' style="overflow:hidden;padding:0px 3px 0px 3px;vertical-align:bottom;text-align:center;">1.70</td> <td data-sheets-numberformat='{"1":2,"2":"0","3":1}' data-sheets-value='{"1":3,"3":73}' style="overflow:hidden;padding:0px 3px 0px 3px;vertical-align:bottom;text-align:center;">73</td> <td data-sheets-numberformat='{"1":2,"2":"0","3":1}' data-sheets-value='{"1":3,"3":65}' style="overflow:hidden;padding:0px 3px 0px 3px;vertical-align:bottom;text-align:center;">65</td> <td data-sheets-numberformat='{"1":2,"2":"0","3":1}' data-sheets-value='{"1":3,"3":22}' style="border-right:1px solid #000000;overflow:hidden;padding:0px 3px 0px 3px;vertical-align:bottom;text-align:center;">22</td> </tr> <tr style="height:20px;"> <td style="border-left:1px solid #000000;overflow:hidden;padding:0px 3px 0px 3px;vertical-align:bottom;font-weight:bold;"></td> <td data-sheets-value='{"1":2,"2":"Triple-walled"}' style="overflow:hidden;padding:0px 3px 0px 3px;vertical-align:bottom;font-weight:bold;">Triple-walled</td> <td data-sheets-value='{"1":2,"2":"Opal (O/H/O)"}' style="border-right:1px solid #000000;overflow:hidden;padding:0px 3px 0px 3px;vertical-align:bottom;font-weight:bold;">Opal (O/H/O)</td> <td data-sheets-numberformat='{"1":2,"2":"0.00","3":1}' data-sheets-value='{"1":3,"3":1.7}' style="overflow:hidden;padding:0px 3px 0px 3px;vertical-align:bottom;text-align:center;">1.70</td> <td data-sheets-numberformat='{"1":2,"2":"0","3":1}' data-sheets-value='{"1":3,"3":62}' style="overflow:hidden;padding:0px 3px 0px 3px;vertical-align:bottom;text-align:center;">62</td> <td data-sheets-numberformat='{"1":2,"2":"0","3":1}' data-sheets-value='{"1":3,"3":51}' style="overflow:hidden;padding:0px 3px 0px 3px;vertical-align:bottom;text-align:center;">51</td> <td data-sheets-numberformat='{"1":2,"2":"0","3":1}' data-sheets-value='{"1":3,"3":22}' style="border-right:1px solid #000000;overflow:hidden;padding:0px 3px 0px 3px;vertical-align:bottom;text-align:center;">22</td> </tr> <tr style="height:20px;"> <td style="border-left:1px solid #000000;overflow:hidden;padding:0px 3px 0px 3px;vertical-align:bottom;font-weight:bold;"></td> <td data-sheets-value='{"1":2,"2":"Four-walled"}' style="overflow:hidden;padding:0px 3px 0px 3px;vertical-align:bottom;font-weight:bold;">Four-walled</td> <td data-sheets-value='{"1":2,"2":"Clear (H/H/H/H)"}' style="border-right:1px solid #000000;overflow:hidden;padding:0px 3px 0px 3px;vertical-align:bottom;font-weight:bold;">Clear (H/H/H/H)</td> <td data-sheets-numberformat='{"1":2,"2":"0.00","3":1}' data-sheets-value='{"1":3,"3":1.28}' style="overflow:hidden;padding:0px 3px 0px 3px;vertical-align:bottom;text-align:center;">1.28</td> <td data-sheets-numberformat='{"1":2,"2":"0","3":1}' data-sheets-value='{"1":3,"3":64}' style="overflow:hidden;padding:0px 3px 0px 3px;vertical-align:bottom;text-align:center;">64</td> <td data-sheets-numberformat='{"1":2,"2":"0","3":1}' data-sheets-value='{"1":3,"3":54}' style="overflow:hidden;padding:0px 3px 0px 3px;vertical-align:bottom;text-align:center;">54</td> <td data-sheets-numberformat='{"1":2,"2":"0","3":1}' data-sheets-value='{"1":3,"3":23}' style="border-right:1px solid #000000;overflow:hidden;padding:0px 3px 0px 3px;vertical-align:bottom;text-align:center;">23</td> </tr> <tr style="height:20px;"> <td style="border-bottom:1px solid #000000;border-left:1px solid #000000;overflow:hidden;padding:0px 3px 0px 3px;vertical-align:bottom;"></td> <td data-sheets-value='{"1":2,"2":"Four-walled"}' style="border-bottom:1px solid #000000;overflow:hidden;padding:0px 3px 0px 3px;vertical-align:bottom;font-weight:bold;">Four-walled</td> <td data-sheets-value='{"1":2,"2":"Opal (H/H/O/H)"}' style="border-right:1px solid #000000;border-bottom:1px solid #000000;overflow:hidden;padding:0px 3px 0px 3px;vertical-align:bottom;font-weight:bold;">Opal (H/H/O/H)</td> <td data-sheets-numberformat='{"1":2,"2":"0.00","3":1}' data-sheets-value='{"1":3,"3":1.28}' style="border-bottom:1px solid #000000;overflow:hidden;padding:0px 3px 0px 3px;vertical-align:bottom;text-align:center;">1.28</td> <td data-sheets-numberformat='{"1":2,"2":"0","3":1}' data-sheets-value='{"1":3,"3":59}' style="border-bottom:1px solid #000000;overflow:hidden;padding:0px 3px 0px 3px;vertical-align:bottom;text-align:center;">59</td> <td data-sheets-numberformat='{"1":2,"2":"0","3":1}' data-sheets-value='{"1":3,"3":48}' style="border-bottom:1px solid #000000;overflow:hidden;padding:0px 3px 0px 3px;vertical-align:bottom;text-align:center;">48</td> <td data-sheets-numberformat='{"1":2,"2":"0","3":1}' data-sheets-value='{"1":3,"3":23}' style="border-right:1px solid #000000;border-bottom:1px solid #000000;overflow:hidden;padding:0px 3px 0px 3px;vertical-align:bottom;text-align:center;">23</td> </tr> <tr style="height:20px;"> <td data-sheets-value='{"1":2,"2":"Polycarbonate "}' style="border-left:1px solid #000000;overflow:hidden;padding:0px 3px 0px 3px;vertical-align:bottom;font-weight:bold;">Polycarbonate </td> <td data-sheets-value='{"1":2,"2":"Single-walled"}' style="overflow:hidden;padding:0px 3px 0px 3px;vertical-align:bottom;font-weight:bold;">Single-walled</td> <td data-sheets-value='{"1":2,"2":"Clear (A)"}' style="border-right:1px solid #000000;overflow:hidden;padding:0px 3px 0px 3px;vertical-align:bottom;font-weight:bold;">Clear (A)</td> <td data-sheets-numberformat='{"1":2,"2":"0.00","3":1}' data-sheets-value='{"1":3,"3":5.17}' style="overflow:hidden;padding:0px 3px 0px 3px;vertical-align:bottom;text-align:center;">5.17</td> <td data-sheets-numberformat='{"1":2,"2":"0","3":1}' data-sheets-value='{"1":3,"3":88}' style="overflow:hidden;padding:0px 3px 0px 3px;vertical-align:bottom;text-align:center;">88</td> <td data-sheets-numberformat='{"1":2,"2":"0","3":1}' data-sheets-value='{"1":3,"3":83}' style="overflow:hidden;padding:0px 3px 0px 3px;vertical-align:bottom;text-align:center;">83</td> <td data-sheets-numberformat='{"1":2,"2":"0","3":1}' data-sheets-value='{"1":2,"2":"-"}' style="border-right:1px solid #000000;overflow:hidden;padding:0px 3px 0px 3px;vertical-align:bottom;text-align:center;">-</td> </tr> <tr style="height:20px;"> <td data-sheets-value='{"1":2,"2":"PC"}' style="border-left:1px solid #000000;overflow:hidden;padding:0px 3px 0px 3px;vertical-align:bottom;font-weight:bold;">PC</td> <td data-sheets-value='{"1":2,"2":"Single-walled"}' style="overflow:hidden;padding:0px 3px 0px 3px;vertical-align:bottom;font-weight:bold;">Single-walled</td> <td data-sheets-value='{"1":2,"2":"Opal (D)"}' style="border-right:1px solid #000000;overflow:hidden;padding:0px 3px 0px 3px;vertical-align:bottom;font-weight:bold;">Opal (D)</td> <td data-sheets-numberformat='{"1":2,"2":"0.00","3":1}' data-sheets-value='{"1":3,"3":5.17}' style="overflow:hidden;padding:0px 3px 0px 3px;vertical-align:bottom;text-align:center;">5.17</td> <td data-sheets-numberformat='{"1":2,"2":"0","3":1}' data-sheets-value='{"1":3,"3":58}' style="overflow:hidden;padding:0px 3px 0px 3px;vertical-align:bottom;text-align:center;">58</td> <td data-sheets-numberformat='{"1":2,"2":"0","3":1}' data-sheets-value='{"1":3,"3":60}' style="overflow:hidden;padding:0px 3px 0px 3px;vertical-align:bottom;text-align:center;">60</td> <td data-sheets-numberformat='{"1":2,"2":"0","3":1}' data-sheets-value='{"1":2,"2":"-"}' style="border-right:1px solid #000000;overflow:hidden;padding:0px 3px 0px 3px;vertical-align:bottom;text-align:center;">-</td> </tr> <tr style="height:20px;"> <td style="border-left:1px solid #000000;overflow:hidden;padding:0px 3px 0px 3px;vertical-align:bottom;font-weight:bold;"></td> <td data-sheets-value='{"1":2,"2":"Double-walled"}' style="overflow:hidden;padding:0px 3px 0px 3px;vertical-align:bottom;font-weight:bold;">Double-walled</td> <td data-sheets-value='{"1":2,"2":"Clear (A/H)"}' style="border-right:1px solid #000000;overflow:hidden;padding:0px 3px 0px 3px;vertical-align:bottom;font-weight:bold;">Clear (A/H)</td> <td data-sheets-numberformat='{"1":2,"2":"0.00","3":1}' data-sheets-value='{"1":3,"3":2.9}' style="overflow:hidden;padding:0px 3px 0px 3px;vertical-align:bottom;text-align:center;">2.90</td> <td data-sheets-numberformat='{"1":2,"2":"0","3":1}' data-sheets-value='{"1":3,"3":79}' style="overflow:hidden;padding:0px 3px 0px 3px;vertical-align:bottom;text-align:center;">79</td> <td data-sheets-numberformat='{"1":2,"2":"0","3":1}' data-sheets-value='{"1":3,"3":72}' style="overflow:hidden;padding:0px 3px 0px 3px;vertical-align:bottom;text-align:center;">72</td> <td data-sheets-numberformat='{"1":2,"2":"0","3":1}' data-sheets-value='{"1":3,"3":20}' style="border-right:1px solid #000000;overflow:hidden;padding:0px 3px 0px 3px;vertical-align:bottom;text-align:center;">20</td> </tr> <tr style="height:20px;"> <td style="border-left:1px solid #000000;overflow:hidden;padding:0px 3px 0px 3px;vertical-align:bottom;font-weight:bold;"></td> <td data-sheets-value='{"1":2,"2":"Double-walled"}' style="overflow:hidden;padding:0px 3px 0px 3px;vertical-align:bottom;font-weight:bold;">Double-walled</td> <td data-sheets-value='{"1":2,"2":"Clear (A/A)"}' style="border-right:1px solid #000000;overflow:hidden;padding:0px 3px 0px 3px;vertical-align:bottom;font-weight:bold;">Clear (A/A)</td> <td data-sheets-numberformat='{"1":2,"2":"0.00","3":1}' data-sheets-value='{"1":3,"3":2.9}' style="overflow:hidden;padding:0px 3px 0px 3px;vertical-align:bottom;text-align:center;">2.90</td> <td data-sheets-numberformat='{"1":2,"2":"0","3":1}' data-sheets-value='{"1":3,"3":77}' style="overflow:hidden;padding:0px 3px 0px 3px;vertical-align:bottom;text-align:center;">77</td> <td data-sheets-numberformat='{"1":2,"2":"0","3":1}' data-sheets-value='{"1":3,"3":69}' style="overflow:hidden;padding:0px 3px 0px 3px;vertical-align:bottom;text-align:center;">69</td> <td data-sheets-numberformat='{"1":2,"2":"0","3":1}' data-sheets-value='{"1":3,"3":20}' style="border-right:1px solid #000000;overflow:hidden;padding:0px 3px 0px 3px;vertical-align:bottom;text-align:center;">20</td> </tr> <tr style="height:20px;"> <td style="border-left:1px solid #000000;overflow:hidden;padding:0px 3px 0px 3px;vertical-align:bottom;font-weight:bold;"></td> <td data-sheets-value='{"1":2,"2":"Double-walled"}' style="overflow:hidden;padding:0px 3px 0px 3px;vertical-align:bottom;font-weight:bold;">Double-walled</td> <td data-sheets-value='{"1":2,"2":"Opal (A/O)"}' style="border-right:1px solid #000000;overflow:hidden;padding:0px 3px 0px 3px;vertical-align:bottom;font-weight:bold;">Opal (A/O)</td> <td data-sheets-numberformat='{"1":2,"2":"0.00","3":1}' data-sheets-value='{"1":3,"3":2.9}' style="overflow:hidden;padding:0px 3px 0px 3px;vertical-align:bottom;text-align:center;">2.90</td> <td data-sheets-numberformat='{"1":2,"2":"0","3":1}' data-sheets-value='{"1":3,"3":73}' style="overflow:hidden;padding:0px 3px 0px 3px;vertical-align:bottom;text-align:center;">73</td> <td data-sheets-numberformat='{"1":2,"2":"0","3":1}' data-sheets-value='{"1":3,"3":63}' style="overflow:hidden;padding:0px 3px 0px 3px;vertical-align:bottom;text-align:center;">63</td> <td data-sheets-numberformat='{"1":2,"2":"0","3":1}' data-sheets-value='{"1":3,"3":20}' style="border-right:1px solid #000000;overflow:hidden;padding:0px 3px 0px 3px;vertical-align:bottom;text-align:center;">20</td> </tr> <tr style="height:20px;"> <td style="border-left:1px solid #000000;overflow:hidden;padding:0px 3px 0px 3px;vertical-align:bottom;font-weight:bold;"></td> <td data-sheets-value='{"1":2,"2":"Double-walled"}' style="overflow:hidden;padding:0px 3px 0px 3px;vertical-align:bottom;font-weight:bold;">Double-walled</td> <td data-sheets-value='{"1":2,"2":"Opal (A/D)"}' style="border-right:1px solid #000000;overflow:hidden;padding:0px 3px 0px 3px;vertical-align:bottom;font-weight:bold;">Opal (A/D)</td> <td data-sheets-numberformat='{"1":2,"2":"0.00","3":1}' data-sheets-value='{"1":3,"3":2.9}' style="overflow:hidden;padding:0px 3px 0px 3px;vertical-align:bottom;text-align:center;">2.90</td> <td data-sheets-numberformat='{"1":2,"2":"0","3":1}' data-sheets-value='{"1":3,"3":51}' style="overflow:hidden;padding:0px 3px 0px 3px;vertical-align:bottom;text-align:center;">51</td> <td data-sheets-numberformat='{"1":2,"2":"0","3":1}' data-sheets-value='{"1":3,"3":50}' style="overflow:hidden;padding:0px 3px 0px 3px;vertical-align:bottom;text-align:center;">50</td> <td data-sheets-numberformat='{"1":2,"2":"0","3":1}' data-sheets-value='{"1":3,"3":20}' style="border-right:1px solid #000000;overflow:hidden;padding:0px 3px 0px 3px;vertical-align:bottom;text-align:center;">20</td> </tr> <tr style="height:20px;"> <td style="border-left:1px solid #000000;overflow:hidden;padding:0px 3px 0px 3px;vertical-align:bottom;font-weight:bold;"></td> <td data-sheets-value='{"1":2,"2":"Triple-walled"}' style="overflow:hidden;padding:0px 3px 0px 3px;vertical-align:bottom;font-weight:bold;">Triple-walled</td> <td data-sheets-value='{"1":2,"2":"Clear (A/H/H)"}' style="border-right:1px solid #000000;overflow:hidden;padding:0px 3px 0px 3px;vertical-align:bottom;font-weight:bold;">Clear (A/H/H)</td> <td data-sheets-numberformat='{"1":2,"2":"0.00","3":1}' data-sheets-value='{"1":3,"3":1.7}' style="overflow:hidden;padding:0px 3px 0px 3px;vertical-align:bottom;text-align:center;">1.70</td> <td data-sheets-numberformat='{"1":2,"2":"0","3":1}' data-sheets-value='{"1":3,"3":71}' style="overflow:hidden;padding:0px 3px 0px 3px;vertical-align:bottom;text-align:center;">71</td> <td data-sheets-numberformat='{"1":2,"2":"0","3":1}' data-sheets-value='{"1":3,"3":63}' style="overflow:hidden;padding:0px 3px 0px 3px;vertical-align:bottom;text-align:center;">63</td> <td data-sheets-numberformat='{"1":2,"2":"0","3":1}' data-sheets-value='{"1":3,"3":22}' style="border-right:1px solid #000000;overflow:hidden;padding:0px 3px 0px 3px;vertical-align:bottom;text-align:center;">22</td> </tr> <tr style="height:20px;"> <td style="border-left:1px solid #000000;overflow:hidden;padding:0px 3px 0px 3px;vertical-align:bottom;font-weight:bold;"></td> <td data-sheets-value='{"1":2,"2":"Triple-walled"}' style="overflow:hidden;padding:0px 3px 0px 3px;vertical-align:bottom;font-weight:bold;">Triple-walled</td> <td data-sheets-value='{"1":2,"2":"Opal (A/O/O)"}' style="border-right:1px solid #000000;overflow:hidden;padding:0px 3px 0px 3px;vertical-align:bottom;font-weight:bold;">Opal (A/O/O)</td> <td data-sheets-numberformat='{"1":2,"2":"0.00","3":1}' data-sheets-value='{"1":3,"3":1.7}' style="overflow:hidden;padding:0px 3px 0px 3px;vertical-align:bottom;text-align:center;">1.70</td> <td data-sheets-numberformat='{"1":2,"2":"0","3":1}' data-sheets-value='{"1":3,"3":61}' style="overflow:hidden;padding:0px 3px 0px 3px;vertical-align:bottom;text-align:center;">61</td> <td data-sheets-numberformat='{"1":2,"2":"0","3":1}' data-sheets-value='{"1":3,"3":48}' style="overflow:hidden;padding:0px 3px 0px 3px;vertical-align:bottom;text-align:center;">48</td> <td data-sheets-numberformat='{"1":2,"2":"0","3":1}' data-sheets-value='{"1":3,"3":22}' style="border-right:1px solid #000000;overflow:hidden;padding:0px 3px 0px 3px;vertical-align:bottom;text-align:center;">22</td> </tr> <tr style="height:20px;"> <td style="border-left:1px solid #000000;overflow:hidden;padding:0px 3px 0px 3px;vertical-align:bottom;font-weight:bold;"></td> <td data-sheets-value='{"1":2,"2":"Four-walled"}' style="overflow:hidden;padding:0px 3px 0px 3px;vertical-align:bottom;font-weight:bold;">Four-walled</td> <td data-sheets-value='{"1":2,"2":"Clear (A/H/H/H)"}' style="border-right:1px solid #000000;overflow:hidden;padding:0px 3px 0px 3px;vertical-align:bottom;font-weight:bold;">Clear (A/H/H/H)</td> <td data-sheets-numberformat='{"1":2,"2":"0.00","3":1}' data-sheets-value='{"1":3,"3":1.28}' style="overflow:hidden;padding:0px 3px 0px 3px;vertical-align:bottom;text-align:center;">1.28</td> <td data-sheets-numberformat='{"1":2,"2":"0","3":1}' data-sheets-value='{"1":3,"3":64}' style="overflow:hidden;padding:0px 3px 0px 3px;vertical-align:bottom;text-align:center;">64</td> <td data-sheets-numberformat='{"1":2,"2":"0","3":1}' data-sheets-value='{"1":3,"3":52}' style="overflow:hidden;padding:0px 3px 0px 3px;vertical-align:bottom;text-align:center;">52</td> <td data-sheets-numberformat='{"1":2,"2":"0","3":1}' data-sheets-value='{"1":3,"3":23}' style="border-right:1px solid #000000;overflow:hidden;padding:0px 3px 0px 3px;vertical-align:bottom;text-align:center;">23</td> </tr> <tr style="height:20px;"> <td style="border-bottom:1px solid #000000;border-left:1px solid #000000;overflow:hidden;padding:0px 3px 0px 3px;vertical-align:bottom;"></td> <td data-sheets-value='{"1":2,"2":"Four-walled"}' style="border-bottom:1px solid #000000;overflow:hidden;padding:0px 3px 0px 3px;vertical-align:bottom;font-weight:bold;">Four-walled</td> <td data-sheets-value='{"1":2,"2":"Opal (A/H/O/H)"}' style="border-right:1px solid #000000;border-bottom:1px solid #000000;overflow:hidden;padding:0px 3px 0px 3px;vertical-align:bottom;font-weight:bold;">Opal (A/H/O/H)</td> <td data-sheets-numberformat='{"1":2,"2":"0.00","3":1}' data-sheets-value='{"1":3,"3":1.28}' style="border-bottom:1px solid #000000;overflow:hidden;padding:0px 3px 0px 3px;vertical-align:bottom;text-align:center;">1.28</td> <td data-sheets-numberformat='{"1":2,"2":"0","3":1}' data-sheets-value='{"1":3,"3":59}' style="border-bottom:1px solid #000000;overflow:hidden;padding:0px 3px 0px 3px;vertical-align:bottom;text-align:center;">59</td> <td data-sheets-numberformat='{"1":2,"2":"0","3":1}' data-sheets-value='{"1":3,"3":46}' style="border-bottom:1px solid #000000;overflow:hidden;padding:0px 3px 0px 3px;vertical-align:bottom;text-align:center;">46</td> <td data-sheets-numberformat='{"1":2,"2":"0","3":1}' data-sheets-value='{"1":3,"3":23}' style="border-right:1px solid #000000;border-bottom:1px solid #000000;overflow:hidden;padding:0px 3px 0px 3px;vertical-align:bottom;text-align:center;">23</td> </tr> <tr style="height:20px;"> <td data-sheets-value='{"1":2,"2":"Polycarbonate"}' style="border-left:1px solid #000000;overflow:hidden;padding:0px 3px 0px 3px;vertical-align:bottom;font-weight:bold;">Polycarbonate</td> <td data-sheets-value='{"1":2,"2":"Single-walled"}' style="overflow:hidden;padding:0px 3px 0px 3px;vertical-align:bottom;font-weight:bold;">Single-walled</td> <td data-sheets-value='{"1":2,"2":"Heatstop Opal (T)"}' style="border-right:1px solid #000000;overflow:hidden;padding:0px 3px 0px 3px;vertical-align:bottom;font-weight:bold;">Heatstop Opal (T)</td> <td data-sheets-numberformat='{"1":2,"2":"0.00","3":1}' data-sheets-value='{"1":3,"3":5.17}' style="overflow:hidden;padding:0px 3px 0px 3px;vertical-align:bottom;text-align:center;">5.17</td> <td data-sheets-numberformat='{"1":2,"2":"0","3":1}' data-sheets-value='{"1":3,"3":49}' style="overflow:hidden;padding:0px 3px 0px 3px;vertical-align:bottom;text-align:center;">49</td> <td data-sheets-numberformat='{"1":2,"2":"0","3":1}' data-sheets-value='{"1":3,"3":59}' style="overflow:hidden;padding:0px 3px 0px 3px;vertical-align:bottom;text-align:center;">59</td> <td data-sheets-numberformat='{"1":2,"2":"0","3":1}' data-sheets-value='{"1":2,"2":"-"}' style="border-right:1px solid #000000;overflow:hidden;padding:0px 3px 0px 3px;vertical-align:bottom;text-align:center;">-</td> </tr> <tr style="height:20px;"> <td data-sheets-value='{"1":2,"2":"Heatstop PC"}' style="border-left:1px solid #000000;overflow:hidden;padding:0px 3px 0px 3px;vertical-align:bottom;font-weight:bold;">Heatstop PC</td> <td data-sheets-value='{"1":2,"2":"Double-walled"}' style="overflow:hidden;padding:0px 3px 0px 3px;vertical-align:bottom;font-weight:bold;">Double-walled</td> <td data-sheets-value='{"1":2,"2":"Clear (T/H)"}' style="border-right:1px solid #000000;overflow:hidden;padding:0px 3px 0px 3px;vertical-align:bottom;font-weight:bold;">Clear (T/H)</td> <td data-sheets-numberformat='{"1":2,"2":"0.00","3":1}' data-sheets-value='{"1":3,"3":2.9}' style="overflow:hidden;padding:0px 3px 0px 3px;vertical-align:bottom;text-align:center;">2.90</td> <td data-sheets-numberformat='{"1":2,"2":"0","3":1}' data-sheets-value='{"1":3,"3":44}' style="overflow:hidden;padding:0px 3px 0px 3px;vertical-align:bottom;text-align:center;">44</td> <td data-sheets-numberformat='{"1":2,"2":"0","3":1}' data-sheets-value='{"1":3,"3":51}' style="overflow:hidden;padding:0px 3px 0px 3px;vertical-align:bottom;text-align:center;">51</td> <td data-sheets-numberformat='{"1":2,"2":"0","3":1}' data-sheets-value='{"1":3,"3":20}' style="border-right:1px solid #000000;overflow:hidden;padding:0px 3px 0px 3px;vertical-align:bottom;text-align:center;">20</td> </tr> <tr style="height:20px;"> <td style="border-left:1px solid #000000;overflow:hidden;padding:0px 3px 0px 3px;vertical-align:bottom;font-weight:bold;"></td> <td data-sheets-value='{"1":2,"2":"Double-walled"}' style="overflow:hidden;padding:0px 3px 0px 3px;vertical-align:bottom;font-weight:bold;">Double-walled</td> <td data-sheets-value='{"1":2,"2":"Opal (T/O)"}' style="border-right:1px solid #000000;overflow:hidden;padding:0px 3px 0px 3px;vertical-align:bottom;font-weight:bold;">Opal (T/O)</td> <td data-sheets-numberformat='{"1":2,"2":"0.00","3":1}' data-sheets-value='{"1":3,"3":2.9}' style="overflow:hidden;padding:0px 3px 0px 3px;vertical-align:bottom;text-align:center;">2.90</td> <td data-sheets-numberformat='{"1":2,"2":"0","3":1}' data-sheets-value='{"1":3,"3":41}' style="overflow:hidden;padding:0px 3px 0px 3px;vertical-align:bottom;text-align:center;">41</td> <td data-sheets-numberformat='{"1":2,"2":"0","3":1}' data-sheets-value='{"1":3,"3":45}' style="overflow:hidden;padding:0px 3px 0px 3px;vertical-align:bottom;text-align:center;">45</td> <td data-sheets-numberformat='{"1":2,"2":"0","3":1}' data-sheets-value='{"1":3,"3":20}' style="border-right:1px solid #000000;overflow:hidden;padding:0px 3px 0px 3px;vertical-align:bottom;text-align:center;">20</td> </tr> <tr style="height:20px;"> <td style="border-left:1px solid #000000;overflow:hidden;padding:0px 3px 0px 3px;vertical-align:bottom;font-weight:bold;"></td> <td data-sheets-value='{"1":2,"2":"Triple-walled"}' style="overflow:hidden; | skylux-160-ce-met-koepel-en-pvc-opstand-35-30-met-lm-motor-1000-x-2800-mm | 8586044506445 | 46872380834125
Smoke and heat exhaust (SHEV) | SHE system | Skylux | Skylux 160° CE with skylight and PVC curb 35/30 with double LM-actuator 1200 x 2400 mm |  | 50545 | 5412970505457 | 8353.85 | Yes | 30-45 | 138.23 | 1200 x 2400 mm | 2400 | 1200 |  | PVC 35/30 (35 cm high & roof opening = 30 cm larger than daylight size) | Rectangular | 5.17 W/m²K - 1.28 W/m²K | 87% - 32% | 90% - 32% | 20dB - 23dB | 160° CE (for industry) | skylight | without spoiler | E | Double actuator | Maximum four-walled skylight possible for this product | Ut-value LT-value g-value Rw-value EN 1873 : 2014 EN ISO 13468 EN 16153 EN 410 EN 410 EN ISO 140-3 Material Walls Shells (W/m²K) (%) (%) (dB) Acrylic Single-walled Clear (H) 5.17 90 87 - PMMA Single-walled Opal (O) 5.17 83 76 - Double-walled Clear (H/H) 2.90 81 75 20 Double-walled Opal (O/O) 2.90 69 58 20 Triple-walled Clear (H/H/H) 1.70 73 65 22 Triple-walled Opal (O/H/O) 1.70 62 51 22 Four-walled Clear (H/H/H/H) 1.28 64 54 23 Four-walled Opal (H/H/O/H) 1.28 59 48 23 Polycarbonate Single-walled Clear (A) 5.17 88 83 - PC Single-walled Opal (D) 5.17 58 60 - Double-walled Clear (A/H) 2.90 79 72 20 Double-walled Clear (A/A) 2.90 77 69 20 Double-walled Opal (A/O) 2.90 73 63 20 Double-walled Opal (A/D) 2.90 51 50 20 Triple-walled Clear (A/H/H) 1.70 71 63 22 Triple-walled Opal (A/O/O) 1.70 61 48 22 Four-walled Clear (A/H/H/H) 1.28 64 52 23 Four-walled Opal (A/H/O/H) 1.28 59 46 23 Polycarbonate Single-walled Heatstop Opal (T) 5.17 49 59 - Heatstop PC Double-walled Clear (T/H) 2.90 44 51 20 Double-walled Opal (T/O) 2.90 41 45 20 Triple-walled Clear (T/H/H) 1.70 40 <td data-sheets-numberformat='{"1":2,"2":"0","3":1}' data-sheets-value='{"1":3,"3":44}' style="overflow:hidden;paddin | https://skylux.eu/en/products/skylux-160-ce-met-koepel-en-pvc-opstand-35-30-met-lm-motor-1200-x-2400-mm | https://skylux.eu/cdn/shop/files/Skylux-160deg-CE-met-koepel-en-pvc-opstand-3530-met-dubbele-LM-motor-1200-x-2400-mm-RWA-systeem.jpg?v=1702981982&width=1600 | https://skylux.eu/cdn/shop/files/e5a82811-1bb0-48e4-a776-cacb59c7c092_d1610b18-1d04-421f-a116-ca55e15b4b99.jpg?v=1688551512&width=1600 | //skylux.eu/cdn/shop/files/E_MH_Mounting_instructions_Skylux_160_CE_LM.pdf?v=12406716259046007223 | //skylux.eu/cdn/shop/files/E_TD_Technical_File_Skylux_Skylux_160_CE_Electric.pdf?v=3667116872303399239 | <style type="text/css" id="isPasted"> <!--td { border: 1px solid #cccccc; } br { mso-data-placement: same-cell; } --> </style> <table border="1" cellpadding="0" cellspacing="0" dir="ltr" style="table-layout:fixed;font-size:10pt;font-family:Arial;border-collapse:collapse;border:none;"><tbody> <tr style="height:20px;"> <td style="overflow:hidden;padding:0px 3px 0px 3px;vertical-align:bottom;"></td> <td style="overflow:hidden;padding:0px 3px 0px 3px;vertical-align:bottom;"></td> <td style="overflow:hidden;padding:0px 3px 0px 3px;vertical-align:bottom;"></td> <td data-sheets-value='{"1":2,"2":"Ut-value"}' style="overflow:hidden;padding:0px 3px 0px 3px;vertical-align:bottom;font-weight:bold;text-align:center;">Ut-value</td> <td data-sheets-value='{"1":2,"2":"LT-value"}' style="overflow:hidden;padding:0px 3px 0px 3px;vertical-align:bottom;font-weight:bold;text-align:center;">LT-value</td> <td data-sheets-value='{"1":2,"2":"g-value"}' style="overflow:hidden;padding:0px 3px 0px 3px;vertical-align:bottom;font-weight:bold;text-align:center;">g-value</td> <td data-sheets-value='{"1":2,"2":"Rw-value "}' style="overflow:hidden;padding:0px 3px 0px 3px;vertical-align:bottom;font-weight:bold;text-align:center;">Rw-value </td> </tr> <tr style="height:20px;"> <td style="overflow:hidden;padding:0px 3px 0px 3px;vertical-align:bottom;"></td> <td style="overflow:hidden;padding:0px 3px 0px 3px;vertical-align:bottom;"></td> <td style="overflow:hidden;padding:0px 3px 0px 3px;vertical-align:bottom;"></td> <td data-sheets-numberformat='{"1":2,"2":"0.00","3":1}' data-sheets-value='{"1":2,"2":"EN 1873 : 2014"}' style="overflow:hidden;padding:0px 3px 0px 3px;vertical-align:bottom;text-align:center;">EN 1873 : 2014</td> <td data-sheets-numberformat='{"1":2,"2":"0","3":1}' data-sheets-value='{"1":2,"2":"EN ISO 13468 EN 16153 EN 410"}' style="overflow:hidden;padding:0px 3px 0px 3px;vertical-align:bottom;text-align:center;">EN ISO 13468 EN 16153 EN 410</td> <td data-sheets-numberformat='{"1":2,"2":"0","3":1}' data-sheets-value='{"1":2,"2":"EN 410"}' style="overflow:hidden;padding:0px 3px 0px 3px;vertical-align:bottom;text-align:center;">EN 410</td> <td data-sheets-value='{"1":2,"2":"EN ISO 140-3\t\t"}' style="overflow:hidden;padding:0px 3px 0px 3px;vertical-align:bottom;text-align:center;">EN ISO 140-3 </td> </tr> <tr style="height:20px;"> <td data-sheets-value='{"1":2,"2":"Material"}' style="border-bottom:1px solid #000000;overflow:hidden;padding:0px 3px 0px 3px;vertical-align:bottom;background-color:#000000;font-weight:bold;color:#ffffff;">Material</td> <td data-sheets-value='{"1":2,"2":"Walls"}' style="border-bottom:1px solid #000000;overflow:hidden;padding:0px 3px 0px 3px;vertical-align:bottom;background-color:#000000;font-weight:bold;color:#ffffff;">Walls</td> <td data-sheets-value='{"1":2,"2":"Shells"}' style="border-bottom:1px solid #000000;overflow:hidden;padding:0px 3px 0px 3px;vertical-align:bottom;background-color:#000000;font-weight:bold;color:#ffffff;">Shells</td> <td data-sheets-numberformat='{"1":2,"2":"0.00","3":1}' data-sheets-value='{"1":2,"2":"(W/m²K)\t"}' style="border-bottom:1px solid #000000;overflow:hidden;padding:0px 3px 0px 3px;vertical-align:bottom;background-color:#000000;font-weight:bold;color:#ffffff;text-align:center;">(W/m²K) </td> <td data-sheets-numberformat='{"1":2,"2":"0","3":1}' data-sheets-value='{"1":2,"2":"(%)"}' style="border-bottom:1px solid #000000;overflow:hidden;padding:0px 3px 0px 3px;vertical-align:bottom;background-color:#000000;font-weight:bold;color:#ffffff;text-align:center;">(%)</td> <td data-sheets-numberformat='{"1":2,"2":"0","3":1}' data-sheets-value='{"1":2,"2":"(%)"}' style="border-bottom:1px solid #000000;overflow:hidden;padding:0px 3px 0px 3px;vertical-align:bottom;background-color:#000000;font-weight:bold;color:#ffffff;text-align:center;">(%)</td> <td data-sheets-value='{"1":2,"2":"(dB)"}' style="border-bottom:1px solid #000000;overflow:hidden;padding:0px 3px 0px 3px;vertical-align:bottom;background-color:#000000;font-weight:bold;color:#ffffff;text-align:center;">(dB)</td> </tr> <tr style="height:20px;"> <td data-sheets-value='{"1":2,"2":"Acrylic"}' style="border-left:1px solid #000000;overflow:hidden;padding:0px 3px 0px 3px;vertical-align:bottom;font-weight:bold;">Acrylic</td> <td data-sheets-value='{"1":2,"2":"Single-walled"}' style="overflow:hidden;padding:0px 3px 0px 3px;vertical-align:bottom;font-weight:bold;">Single-walled</td> <td data-sheets-value='{"1":2,"2":"Clear (H)"}' style="border-right:1px solid #000000;overflow:hidden;padding:0px 3px 0px 3px;vertical-align:bottom;font-weight:bold;">Clear (H)</td> <td data-sheets-numberformat='{"1":2,"2":"0.00","3":1}' data-sheets-value='{"1":3,"3":5.17}' style="overflow:hidden;padding:0px 3px 0px 3px;vertical-align:bottom;text-align:center;">5.17</td> <td data-sheets-numberformat='{"1":2,"2":"0","3":1}' data-sheets-value='{"1":3,"3":90}' style="overflow:hidden;padding:0px 3px 0px 3px;vertical-align:bottom;text-align:center;">90</td> <td data-sheets-numberformat='{"1":2,"2":"0","3":1}' data-sheets-value='{"1":3,"3":87}' style="overflow:hidden;padding:0px 3px 0px 3px;vertical-align:bottom;text-align:center;">87</td> <td data-sheets-numberformat='{"1":2,"2":"0","3":1}' data-sheets-value='{"1":2,"2":"-"}' style="border-right:1px solid #000000;overflow:hidden;padding:0px 3px 0px 3px;vertical-align:bottom;text-align:center;">-</td> </tr> <tr style="height:20px;"> <td data-sheets-value='{"1":2,"2":"PMMA"}' style="border-left:1px solid #000000;overflow:hidden;padding:0px 3px 0px 3px;vertical-align:bottom;font-weight:bold;">PMMA</td> <td data-sheets-value='{"1":2,"2":"Single-walled"}' style="overflow:hidden;padding:0px 3px 0px 3px;vertical-align:bottom;font-weight:bold;">Single-walled</td> <td data-sheets-value='{"1":2,"2":"Opal (O)"}' style="border-right:1px solid #000000;overflow:hidden;padding:0px 3px 0px 3px;vertical-align:bottom;font-weight:bold;">Opal (O)</td> <td data-sheets-numberformat='{"1":2,"2":"0.00","3":1}' data-sheets-value='{"1":3,"3":5.17}' style="overflow:hidden;padding:0px 3px 0px 3px;vertical-align:bottom;text-align:center;">5.17</td> <td data-sheets-numberformat='{"1":2,"2":"0","3":1}' data-sheets-value='{"1":3,"3":83}' style="overflow:hidden;padding:0px 3px 0px 3px;vertical-align:bottom;text-align:center;">83</td> <td data-sheets-numberformat='{"1":2,"2":"0","3":1}' data-sheets-value='{"1":3,"3":76}' style="overflow:hidden;padding:0px 3px 0px 3px;vertical-align:bottom;text-align:center;">76</td> <td data-sheets-numberformat='{"1":2,"2":"0","3":1}' data-sheets-value='{"1":2,"2":"-"}' style="border-right:1px solid #000000;overflow:hidden;padding:0px 3px 0px 3px;vertical-align:bottom;text-align:center;">-</td> </tr> <tr style="height:20px;"> <td style="border-left:1px solid #000000;overflow:hidden;padding:0px 3px 0px 3px;vertical-align:bottom;font-weight:bold;"></td> <td data-sheets-value='{"1":2,"2":"Double-walled"}' style="overflow:hidden;padding:0px 3px 0px 3px;vertical-align:bottom;font-weight:bold;">Double-walled</td> <td data-sheets-value='{"1":2,"2":"Clear (H/H)"}' style="border-right:1px solid #000000;overflow:hidden;padding:0px 3px 0px 3px;vertical-align:bottom;font-weight:bold;">Clear (H/H)</td> <td data-sheets-numberformat='{"1":2,"2":"0.00","3":1}' data-sheets-value='{"1":3,"3":2.9}' style="overflow:hidden;padding:0px 3px 0px 3px;vertical-align:bottom;text-align:center;">2.90</td> <td data-sheets-numberformat='{"1":2,"2":"0","3":1}' data-sheets-value='{"1":3,"3":81}' style="overflow:hidden;padding:0px 3px 0px 3px;vertical-align:bottom;text-align:center;">81</td> <td data-sheets-numberformat='{"1":2,"2":"0","3":1}' data-sheets-value='{"1":3,"3":75}' style="overflow:hidden;padding:0px 3px 0px 3px;vertical-align:bottom;text-align:center;">75</td> <td data-sheets-numberformat='{"1":2,"2":"0","3":1}' data-sheets-value='{"1":3,"3":20}' style="border-right:1px solid #000000;overflow:hidden;padding:0px 3px 0px 3px;vertical-align:bottom;text-align:center;">20</td> </tr> <tr style="height:20px;"> <td style="border-left:1px solid #000000;overflow:hidden;padding:0px 3px 0px 3px;vertical-align:bottom;font-weight:bold;"></td> <td data-sheets-value='{"1":2,"2":"Double-walled"}' style="overflow:hidden;padding:0px 3px 0px 3px;vertical-align:bottom;font-weight:bold;">Double-walled</td> <td data-sheets-value='{"1":2,"2":"Opal (O/O)"}' style="border-right:1px solid #000000;overflow:hidden;padding:0px 3px 0px 3px;vertical-align:bottom;font-weight:bold;">Opal (O/O)</td> <td data-sheets-numberformat='{"1":2,"2":"0.00","3":1}' data-sheets-value='{"1":3,"3":2.9}' style="overflow:hidden;padding:0px 3px 0px 3px;vertical-align:bottom;text-align:center;">2.90</td> <td data-sheets-numberformat='{"1":2,"2":"0","3":1}' data-sheets-value='{"1":3,"3":69}' style="overflow:hidden;padding:0px 3px 0px 3px;vertical-align:bottom;text-align:center;">69</td> <td data-sheets-numberformat='{"1":2,"2":"0","3":1}' data-sheets-value='{"1":3,"3":58}' style="overflow:hidden;padding:0px 3px 0px 3px;vertical-align:bottom;text-align:center;">58</td> <td data-sheets-numberformat='{"1":2,"2":"0","3":1}' data-sheets-value='{"1":3,"3":20}' style="border-right:1px solid #000000;overflow:hidden;padding:0px 3px 0px 3px;vertical-align:bottom;text-align:center;">20</td> </tr> <tr style="height:20px;"> <td style="border-left:1px solid #000000;overflow:hidden;padding:0px 3px 0px 3px;vertical-align:bottom;font-weight:bold;"></td> <td data-sheets-value='{"1":2,"2":"Triple-walled"}' style="overflow:hidden;padding:0px 3px 0px 3px;vertical-align:bottom;font-weight:bold;">Triple-walled</td> <td data-sheets-value='{"1":2,"2":"Clear (H/H/H)"}' style="border-right:1px solid #000000;overflow:hidden;padding:0px 3px 0px 3px;vertical-align:bottom;font-weight:bold;">Clear (H/H/H)</td> <td data-sheets-numberformat='{"1":2,"2":"0.00","3":1}' data-sheets-value='{"1":3,"3":1.7}' style="overflow:hidden;padding:0px 3px 0px 3px;vertical-align:bottom;text-align:center;">1.70</td> <td data-sheets-numberformat='{"1":2,"2":"0","3":1}' data-sheets-value='{"1":3,"3":73}' style="overflow:hidden;padding:0px 3px 0px 3px;vertical-align:bottom;text-align:center;">73</td> <td data-sheets-numberformat='{"1":2,"2":"0","3":1}' data-sheets-value='{"1":3,"3":65}' style="overflow:hidden;padding:0px 3px 0px 3px;vertical-align:bottom;text-align:center;">65</td> <td data-sheets-numberformat='{"1":2,"2":"0","3":1}' data-sheets-value='{"1":3,"3":22}' style="border-right:1px solid #000000;overflow:hidden;padding:0px 3px 0px 3px;vertical-align:bottom;text-align:center;">22</td> </tr> <tr style="height:20px;"> <td style="border-left:1px solid #000000;overflow:hidden;padding:0px 3px 0px 3px;vertical-align:bottom;font-weight:bold;"></td> <td data-sheets-value='{"1":2,"2":"Triple-walled"}' style="overflow:hidden;padding:0px 3px 0px 3px;vertical-align:bottom;font-weight:bold;">Triple-walled</td> <td data-sheets-value='{"1":2,"2":"Opal (O/H/O)"}' style="border-right:1px solid #000000;overflow:hidden;padding:0px 3px 0px 3px;vertical-align:bottom;font-weight:bold;">Opal (O/H/O)</td> <td data-sheets-numberformat='{"1":2,"2":"0.00","3":1}' data-sheets-value='{"1":3,"3":1.7}' style="overflow:hidden;padding:0px 3px 0px 3px;vertical-align:bottom;text-align:center;">1.70</td> <td data-sheets-numberformat='{"1":2,"2":"0","3":1}' data-sheets-value='{"1":3,"3":62}' style="overflow:hidden;padding:0px 3px 0px 3px;vertical-align:bottom;text-align:center;">62</td> <td data-sheets-numberformat='{"1":2,"2":"0","3":1}' data-sheets-value='{"1":3,"3":51}' style="overflow:hidden;padding:0px 3px 0px 3px;vertical-align:bottom;text-align:center;">51</td> <td data-sheets-numberformat='{"1":2,"2":"0","3":1}' data-sheets-value='{"1":3,"3":22}' style="border-right:1px solid #000000;overflow:hidden;padding:0px 3px 0px 3px;vertical-align:bottom;text-align:center;">22</td> </tr> <tr style="height:20px;"> <td style="border-left:1px solid #000000;overflow:hidden;padding:0px 3px 0px 3px;vertical-align:bottom;font-weight:bold;"></td> <td data-sheets-value='{"1":2,"2":"Four-walled"}' style="overflow:hidden;padding:0px 3px 0px 3px;vertical-align:bottom;font-weight:bold;">Four-walled</td> <td data-sheets-value='{"1":2,"2":"Clear (H/H/H/H)"}' style="border-right:1px solid #000000;overflow:hidden;padding:0px 3px 0px 3px;vertical-align:bottom;font-weight:bold;">Clear (H/H/H/H)</td> <td data-sheets-numberformat='{"1":2,"2":"0.00","3":1}' data-sheets-value='{"1":3,"3":1.28}' style="overflow:hidden;padding:0px 3px 0px 3px;vertical-align:bottom;text-align:center;">1.28</td> <td data-sheets-numberformat='{"1":2,"2":"0","3":1}' data-sheets-value='{"1":3,"3":64}' style="overflow:hidden;padding:0px 3px 0px 3px;vertical-align:bottom;text-align:center;">64</td> <td data-sheets-numberformat='{"1":2,"2":"0","3":1}' data-sheets-value='{"1":3,"3":54}' style="overflow:hidden;padding:0px 3px 0px 3px;vertical-align:bottom;text-align:center;">54</td> <td data-sheets-numberformat='{"1":2,"2":"0","3":1}' data-sheets-value='{"1":3,"3":23}' style="border-right:1px solid #000000;overflow:hidden;padding:0px 3px 0px 3px;vertical-align:bottom;text-align:center;">23</td> </tr> <tr style="height:20px;"> <td style="border-bottom:1px solid #000000;border-left:1px solid #000000;overflow:hidden;padding:0px 3px 0px 3px;vertical-align:bottom;"></td> <td data-sheets-value='{"1":2,"2":"Four-walled"}' style="border-bottom:1px solid #000000;overflow:hidden;padding:0px 3px 0px 3px;vertical-align:bottom;font-weight:bold;">Four-walled</td> <td data-sheets-value='{"1":2,"2":"Opal (H/H/O/H)"}' style="border-right:1px solid #000000;border-bottom:1px solid #000000;overflow:hidden;padding:0px 3px 0px 3px;vertical-align:bottom;font-weight:bold;">Opal (H/H/O/H)</td> <td data-sheets-numberformat='{"1":2,"2":"0.00","3":1}' data-sheets-value='{"1":3,"3":1.28}' style="border-bottom:1px solid #000000;overflow:hidden;padding:0px 3px 0px 3px;vertical-align:bottom;text-align:center;">1.28</td> <td data-sheets-numberformat='{"1":2,"2":"0","3":1}' data-sheets-value='{"1":3,"3":59}' style="border-bottom:1px solid #000000;overflow:hidden;padding:0px 3px 0px 3px;vertical-align:bottom;text-align:center;">59</td> <td data-sheets-numberformat='{"1":2,"2":"0","3":1}' data-sheets-value='{"1":3,"3":48}' style="border-bottom:1px solid #000000;overflow:hidden;padding:0px 3px 0px 3px;vertical-align:bottom;text-align:center;">48</td> <td data-sheets-numberformat='{"1":2,"2":"0","3":1}' data-sheets-value='{"1":3,"3":23}' style="border-right:1px solid #000000;border-bottom:1px solid #000000;overflow:hidden;padding:0px 3px 0px 3px;vertical-align:bottom;text-align:center;">23</td> </tr> <tr style="height:20px;"> <td data-sheets-value='{"1":2,"2":"Polycarbonate "}' style="border-left:1px solid #000000;overflow:hidden;padding:0px 3px 0px 3px;vertical-align:bottom;font-weight:bold;">Polycarbonate </td> <td data-sheets-value='{"1":2,"2":"Single-walled"}' style="overflow:hidden;padding:0px 3px 0px 3px;vertical-align:bottom;font-weight:bold;">Single-walled</td> <td data-sheets-value='{"1":2,"2":"Clear (A)"}' style="border-right:1px solid #000000;overflow:hidden;padding:0px 3px 0px 3px;vertical-align:bottom;font-weight:bold;">Clear (A)</td> <td data-sheets-numberformat='{"1":2,"2":"0.00","3":1}' data-sheets-value='{"1":3,"3":5.17}' style="overflow:hidden;padding:0px 3px 0px 3px;vertical-align:bottom;text-align:center;">5.17</td> <td data-sheets-numberformat='{"1":2,"2":"0","3":1}' data-sheets-value='{"1":3,"3":88}' style="overflow:hidden;padding:0px 3px 0px 3px;vertical-align:bottom;text-align:center;">88</td> <td data-sheets-numberformat='{"1":2,"2":"0","3":1}' data-sheets-value='{"1":3,"3":83}' style="overflow:hidden;padding:0px 3px 0px 3px;vertical-align:bottom;text-align:center;">83</td> <td data-sheets-numberformat='{"1":2,"2":"0","3":1}' data-sheets-value='{"1":2,"2":"-"}' style="border-right:1px solid #000000;overflow:hidden;padding:0px 3px 0px 3px;vertical-align:bottom;text-align:center;">-</td> </tr> <tr style="height:20px;"> <td data-sheets-value='{"1":2,"2":"PC"}' style="border-left:1px solid #000000;overflow:hidden;padding:0px 3px 0px 3px;vertical-align:bottom;font-weight:bold;">PC</td> <td data-sheets-value='{"1":2,"2":"Single-walled"}' style="overflow:hidden;padding:0px 3px 0px 3px;vertical-align:bottom;font-weight:bold;">Single-walled</td> <td data-sheets-value='{"1":2,"2":"Opal (D)"}' style="border-right:1px solid #000000;overflow:hidden;padding:0px 3px 0px 3px;vertical-align:bottom;font-weight:bold;">Opal (D)</td> <td data-sheets-numberformat='{"1":2,"2":"0.00","3":1}' data-sheets-value='{"1":3,"3":5.17}' style="overflow:hidden;padding:0px 3px 0px 3px;vertical-align:bottom;text-align:center;">5.17</td> <td data-sheets-numberformat='{"1":2,"2":"0","3":1}' data-sheets-value='{"1":3,"3":58}' style="overflow:hidden;padding:0px 3px 0px 3px;vertical-align:bottom;text-align:center;">58</td> <td data-sheets-numberformat='{"1":2,"2":"0","3":1}' data-sheets-value='{"1":3,"3":60}' style="overflow:hidden;padding:0px 3px 0px 3px;vertical-align:bottom;text-align:center;">60</td> <td data-sheets-numberformat='{"1":2,"2":"0","3":1}' data-sheets-value='{"1":2,"2":"-"}' style="border-right:1px solid #000000;overflow:hidden;padding:0px 3px 0px 3px;vertical-align:bottom;text-align:center;">-</td> </tr> <tr style="height:20px;"> <td style="border-left:1px solid #000000;overflow:hidden;padding:0px 3px 0px 3px;vertical-align:bottom;font-weight:bold;"></td> <td data-sheets-value='{"1":2,"2":"Double-walled"}' style="overflow:hidden;padding:0px 3px 0px 3px;vertical-align:bottom;font-weight:bold;">Double-walled</td> <td data-sheets-value='{"1":2,"2":"Clear (A/H)"}' style="border-right:1px solid #000000;overflow:hidden;padding:0px 3px 0px 3px;vertical-align:bottom;font-weight:bold;">Clear (A/H)</td> <td data-sheets-numberformat='{"1":2,"2":"0.00","3":1}' data-sheets-value='{"1":3,"3":2.9}' style="overflow:hidden;padding:0px 3px 0px 3px;vertical-align:bottom;text-align:center;">2.90</td> <td data-sheets-numberformat='{"1":2,"2":"0","3":1}' data-sheets-value='{"1":3,"3":79}' style="overflow:hidden;padding:0px 3px 0px 3px;vertical-align:bottom;text-align:center;">79</td> <td data-sheets-numberformat='{"1":2,"2":"0","3":1}' data-sheets-value='{"1":3,"3":72}' style="overflow:hidden;padding:0px 3px 0px 3px;vertical-align:bottom;text-align:center;">72</td> <td data-sheets-numberformat='{"1":2,"2":"0","3":1}' data-sheets-value='{"1":3,"3":20}' style="border-right:1px solid #000000;overflow:hidden;padding:0px 3px 0px 3px;vertical-align:bottom;text-align:center;">20</td> </tr> <tr style="height:20px;"> <td style="border-left:1px solid #000000;overflow:hidden;padding:0px 3px 0px 3px;vertical-align:bottom;font-weight:bold;"></td> <td data-sheets-value='{"1":2,"2":"Double-walled"}' style="overflow:hidden;padding:0px 3px 0px 3px;vertical-align:bottom;font-weight:bold;">Double-walled</td> <td data-sheets-value='{"1":2,"2":"Clear (A/A)"}' style="border-right:1px solid #000000;overflow:hidden;padding:0px 3px 0px 3px;vertical-align:bottom;font-weight:bold;">Clear (A/A)</td> <td data-sheets-numberformat='{"1":2,"2":"0.00","3":1}' data-sheets-value='{"1":3,"3":2.9}' style="overflow:hidden;padding:0px 3px 0px 3px;vertical-align:bottom;text-align:center;">2.90</td> <td data-sheets-numberformat='{"1":2,"2":"0","3":1}' data-sheets-value='{"1":3,"3":77}' style="overflow:hidden;padding:0px 3px 0px 3px;vertical-align:bottom;text-align:center;">77</td> <td data-sheets-numberformat='{"1":2,"2":"0","3":1}' data-sheets-value='{"1":3,"3":69}' style="overflow:hidden;padding:0px 3px 0px 3px;vertical-align:bottom;text-align:center;">69</td> <td data-sheets-numberformat='{"1":2,"2":"0","3":1}' data-sheets-value='{"1":3,"3":20}' style="border-right:1px solid #000000;overflow:hidden;padding:0px 3px 0px 3px;vertical-align:bottom;text-align:center;">20</td> </tr> <tr style="height:20px;"> <td style="border-left:1px solid #000000;overflow:hidden;padding:0px 3px 0px 3px;vertical-align:bottom;font-weight:bold;"></td> <td data-sheets-value='{"1":2,"2":"Double-walled"}' style="overflow:hidden;padding:0px 3px 0px 3px;vertical-align:bottom;font-weight:bold;">Double-walled</td> <td data-sheets-value='{"1":2,"2":"Opal (A/O)"}' style="border-right:1px solid #000000;overflow:hidden;padding:0px 3px 0px 3px;vertical-align:bottom;font-weight:bold;">Opal (A/O)</td> <td data-sheets-numberformat='{"1":2,"2":"0.00","3":1}' data-sheets-value='{"1":3,"3":2.9}' style="overflow:hidden;padding:0px 3px 0px 3px;vertical-align:bottom;text-align:center;">2.90</td> <td data-sheets-numberformat='{"1":2,"2":"0","3":1}' data-sheets-value='{"1":3,"3":73}' style="overflow:hidden;padding:0px 3px 0px 3px;vertical-align:bottom;text-align:center;">73</td> <td data-sheets-numberformat='{"1":2,"2":"0","3":1}' data-sheets-value='{"1":3,"3":63}' style="overflow:hidden;padding:0px 3px 0px 3px;vertical-align:bottom;text-align:center;">63</td> <td data-sheets-numberformat='{"1":2,"2":"0","3":1}' data-sheets-value='{"1":3,"3":20}' style="border-right:1px solid #000000;overflow:hidden;padding:0px 3px 0px 3px;vertical-align:bottom;text-align:center;">20</td> </tr> <tr style="height:20px;"> <td style="border-left:1px solid #000000;overflow:hidden;padding:0px 3px 0px 3px;vertical-align:bottom;font-weight:bold;"></td> <td data-sheets-value='{"1":2,"2":"Double-walled"}' style="overflow:hidden;padding:0px 3px 0px 3px;vertical-align:bottom;font-weight:bold;">Double-walled</td> <td data-sheets-value='{"1":2,"2":"Opal (A/D)"}' style="border-right:1px solid #000000;overflow:hidden;padding:0px 3px 0px 3px;vertical-align:bottom;font-weight:bold;">Opal (A/D)</td> <td data-sheets-numberformat='{"1":2,"2":"0.00","3":1}' data-sheets-value='{"1":3,"3":2.9}' style="overflow:hidden;padding:0px 3px 0px 3px;vertical-align:bottom;text-align:center;">2.90</td> <td data-sheets-numberformat='{"1":2,"2":"0","3":1}' data-sheets-value='{"1":3,"3":51}' style="overflow:hidden;padding:0px 3px 0px 3px;vertical-align:bottom;text-align:center;">51</td> <td data-sheets-numberformat='{"1":2,"2":"0","3":1}' data-sheets-value='{"1":3,"3":50}' style="overflow:hidden;padding:0px 3px 0px 3px;vertical-align:bottom;text-align:center;">50</td> <td data-sheets-numberformat='{"1":2,"2":"0","3":1}' data-sheets-value='{"1":3,"3":20}' style="border-right:1px solid #000000;overflow:hidden;padding:0px 3px 0px 3px;vertical-align:bottom;text-align:center;">20</td> </tr> <tr style="height:20px;"> <td style="border-left:1px solid #000000;overflow:hidden;padding:0px 3px 0px 3px;vertical-align:bottom;font-weight:bold;"></td> <td data-sheets-value='{"1":2,"2":"Triple-walled"}' style="overflow:hidden;padding:0px 3px 0px 3px;vertical-align:bottom;font-weight:bold;">Triple-walled</td> <td data-sheets-value='{"1":2,"2":"Clear (A/H/H)"}' style="border-right:1px solid #000000;overflow:hidden;padding:0px 3px 0px 3px;vertical-align:bottom;font-weight:bold;">Clear (A/H/H)</td> <td data-sheets-numberformat='{"1":2,"2":"0.00","3":1}' data-sheets-value='{"1":3,"3":1.7}' style="overflow:hidden;padding:0px 3px 0px 3px;vertical-align:bottom;text-align:center;">1.70</td> <td data-sheets-numberformat='{"1":2,"2":"0","3":1}' data-sheets-value='{"1":3,"3":71}' style="overflow:hidden;padding:0px 3px 0px 3px;vertical-align:bottom;text-align:center;">71</td> <td data-sheets-numberformat='{"1":2,"2":"0","3":1}' data-sheets-value='{"1":3,"3":63}' style="overflow:hidden;padding:0px 3px 0px 3px;vertical-align:bottom;text-align:center;">63</td> <td data-sheets-numberformat='{"1":2,"2":"0","3":1}' data-sheets-value='{"1":3,"3":22}' style="border-right:1px solid #000000;overflow:hidden;padding:0px 3px 0px 3px;vertical-align:bottom;text-align:center;">22</td> </tr> <tr style="height:20px;"> <td style="border-left:1px solid #000000;overflow:hidden;padding:0px 3px 0px 3px;vertical-align:bottom;font-weight:bold;"></td> <td data-sheets-value='{"1":2,"2":"Triple-walled"}' style="overflow:hidden;padding:0px 3px 0px 3px;vertical-align:bottom;font-weight:bold;">Triple-walled</td> <td data-sheets-value='{"1":2,"2":"Opal (A/O/O)"}' style="border-right:1px solid #000000;overflow:hidden;padding:0px 3px 0px 3px;vertical-align:bottom;font-weight:bold;">Opal (A/O/O)</td> <td data-sheets-numberformat='{"1":2,"2":"0.00","3":1}' data-sheets-value='{"1":3,"3":1.7}' style="overflow:hidden;padding:0px 3px 0px 3px;vertical-align:bottom;text-align:center;">1.70</td> <td data-sheets-numberformat='{"1":2,"2":"0","3":1}' data-sheets-value='{"1":3,"3":61}' style="overflow:hidden;padding:0px 3px 0px 3px;vertical-align:bottom;text-align:center;">61</td> <td data-sheets-numberformat='{"1":2,"2":"0","3":1}' data-sheets-value='{"1":3,"3":48}' style="overflow:hidden;padding:0px 3px 0px 3px;vertical-align:bottom;text-align:center;">48</td> <td data-sheets-numberformat='{"1":2,"2":"0","3":1}' data-sheets-value='{"1":3,"3":22}' style="border-right:1px solid #000000;overflow:hidden;padding:0px 3px 0px 3px;vertical-align:bottom;text-align:center;">22</td> </tr> <tr style="height:20px;"> <td style="border-left:1px solid #000000;overflow:hidden;padding:0px 3px 0px 3px;vertical-align:bottom;font-weight:bold;"></td> <td data-sheets-value='{"1":2,"2":"Four-walled"}' style="overflow:hidden;padding:0px 3px 0px 3px;vertical-align:bottom;font-weight:bold;">Four-walled</td> <td data-sheets-value='{"1":2,"2":"Clear (A/H/H/H)"}' style="border-right:1px solid #000000;overflow:hidden;padding:0px 3px 0px 3px;vertical-align:bottom;font-weight:bold;">Clear (A/H/H/H)</td> <td data-sheets-numberformat='{"1":2,"2":"0.00","3":1}' data-sheets-value='{"1":3,"3":1.28}' style="overflow:hidden;padding:0px 3px 0px 3px;vertical-align:bottom;text-align:center;">1.28</td> <td data-sheets-numberformat='{"1":2,"2":"0","3":1}' data-sheets-value='{"1":3,"3":64}' style="overflow:hidden;padding:0px 3px 0px 3px;vertical-align:bottom;text-align:center;">64</td> <td data-sheets-numberformat='{"1":2,"2":"0","3":1}' data-sheets-value='{"1":3,"3":52}' style="overflow:hidden;padding:0px 3px 0px 3px;vertical-align:bottom;text-align:center;">52</td> <td data-sheets-numberformat='{"1":2,"2":"0","3":1}' data-sheets-value='{"1":3,"3":23}' style="border-right:1px solid #000000;overflow:hidden;padding:0px 3px 0px 3px;vertical-align:bottom;text-align:center;">23</td> </tr> <tr style="height:20px;"> <td style="border-bottom:1px solid #000000;border-left:1px solid #000000;overflow:hidden;padding:0px 3px 0px 3px;vertical-align:bottom;"></td> <td data-sheets-value='{"1":2,"2":"Four-walled"}' style="border-bottom:1px solid #000000;overflow:hidden;padding:0px 3px 0px 3px;vertical-align:bottom;font-weight:bold;">Four-walled</td> <td data-sheets-value='{"1":2,"2":"Opal (A/H/O/H)"}' style="border-right:1px solid #000000;border-bottom:1px solid #000000;overflow:hidden;padding:0px 3px 0px 3px;vertical-align:bottom;font-weight:bold;">Opal (A/H/O/H)</td> <td data-sheets-numberformat='{"1":2,"2":"0.00","3":1}' data-sheets-value='{"1":3,"3":1.28}' style="border-bottom:1px solid #000000;overflow:hidden;padding:0px 3px 0px 3px;vertical-align:bottom;text-align:center;">1.28</td> <td data-sheets-numberformat='{"1":2,"2":"0","3":1}' data-sheets-value='{"1":3,"3":59}' style="border-bottom:1px solid #000000;overflow:hidden;padding:0px 3px 0px 3px;vertical-align:bottom;text-align:center;">59</td> <td data-sheets-numberformat='{"1":2,"2":"0","3":1}' data-sheets-value='{"1":3,"3":46}' style="border-bottom:1px solid #000000;overflow:hidden;padding:0px 3px 0px 3px;vertical-align:bottom;text-align:center;">46</td> <td data-sheets-numberformat='{"1":2,"2":"0","3":1}' data-sheets-value='{"1":3,"3":23}' style="border-right:1px solid #000000;border-bottom:1px solid #000000;overflow:hidden;padding:0px 3px 0px 3px;vertical-align:bottom;text-align:center;">23</td> </tr> <tr style="height:20px;"> <td data-sheets-value='{"1":2,"2":"Polycarbonate"}' style="border-left:1px solid #000000;overflow:hidden;padding:0px 3px 0px 3px;vertical-align:bottom;font-weight:bold;">Polycarbonate</td> <td data-sheets-value='{"1":2,"2":"Single-walled"}' style="overflow:hidden;padding:0px 3px 0px 3px;vertical-align:bottom;font-weight:bold;">Single-walled</td> <td data-sheets-value='{"1":2,"2":"Heatstop Opal (T)"}' style="border-right:1px solid #000000;overflow:hidden;padding:0px 3px 0px 3px;vertical-align:bottom;font-weight:bold;">Heatstop Opal (T)</td> <td data-sheets-numberformat='{"1":2,"2":"0.00","3":1}' data-sheets-value='{"1":3,"3":5.17}' style="overflow:hidden;padding:0px 3px 0px 3px;vertical-align:bottom;text-align:center;">5.17</td> <td data-sheets-numberformat='{"1":2,"2":"0","3":1}' data-sheets-value='{"1":3,"3":49}' style="overflow:hidden;padding:0px 3px 0px 3px;vertical-align:bottom;text-align:center;">49</td> <td data-sheets-numberformat='{"1":2,"2":"0","3":1}' data-sheets-value='{"1":3,"3":59}' style="overflow:hidden;padding:0px 3px 0px 3px;vertical-align:bottom;text-align:center;">59</td> <td data-sheets-numberformat='{"1":2,"2":"0","3":1}' data-sheets-value='{"1":2,"2":"-"}' style="border-right:1px solid #000000;overflow:hidden;padding:0px 3px 0px 3px;vertical-align:bottom;text-align:center;">-</td> </tr> <tr style="height:20px;"> <td data-sheets-value='{"1":2,"2":"Heatstop PC"}' style="border-left:1px solid #000000;overflow:hidden;padding:0px 3px 0px 3px;vertical-align:bottom;font-weight:bold;">Heatstop PC</td> <td data-sheets-value='{"1":2,"2":"Double-walled"}' style="overflow:hidden;padding:0px 3px 0px 3px;vertical-align:bottom;font-weight:bold;">Double-walled</td> <td data-sheets-value='{"1":2,"2":"Clear (T/H)"}' style="border-right:1px solid #000000;overflow:hidden;padding:0px 3px 0px 3px;vertical-align:bottom;font-weight:bold;">Clear (T/H)</td> <td data-sheets-numberformat='{"1":2,"2":"0.00","3":1}' data-sheets-value='{"1":3,"3":2.9}' style="overflow:hidden;padding:0px 3px 0px 3px;vertical-align:bottom;text-align:center;">2.90</td> <td data-sheets-numberformat='{"1":2,"2":"0","3":1}' data-sheets-value='{"1":3,"3":44}' style="overflow:hidden;padding:0px 3px 0px 3px;vertical-align:bottom;text-align:center;">44</td> <td data-sheets-numberformat='{"1":2,"2":"0","3":1}' data-sheets-value='{"1":3,"3":51}' style="overflow:hidden;padding:0px 3px 0px 3px;vertical-align:bottom;text-align:center;">51</td> <td data-sheets-numberformat='{"1":2,"2":"0","3":1}' data-sheets-value='{"1":3,"3":20}' style="border-right:1px solid #000000;overflow:hidden;padding:0px 3px 0px 3px;vertical-align:bottom;text-align:center;">20</td> </tr> <tr style="height:20px;"> <td style="border-left:1px solid #000000;overflow:hidden;padding:0px 3px 0px 3px;vertical-align:bottom;font-weight:bold;"></td> <td data-sheets-value='{"1":2,"2":"Double-walled"}' style="overflow:hidden;padding:0px 3px 0px 3px;vertical-align:bottom;font-weight:bold;">Double-walled</td> <td data-sheets-value='{"1":2,"2":"Opal (T/O)"}' style="border-right:1px solid #000000;overflow:hidden;padding:0px 3px 0px 3px;vertical-align:bottom;font-weight:bold;">Opal (T/O)</td> <td data-sheets-numberformat='{"1":2,"2":"0.00","3":1}' data-sheets-value='{"1":3,"3":2.9}' style="overflow:hidden;padding:0px 3px 0px 3px;vertical-align:bottom;text-align:center;">2.90</td> <td data-sheets-numberformat='{"1":2,"2":"0","3":1}' data-sheets-value='{"1":3,"3":41}' style="overflow:hidden;padding:0px 3px 0px 3px;vertical-align:bottom;text-align:center;">41</td> <td data-sheets-numberformat='{"1":2,"2":"0","3":1}' data-sheets-value='{"1":3,"3":45}' style="overflow:hidden;padding:0px 3px 0px 3px;vertical-align:bottom;text-align:center;">45</td> <td data-sheets-numberformat='{"1":2,"2":"0","3":1}' data-sheets-value='{"1":3,"3":20}' style="border-right:1px solid #000000;overflow:hidden;padding:0px 3px 0px 3px;vertical-align:bottom;text-align:center;">20</td> </tr> <tr style="height:20px;"> <td style="border-left:1px solid #000000;overflow:hidden;padding:0px 3px 0px 3px;vertical-align:bottom;font-weight:bold;"></td> <td data-sheets-value='{"1":2,"2":"Triple-walled"}' style="overflow:hidden; | skylux-160-ce-met-koepel-en-pvc-opstand-35-30-met-lm-motor-1200-x-2400-mm | 8586045325645 | 46872382079309
Smoke and heat exhaust (SHEV) | SHE system | Skylux | Skylux 160° CE with skylight and PVC curb 35/30 with double LM-actuator 1300 x 2500 mm |  | 50552 | 5412970505525 | 8439.75 | Yes | 30-45 | 141.09 | 1300 x 2500 mm | 2500 | 1300 |  | PVC 35/30 (35 cm high & roof opening = 30 cm larger than daylight size) | Rectangular | 5.17 W/m²K - 1.28 W/m²K | 87% - 32% | 90% - 32% | 20dB - 23dB | 160° CE (for industry) | skylight | without spoiler | E | Double actuator | Maximum four-walled skylight possible for this product | Ut-value LT-value g-value Rw-value EN 1873 : 2014 EN ISO 13468 EN 16153 EN 410 EN 410 EN ISO 140-3 Material Walls Shells (W/m²K) (%) (%) (dB) Acrylic Single-walled Clear (H) 5.17 90 87 - PMMA Single-walled Opal (O) 5.17 83 76 - Double-walled Clear (H/H) 2.90 81 75 20 Double-walled Opal (O/O) 2.90 69 58 20 Triple-walled Clear (H/H/H) 1.70 73 65 22 Triple-walled Opal (O/H/O) 1.70 62 51 22 Four-walled Clear (H/H/H/H) 1.28 64 54 23 Four-walled Opal (H/H/O/H) 1.28 59 48 23 Polycarbonate Single-walled Clear (A) 5.17 88 83 - PC Single-walled Opal (D) 5.17 58 60 - Double-walled Clear (A/H) 2.90 79 72 20 Double-walled Clear (A/A) 2.90 77 69 20 Double-walled Opal (A/O) 2.90 73 63 20 Double-walled Opal (A/D) 2.90 51 50 20 Triple-walled Clear (A/H/H) 1.70 71 63 22 Triple-walled Opal (A/O/O) 1.70 61 48 22 Four-walled Clear (A/H/H/H) 1.28 64 52 23 Four-walled Opal (A/H/O/H) 1.28 59 46 23 Polycarbonate Single-walled Heatstop Opal (T) 5.17 49 59 - Heatstop PC Double-walled Clear (T/H) 2.90 44 51 20 Double-walled Opal (T/O) 2.90 41 45 20 Triple-walled Clear (T/H/H) 1.70 40 <td data-sheets-numberformat='{"1":2,"2":"0","3":1}' data-sheets-value='{"1":3,"3":44}' style="overflow:hidden;paddin | https://skylux.eu/en/products/skylux-160-ce-met-koepel-en-pvc-opstand-35-30-met-lm-motor-1300-x-2500-mm | https://skylux.eu/cdn/shop/files/Skylux-160deg-CE-met-koepel-en-pvc-opstand-3530-met-dubbele-LM-motor-1300-x-2500-mm-RWA-systeem.jpg?v=1702982022&width=1600 | https://skylux.eu/cdn/shop/files/e5a82811-1bb0-48e4-a776-cacb59c7c092_80b1fbaf-b990-4f58-9427-f3e0dc040e5e.jpg?v=1688551520&width=1600 | //skylux.eu/cdn/shop/files/E_MH_Mounting_instructions_Skylux_160_CE_LM.pdf?v=12406716259046007223 | //skylux.eu/cdn/shop/files/E_TD_Technical_File_Skylux_Skylux_160_CE_Electric.pdf?v=3667116872303399239 | <style type="text/css" id="isPasted"> <!--td { border: 1px solid #cccccc; } br { mso-data-placement: same-cell; } --> </style> <table border="1" cellpadding="0" cellspacing="0" dir="ltr" style="table-layout:fixed;font-size:10pt;font-family:Arial;border-collapse:collapse;border:none;"><tbody> <tr style="height:20px;"> <td style="overflow:hidden;padding:0px 3px 0px 3px;vertical-align:bottom;"></td> <td style="overflow:hidden;padding:0px 3px 0px 3px;vertical-align:bottom;"></td> <td style="overflow:hidden;padding:0px 3px 0px 3px;vertical-align:bottom;"></td> <td data-sheets-value='{"1":2,"2":"Ut-value"}' style="overflow:hidden;padding:0px 3px 0px 3px;vertical-align:bottom;font-weight:bold;text-align:center;">Ut-value</td> <td data-sheets-value='{"1":2,"2":"LT-value"}' style="overflow:hidden;padding:0px 3px 0px 3px;vertical-align:bottom;font-weight:bold;text-align:center;">LT-value</td> <td data-sheets-value='{"1":2,"2":"g-value"}' style="overflow:hidden;padding:0px 3px 0px 3px;vertical-align:bottom;font-weight:bold;text-align:center;">g-value</td> <td data-sheets-value='{"1":2,"2":"Rw-value "}' style="overflow:hidden;padding:0px 3px 0px 3px;vertical-align:bottom;font-weight:bold;text-align:center;">Rw-value </td> </tr> <tr style="height:20px;"> <td style="overflow:hidden;padding:0px 3px 0px 3px;vertical-align:bottom;"></td> <td style="overflow:hidden;padding:0px 3px 0px 3px;vertical-align:bottom;"></td> <td style="overflow:hidden;padding:0px 3px 0px 3px;vertical-align:bottom;"></td> <td data-sheets-numberformat='{"1":2,"2":"0.00","3":1}' data-sheets-value='{"1":2,"2":"EN 1873 : 2014"}' style="overflow:hidden;padding:0px 3px 0px 3px;vertical-align:bottom;text-align:center;">EN 1873 : 2014</td> <td data-sheets-numberformat='{"1":2,"2":"0","3":1}' data-sheets-value='{"1":2,"2":"EN ISO 13468 EN 16153 EN 410"}' style="overflow:hidden;padding:0px 3px 0px 3px;vertical-align:bottom;text-align:center;">EN ISO 13468 EN 16153 EN 410</td> <td data-sheets-numberformat='{"1":2,"2":"0","3":1}' data-sheets-value='{"1":2,"2":"EN 410"}' style="overflow:hidden;padding:0px 3px 0px 3px;vertical-align:bottom;text-align:center;">EN 410</td> <td data-sheets-value='{"1":2,"2":"EN ISO 140-3\t\t"}' style="overflow:hidden;padding:0px 3px 0px 3px;vertical-align:bottom;text-align:center;">EN ISO 140-3 </td> </tr> <tr style="height:20px;"> <td data-sheets-value='{"1":2,"2":"Material"}' style="border-bottom:1px solid #000000;overflow:hidden;padding:0px 3px 0px 3px;vertical-align:bottom;background-color:#000000;font-weight:bold;color:#ffffff;">Material</td> <td data-sheets-value='{"1":2,"2":"Walls"}' style="border-bottom:1px solid #000000;overflow:hidden;padding:0px 3px 0px 3px;vertical-align:bottom;background-color:#000000;font-weight:bold;color:#ffffff;">Walls</td> <td data-sheets-value='{"1":2,"2":"Shells"}' style="border-bottom:1px solid #000000;overflow:hidden;padding:0px 3px 0px 3px;vertical-align:bottom;background-color:#000000;font-weight:bold;color:#ffffff;">Shells</td> <td data-sheets-numberformat='{"1":2,"2":"0.00","3":1}' data-sheets-value='{"1":2,"2":"(W/m²K)\t"}' style="border-bottom:1px solid #000000;overflow:hidden;padding:0px 3px 0px 3px;vertical-align:bottom;background-color:#000000;font-weight:bold;color:#ffffff;text-align:center;">(W/m²K) </td> <td data-sheets-numberformat='{"1":2,"2":"0","3":1}' data-sheets-value='{"1":2,"2":"(%)"}' style="border-bottom:1px solid #000000;overflow:hidden;padding:0px 3px 0px 3px;vertical-align:bottom;background-color:#000000;font-weight:bold;color:#ffffff;text-align:center;">(%)</td> <td data-sheets-numberformat='{"1":2,"2":"0","3":1}' data-sheets-value='{"1":2,"2":"(%)"}' style="border-bottom:1px solid #000000;overflow:hidden;padding:0px 3px 0px 3px;vertical-align:bottom;background-color:#000000;font-weight:bold;color:#ffffff;text-align:center;">(%)</td> <td data-sheets-value='{"1":2,"2":"(dB)"}' style="border-bottom:1px solid #000000;overflow:hidden;padding:0px 3px 0px 3px;vertical-align:bottom;background-color:#000000;font-weight:bold;color:#ffffff;text-align:center;">(dB)</td> </tr> <tr style="height:20px;"> <td data-sheets-value='{"1":2,"2":"Acrylic"}' style="border-left:1px solid #000000;overflow:hidden;padding:0px 3px 0px 3px;vertical-align:bottom;font-weight:bold;">Acrylic</td> <td data-sheets-value='{"1":2,"2":"Single-walled"}' style="overflow:hidden;padding:0px 3px 0px 3px;vertical-align:bottom;font-weight:bold;">Single-walled</td> <td data-sheets-value='{"1":2,"2":"Clear (H)"}' style="border-right:1px solid #000000;overflow:hidden;padding:0px 3px 0px 3px;vertical-align:bottom;font-weight:bold;">Clear (H)</td> <td data-sheets-numberformat='{"1":2,"2":"0.00","3":1}' data-sheets-value='{"1":3,"3":5.17}' style="overflow:hidden;padding:0px 3px 0px 3px;vertical-align:bottom;text-align:center;">5.17</td> <td data-sheets-numberformat='{"1":2,"2":"0","3":1}' data-sheets-value='{"1":3,"3":90}' style="overflow:hidden;padding:0px 3px 0px 3px;vertical-align:bottom;text-align:center;">90</td> <td data-sheets-numberformat='{"1":2,"2":"0","3":1}' data-sheets-value='{"1":3,"3":87}' style="overflow:hidden;padding:0px 3px 0px 3px;vertical-align:bottom;text-align:center;">87</td> <td data-sheets-numberformat='{"1":2,"2":"0","3":1}' data-sheets-value='{"1":2,"2":"-"}' style="border-right:1px solid #000000;overflow:hidden;padding:0px 3px 0px 3px;vertical-align:bottom;text-align:center;">-</td> </tr> <tr style="height:20px;"> <td data-sheets-value='{"1":2,"2":"PMMA"}' style="border-left:1px solid #000000;overflow:hidden;padding:0px 3px 0px 3px;vertical-align:bottom;font-weight:bold;">PMMA</td> <td data-sheets-value='{"1":2,"2":"Single-walled"}' style="overflow:hidden;padding:0px 3px 0px 3px;vertical-align:bottom;font-weight:bold;">Single-walled</td> <td data-sheets-value='{"1":2,"2":"Opal (O)"}' style="border-right:1px solid #000000;overflow:hidden;padding:0px 3px 0px 3px;vertical-align:bottom;font-weight:bold;">Opal (O)</td> <td data-sheets-numberformat='{"1":2,"2":"0.00","3":1}' data-sheets-value='{"1":3,"3":5.17}' style="overflow:hidden;padding:0px 3px 0px 3px;vertical-align:bottom;text-align:center;">5.17</td> <td data-sheets-numberformat='{"1":2,"2":"0","3":1}' data-sheets-value='{"1":3,"3":83}' style="overflow:hidden;padding:0px 3px 0px 3px;vertical-align:bottom;text-align:center;">83</td> <td data-sheets-numberformat='{"1":2,"2":"0","3":1}' data-sheets-value='{"1":3,"3":76}' style="overflow:hidden;padding:0px 3px 0px 3px;vertical-align:bottom;text-align:center;">76</td> <td data-sheets-numberformat='{"1":2,"2":"0","3":1}' data-sheets-value='{"1":2,"2":"-"}' style="border-right:1px solid #000000;overflow:hidden;padding:0px 3px 0px 3px;vertical-align:bottom;text-align:center;">-</td> </tr> <tr style="height:20px;"> <td style="border-left:1px solid #000000;overflow:hidden;padding:0px 3px 0px 3px;vertical-align:bottom;font-weight:bold;"></td> <td data-sheets-value='{"1":2,"2":"Double-walled"}' style="overflow:hidden;padding:0px 3px 0px 3px;vertical-align:bottom;font-weight:bold;">Double-walled</td> <td data-sheets-value='{"1":2,"2":"Clear (H/H)"}' style="border-right:1px solid #000000;overflow:hidden;padding:0px 3px 0px 3px;vertical-align:bottom;font-weight:bold;">Clear (H/H)</td> <td data-sheets-numberformat='{"1":2,"2":"0.00","3":1}' data-sheets-value='{"1":3,"3":2.9}' style="overflow:hidden;padding:0px 3px 0px 3px;vertical-align:bottom;text-align:center;">2.90</td> <td data-sheets-numberformat='{"1":2,"2":"0","3":1}' data-sheets-value='{"1":3,"3":81}' style="overflow:hidden;padding:0px 3px 0px 3px;vertical-align:bottom;text-align:center;">81</td> <td data-sheets-numberformat='{"1":2,"2":"0","3":1}' data-sheets-value='{"1":3,"3":75}' style="overflow:hidden;padding:0px 3px 0px 3px;vertical-align:bottom;text-align:center;">75</td> <td data-sheets-numberformat='{"1":2,"2":"0","3":1}' data-sheets-value='{"1":3,"3":20}' style="border-right:1px solid #000000;overflow:hidden;padding:0px 3px 0px 3px;vertical-align:bottom;text-align:center;">20</td> </tr> <tr style="height:20px;"> <td style="border-left:1px solid #000000;overflow:hidden;padding:0px 3px 0px 3px;vertical-align:bottom;font-weight:bold;"></td> <td data-sheets-value='{"1":2,"2":"Double-walled"}' style="overflow:hidden;padding:0px 3px 0px 3px;vertical-align:bottom;font-weight:bold;">Double-walled</td> <td data-sheets-value='{"1":2,"2":"Opal (O/O)"}' style="border-right:1px solid #000000;overflow:hidden;padding:0px 3px 0px 3px;vertical-align:bottom;font-weight:bold;">Opal (O/O)</td> <td data-sheets-numberformat='{"1":2,"2":"0.00","3":1}' data-sheets-value='{"1":3,"3":2.9}' style="overflow:hidden;padding:0px 3px 0px 3px;vertical-align:bottom;text-align:center;">2.90</td> <td data-sheets-numberformat='{"1":2,"2":"0","3":1}' data-sheets-value='{"1":3,"3":69}' style="overflow:hidden;padding:0px 3px 0px 3px;vertical-align:bottom;text-align:center;">69</td> <td data-sheets-numberformat='{"1":2,"2":"0","3":1}' data-sheets-value='{"1":3,"3":58}' style="overflow:hidden;padding:0px 3px 0px 3px;vertical-align:bottom;text-align:center;">58</td> <td data-sheets-numberformat='{"1":2,"2":"0","3":1}' data-sheets-value='{"1":3,"3":20}' style="border-right:1px solid #000000;overflow:hidden;padding:0px 3px 0px 3px;vertical-align:bottom;text-align:center;">20</td> </tr> <tr style="height:20px;"> <td style="border-left:1px solid #000000;overflow:hidden;padding:0px 3px 0px 3px;vertical-align:bottom;font-weight:bold;"></td> <td data-sheets-value='{"1":2,"2":"Triple-walled"}' style="overflow:hidden;padding:0px 3px 0px 3px;vertical-align:bottom;font-weight:bold;">Triple-walled</td> <td data-sheets-value='{"1":2,"2":"Clear (H/H/H)"}' style="border-right:1px solid #000000;overflow:hidden;padding:0px 3px 0px 3px;vertical-align:bottom;font-weight:bold;">Clear (H/H/H)</td> <td data-sheets-numberformat='{"1":2,"2":"0.00","3":1}' data-sheets-value='{"1":3,"3":1.7}' style="overflow:hidden;padding:0px 3px 0px 3px;vertical-align:bottom;text-align:center;">1.70</td> <td data-sheets-numberformat='{"1":2,"2":"0","3":1}' data-sheets-value='{"1":3,"3":73}' style="overflow:hidden;padding:0px 3px 0px 3px;vertical-align:bottom;text-align:center;">73</td> <td data-sheets-numberformat='{"1":2,"2":"0","3":1}' data-sheets-value='{"1":3,"3":65}' style="overflow:hidden;padding:0px 3px 0px 3px;vertical-align:bottom;text-align:center;">65</td> <td data-sheets-numberformat='{"1":2,"2":"0","3":1}' data-sheets-value='{"1":3,"3":22}' style="border-right:1px solid #000000;overflow:hidden;padding:0px 3px 0px 3px;vertical-align:bottom;text-align:center;">22</td> </tr> <tr style="height:20px;"> <td style="border-left:1px solid #000000;overflow:hidden;padding:0px 3px 0px 3px;vertical-align:bottom;font-weight:bold;"></td> <td data-sheets-value='{"1":2,"2":"Triple-walled"}' style="overflow:hidden;padding:0px 3px 0px 3px;vertical-align:bottom;font-weight:bold;">Triple-walled</td> <td data-sheets-value='{"1":2,"2":"Opal (O/H/O)"}' style="border-right:1px solid #000000;overflow:hidden;padding:0px 3px 0px 3px;vertical-align:bottom;font-weight:bold;">Opal (O/H/O)</td> <td data-sheets-numberformat='{"1":2,"2":"0.00","3":1}' data-sheets-value='{"1":3,"3":1.7}' style="overflow:hidden;padding:0px 3px 0px 3px;vertical-align:bottom;text-align:center;">1.70</td> <td data-sheets-numberformat='{"1":2,"2":"0","3":1}' data-sheets-value='{"1":3,"3":62}' style="overflow:hidden;padding:0px 3px 0px 3px;vertical-align:bottom;text-align:center;">62</td> <td data-sheets-numberformat='{"1":2,"2":"0","3":1}' data-sheets-value='{"1":3,"3":51}' style="overflow:hidden;padding:0px 3px 0px 3px;vertical-align:bottom;text-align:center;">51</td> <td data-sheets-numberformat='{"1":2,"2":"0","3":1}' data-sheets-value='{"1":3,"3":22}' style="border-right:1px solid #000000;overflow:hidden;padding:0px 3px 0px 3px;vertical-align:bottom;text-align:center;">22</td> </tr> <tr style="height:20px;"> <td style="border-left:1px solid #000000;overflow:hidden;padding:0px 3px 0px 3px;vertical-align:bottom;font-weight:bold;"></td> <td data-sheets-value='{"1":2,"2":"Four-walled"}' style="overflow:hidden;padding:0px 3px 0px 3px;vertical-align:bottom;font-weight:bold;">Four-walled</td> <td data-sheets-value='{"1":2,"2":"Clear (H/H/H/H)"}' style="border-right:1px solid #000000;overflow:hidden;padding:0px 3px 0px 3px;vertical-align:bottom;font-weight:bold;">Clear (H/H/H/H)</td> <td data-sheets-numberformat='{"1":2,"2":"0.00","3":1}' data-sheets-value='{"1":3,"3":1.28}' style="overflow:hidden;padding:0px 3px 0px 3px;vertical-align:bottom;text-align:center;">1.28</td> <td data-sheets-numberformat='{"1":2,"2":"0","3":1}' data-sheets-value='{"1":3,"3":64}' style="overflow:hidden;padding:0px 3px 0px 3px;vertical-align:bottom;text-align:center;">64</td> <td data-sheets-numberformat='{"1":2,"2":"0","3":1}' data-sheets-value='{"1":3,"3":54}' style="overflow:hidden;padding:0px 3px 0px 3px;vertical-align:bottom;text-align:center;">54</td> <td data-sheets-numberformat='{"1":2,"2":"0","3":1}' data-sheets-value='{"1":3,"3":23}' style="border-right:1px solid #000000;overflow:hidden;padding:0px 3px 0px 3px;vertical-align:bottom;text-align:center;">23</td> </tr> <tr style="height:20px;"> <td style="border-bottom:1px solid #000000;border-left:1px solid #000000;overflow:hidden;padding:0px 3px 0px 3px;vertical-align:bottom;"></td> <td data-sheets-value='{"1":2,"2":"Four-walled"}' style="border-bottom:1px solid #000000;overflow:hidden;padding:0px 3px 0px 3px;vertical-align:bottom;font-weight:bold;">Four-walled</td> <td data-sheets-value='{"1":2,"2":"Opal (H/H/O/H)"}' style="border-right:1px solid #000000;border-bottom:1px solid #000000;overflow:hidden;padding:0px 3px 0px 3px;vertical-align:bottom;font-weight:bold;">Opal (H/H/O/H)</td> <td data-sheets-numberformat='{"1":2,"2":"0.00","3":1}' data-sheets-value='{"1":3,"3":1.28}' style="border-bottom:1px solid #000000;overflow:hidden;padding:0px 3px 0px 3px;vertical-align:bottom;text-align:center;">1.28</td> <td data-sheets-numberformat='{"1":2,"2":"0","3":1}' data-sheets-value='{"1":3,"3":59}' style="border-bottom:1px solid #000000;overflow:hidden;padding:0px 3px 0px 3px;vertical-align:bottom;text-align:center;">59</td> <td data-sheets-numberformat='{"1":2,"2":"0","3":1}' data-sheets-value='{"1":3,"3":48}' style="border-bottom:1px solid #000000;overflow:hidden;padding:0px 3px 0px 3px;vertical-align:bottom;text-align:center;">48</td> <td data-sheets-numberformat='{"1":2,"2":"0","3":1}' data-sheets-value='{"1":3,"3":23}' style="border-right:1px solid #000000;border-bottom:1px solid #000000;overflow:hidden;padding:0px 3px 0px 3px;vertical-align:bottom;text-align:center;">23</td> </tr> <tr style="height:20px;"> <td data-sheets-value='{"1":2,"2":"Polycarbonate "}' style="border-left:1px solid #000000;overflow:hidden;padding:0px 3px 0px 3px;vertical-align:bottom;font-weight:bold;">Polycarbonate </td> <td data-sheets-value='{"1":2,"2":"Single-walled"}' style="overflow:hidden;padding:0px 3px 0px 3px;vertical-align:bottom;font-weight:bold;">Single-walled</td> <td data-sheets-value='{"1":2,"2":"Clear (A)"}' style="border-right:1px solid #000000;overflow:hidden;padding:0px 3px 0px 3px;vertical-align:bottom;font-weight:bold;">Clear (A)</td> <td data-sheets-numberformat='{"1":2,"2":"0.00","3":1}' data-sheets-value='{"1":3,"3":5.17}' style="overflow:hidden;padding:0px 3px 0px 3px;vertical-align:bottom;text-align:center;">5.17</td> <td data-sheets-numberformat='{"1":2,"2":"0","3":1}' data-sheets-value='{"1":3,"3":88}' style="overflow:hidden;padding:0px 3px 0px 3px;vertical-align:bottom;text-align:center;">88</td> <td data-sheets-numberformat='{"1":2,"2":"0","3":1}' data-sheets-value='{"1":3,"3":83}' style="overflow:hidden;padding:0px 3px 0px 3px;vertical-align:bottom;text-align:center;">83</td> <td data-sheets-numberformat='{"1":2,"2":"0","3":1}' data-sheets-value='{"1":2,"2":"-"}' style="border-right:1px solid #000000;overflow:hidden;padding:0px 3px 0px 3px;vertical-align:bottom;text-align:center;">-</td> </tr> <tr style="height:20px;"> <td data-sheets-value='{"1":2,"2":"PC"}' style="border-left:1px solid #000000;overflow:hidden;padding:0px 3px 0px 3px;vertical-align:bottom;font-weight:bold;">PC</td> <td data-sheets-value='{"1":2,"2":"Single-walled"}' style="overflow:hidden;padding:0px 3px 0px 3px;vertical-align:bottom;font-weight:bold;">Single-walled</td> <td data-sheets-value='{"1":2,"2":"Opal (D)"}' style="border-right:1px solid #000000;overflow:hidden;padding:0px 3px 0px 3px;vertical-align:bottom;font-weight:bold;">Opal (D)</td> <td data-sheets-numberformat='{"1":2,"2":"0.00","3":1}' data-sheets-value='{"1":3,"3":5.17}' style="overflow:hidden;padding:0px 3px 0px 3px;vertical-align:bottom;text-align:center;">5.17</td> <td data-sheets-numberformat='{"1":2,"2":"0","3":1}' data-sheets-value='{"1":3,"3":58}' style="overflow:hidden;padding:0px 3px 0px 3px;vertical-align:bottom;text-align:center;">58</td> <td data-sheets-numberformat='{"1":2,"2":"0","3":1}' data-sheets-value='{"1":3,"3":60}' style="overflow:hidden;padding:0px 3px 0px 3px;vertical-align:bottom;text-align:center;">60</td> <td data-sheets-numberformat='{"1":2,"2":"0","3":1}' data-sheets-value='{"1":2,"2":"-"}' style="border-right:1px solid #000000;overflow:hidden;padding:0px 3px 0px 3px;vertical-align:bottom;text-align:center;">-</td> </tr> <tr style="height:20px;"> <td style="border-left:1px solid #000000;overflow:hidden;padding:0px 3px 0px 3px;vertical-align:bottom;font-weight:bold;"></td> <td data-sheets-value='{"1":2,"2":"Double-walled"}' style="overflow:hidden;padding:0px 3px 0px 3px;vertical-align:bottom;font-weight:bold;">Double-walled</td> <td data-sheets-value='{"1":2,"2":"Clear (A/H)"}' style="border-right:1px solid #000000;overflow:hidden;padding:0px 3px 0px 3px;vertical-align:bottom;font-weight:bold;">Clear (A/H)</td> <td data-sheets-numberformat='{"1":2,"2":"0.00","3":1}' data-sheets-value='{"1":3,"3":2.9}' style="overflow:hidden;padding:0px 3px 0px 3px;vertical-align:bottom;text-align:center;">2.90</td> <td data-sheets-numberformat='{"1":2,"2":"0","3":1}' data-sheets-value='{"1":3,"3":79}' style="overflow:hidden;padding:0px 3px 0px 3px;vertical-align:bottom;text-align:center;">79</td> <td data-sheets-numberformat='{"1":2,"2":"0","3":1}' data-sheets-value='{"1":3,"3":72}' style="overflow:hidden;padding:0px 3px 0px 3px;vertical-align:bottom;text-align:center;">72</td> <td data-sheets-numberformat='{"1":2,"2":"0","3":1}' data-sheets-value='{"1":3,"3":20}' style="border-right:1px solid #000000;overflow:hidden;padding:0px 3px 0px 3px;vertical-align:bottom;text-align:center;">20</td> </tr> <tr style="height:20px;"> <td style="border-left:1px solid #000000;overflow:hidden;padding:0px 3px 0px 3px;vertical-align:bottom;font-weight:bold;"></td> <td data-sheets-value='{"1":2,"2":"Double-walled"}' style="overflow:hidden;padding:0px 3px 0px 3px;vertical-align:bottom;font-weight:bold;">Double-walled</td> <td data-sheets-value='{"1":2,"2":"Clear (A/A)"}' style="border-right:1px solid #000000;overflow:hidden;padding:0px 3px 0px 3px;vertical-align:bottom;font-weight:bold;">Clear (A/A)</td> <td data-sheets-numberformat='{"1":2,"2":"0.00","3":1}' data-sheets-value='{"1":3,"3":2.9}' style="overflow:hidden;padding:0px 3px 0px 3px;vertical-align:bottom;text-align:center;">2.90</td> <td data-sheets-numberformat='{"1":2,"2":"0","3":1}' data-sheets-value='{"1":3,"3":77}' style="overflow:hidden;padding:0px 3px 0px 3px;vertical-align:bottom;text-align:center;">77</td> <td data-sheets-numberformat='{"1":2,"2":"0","3":1}' data-sheets-value='{"1":3,"3":69}' style="overflow:hidden;padding:0px 3px 0px 3px;vertical-align:bottom;text-align:center;">69</td> <td data-sheets-numberformat='{"1":2,"2":"0","3":1}' data-sheets-value='{"1":3,"3":20}' style="border-right:1px solid #000000;overflow:hidden;padding:0px 3px 0px 3px;vertical-align:bottom;text-align:center;">20</td> </tr> <tr style="height:20px;"> <td style="border-left:1px solid #000000;overflow:hidden;padding:0px 3px 0px 3px;vertical-align:bottom;font-weight:bold;"></td> <td data-sheets-value='{"1":2,"2":"Double-walled"}' style="overflow:hidden;padding:0px 3px 0px 3px;vertical-align:bottom;font-weight:bold;">Double-walled</td> <td data-sheets-value='{"1":2,"2":"Opal (A/O)"}' style="border-right:1px solid #000000;overflow:hidden;padding:0px 3px 0px 3px;vertical-align:bottom;font-weight:bold;">Opal (A/O)</td> <td data-sheets-numberformat='{"1":2,"2":"0.00","3":1}' data-sheets-value='{"1":3,"3":2.9}' style="overflow:hidden;padding:0px 3px 0px 3px;vertical-align:bottom;text-align:center;">2.90</td> <td data-sheets-numberformat='{"1":2,"2":"0","3":1}' data-sheets-value='{"1":3,"3":73}' style="overflow:hidden;padding:0px 3px 0px 3px;vertical-align:bottom;text-align:center;">73</td> <td data-sheets-numberformat='{"1":2,"2":"0","3":1}' data-sheets-value='{"1":3,"3":63}' style="overflow:hidden;padding:0px 3px 0px 3px;vertical-align:bottom;text-align:center;">63</td> <td data-sheets-numberformat='{"1":2,"2":"0","3":1}' data-sheets-value='{"1":3,"3":20}' style="border-right:1px solid #000000;overflow:hidden;padding:0px 3px 0px 3px;vertical-align:bottom;text-align:center;">20</td> </tr> <tr style="height:20px;"> <td style="border-left:1px solid #000000;overflow:hidden;padding:0px 3px 0px 3px;vertical-align:bottom;font-weight:bold;"></td> <td data-sheets-value='{"1":2,"2":"Double-walled"}' style="overflow:hidden;padding:0px 3px 0px 3px;vertical-align:bottom;font-weight:bold;">Double-walled</td> <td data-sheets-value='{"1":2,"2":"Opal (A/D)"}' style="border-right:1px solid #000000;overflow:hidden;padding:0px 3px 0px 3px;vertical-align:bottom;font-weight:bold;">Opal (A/D)</td> <td data-sheets-numberformat='{"1":2,"2":"0.00","3":1}' data-sheets-value='{"1":3,"3":2.9}' style="overflow:hidden;padding:0px 3px 0px 3px;vertical-align:bottom;text-align:center;">2.90</td> <td data-sheets-numberformat='{"1":2,"2":"0","3":1}' data-sheets-value='{"1":3,"3":51}' style="overflow:hidden;padding:0px 3px 0px 3px;vertical-align:bottom;text-align:center;">51</td> <td data-sheets-numberformat='{"1":2,"2":"0","3":1}' data-sheets-value='{"1":3,"3":50}' style="overflow:hidden;padding:0px 3px 0px 3px;vertical-align:bottom;text-align:center;">50</td> <td data-sheets-numberformat='{"1":2,"2":"0","3":1}' data-sheets-value='{"1":3,"3":20}' style="border-right:1px solid #000000;overflow:hidden;padding:0px 3px 0px 3px;vertical-align:bottom;text-align:center;">20</td> </tr> <tr style="height:20px;"> <td style="border-left:1px solid #000000;overflow:hidden;padding:0px 3px 0px 3px;vertical-align:bottom;font-weight:bold;"></td> <td data-sheets-value='{"1":2,"2":"Triple-walled"}' style="overflow:hidden;padding:0px 3px 0px 3px;vertical-align:bottom;font-weight:bold;">Triple-walled</td> <td data-sheets-value='{"1":2,"2":"Clear (A/H/H)"}' style="border-right:1px solid #000000;overflow:hidden;padding:0px 3px 0px 3px;vertical-align:bottom;font-weight:bold;">Clear (A/H/H)</td> <td data-sheets-numberformat='{"1":2,"2":"0.00","3":1}' data-sheets-value='{"1":3,"3":1.7}' style="overflow:hidden;padding:0px 3px 0px 3px;vertical-align:bottom;text-align:center;">1.70</td> <td data-sheets-numberformat='{"1":2,"2":"0","3":1}' data-sheets-value='{"1":3,"3":71}' style="overflow:hidden;padding:0px 3px 0px 3px;vertical-align:bottom;text-align:center;">71</td> <td data-sheets-numberformat='{"1":2,"2":"0","3":1}' data-sheets-value='{"1":3,"3":63}' style="overflow:hidden;padding:0px 3px 0px 3px;vertical-align:bottom;text-align:center;">63</td> <td data-sheets-numberformat='{"1":2,"2":"0","3":1}' data-sheets-value='{"1":3,"3":22}' style="border-right:1px solid #000000;overflow:hidden;padding:0px 3px 0px 3px;vertical-align:bottom;text-align:center;">22</td> </tr> <tr style="height:20px;"> <td style="border-left:1px solid #000000;overflow:hidden;padding:0px 3px 0px 3px;vertical-align:bottom;font-weight:bold;"></td> <td data-sheets-value='{"1":2,"2":"Triple-walled"}' style="overflow:hidden;padding:0px 3px 0px 3px;vertical-align:bottom;font-weight:bold;">Triple-walled</td> <td data-sheets-value='{"1":2,"2":"Opal (A/O/O)"}' style="border-right:1px solid #000000;overflow:hidden;padding:0px 3px 0px 3px;vertical-align:bottom;font-weight:bold;">Opal (A/O/O)</td> <td data-sheets-numberformat='{"1":2,"2":"0.00","3":1}' data-sheets-value='{"1":3,"3":1.7}' style="overflow:hidden;padding:0px 3px 0px 3px;vertical-align:bottom;text-align:center;">1.70</td> <td data-sheets-numberformat='{"1":2,"2":"0","3":1}' data-sheets-value='{"1":3,"3":61}' style="overflow:hidden;padding:0px 3px 0px 3px;vertical-align:bottom;text-align:center;">61</td> <td data-sheets-numberformat='{"1":2,"2":"0","3":1}' data-sheets-value='{"1":3,"3":48}' style="overflow:hidden;padding:0px 3px 0px 3px;vertical-align:bottom;text-align:center;">48</td> <td data-sheets-numberformat='{"1":2,"2":"0","3":1}' data-sheets-value='{"1":3,"3":22}' style="border-right:1px solid #000000;overflow:hidden;padding:0px 3px 0px 3px;vertical-align:bottom;text-align:center;">22</td> </tr> <tr style="height:20px;"> <td style="border-left:1px solid #000000;overflow:hidden;padding:0px 3px 0px 3px;vertical-align:bottom;font-weight:bold;"></td> <td data-sheets-value='{"1":2,"2":"Four-walled"}' style="overflow:hidden;padding:0px 3px 0px 3px;vertical-align:bottom;font-weight:bold;">Four-walled</td> <td data-sheets-value='{"1":2,"2":"Clear (A/H/H/H)"}' style="border-right:1px solid #000000;overflow:hidden;padding:0px 3px 0px 3px;vertical-align:bottom;font-weight:bold;">Clear (A/H/H/H)</td> <td data-sheets-numberformat='{"1":2,"2":"0.00","3":1}' data-sheets-value='{"1":3,"3":1.28}' style="overflow:hidden;padding:0px 3px 0px 3px;vertical-align:bottom;text-align:center;">1.28</td> <td data-sheets-numberformat='{"1":2,"2":"0","3":1}' data-sheets-value='{"1":3,"3":64}' style="overflow:hidden;padding:0px 3px 0px 3px;vertical-align:bottom;text-align:center;">64</td> <td data-sheets-numberformat='{"1":2,"2":"0","3":1}' data-sheets-value='{"1":3,"3":52}' style="overflow:hidden;padding:0px 3px 0px 3px;vertical-align:bottom;text-align:center;">52</td> <td data-sheets-numberformat='{"1":2,"2":"0","3":1}' data-sheets-value='{"1":3,"3":23}' style="border-right:1px solid #000000;overflow:hidden;padding:0px 3px 0px 3px;vertical-align:bottom;text-align:center;">23</td> </tr> <tr style="height:20px;"> <td style="border-bottom:1px solid #000000;border-left:1px solid #000000;overflow:hidden;padding:0px 3px 0px 3px;vertical-align:bottom;"></td> <td data-sheets-value='{"1":2,"2":"Four-walled"}' style="border-bottom:1px solid #000000;overflow:hidden;padding:0px 3px 0px 3px;vertical-align:bottom;font-weight:bold;">Four-walled</td> <td data-sheets-value='{"1":2,"2":"Opal (A/H/O/H)"}' style="border-right:1px solid #000000;border-bottom:1px solid #000000;overflow:hidden;padding:0px 3px 0px 3px;vertical-align:bottom;font-weight:bold;">Opal (A/H/O/H)</td> <td data-sheets-numberformat='{"1":2,"2":"0.00","3":1}' data-sheets-value='{"1":3,"3":1.28}' style="border-bottom:1px solid #000000;overflow:hidden;padding:0px 3px 0px 3px;vertical-align:bottom;text-align:center;">1.28</td> <td data-sheets-numberformat='{"1":2,"2":"0","3":1}' data-sheets-value='{"1":3,"3":59}' style="border-bottom:1px solid #000000;overflow:hidden;padding:0px 3px 0px 3px;vertical-align:bottom;text-align:center;">59</td> <td data-sheets-numberformat='{"1":2,"2":"0","3":1}' data-sheets-value='{"1":3,"3":46}' style="border-bottom:1px solid #000000;overflow:hidden;padding:0px 3px 0px 3px;vertical-align:bottom;text-align:center;">46</td> <td data-sheets-numberformat='{"1":2,"2":"0","3":1}' data-sheets-value='{"1":3,"3":23}' style="border-right:1px solid #000000;border-bottom:1px solid #000000;overflow:hidden;padding:0px 3px 0px 3px;vertical-align:bottom;text-align:center;">23</td> </tr> <tr style="height:20px;"> <td data-sheets-value='{"1":2,"2":"Polycarbonate"}' style="border-left:1px solid #000000;overflow:hidden;padding:0px 3px 0px 3px;vertical-align:bottom;font-weight:bold;">Polycarbonate</td> <td data-sheets-value='{"1":2,"2":"Single-walled"}' style="overflow:hidden;padding:0px 3px 0px 3px;vertical-align:bottom;font-weight:bold;">Single-walled</td> <td data-sheets-value='{"1":2,"2":"Heatstop Opal (T)"}' style="border-right:1px solid #000000;overflow:hidden;padding:0px 3px 0px 3px;vertical-align:bottom;font-weight:bold;">Heatstop Opal (T)</td> <td data-sheets-numberformat='{"1":2,"2":"0.00","3":1}' data-sheets-value='{"1":3,"3":5.17}' style="overflow:hidden;padding:0px 3px 0px 3px;vertical-align:bottom;text-align:center;">5.17</td> <td data-sheets-numberformat='{"1":2,"2":"0","3":1}' data-sheets-value='{"1":3,"3":49}' style="overflow:hidden;padding:0px 3px 0px 3px;vertical-align:bottom;text-align:center;">49</td> <td data-sheets-numberformat='{"1":2,"2":"0","3":1}' data-sheets-value='{"1":3,"3":59}' style="overflow:hidden;padding:0px 3px 0px 3px;vertical-align:bottom;text-align:center;">59</td> <td data-sheets-numberformat='{"1":2,"2":"0","3":1}' data-sheets-value='{"1":2,"2":"-"}' style="border-right:1px solid #000000;overflow:hidden;padding:0px 3px 0px 3px;vertical-align:bottom;text-align:center;">-</td> </tr> <tr style="height:20px;"> <td data-sheets-value='{"1":2,"2":"Heatstop PC"}' style="border-left:1px solid #000000;overflow:hidden;padding:0px 3px 0px 3px;vertical-align:bottom;font-weight:bold;">Heatstop PC</td> <td data-sheets-value='{"1":2,"2":"Double-walled"}' style="overflow:hidden;padding:0px 3px 0px 3px;vertical-align:bottom;font-weight:bold;">Double-walled</td> <td data-sheets-value='{"1":2,"2":"Clear (T/H)"}' style="border-right:1px solid #000000;overflow:hidden;padding:0px 3px 0px 3px;vertical-align:bottom;font-weight:bold;">Clear (T/H)</td> <td data-sheets-numberformat='{"1":2,"2":"0.00","3":1}' data-sheets-value='{"1":3,"3":2.9}' style="overflow:hidden;padding:0px 3px 0px 3px;vertical-align:bottom;text-align:center;">2.90</td> <td data-sheets-numberformat='{"1":2,"2":"0","3":1}' data-sheets-value='{"1":3,"3":44}' style="overflow:hidden;padding:0px 3px 0px 3px;vertical-align:bottom;text-align:center;">44</td> <td data-sheets-numberformat='{"1":2,"2":"0","3":1}' data-sheets-value='{"1":3,"3":51}' style="overflow:hidden;padding:0px 3px 0px 3px;vertical-align:bottom;text-align:center;">51</td> <td data-sheets-numberformat='{"1":2,"2":"0","3":1}' data-sheets-value='{"1":3,"3":20}' style="border-right:1px solid #000000;overflow:hidden;padding:0px 3px 0px 3px;vertical-align:bottom;text-align:center;">20</td> </tr> <tr style="height:20px;"> <td style="border-left:1px solid #000000;overflow:hidden;padding:0px 3px 0px 3px;vertical-align:bottom;font-weight:bold;"></td> <td data-sheets-value='{"1":2,"2":"Double-walled"}' style="overflow:hidden;padding:0px 3px 0px 3px;vertical-align:bottom;font-weight:bold;">Double-walled</td> <td data-sheets-value='{"1":2,"2":"Opal (T/O)"}' style="border-right:1px solid #000000;overflow:hidden;padding:0px 3px 0px 3px;vertical-align:bottom;font-weight:bold;">Opal (T/O)</td> <td data-sheets-numberformat='{"1":2,"2":"0.00","3":1}' data-sheets-value='{"1":3,"3":2.9}' style="overflow:hidden;padding:0px 3px 0px 3px;vertical-align:bottom;text-align:center;">2.90</td> <td data-sheets-numberformat='{"1":2,"2":"0","3":1}' data-sheets-value='{"1":3,"3":41}' style="overflow:hidden;padding:0px 3px 0px 3px;vertical-align:bottom;text-align:center;">41</td> <td data-sheets-numberformat='{"1":2,"2":"0","3":1}' data-sheets-value='{"1":3,"3":45}' style="overflow:hidden;padding:0px 3px 0px 3px;vertical-align:bottom;text-align:center;">45</td> <td data-sheets-numberformat='{"1":2,"2":"0","3":1}' data-sheets-value='{"1":3,"3":20}' style="border-right:1px solid #000000;overflow:hidden;padding:0px 3px 0px 3px;vertical-align:bottom;text-align:center;">20</td> </tr> <tr style="height:20px;"> <td style="border-left:1px solid #000000;overflow:hidden;padding:0px 3px 0px 3px;vertical-align:bottom;font-weight:bold;"></td> <td data-sheets-value='{"1":2,"2":"Triple-walled"}' style="overflow:hidden; | skylux-160-ce-met-koepel-en-pvc-opstand-35-30-met-lm-motor-1300-x-2500-mm | 8586045784397 | 46872382800205
Smoke and heat exhaust (SHEV) | SHE system | Skylux | Skylux 160° CE with skylight and PVC curb 35/30 with double LM-actuator 1300 x 2800 mm |  | 50553 | 5412970505532 | 8800.35 | Yes | 30-45 | 149.01 | 1300 x 2800 mm | 2800 | 1300 |  | PVC 35/30 (35 cm high & roof opening = 30 cm larger than daylight size) | Rectangular | 5.17 W/m²K - 1.28 W/m²K | 87% - 32% | 90% - 32% | 20dB - 23dB | 160° CE (for industry) | skylight | without spoiler | E | Double actuator | Maximum four-walled skylight possible for this product | Ut-value LT-value g-value Rw-value EN 1873 : 2014 EN ISO 13468 EN 16153 EN 410 EN 410 EN ISO 140-3 Material Walls Shells (W/m²K) (%) (%) (dB) Acrylic Single-walled Clear (H) 5.17 90 87 - PMMA Single-walled Opal (O) 5.17 83 76 - Double-walled Clear (H/H) 2.90 81 75 20 Double-walled Opal (O/O) 2.90 69 58 20 Triple-walled Clear (H/H/H) 1.70 73 65 22 Triple-walled Opal (O/H/O) 1.70 62 51 22 Four-walled Clear (H/H/H/H) 1.28 64 54 23 Four-walled Opal (H/H/O/H) 1.28 59 48 23 Polycarbonate Single-walled Clear (A) 5.17 88 83 - PC Single-walled Opal (D) 5.17 58 60 - Double-walled Clear (A/H) 2.90 79 72 20 Double-walled Clear (A/A) 2.90 77 69 20 Double-walled Opal (A/O) 2.90 73 63 20 Double-walled Opal (A/D) 2.90 51 50 20 Triple-walled Clear (A/H/H) 1.70 71 63 22 Triple-walled Opal (A/O/O) 1.70 61 48 22 Four-walled Clear (A/H/H/H) 1.28 64 52 23 Four-walled Opal (A/H/O/H) 1.28 59 46 23 Polycarbonate Single-walled Heatstop Opal (T) 5.17 49 59 - Heatstop PC Double-walled Clear (T/H) 2.90 44 51 20 Double-walled Opal (T/O) 2.90 41 45 20 Triple-walled Clear (T/H/H) 1.70 40 <td data-sheets-numberformat='{"1":2,"2":"0","3":1}' data-sheets-value='{"1":3,"3":44}' style="overflow:hidden;paddin | https://skylux.eu/en/products/skylux-160-ce-met-koepel-en-pvc-opstand-35-30-met-lm-motor-1300-x-2800-mm | https://skylux.eu/cdn/shop/files/Skylux-160deg-CE-met-koepel-en-pvc-opstand-3530-met-dubbele-LM-motor-1300-x-2800-mm-RWA-systeem.jpg?v=1702982027&width=1600 | https://skylux.eu/cdn/shop/files/e5a82811-1bb0-48e4-a776-cacb59c7c092_2a8aed44-3984-4c04-ae33-657fdbfe62dc.jpg?v=1688551522&width=1600 | //skylux.eu/cdn/shop/files/E_MH_Mounting_instructions_Skylux_160_CE_LM.pdf?v=12406716259046007223 | //skylux.eu/cdn/shop/files/E_TD_Technical_File_Skylux_Skylux_160_CE_Electric.pdf?v=3667116872303399239 | <style type="text/css" id="isPasted"> <!--td { border: 1px solid #cccccc; } br { mso-data-placement: same-cell; } --> </style> <table border="1" cellpadding="0" cellspacing="0" dir="ltr" style="table-layout:fixed;font-size:10pt;font-family:Arial;border-collapse:collapse;border:none;"><tbody> <tr style="height:20px;"> <td style="overflow:hidden;padding:0px 3px 0px 3px;vertical-align:bottom;"></td> <td style="overflow:hidden;padding:0px 3px 0px 3px;vertical-align:bottom;"></td> <td style="overflow:hidden;padding:0px 3px 0px 3px;vertical-align:bottom;"></td> <td data-sheets-value='{"1":2,"2":"Ut-value"}' style="overflow:hidden;padding:0px 3px 0px 3px;vertical-align:bottom;font-weight:bold;text-align:center;">Ut-value</td> <td data-sheets-value='{"1":2,"2":"LT-value"}' style="overflow:hidden;padding:0px 3px 0px 3px;vertical-align:bottom;font-weight:bold;text-align:center;">LT-value</td> <td data-sheets-value='{"1":2,"2":"g-value"}' style="overflow:hidden;padding:0px 3px 0px 3px;vertical-align:bottom;font-weight:bold;text-align:center;">g-value</td> <td data-sheets-value='{"1":2,"2":"Rw-value "}' style="overflow:hidden;padding:0px 3px 0px 3px;vertical-align:bottom;font-weight:bold;text-align:center;">Rw-value </td> </tr> <tr style="height:20px;"> <td style="overflow:hidden;padding:0px 3px 0px 3px;vertical-align:bottom;"></td> <td style="overflow:hidden;padding:0px 3px 0px 3px;vertical-align:bottom;"></td> <td style="overflow:hidden;padding:0px 3px 0px 3px;vertical-align:bottom;"></td> <td data-sheets-numberformat='{"1":2,"2":"0.00","3":1}' data-sheets-value='{"1":2,"2":"EN 1873 : 2014"}' style="overflow:hidden;padding:0px 3px 0px 3px;vertical-align:bottom;text-align:center;">EN 1873 : 2014</td> <td data-sheets-numberformat='{"1":2,"2":"0","3":1}' data-sheets-value='{"1":2,"2":"EN ISO 13468 EN 16153 EN 410"}' style="overflow:hidden;padding:0px 3px 0px 3px;vertical-align:bottom;text-align:center;">EN ISO 13468 EN 16153 EN 410</td> <td data-sheets-numberformat='{"1":2,"2":"0","3":1}' data-sheets-value='{"1":2,"2":"EN 410"}' style="overflow:hidden;padding:0px 3px 0px 3px;vertical-align:bottom;text-align:center;">EN 410</td> <td data-sheets-value='{"1":2,"2":"EN ISO 140-3\t\t"}' style="overflow:hidden;padding:0px 3px 0px 3px;vertical-align:bottom;text-align:center;">EN ISO 140-3 </td> </tr> <tr style="height:20px;"> <td data-sheets-value='{"1":2,"2":"Material"}' style="border-bottom:1px solid #000000;overflow:hidden;padding:0px 3px 0px 3px;vertical-align:bottom;background-color:#000000;font-weight:bold;color:#ffffff;">Material</td> <td data-sheets-value='{"1":2,"2":"Walls"}' style="border-bottom:1px solid #000000;overflow:hidden;padding:0px 3px 0px 3px;vertical-align:bottom;background-color:#000000;font-weight:bold;color:#ffffff;">Walls</td> <td data-sheets-value='{"1":2,"2":"Shells"}' style="border-bottom:1px solid #000000;overflow:hidden;padding:0px 3px 0px 3px;vertical-align:bottom;background-color:#000000;font-weight:bold;color:#ffffff;">Shells</td> <td data-sheets-numberformat='{"1":2,"2":"0.00","3":1}' data-sheets-value='{"1":2,"2":"(W/m²K)\t"}' style="border-bottom:1px solid #000000;overflow:hidden;padding:0px 3px 0px 3px;vertical-align:bottom;background-color:#000000;font-weight:bold;color:#ffffff;text-align:center;">(W/m²K) </td> <td data-sheets-numberformat='{"1":2,"2":"0","3":1}' data-sheets-value='{"1":2,"2":"(%)"}' style="border-bottom:1px solid #000000;overflow:hidden;padding:0px 3px 0px 3px;vertical-align:bottom;background-color:#000000;font-weight:bold;color:#ffffff;text-align:center;">(%)</td> <td data-sheets-numberformat='{"1":2,"2":"0","3":1}' data-sheets-value='{"1":2,"2":"(%)"}' style="border-bottom:1px solid #000000;overflow:hidden;padding:0px 3px 0px 3px;vertical-align:bottom;background-color:#000000;font-weight:bold;color:#ffffff;text-align:center;">(%)</td> <td data-sheets-value='{"1":2,"2":"(dB)"}' style="border-bottom:1px solid #000000;overflow:hidden;padding:0px 3px 0px 3px;vertical-align:bottom;background-color:#000000;font-weight:bold;color:#ffffff;text-align:center;">(dB)</td> </tr> <tr style="height:20px;"> <td data-sheets-value='{"1":2,"2":"Acrylic"}' style="border-left:1px solid #000000;overflow:hidden;padding:0px 3px 0px 3px;vertical-align:bottom;font-weight:bold;">Acrylic</td> <td data-sheets-value='{"1":2,"2":"Single-walled"}' style="overflow:hidden;padding:0px 3px 0px 3px;vertical-align:bottom;font-weight:bold;">Single-walled</td> <td data-sheets-value='{"1":2,"2":"Clear (H)"}' style="border-right:1px solid #000000;overflow:hidden;padding:0px 3px 0px 3px;vertical-align:bottom;font-weight:bold;">Clear (H)</td> <td data-sheets-numberformat='{"1":2,"2":"0.00","3":1}' data-sheets-value='{"1":3,"3":5.17}' style="overflow:hidden;padding:0px 3px 0px 3px;vertical-align:bottom;text-align:center;">5.17</td> <td data-sheets-numberformat='{"1":2,"2":"0","3":1}' data-sheets-value='{"1":3,"3":90}' style="overflow:hidden;padding:0px 3px 0px 3px;vertical-align:bottom;text-align:center;">90</td> <td data-sheets-numberformat='{"1":2,"2":"0","3":1}' data-sheets-value='{"1":3,"3":87}' style="overflow:hidden;padding:0px 3px 0px 3px;vertical-align:bottom;text-align:center;">87</td> <td data-sheets-numberformat='{"1":2,"2":"0","3":1}' data-sheets-value='{"1":2,"2":"-"}' style="border-right:1px solid #000000;overflow:hidden;padding:0px 3px 0px 3px;vertical-align:bottom;text-align:center;">-</td> </tr> <tr style="height:20px;"> <td data-sheets-value='{"1":2,"2":"PMMA"}' style="border-left:1px solid #000000;overflow:hidden;padding:0px 3px 0px 3px;vertical-align:bottom;font-weight:bold;">PMMA</td> <td data-sheets-value='{"1":2,"2":"Single-walled"}' style="overflow:hidden;padding:0px 3px 0px 3px;vertical-align:bottom;font-weight:bold;">Single-walled</td> <td data-sheets-value='{"1":2,"2":"Opal (O)"}' style="border-right:1px solid #000000;overflow:hidden;padding:0px 3px 0px 3px;vertical-align:bottom;font-weight:bold;">Opal (O)</td> <td data-sheets-numberformat='{"1":2,"2":"0.00","3":1}' data-sheets-value='{"1":3,"3":5.17}' style="overflow:hidden;padding:0px 3px 0px 3px;vertical-align:bottom;text-align:center;">5.17</td> <td data-sheets-numberformat='{"1":2,"2":"0","3":1}' data-sheets-value='{"1":3,"3":83}' style="overflow:hidden;padding:0px 3px 0px 3px;vertical-align:bottom;text-align:center;">83</td> <td data-sheets-numberformat='{"1":2,"2":"0","3":1}' data-sheets-value='{"1":3,"3":76}' style="overflow:hidden;padding:0px 3px 0px 3px;vertical-align:bottom;text-align:center;">76</td> <td data-sheets-numberformat='{"1":2,"2":"0","3":1}' data-sheets-value='{"1":2,"2":"-"}' style="border-right:1px solid #000000;overflow:hidden;padding:0px 3px 0px 3px;vertical-align:bottom;text-align:center;">-</td> </tr> <tr style="height:20px;"> <td style="border-left:1px solid #000000;overflow:hidden;padding:0px 3px 0px 3px;vertical-align:bottom;font-weight:bold;"></td> <td data-sheets-value='{"1":2,"2":"Double-walled"}' style="overflow:hidden;padding:0px 3px 0px 3px;vertical-align:bottom;font-weight:bold;">Double-walled</td> <td data-sheets-value='{"1":2,"2":"Clear (H/H)"}' style="border-right:1px solid #000000;overflow:hidden;padding:0px 3px 0px 3px;vertical-align:bottom;font-weight:bold;">Clear (H/H)</td> <td data-sheets-numberformat='{"1":2,"2":"0.00","3":1}' data-sheets-value='{"1":3,"3":2.9}' style="overflow:hidden;padding:0px 3px 0px 3px;vertical-align:bottom;text-align:center;">2.90</td> <td data-sheets-numberformat='{"1":2,"2":"0","3":1}' data-sheets-value='{"1":3,"3":81}' style="overflow:hidden;padding:0px 3px 0px 3px;vertical-align:bottom;text-align:center;">81</td> <td data-sheets-numberformat='{"1":2,"2":"0","3":1}' data-sheets-value='{"1":3,"3":75}' style="overflow:hidden;padding:0px 3px 0px 3px;vertical-align:bottom;text-align:center;">75</td> <td data-sheets-numberformat='{"1":2,"2":"0","3":1}' data-sheets-value='{"1":3,"3":20}' style="border-right:1px solid #000000;overflow:hidden;padding:0px 3px 0px 3px;vertical-align:bottom;text-align:center;">20</td> </tr> <tr style="height:20px;"> <td style="border-left:1px solid #000000;overflow:hidden;padding:0px 3px 0px 3px;vertical-align:bottom;font-weight:bold;"></td> <td data-sheets-value='{"1":2,"2":"Double-walled"}' style="overflow:hidden;padding:0px 3px 0px 3px;vertical-align:bottom;font-weight:bold;">Double-walled</td> <td data-sheets-value='{"1":2,"2":"Opal (O/O)"}' style="border-right:1px solid #000000;overflow:hidden;padding:0px 3px 0px 3px;vertical-align:bottom;font-weight:bold;">Opal (O/O)</td> <td data-sheets-numberformat='{"1":2,"2":"0.00","3":1}' data-sheets-value='{"1":3,"3":2.9}' style="overflow:hidden;padding:0px 3px 0px 3px;vertical-align:bottom;text-align:center;">2.90</td> <td data-sheets-numberformat='{"1":2,"2":"0","3":1}' data-sheets-value='{"1":3,"3":69}' style="overflow:hidden;padding:0px 3px 0px 3px;vertical-align:bottom;text-align:center;">69</td> <td data-sheets-numberformat='{"1":2,"2":"0","3":1}' data-sheets-value='{"1":3,"3":58}' style="overflow:hidden;padding:0px 3px 0px 3px;vertical-align:bottom;text-align:center;">58</td> <td data-sheets-numberformat='{"1":2,"2":"0","3":1}' data-sheets-value='{"1":3,"3":20}' style="border-right:1px solid #000000;overflow:hidden;padding:0px 3px 0px 3px;vertical-align:bottom;text-align:center;">20</td> </tr> <tr style="height:20px;"> <td style="border-left:1px solid #000000;overflow:hidden;padding:0px 3px 0px 3px;vertical-align:bottom;font-weight:bold;"></td> <td data-sheets-value='{"1":2,"2":"Triple-walled"}' style="overflow:hidden;padding:0px 3px 0px 3px;vertical-align:bottom;font-weight:bold;">Triple-walled</td> <td data-sheets-value='{"1":2,"2":"Clear (H/H/H)"}' style="border-right:1px solid #000000;overflow:hidden;padding:0px 3px 0px 3px;vertical-align:bottom;font-weight:bold;">Clear (H/H/H)</td> <td data-sheets-numberformat='{"1":2,"2":"0.00","3":1}' data-sheets-value='{"1":3,"3":1.7}' style="overflow:hidden;padding:0px 3px 0px 3px;vertical-align:bottom;text-align:center;">1.70</td> <td data-sheets-numberformat='{"1":2,"2":"0","3":1}' data-sheets-value='{"1":3,"3":73}' style="overflow:hidden;padding:0px 3px 0px 3px;vertical-align:bottom;text-align:center;">73</td> <td data-sheets-numberformat='{"1":2,"2":"0","3":1}' data-sheets-value='{"1":3,"3":65}' style="overflow:hidden;padding:0px 3px 0px 3px;vertical-align:bottom;text-align:center;">65</td> <td data-sheets-numberformat='{"1":2,"2":"0","3":1}' data-sheets-value='{"1":3,"3":22}' style="border-right:1px solid #000000;overflow:hidden;padding:0px 3px 0px 3px;vertical-align:bottom;text-align:center;">22</td> </tr> <tr style="height:20px;"> <td style="border-left:1px solid #000000;overflow:hidden;padding:0px 3px 0px 3px;vertical-align:bottom;font-weight:bold;"></td> <td data-sheets-value='{"1":2,"2":"Triple-walled"}' style="overflow:hidden;padding:0px 3px 0px 3px;vertical-align:bottom;font-weight:bold;">Triple-walled</td> <td data-sheets-value='{"1":2,"2":"Opal (O/H/O)"}' style="border-right:1px solid #000000;overflow:hidden;padding:0px 3px 0px 3px;vertical-align:bottom;font-weight:bold;">Opal (O/H/O)</td> <td data-sheets-numberformat='{"1":2,"2":"0.00","3":1}' data-sheets-value='{"1":3,"3":1.7}' style="overflow:hidden;padding:0px 3px 0px 3px;vertical-align:bottom;text-align:center;">1.70</td> <td data-sheets-numberformat='{"1":2,"2":"0","3":1}' data-sheets-value='{"1":3,"3":62}' style="overflow:hidden;padding:0px 3px 0px 3px;vertical-align:bottom;text-align:center;">62</td> <td data-sheets-numberformat='{"1":2,"2":"0","3":1}' data-sheets-value='{"1":3,"3":51}' style="overflow:hidden;padding:0px 3px 0px 3px;vertical-align:bottom;text-align:center;">51</td> <td data-sheets-numberformat='{"1":2,"2":"0","3":1}' data-sheets-value='{"1":3,"3":22}' style="border-right:1px solid #000000;overflow:hidden;padding:0px 3px 0px 3px;vertical-align:bottom;text-align:center;">22</td> </tr> <tr style="height:20px;"> <td style="border-left:1px solid #000000;overflow:hidden;padding:0px 3px 0px 3px;vertical-align:bottom;font-weight:bold;"></td> <td data-sheets-value='{"1":2,"2":"Four-walled"}' style="overflow:hidden;padding:0px 3px 0px 3px;vertical-align:bottom;font-weight:bold;">Four-walled</td> <td data-sheets-value='{"1":2,"2":"Clear (H/H/H/H)"}' style="border-right:1px solid #000000;overflow:hidden;padding:0px 3px 0px 3px;vertical-align:bottom;font-weight:bold;">Clear (H/H/H/H)</td> <td data-sheets-numberformat='{"1":2,"2":"0.00","3":1}' data-sheets-value='{"1":3,"3":1.28}' style="overflow:hidden;padding:0px 3px 0px 3px;vertical-align:bottom;text-align:center;">1.28</td> <td data-sheets-numberformat='{"1":2,"2":"0","3":1}' data-sheets-value='{"1":3,"3":64}' style="overflow:hidden;padding:0px 3px 0px 3px;vertical-align:bottom;text-align:center;">64</td> <td data-sheets-numberformat='{"1":2,"2":"0","3":1}' data-sheets-value='{"1":3,"3":54}' style="overflow:hidden;padding:0px 3px 0px 3px;vertical-align:bottom;text-align:center;">54</td> <td data-sheets-numberformat='{"1":2,"2":"0","3":1}' data-sheets-value='{"1":3,"3":23}' style="border-right:1px solid #000000;overflow:hidden;padding:0px 3px 0px 3px;vertical-align:bottom;text-align:center;">23</td> </tr> <tr style="height:20px;"> <td style="border-bottom:1px solid #000000;border-left:1px solid #000000;overflow:hidden;padding:0px 3px 0px 3px;vertical-align:bottom;"></td> <td data-sheets-value='{"1":2,"2":"Four-walled"}' style="border-bottom:1px solid #000000;overflow:hidden;padding:0px 3px 0px 3px;vertical-align:bottom;font-weight:bold;">Four-walled</td> <td data-sheets-value='{"1":2,"2":"Opal (H/H/O/H)"}' style="border-right:1px solid #000000;border-bottom:1px solid #000000;overflow:hidden;padding:0px 3px 0px 3px;vertical-align:bottom;font-weight:bold;">Opal (H/H/O/H)</td> <td data-sheets-numberformat='{"1":2,"2":"0.00","3":1}' data-sheets-value='{"1":3,"3":1.28}' style="border-bottom:1px solid #000000;overflow:hidden;padding:0px 3px 0px 3px;vertical-align:bottom;text-align:center;">1.28</td> <td data-sheets-numberformat='{"1":2,"2":"0","3":1}' data-sheets-value='{"1":3,"3":59}' style="border-bottom:1px solid #000000;overflow:hidden;padding:0px 3px 0px 3px;vertical-align:bottom;text-align:center;">59</td> <td data-sheets-numberformat='{"1":2,"2":"0","3":1}' data-sheets-value='{"1":3,"3":48}' style="border-bottom:1px solid #000000;overflow:hidden;padding:0px 3px 0px 3px;vertical-align:bottom;text-align:center;">48</td> <td data-sheets-numberformat='{"1":2,"2":"0","3":1}' data-sheets-value='{"1":3,"3":23}' style="border-right:1px solid #000000;border-bottom:1px solid #000000;overflow:hidden;padding:0px 3px 0px 3px;vertical-align:bottom;text-align:center;">23</td> </tr> <tr style="height:20px;"> <td data-sheets-value='{"1":2,"2":"Polycarbonate "}' style="border-left:1px solid #000000;overflow:hidden;padding:0px 3px 0px 3px;vertical-align:bottom;font-weight:bold;">Polycarbonate </td> <td data-sheets-value='{"1":2,"2":"Single-walled"}' style="overflow:hidden;padding:0px 3px 0px 3px;vertical-align:bottom;font-weight:bold;">Single-walled</td> <td data-sheets-value='{"1":2,"2":"Clear (A)"}' style="border-right:1px solid #000000;overflow:hidden;padding:0px 3px 0px 3px;vertical-align:bottom;font-weight:bold;">Clear (A)</td> <td data-sheets-numberformat='{"1":2,"2":"0.00","3":1}' data-sheets-value='{"1":3,"3":5.17}' style="overflow:hidden;padding:0px 3px 0px 3px;vertical-align:bottom;text-align:center;">5.17</td> <td data-sheets-numberformat='{"1":2,"2":"0","3":1}' data-sheets-value='{"1":3,"3":88}' style="overflow:hidden;padding:0px 3px 0px 3px;vertical-align:bottom;text-align:center;">88</td> <td data-sheets-numberformat='{"1":2,"2":"0","3":1}' data-sheets-value='{"1":3,"3":83}' style="overflow:hidden;padding:0px 3px 0px 3px;vertical-align:bottom;text-align:center;">83</td> <td data-sheets-numberformat='{"1":2,"2":"0","3":1}' data-sheets-value='{"1":2,"2":"-"}' style="border-right:1px solid #000000;overflow:hidden;padding:0px 3px 0px 3px;vertical-align:bottom;text-align:center;">-</td> </tr> <tr style="height:20px;"> <td data-sheets-value='{"1":2,"2":"PC"}' style="border-left:1px solid #000000;overflow:hidden;padding:0px 3px 0px 3px;vertical-align:bottom;font-weight:bold;">PC</td> <td data-sheets-value='{"1":2,"2":"Single-walled"}' style="overflow:hidden;padding:0px 3px 0px 3px;vertical-align:bottom;font-weight:bold;">Single-walled</td> <td data-sheets-value='{"1":2,"2":"Opal (D)"}' style="border-right:1px solid #000000;overflow:hidden;padding:0px 3px 0px 3px;vertical-align:bottom;font-weight:bold;">Opal (D)</td> <td data-sheets-numberformat='{"1":2,"2":"0.00","3":1}' data-sheets-value='{"1":3,"3":5.17}' style="overflow:hidden;padding:0px 3px 0px 3px;vertical-align:bottom;text-align:center;">5.17</td> <td data-sheets-numberformat='{"1":2,"2":"0","3":1}' data-sheets-value='{"1":3,"3":58}' style="overflow:hidden;padding:0px 3px 0px 3px;vertical-align:bottom;text-align:center;">58</td> <td data-sheets-numberformat='{"1":2,"2":"0","3":1}' data-sheets-value='{"1":3,"3":60}' style="overflow:hidden;padding:0px 3px 0px 3px;vertical-align:bottom;text-align:center;">60</td> <td data-sheets-numberformat='{"1":2,"2":"0","3":1}' data-sheets-value='{"1":2,"2":"-"}' style="border-right:1px solid #000000;overflow:hidden;padding:0px 3px 0px 3px;vertical-align:bottom;text-align:center;">-</td> </tr> <tr style="height:20px;"> <td style="border-left:1px solid #000000;overflow:hidden;padding:0px 3px 0px 3px;vertical-align:bottom;font-weight:bold;"></td> <td data-sheets-value='{"1":2,"2":"Double-walled"}' style="overflow:hidden;padding:0px 3px 0px 3px;vertical-align:bottom;font-weight:bold;">Double-walled</td> <td data-sheets-value='{"1":2,"2":"Clear (A/H)"}' style="border-right:1px solid #000000;overflow:hidden;padding:0px 3px 0px 3px;vertical-align:bottom;font-weight:bold;">Clear (A/H)</td> <td data-sheets-numberformat='{"1":2,"2":"0.00","3":1}' data-sheets-value='{"1":3,"3":2.9}' style="overflow:hidden;padding:0px 3px 0px 3px;vertical-align:bottom;text-align:center;">2.90</td> <td data-sheets-numberformat='{"1":2,"2":"0","3":1}' data-sheets-value='{"1":3,"3":79}' style="overflow:hidden;padding:0px 3px 0px 3px;vertical-align:bottom;text-align:center;">79</td> <td data-sheets-numberformat='{"1":2,"2":"0","3":1}' data-sheets-value='{"1":3,"3":72}' style="overflow:hidden;padding:0px 3px 0px 3px;vertical-align:bottom;text-align:center;">72</td> <td data-sheets-numberformat='{"1":2,"2":"0","3":1}' data-sheets-value='{"1":3,"3":20}' style="border-right:1px solid #000000;overflow:hidden;padding:0px 3px 0px 3px;vertical-align:bottom;text-align:center;">20</td> </tr> <tr style="height:20px;"> <td style="border-left:1px solid #000000;overflow:hidden;padding:0px 3px 0px 3px;vertical-align:bottom;font-weight:bold;"></td> <td data-sheets-value='{"1":2,"2":"Double-walled"}' style="overflow:hidden;padding:0px 3px 0px 3px;vertical-align:bottom;font-weight:bold;">Double-walled</td> <td data-sheets-value='{"1":2,"2":"Clear (A/A)"}' style="border-right:1px solid #000000;overflow:hidden;padding:0px 3px 0px 3px;vertical-align:bottom;font-weight:bold;">Clear (A/A)</td> <td data-sheets-numberformat='{"1":2,"2":"0.00","3":1}' data-sheets-value='{"1":3,"3":2.9}' style="overflow:hidden;padding:0px 3px 0px 3px;vertical-align:bottom;text-align:center;">2.90</td> <td data-sheets-numberformat='{"1":2,"2":"0","3":1}' data-sheets-value='{"1":3,"3":77}' style="overflow:hidden;padding:0px 3px 0px 3px;vertical-align:bottom;text-align:center;">77</td> <td data-sheets-numberformat='{"1":2,"2":"0","3":1}' data-sheets-value='{"1":3,"3":69}' style="overflow:hidden;padding:0px 3px 0px 3px;vertical-align:bottom;text-align:center;">69</td> <td data-sheets-numberformat='{"1":2,"2":"0","3":1}' data-sheets-value='{"1":3,"3":20}' style="border-right:1px solid #000000;overflow:hidden;padding:0px 3px 0px 3px;vertical-align:bottom;text-align:center;">20</td> </tr> <tr style="height:20px;"> <td style="border-left:1px solid #000000;overflow:hidden;padding:0px 3px 0px 3px;vertical-align:bottom;font-weight:bold;"></td> <td data-sheets-value='{"1":2,"2":"Double-walled"}' style="overflow:hidden;padding:0px 3px 0px 3px;vertical-align:bottom;font-weight:bold;">Double-walled</td> <td data-sheets-value='{"1":2,"2":"Opal (A/O)"}' style="border-right:1px solid #000000;overflow:hidden;padding:0px 3px 0px 3px;vertical-align:bottom;font-weight:bold;">Opal (A/O)</td> <td data-sheets-numberformat='{"1":2,"2":"0.00","3":1}' data-sheets-value='{"1":3,"3":2.9}' style="overflow:hidden;padding:0px 3px 0px 3px;vertical-align:bottom;text-align:center;">2.90</td> <td data-sheets-numberformat='{"1":2,"2":"0","3":1}' data-sheets-value='{"1":3,"3":73}' style="overflow:hidden;padding:0px 3px 0px 3px;vertical-align:bottom;text-align:center;">73</td> <td data-sheets-numberformat='{"1":2,"2":"0","3":1}' data-sheets-value='{"1":3,"3":63}' style="overflow:hidden;padding:0px 3px 0px 3px;vertical-align:bottom;text-align:center;">63</td> <td data-sheets-numberformat='{"1":2,"2":"0","3":1}' data-sheets-value='{"1":3,"3":20}' style="border-right:1px solid #000000;overflow:hidden;padding:0px 3px 0px 3px;vertical-align:bottom;text-align:center;">20</td> </tr> <tr style="height:20px;"> <td style="border-left:1px solid #000000;overflow:hidden;padding:0px 3px 0px 3px;vertical-align:bottom;font-weight:bold;"></td> <td data-sheets-value='{"1":2,"2":"Double-walled"}' style="overflow:hidden;padding:0px 3px 0px 3px;vertical-align:bottom;font-weight:bold;">Double-walled</td> <td data-sheets-value='{"1":2,"2":"Opal (A/D)"}' style="border-right:1px solid #000000;overflow:hidden;padding:0px 3px 0px 3px;vertical-align:bottom;font-weight:bold;">Opal (A/D)</td> <td data-sheets-numberformat='{"1":2,"2":"0.00","3":1}' data-sheets-value='{"1":3,"3":2.9}' style="overflow:hidden;padding:0px 3px 0px 3px;vertical-align:bottom;text-align:center;">2.90</td> <td data-sheets-numberformat='{"1":2,"2":"0","3":1}' data-sheets-value='{"1":3,"3":51}' style="overflow:hidden;padding:0px 3px 0px 3px;vertical-align:bottom;text-align:center;">51</td> <td data-sheets-numberformat='{"1":2,"2":"0","3":1}' data-sheets-value='{"1":3,"3":50}' style="overflow:hidden;padding:0px 3px 0px 3px;vertical-align:bottom;text-align:center;">50</td> <td data-sheets-numberformat='{"1":2,"2":"0","3":1}' data-sheets-value='{"1":3,"3":20}' style="border-right:1px solid #000000;overflow:hidden;padding:0px 3px 0px 3px;vertical-align:bottom;text-align:center;">20</td> </tr> <tr style="height:20px;"> <td style="border-left:1px solid #000000;overflow:hidden;padding:0px 3px 0px 3px;vertical-align:bottom;font-weight:bold;"></td> <td data-sheets-value='{"1":2,"2":"Triple-walled"}' style="overflow:hidden;padding:0px 3px 0px 3px;vertical-align:bottom;font-weight:bold;">Triple-walled</td> <td data-sheets-value='{"1":2,"2":"Clear (A/H/H)"}' style="border-right:1px solid #000000;overflow:hidden;padding:0px 3px 0px 3px;vertical-align:bottom;font-weight:bold;">Clear (A/H/H)</td> <td data-sheets-numberformat='{"1":2,"2":"0.00","3":1}' data-sheets-value='{"1":3,"3":1.7}' style="overflow:hidden;padding:0px 3px 0px 3px;vertical-align:bottom;text-align:center;">1.70</td> <td data-sheets-numberformat='{"1":2,"2":"0","3":1}' data-sheets-value='{"1":3,"3":71}' style="overflow:hidden;padding:0px 3px 0px 3px;vertical-align:bottom;text-align:center;">71</td> <td data-sheets-numberformat='{"1":2,"2":"0","3":1}' data-sheets-value='{"1":3,"3":63}' style="overflow:hidden;padding:0px 3px 0px 3px;vertical-align:bottom;text-align:center;">63</td> <td data-sheets-numberformat='{"1":2,"2":"0","3":1}' data-sheets-value='{"1":3,"3":22}' style="border-right:1px solid #000000;overflow:hidden;padding:0px 3px 0px 3px;vertical-align:bottom;text-align:center;">22</td> </tr> <tr style="height:20px;"> <td style="border-left:1px solid #000000;overflow:hidden;padding:0px 3px 0px 3px;vertical-align:bottom;font-weight:bold;"></td> <td data-sheets-value='{"1":2,"2":"Triple-walled"}' style="overflow:hidden;padding:0px 3px 0px 3px;vertical-align:bottom;font-weight:bold;">Triple-walled</td> <td data-sheets-value='{"1":2,"2":"Opal (A/O/O)"}' style="border-right:1px solid #000000;overflow:hidden;padding:0px 3px 0px 3px;vertical-align:bottom;font-weight:bold;">Opal (A/O/O)</td> <td data-sheets-numberformat='{"1":2,"2":"0.00","3":1}' data-sheets-value='{"1":3,"3":1.7}' style="overflow:hidden;padding:0px 3px 0px 3px;vertical-align:bottom;text-align:center;">1.70</td> <td data-sheets-numberformat='{"1":2,"2":"0","3":1}' data-sheets-value='{"1":3,"3":61}' style="overflow:hidden;padding:0px 3px 0px 3px;vertical-align:bottom;text-align:center;">61</td> <td data-sheets-numberformat='{"1":2,"2":"0","3":1}' data-sheets-value='{"1":3,"3":48}' style="overflow:hidden;padding:0px 3px 0px 3px;vertical-align:bottom;text-align:center;">48</td> <td data-sheets-numberformat='{"1":2,"2":"0","3":1}' data-sheets-value='{"1":3,"3":22}' style="border-right:1px solid #000000;overflow:hidden;padding:0px 3px 0px 3px;vertical-align:bottom;text-align:center;">22</td> </tr> <tr style="height:20px;"> <td style="border-left:1px solid #000000;overflow:hidden;padding:0px 3px 0px 3px;vertical-align:bottom;font-weight:bold;"></td> <td data-sheets-value='{"1":2,"2":"Four-walled"}' style="overflow:hidden;padding:0px 3px 0px 3px;vertical-align:bottom;font-weight:bold;">Four-walled</td> <td data-sheets-value='{"1":2,"2":"Clear (A/H/H/H)"}' style="border-right:1px solid #000000;overflow:hidden;padding:0px 3px 0px 3px;vertical-align:bottom;font-weight:bold;">Clear (A/H/H/H)</td> <td data-sheets-numberformat='{"1":2,"2":"0.00","3":1}' data-sheets-value='{"1":3,"3":1.28}' style="overflow:hidden;padding:0px 3px 0px 3px;vertical-align:bottom;text-align:center;">1.28</td> <td data-sheets-numberformat='{"1":2,"2":"0","3":1}' data-sheets-value='{"1":3,"3":64}' style="overflow:hidden;padding:0px 3px 0px 3px;vertical-align:bottom;text-align:center;">64</td> <td data-sheets-numberformat='{"1":2,"2":"0","3":1}' data-sheets-value='{"1":3,"3":52}' style="overflow:hidden;padding:0px 3px 0px 3px;vertical-align:bottom;text-align:center;">52</td> <td data-sheets-numberformat='{"1":2,"2":"0","3":1}' data-sheets-value='{"1":3,"3":23}' style="border-right:1px solid #000000;overflow:hidden;padding:0px 3px 0px 3px;vertical-align:bottom;text-align:center;">23</td> </tr> <tr style="height:20px;"> <td style="border-bottom:1px solid #000000;border-left:1px solid #000000;overflow:hidden;padding:0px 3px 0px 3px;vertical-align:bottom;"></td> <td data-sheets-value='{"1":2,"2":"Four-walled"}' style="border-bottom:1px solid #000000;overflow:hidden;padding:0px 3px 0px 3px;vertical-align:bottom;font-weight:bold;">Four-walled</td> <td data-sheets-value='{"1":2,"2":"Opal (A/H/O/H)"}' style="border-right:1px solid #000000;border-bottom:1px solid #000000;overflow:hidden;padding:0px 3px 0px 3px;vertical-align:bottom;font-weight:bold;">Opal (A/H/O/H)</td> <td data-sheets-numberformat='{"1":2,"2":"0.00","3":1}' data-sheets-value='{"1":3,"3":1.28}' style="border-bottom:1px solid #000000;overflow:hidden;padding:0px 3px 0px 3px;vertical-align:bottom;text-align:center;">1.28</td> <td data-sheets-numberformat='{"1":2,"2":"0","3":1}' data-sheets-value='{"1":3,"3":59}' style="border-bottom:1px solid #000000;overflow:hidden;padding:0px 3px 0px 3px;vertical-align:bottom;text-align:center;">59</td> <td data-sheets-numberformat='{"1":2,"2":"0","3":1}' data-sheets-value='{"1":3,"3":46}' style="border-bottom:1px solid #000000;overflow:hidden;padding:0px 3px 0px 3px;vertical-align:bottom;text-align:center;">46</td> <td data-sheets-numberformat='{"1":2,"2":"0","3":1}' data-sheets-value='{"1":3,"3":23}' style="border-right:1px solid #000000;border-bottom:1px solid #000000;overflow:hidden;padding:0px 3px 0px 3px;vertical-align:bottom;text-align:center;">23</td> </tr> <tr style="height:20px;"> <td data-sheets-value='{"1":2,"2":"Polycarbonate"}' style="border-left:1px solid #000000;overflow:hidden;padding:0px 3px 0px 3px;vertical-align:bottom;font-weight:bold;">Polycarbonate</td> <td data-sheets-value='{"1":2,"2":"Single-walled"}' style="overflow:hidden;padding:0px 3px 0px 3px;vertical-align:bottom;font-weight:bold;">Single-walled</td> <td data-sheets-value='{"1":2,"2":"Heatstop Opal (T)"}' style="border-right:1px solid #000000;overflow:hidden;padding:0px 3px 0px 3px;vertical-align:bottom;font-weight:bold;">Heatstop Opal (T)</td> <td data-sheets-numberformat='{"1":2,"2":"0.00","3":1}' data-sheets-value='{"1":3,"3":5.17}' style="overflow:hidden;padding:0px 3px 0px 3px;vertical-align:bottom;text-align:center;">5.17</td> <td data-sheets-numberformat='{"1":2,"2":"0","3":1}' data-sheets-value='{"1":3,"3":49}' style="overflow:hidden;padding:0px 3px 0px 3px;vertical-align:bottom;text-align:center;">49</td> <td data-sheets-numberformat='{"1":2,"2":"0","3":1}' data-sheets-value='{"1":3,"3":59}' style="overflow:hidden;padding:0px 3px 0px 3px;vertical-align:bottom;text-align:center;">59</td> <td data-sheets-numberformat='{"1":2,"2":"0","3":1}' data-sheets-value='{"1":2,"2":"-"}' style="border-right:1px solid #000000;overflow:hidden;padding:0px 3px 0px 3px;vertical-align:bottom;text-align:center;">-</td> </tr> <tr style="height:20px;"> <td data-sheets-value='{"1":2,"2":"Heatstop PC"}' style="border-left:1px solid #000000;overflow:hidden;padding:0px 3px 0px 3px;vertical-align:bottom;font-weight:bold;">Heatstop PC</td> <td data-sheets-value='{"1":2,"2":"Double-walled"}' style="overflow:hidden;padding:0px 3px 0px 3px;vertical-align:bottom;font-weight:bold;">Double-walled</td> <td data-sheets-value='{"1":2,"2":"Clear (T/H)"}' style="border-right:1px solid #000000;overflow:hidden;padding:0px 3px 0px 3px;vertical-align:bottom;font-weight:bold;">Clear (T/H)</td> <td data-sheets-numberformat='{"1":2,"2":"0.00","3":1}' data-sheets-value='{"1":3,"3":2.9}' style="overflow:hidden;padding:0px 3px 0px 3px;vertical-align:bottom;text-align:center;">2.90</td> <td data-sheets-numberformat='{"1":2,"2":"0","3":1}' data-sheets-value='{"1":3,"3":44}' style="overflow:hidden;padding:0px 3px 0px 3px;vertical-align:bottom;text-align:center;">44</td> <td data-sheets-numberformat='{"1":2,"2":"0","3":1}' data-sheets-value='{"1":3,"3":51}' style="overflow:hidden;padding:0px 3px 0px 3px;vertical-align:bottom;text-align:center;">51</td> <td data-sheets-numberformat='{"1":2,"2":"0","3":1}' data-sheets-value='{"1":3,"3":20}' style="border-right:1px solid #000000;overflow:hidden;padding:0px 3px 0px 3px;vertical-align:bottom;text-align:center;">20</td> </tr> <tr style="height:20px;"> <td style="border-left:1px solid #000000;overflow:hidden;padding:0px 3px 0px 3px;vertical-align:bottom;font-weight:bold;"></td> <td data-sheets-value='{"1":2,"2":"Double-walled"}' style="overflow:hidden;padding:0px 3px 0px 3px;vertical-align:bottom;font-weight:bold;">Double-walled</td> <td data-sheets-value='{"1":2,"2":"Opal (T/O)"}' style="border-right:1px solid #000000;overflow:hidden;padding:0px 3px 0px 3px;vertical-align:bottom;font-weight:bold;">Opal (T/O)</td> <td data-sheets-numberformat='{"1":2,"2":"0.00","3":1}' data-sheets-value='{"1":3,"3":2.9}' style="overflow:hidden;padding:0px 3px 0px 3px;vertical-align:bottom;text-align:center;">2.90</td> <td data-sheets-numberformat='{"1":2,"2":"0","3":1}' data-sheets-value='{"1":3,"3":41}' style="overflow:hidden;padding:0px 3px 0px 3px;vertical-align:bottom;text-align:center;">41</td> <td data-sheets-numberformat='{"1":2,"2":"0","3":1}' data-sheets-value='{"1":3,"3":45}' style="overflow:hidden;padding:0px 3px 0px 3px;vertical-align:bottom;text-align:center;">45</td> <td data-sheets-numberformat='{"1":2,"2":"0","3":1}' data-sheets-value='{"1":3,"3":20}' style="border-right:1px solid #000000;overflow:hidden;padding:0px 3px 0px 3px;vertical-align:bottom;text-align:center;">20</td> </tr> <tr style="height:20px;"> <td style="border-left:1px solid #000000;overflow:hidden;padding:0px 3px 0px 3px;vertical-align:bottom;font-weight:bold;"></td> <td data-sheets-value='{"1":2,"2":"Triple-walled"}' style="overflow:hidden; | skylux-160-ce-met-koepel-en-pvc-opstand-35-30-met-lm-motor-1300-x-2800-mm | 8586045849933 | 46872382898509
Smoke and heat exhaust (SHEV) | SHE system | Skylux | Skylux 160° CE with skylight and PVC curb 35/30 with double LM-actuator 1600 x 2000 mm |  | 50558 | 5412970505587 | 8802.75 | Yes | 30-45 | 142.24 | 1600 x 2000 mm | 2000 | 1600 |  | PVC 35/30 (35 cm high & roof opening = 30 cm larger than daylight size) | Rectangular | 5.17 W/m²K - 1.28 W/m²K | 87% - 32% | 90% - 32% | 20dB - 23dB | 160° CE (for industry) | skylight | without spoiler | E | Double actuator | Maximum four-walled skylight possible for this product | Ut-value LT-value g-value Rw-value EN 1873 : 2014 EN ISO 13468 EN 16153 EN 410 EN 410 EN ISO 140-3 Material Walls Shells (W/m²K) (%) (%) (dB) Acrylic Single-walled Clear (H) 5.17 90 87 - PMMA Single-walled Opal (O) 5.17 83 76 - Double-walled Clear (H/H) 2.90 81 75 20 Double-walled Opal (O/O) 2.90 69 58 20 Triple-walled Clear (H/H/H) 1.70 73 65 22 Triple-walled Opal (O/H/O) 1.70 62 51 22 Four-walled Clear (H/H/H/H) 1.28 64 54 23 Four-walled Opal (H/H/O/H) 1.28 59 48 23 Polycarbonate Single-walled Clear (A) 5.17 88 83 - PC Single-walled Opal (D) 5.17 58 60 - Double-walled Clear (A/H) 2.90 79 72 20 Double-walled Clear (A/A) 2.90 77 69 20 Double-walled Opal (A/O) 2.90 73 63 20 Double-walled Opal (A/D) 2.90 51 50 20 Triple-walled Clear (A/H/H) 1.70 71 63 22 Triple-walled Opal (A/O/O) 1.70 61 48 22 Four-walled Clear (A/H/H/H) 1.28 64 52 23 Four-walled Opal (A/H/O/H) 1.28 59 46 23 Polycarbonate Single-walled Heatstop Opal (T) 5.17 49 59 - Heatstop PC Double-walled Clear (T/H) 2.90 44 51 20 Double-walled Opal (T/O) 2.90 41 45 20 Triple-walled Clear (T/H/H) 1.70 40 <td data-sheets-numberformat='{"1":2,"2":"0","3":1}' data-sheets-value='{"1":3,"3":44}' style="overflow:hidden;paddin | https://skylux.eu/en/products/skylux-160-ce-met-koepel-en-pvc-opstand-35-30-met-lm-motor-1600-x-2000-mm | https://skylux.eu/cdn/shop/files/Skylux-160deg-CE-met-koepel-en-pvc-opstand-3530-met-dubbele-LM-motor-1600-x-2000-mm-RWA-systeem.jpg?v=1702982062&width=1600 | https://skylux.eu/cdn/shop/files/e5a82811-1bb0-48e4-a776-cacb59c7c092_6d9da3b2-dc2e-441c-aa0b-6deb82a3564a.jpg?v=1688551530&width=1600 | //skylux.eu/cdn/shop/files/E_MH_Mounting_instructions_Skylux_160_CE_LM.pdf?v=12406716259046007223 | //skylux.eu/cdn/shop/files/E_TD_Technical_File_Skylux_Skylux_160_CE_Electric.pdf?v=3667116872303399239 | <style type="text/css" id="isPasted"> <!--td { border: 1px solid #cccccc; } br { mso-data-placement: same-cell; } --> </style> <table border="1" cellpadding="0" cellspacing="0" dir="ltr" style="table-layout:fixed;font-size:10pt;font-family:Arial;border-collapse:collapse;border:none;"><tbody> <tr style="height:20px;"> <td style="overflow:hidden;padding:0px 3px 0px 3px;vertical-align:bottom;"></td> <td style="overflow:hidden;padding:0px 3px 0px 3px;vertical-align:bottom;"></td> <td style="overflow:hidden;padding:0px 3px 0px 3px;vertical-align:bottom;"></td> <td data-sheets-value='{"1":2,"2":"Ut-value"}' style="overflow:hidden;padding:0px 3px 0px 3px;vertical-align:bottom;font-weight:bold;text-align:center;">Ut-value</td> <td data-sheets-value='{"1":2,"2":"LT-value"}' style="overflow:hidden;padding:0px 3px 0px 3px;vertical-align:bottom;font-weight:bold;text-align:center;">LT-value</td> <td data-sheets-value='{"1":2,"2":"g-value"}' style="overflow:hidden;padding:0px 3px 0px 3px;vertical-align:bottom;font-weight:bold;text-align:center;">g-value</td> <td data-sheets-value='{"1":2,"2":"Rw-value "}' style="overflow:hidden;padding:0px 3px 0px 3px;vertical-align:bottom;font-weight:bold;text-align:center;">Rw-value </td> </tr> <tr style="height:20px;"> <td style="overflow:hidden;padding:0px 3px 0px 3px;vertical-align:bottom;"></td> <td style="overflow:hidden;padding:0px 3px 0px 3px;vertical-align:bottom;"></td> <td style="overflow:hidden;padding:0px 3px 0px 3px;vertical-align:bottom;"></td> <td data-sheets-numberformat='{"1":2,"2":"0.00","3":1}' data-sheets-value='{"1":2,"2":"EN 1873 : 2014"}' style="overflow:hidden;padding:0px 3px 0px 3px;vertical-align:bottom;text-align:center;">EN 1873 : 2014</td> <td data-sheets-numberformat='{"1":2,"2":"0","3":1}' data-sheets-value='{"1":2,"2":"EN ISO 13468 EN 16153 EN 410"}' style="overflow:hidden;padding:0px 3px 0px 3px;vertical-align:bottom;text-align:center;">EN ISO 13468 EN 16153 EN 410</td> <td data-sheets-numberformat='{"1":2,"2":"0","3":1}' data-sheets-value='{"1":2,"2":"EN 410"}' style="overflow:hidden;padding:0px 3px 0px 3px;vertical-align:bottom;text-align:center;">EN 410</td> <td data-sheets-value='{"1":2,"2":"EN ISO 140-3\t\t"}' style="overflow:hidden;padding:0px 3px 0px 3px;vertical-align:bottom;text-align:center;">EN ISO 140-3 </td> </tr> <tr style="height:20px;"> <td data-sheets-value='{"1":2,"2":"Material"}' style="border-bottom:1px solid #000000;overflow:hidden;padding:0px 3px 0px 3px;vertical-align:bottom;background-color:#000000;font-weight:bold;color:#ffffff;">Material</td> <td data-sheets-value='{"1":2,"2":"Walls"}' style="border-bottom:1px solid #000000;overflow:hidden;padding:0px 3px 0px 3px;vertical-align:bottom;background-color:#000000;font-weight:bold;color:#ffffff;">Walls</td> <td data-sheets-value='{"1":2,"2":"Shells"}' style="border-bottom:1px solid #000000;overflow:hidden;padding:0px 3px 0px 3px;vertical-align:bottom;background-color:#000000;font-weight:bold;color:#ffffff;">Shells</td> <td data-sheets-numberformat='{"1":2,"2":"0.00","3":1}' data-sheets-value='{"1":2,"2":"(W/m²K)\t"}' style="border-bottom:1px solid #000000;overflow:hidden;padding:0px 3px 0px 3px;vertical-align:bottom;background-color:#000000;font-weight:bold;color:#ffffff;text-align:center;">(W/m²K) </td> <td data-sheets-numberformat='{"1":2,"2":"0","3":1}' data-sheets-value='{"1":2,"2":"(%)"}' style="border-bottom:1px solid #000000;overflow:hidden;padding:0px 3px 0px 3px;vertical-align:bottom;background-color:#000000;font-weight:bold;color:#ffffff;text-align:center;">(%)</td> <td data-sheets-numberformat='{"1":2,"2":"0","3":1}' data-sheets-value='{"1":2,"2":"(%)"}' style="border-bottom:1px solid #000000;overflow:hidden;padding:0px 3px 0px 3px;vertical-align:bottom;background-color:#000000;font-weight:bold;color:#ffffff;text-align:center;">(%)</td> <td data-sheets-value='{"1":2,"2":"(dB)"}' style="border-bottom:1px solid #000000;overflow:hidden;padding:0px 3px 0px 3px;vertical-align:bottom;background-color:#000000;font-weight:bold;color:#ffffff;text-align:center;">(dB)</td> </tr> <tr style="height:20px;"> <td data-sheets-value='{"1":2,"2":"Acrylic"}' style="border-left:1px solid #000000;overflow:hidden;padding:0px 3px 0px 3px;vertical-align:bottom;font-weight:bold;">Acrylic</td> <td data-sheets-value='{"1":2,"2":"Single-walled"}' style="overflow:hidden;padding:0px 3px 0px 3px;vertical-align:bottom;font-weight:bold;">Single-walled</td> <td data-sheets-value='{"1":2,"2":"Clear (H)"}' style="border-right:1px solid #000000;overflow:hidden;padding:0px 3px 0px 3px;vertical-align:bottom;font-weight:bold;">Clear (H)</td> <td data-sheets-numberformat='{"1":2,"2":"0.00","3":1}' data-sheets-value='{"1":3,"3":5.17}' style="overflow:hidden;padding:0px 3px 0px 3px;vertical-align:bottom;text-align:center;">5.17</td> <td data-sheets-numberformat='{"1":2,"2":"0","3":1}' data-sheets-value='{"1":3,"3":90}' style="overflow:hidden;padding:0px 3px 0px 3px;vertical-align:bottom;text-align:center;">90</td> <td data-sheets-numberformat='{"1":2,"2":"0","3":1}' data-sheets-value='{"1":3,"3":87}' style="overflow:hidden;padding:0px 3px 0px 3px;vertical-align:bottom;text-align:center;">87</td> <td data-sheets-numberformat='{"1":2,"2":"0","3":1}' data-sheets-value='{"1":2,"2":"-"}' style="border-right:1px solid #000000;overflow:hidden;padding:0px 3px 0px 3px;vertical-align:bottom;text-align:center;">-</td> </tr> <tr style="height:20px;"> <td data-sheets-value='{"1":2,"2":"PMMA"}' style="border-left:1px solid #000000;overflow:hidden;padding:0px 3px 0px 3px;vertical-align:bottom;font-weight:bold;">PMMA</td> <td data-sheets-value='{"1":2,"2":"Single-walled"}' style="overflow:hidden;padding:0px 3px 0px 3px;vertical-align:bottom;font-weight:bold;">Single-walled</td> <td data-sheets-value='{"1":2,"2":"Opal (O)"}' style="border-right:1px solid #000000;overflow:hidden;padding:0px 3px 0px 3px;vertical-align:bottom;font-weight:bold;">Opal (O)</td> <td data-sheets-numberformat='{"1":2,"2":"0.00","3":1}' data-sheets-value='{"1":3,"3":5.17}' style="overflow:hidden;padding:0px 3px 0px 3px;vertical-align:bottom;text-align:center;">5.17</td> <td data-sheets-numberformat='{"1":2,"2":"0","3":1}' data-sheets-value='{"1":3,"3":83}' style="overflow:hidden;padding:0px 3px 0px 3px;vertical-align:bottom;text-align:center;">83</td> <td data-sheets-numberformat='{"1":2,"2":"0","3":1}' data-sheets-value='{"1":3,"3":76}' style="overflow:hidden;padding:0px 3px 0px 3px;vertical-align:bottom;text-align:center;">76</td> <td data-sheets-numberformat='{"1":2,"2":"0","3":1}' data-sheets-value='{"1":2,"2":"-"}' style="border-right:1px solid #000000;overflow:hidden;padding:0px 3px 0px 3px;vertical-align:bottom;text-align:center;">-</td> </tr> <tr style="height:20px;"> <td style="border-left:1px solid #000000;overflow:hidden;padding:0px 3px 0px 3px;vertical-align:bottom;font-weight:bold;"></td> <td data-sheets-value='{"1":2,"2":"Double-walled"}' style="overflow:hidden;padding:0px 3px 0px 3px;vertical-align:bottom;font-weight:bold;">Double-walled</td> <td data-sheets-value='{"1":2,"2":"Clear (H/H)"}' style="border-right:1px solid #000000;overflow:hidden;padding:0px 3px 0px 3px;vertical-align:bottom;font-weight:bold;">Clear (H/H)</td> <td data-sheets-numberformat='{"1":2,"2":"0.00","3":1}' data-sheets-value='{"1":3,"3":2.9}' style="overflow:hidden;padding:0px 3px 0px 3px;vertical-align:bottom;text-align:center;">2.90</td> <td data-sheets-numberformat='{"1":2,"2":"0","3":1}' data-sheets-value='{"1":3,"3":81}' style="overflow:hidden;padding:0px 3px 0px 3px;vertical-align:bottom;text-align:center;">81</td> <td data-sheets-numberformat='{"1":2,"2":"0","3":1}' data-sheets-value='{"1":3,"3":75}' style="overflow:hidden;padding:0px 3px 0px 3px;vertical-align:bottom;text-align:center;">75</td> <td data-sheets-numberformat='{"1":2,"2":"0","3":1}' data-sheets-value='{"1":3,"3":20}' style="border-right:1px solid #000000;overflow:hidden;padding:0px 3px 0px 3px;vertical-align:bottom;text-align:center;">20</td> </tr> <tr style="height:20px;"> <td style="border-left:1px solid #000000;overflow:hidden;padding:0px 3px 0px 3px;vertical-align:bottom;font-weight:bold;"></td> <td data-sheets-value='{"1":2,"2":"Double-walled"}' style="overflow:hidden;padding:0px 3px 0px 3px;vertical-align:bottom;font-weight:bold;">Double-walled</td> <td data-sheets-value='{"1":2,"2":"Opal (O/O)"}' style="border-right:1px solid #000000;overflow:hidden;padding:0px 3px 0px 3px;vertical-align:bottom;font-weight:bold;">Opal (O/O)</td> <td data-sheets-numberformat='{"1":2,"2":"0.00","3":1}' data-sheets-value='{"1":3,"3":2.9}' style="overflow:hidden;padding:0px 3px 0px 3px;vertical-align:bottom;text-align:center;">2.90</td> <td data-sheets-numberformat='{"1":2,"2":"0","3":1}' data-sheets-value='{"1":3,"3":69}' style="overflow:hidden;padding:0px 3px 0px 3px;vertical-align:bottom;text-align:center;">69</td> <td data-sheets-numberformat='{"1":2,"2":"0","3":1}' data-sheets-value='{"1":3,"3":58}' style="overflow:hidden;padding:0px 3px 0px 3px;vertical-align:bottom;text-align:center;">58</td> <td data-sheets-numberformat='{"1":2,"2":"0","3":1}' data-sheets-value='{"1":3,"3":20}' style="border-right:1px solid #000000;overflow:hidden;padding:0px 3px 0px 3px;vertical-align:bottom;text-align:center;">20</td> </tr> <tr style="height:20px;"> <td style="border-left:1px solid #000000;overflow:hidden;padding:0px 3px 0px 3px;vertical-align:bottom;font-weight:bold;"></td> <td data-sheets-value='{"1":2,"2":"Triple-walled"}' style="overflow:hidden;padding:0px 3px 0px 3px;vertical-align:bottom;font-weight:bold;">Triple-walled</td> <td data-sheets-value='{"1":2,"2":"Clear (H/H/H)"}' style="border-right:1px solid #000000;overflow:hidden;padding:0px 3px 0px 3px;vertical-align:bottom;font-weight:bold;">Clear (H/H/H)</td> <td data-sheets-numberformat='{"1":2,"2":"0.00","3":1}' data-sheets-value='{"1":3,"3":1.7}' style="overflow:hidden;padding:0px 3px 0px 3px;vertical-align:bottom;text-align:center;">1.70</td> <td data-sheets-numberformat='{"1":2,"2":"0","3":1}' data-sheets-value='{"1":3,"3":73}' style="overflow:hidden;padding:0px 3px 0px 3px;vertical-align:bottom;text-align:center;">73</td> <td data-sheets-numberformat='{"1":2,"2":"0","3":1}' data-sheets-value='{"1":3,"3":65}' style="overflow:hidden;padding:0px 3px 0px 3px;vertical-align:bottom;text-align:center;">65</td> <td data-sheets-numberformat='{"1":2,"2":"0","3":1}' data-sheets-value='{"1":3,"3":22}' style="border-right:1px solid #000000;overflow:hidden;padding:0px 3px 0px 3px;vertical-align:bottom;text-align:center;">22</td> </tr> <tr style="height:20px;"> <td style="border-left:1px solid #000000;overflow:hidden;padding:0px 3px 0px 3px;vertical-align:bottom;font-weight:bold;"></td> <td data-sheets-value='{"1":2,"2":"Triple-walled"}' style="overflow:hidden;padding:0px 3px 0px 3px;vertical-align:bottom;font-weight:bold;">Triple-walled</td> <td data-sheets-value='{"1":2,"2":"Opal (O/H/O)"}' style="border-right:1px solid #000000;overflow:hidden;padding:0px 3px 0px 3px;vertical-align:bottom;font-weight:bold;">Opal (O/H/O)</td> <td data-sheets-numberformat='{"1":2,"2":"0.00","3":1}' data-sheets-value='{"1":3,"3":1.7}' style="overflow:hidden;padding:0px 3px 0px 3px;vertical-align:bottom;text-align:center;">1.70</td> <td data-sheets-numberformat='{"1":2,"2":"0","3":1}' data-sheets-value='{"1":3,"3":62}' style="overflow:hidden;padding:0px 3px 0px 3px;vertical-align:bottom;text-align:center;">62</td> <td data-sheets-numberformat='{"1":2,"2":"0","3":1}' data-sheets-value='{"1":3,"3":51}' style="overflow:hidden;padding:0px 3px 0px 3px;vertical-align:bottom;text-align:center;">51</td> <td data-sheets-numberformat='{"1":2,"2":"0","3":1}' data-sheets-value='{"1":3,"3":22}' style="border-right:1px solid #000000;overflow:hidden;padding:0px 3px 0px 3px;vertical-align:bottom;text-align:center;">22</td> </tr> <tr style="height:20px;"> <td style="border-left:1px solid #000000;overflow:hidden;padding:0px 3px 0px 3px;vertical-align:bottom;font-weight:bold;"></td> <td data-sheets-value='{"1":2,"2":"Four-walled"}' style="overflow:hidden;padding:0px 3px 0px 3px;vertical-align:bottom;font-weight:bold;">Four-walled</td> <td data-sheets-value='{"1":2,"2":"Clear (H/H/H/H)"}' style="border-right:1px solid #000000;overflow:hidden;padding:0px 3px 0px 3px;vertical-align:bottom;font-weight:bold;">Clear (H/H/H/H)</td> <td data-sheets-numberformat='{"1":2,"2":"0.00","3":1}' data-sheets-value='{"1":3,"3":1.28}' style="overflow:hidden;padding:0px 3px 0px 3px;vertical-align:bottom;text-align:center;">1.28</td> <td data-sheets-numberformat='{"1":2,"2":"0","3":1}' data-sheets-value='{"1":3,"3":64}' style="overflow:hidden;padding:0px 3px 0px 3px;vertical-align:bottom;text-align:center;">64</td> <td data-sheets-numberformat='{"1":2,"2":"0","3":1}' data-sheets-value='{"1":3,"3":54}' style="overflow:hidden;padding:0px 3px 0px 3px;vertical-align:bottom;text-align:center;">54</td> <td data-sheets-numberformat='{"1":2,"2":"0","3":1}' data-sheets-value='{"1":3,"3":23}' style="border-right:1px solid #000000;overflow:hidden;padding:0px 3px 0px 3px;vertical-align:bottom;text-align:center;">23</td> </tr> <tr style="height:20px;"> <td style="border-bottom:1px solid #000000;border-left:1px solid #000000;overflow:hidden;padding:0px 3px 0px 3px;vertical-align:bottom;"></td> <td data-sheets-value='{"1":2,"2":"Four-walled"}' style="border-bottom:1px solid #000000;overflow:hidden;padding:0px 3px 0px 3px;vertical-align:bottom;font-weight:bold;">Four-walled</td> <td data-sheets-value='{"1":2,"2":"Opal (H/H/O/H)"}' style="border-right:1px solid #000000;border-bottom:1px solid #000000;overflow:hidden;padding:0px 3px 0px 3px;vertical-align:bottom;font-weight:bold;">Opal (H/H/O/H)</td> <td data-sheets-numberformat='{"1":2,"2":"0.00","3":1}' data-sheets-value='{"1":3,"3":1.28}' style="border-bottom:1px solid #000000;overflow:hidden;padding:0px 3px 0px 3px;vertical-align:bottom;text-align:center;">1.28</td> <td data-sheets-numberformat='{"1":2,"2":"0","3":1}' data-sheets-value='{"1":3,"3":59}' style="border-bottom:1px solid #000000;overflow:hidden;padding:0px 3px 0px 3px;vertical-align:bottom;text-align:center;">59</td> <td data-sheets-numberformat='{"1":2,"2":"0","3":1}' data-sheets-value='{"1":3,"3":48}' style="border-bottom:1px solid #000000;overflow:hidden;padding:0px 3px 0px 3px;vertical-align:bottom;text-align:center;">48</td> <td data-sheets-numberformat='{"1":2,"2":"0","3":1}' data-sheets-value='{"1":3,"3":23}' style="border-right:1px solid #000000;border-bottom:1px solid #000000;overflow:hidden;padding:0px 3px 0px 3px;vertical-align:bottom;text-align:center;">23</td> </tr> <tr style="height:20px;"> <td data-sheets-value='{"1":2,"2":"Polycarbonate "}' style="border-left:1px solid #000000;overflow:hidden;padding:0px 3px 0px 3px;vertical-align:bottom;font-weight:bold;">Polycarbonate </td> <td data-sheets-value='{"1":2,"2":"Single-walled"}' style="overflow:hidden;padding:0px 3px 0px 3px;vertical-align:bottom;font-weight:bold;">Single-walled</td> <td data-sheets-value='{"1":2,"2":"Clear (A)"}' style="border-right:1px solid #000000;overflow:hidden;padding:0px 3px 0px 3px;vertical-align:bottom;font-weight:bold;">Clear (A)</td> <td data-sheets-numberformat='{"1":2,"2":"0.00","3":1}' data-sheets-value='{"1":3,"3":5.17}' style="overflow:hidden;padding:0px 3px 0px 3px;vertical-align:bottom;text-align:center;">5.17</td> <td data-sheets-numberformat='{"1":2,"2":"0","3":1}' data-sheets-value='{"1":3,"3":88}' style="overflow:hidden;padding:0px 3px 0px 3px;vertical-align:bottom;text-align:center;">88</td> <td data-sheets-numberformat='{"1":2,"2":"0","3":1}' data-sheets-value='{"1":3,"3":83}' style="overflow:hidden;padding:0px 3px 0px 3px;vertical-align:bottom;text-align:center;">83</td> <td data-sheets-numberformat='{"1":2,"2":"0","3":1}' data-sheets-value='{"1":2,"2":"-"}' style="border-right:1px solid #000000;overflow:hidden;padding:0px 3px 0px 3px;vertical-align:bottom;text-align:center;">-</td> </tr> <tr style="height:20px;"> <td data-sheets-value='{"1":2,"2":"PC"}' style="border-left:1px solid #000000;overflow:hidden;padding:0px 3px 0px 3px;vertical-align:bottom;font-weight:bold;">PC</td> <td data-sheets-value='{"1":2,"2":"Single-walled"}' style="overflow:hidden;padding:0px 3px 0px 3px;vertical-align:bottom;font-weight:bold;">Single-walled</td> <td data-sheets-value='{"1":2,"2":"Opal (D)"}' style="border-right:1px solid #000000;overflow:hidden;padding:0px 3px 0px 3px;vertical-align:bottom;font-weight:bold;">Opal (D)</td> <td data-sheets-numberformat='{"1":2,"2":"0.00","3":1}' data-sheets-value='{"1":3,"3":5.17}' style="overflow:hidden;padding:0px 3px 0px 3px;vertical-align:bottom;text-align:center;">5.17</td> <td data-sheets-numberformat='{"1":2,"2":"0","3":1}' data-sheets-value='{"1":3,"3":58}' style="overflow:hidden;padding:0px 3px 0px 3px;vertical-align:bottom;text-align:center;">58</td> <td data-sheets-numberformat='{"1":2,"2":"0","3":1}' data-sheets-value='{"1":3,"3":60}' style="overflow:hidden;padding:0px 3px 0px 3px;vertical-align:bottom;text-align:center;">60</td> <td data-sheets-numberformat='{"1":2,"2":"0","3":1}' data-sheets-value='{"1":2,"2":"-"}' style="border-right:1px solid #000000;overflow:hidden;padding:0px 3px 0px 3px;vertical-align:bottom;text-align:center;">-</td> </tr> <tr style="height:20px;"> <td style="border-left:1px solid #000000;overflow:hidden;padding:0px 3px 0px 3px;vertical-align:bottom;font-weight:bold;"></td> <td data-sheets-value='{"1":2,"2":"Double-walled"}' style="overflow:hidden;padding:0px 3px 0px 3px;vertical-align:bottom;font-weight:bold;">Double-walled</td> <td data-sheets-value='{"1":2,"2":"Clear (A/H)"}' style="border-right:1px solid #000000;overflow:hidden;padding:0px 3px 0px 3px;vertical-align:bottom;font-weight:bold;">Clear (A/H)</td> <td data-sheets-numberformat='{"1":2,"2":"0.00","3":1}' data-sheets-value='{"1":3,"3":2.9}' style="overflow:hidden;padding:0px 3px 0px 3px;vertical-align:bottom;text-align:center;">2.90</td> <td data-sheets-numberformat='{"1":2,"2":"0","3":1}' data-sheets-value='{"1":3,"3":79}' style="overflow:hidden;padding:0px 3px 0px 3px;vertical-align:bottom;text-align:center;">79</td> <td data-sheets-numberformat='{"1":2,"2":"0","3":1}' data-sheets-value='{"1":3,"3":72}' style="overflow:hidden;padding:0px 3px 0px 3px;vertical-align:bottom;text-align:center;">72</td> <td data-sheets-numberformat='{"1":2,"2":"0","3":1}' data-sheets-value='{"1":3,"3":20}' style="border-right:1px solid #000000;overflow:hidden;padding:0px 3px 0px 3px;vertical-align:bottom;text-align:center;">20</td> </tr> <tr style="height:20px;"> <td style="border-left:1px solid #000000;overflow:hidden;padding:0px 3px 0px 3px;vertical-align:bottom;font-weight:bold;"></td> <td data-sheets-value='{"1":2,"2":"Double-walled"}' style="overflow:hidden;padding:0px 3px 0px 3px;vertical-align:bottom;font-weight:bold;">Double-walled</td> <td data-sheets-value='{"1":2,"2":"Clear (A/A)"}' style="border-right:1px solid #000000;overflow:hidden;padding:0px 3px 0px 3px;vertical-align:bottom;font-weight:bold;">Clear (A/A)</td> <td data-sheets-numberformat='{"1":2,"2":"0.00","3":1}' data-sheets-value='{"1":3,"3":2.9}' style="overflow:hidden;padding:0px 3px 0px 3px;vertical-align:bottom;text-align:center;">2.90</td> <td data-sheets-numberformat='{"1":2,"2":"0","3":1}' data-sheets-value='{"1":3,"3":77}' style="overflow:hidden;padding:0px 3px 0px 3px;vertical-align:bottom;text-align:center;">77</td> <td data-sheets-numberformat='{"1":2,"2":"0","3":1}' data-sheets-value='{"1":3,"3":69}' style="overflow:hidden;padding:0px 3px 0px 3px;vertical-align:bottom;text-align:center;">69</td> <td data-sheets-numberformat='{"1":2,"2":"0","3":1}' data-sheets-value='{"1":3,"3":20}' style="border-right:1px solid #000000;overflow:hidden;padding:0px 3px 0px 3px;vertical-align:bottom;text-align:center;">20</td> </tr> <tr style="height:20px;"> <td style="border-left:1px solid #000000;overflow:hidden;padding:0px 3px 0px 3px;vertical-align:bottom;font-weight:bold;"></td> <td data-sheets-value='{"1":2,"2":"Double-walled"}' style="overflow:hidden;padding:0px 3px 0px 3px;vertical-align:bottom;font-weight:bold;">Double-walled</td> <td data-sheets-value='{"1":2,"2":"Opal (A/O)"}' style="border-right:1px solid #000000;overflow:hidden;padding:0px 3px 0px 3px;vertical-align:bottom;font-weight:bold;">Opal (A/O)</td> <td data-sheets-numberformat='{"1":2,"2":"0.00","3":1}' data-sheets-value='{"1":3,"3":2.9}' style="overflow:hidden;padding:0px 3px 0px 3px;vertical-align:bottom;text-align:center;">2.90</td> <td data-sheets-numberformat='{"1":2,"2":"0","3":1}' data-sheets-value='{"1":3,"3":73}' style="overflow:hidden;padding:0px 3px 0px 3px;vertical-align:bottom;text-align:center;">73</td> <td data-sheets-numberformat='{"1":2,"2":"0","3":1}' data-sheets-value='{"1":3,"3":63}' style="overflow:hidden;padding:0px 3px 0px 3px;vertical-align:bottom;text-align:center;">63</td> <td data-sheets-numberformat='{"1":2,"2":"0","3":1}' data-sheets-value='{"1":3,"3":20}' style="border-right:1px solid #000000;overflow:hidden;padding:0px 3px 0px 3px;vertical-align:bottom;text-align:center;">20</td> </tr> <tr style="height:20px;"> <td style="border-left:1px solid #000000;overflow:hidden;padding:0px 3px 0px 3px;vertical-align:bottom;font-weight:bold;"></td> <td data-sheets-value='{"1":2,"2":"Double-walled"}' style="overflow:hidden;padding:0px 3px 0px 3px;vertical-align:bottom;font-weight:bold;">Double-walled</td> <td data-sheets-value='{"1":2,"2":"Opal (A/D)"}' style="border-right:1px solid #000000;overflow:hidden;padding:0px 3px 0px 3px;vertical-align:bottom;font-weight:bold;">Opal (A/D)</td> <td data-sheets-numberformat='{"1":2,"2":"0.00","3":1}' data-sheets-value='{"1":3,"3":2.9}' style="overflow:hidden;padding:0px 3px 0px 3px;vertical-align:bottom;text-align:center;">2.90</td> <td data-sheets-numberformat='{"1":2,"2":"0","3":1}' data-sheets-value='{"1":3,"3":51}' style="overflow:hidden;padding:0px 3px 0px 3px;vertical-align:bottom;text-align:center;">51</td> <td data-sheets-numberformat='{"1":2,"2":"0","3":1}' data-sheets-value='{"1":3,"3":50}' style="overflow:hidden;padding:0px 3px 0px 3px;vertical-align:bottom;text-align:center;">50</td> <td data-sheets-numberformat='{"1":2,"2":"0","3":1}' data-sheets-value='{"1":3,"3":20}' style="border-right:1px solid #000000;overflow:hidden;padding:0px 3px 0px 3px;vertical-align:bottom;text-align:center;">20</td> </tr> <tr style="height:20px;"> <td style="border-left:1px solid #000000;overflow:hidden;padding:0px 3px 0px 3px;vertical-align:bottom;font-weight:bold;"></td> <td data-sheets-value='{"1":2,"2":"Triple-walled"}' style="overflow:hidden;padding:0px 3px 0px 3px;vertical-align:bottom;font-weight:bold;">Triple-walled</td> <td data-sheets-value='{"1":2,"2":"Clear (A/H/H)"}' style="border-right:1px solid #000000;overflow:hidden;padding:0px 3px 0px 3px;vertical-align:bottom;font-weight:bold;">Clear (A/H/H)</td> <td data-sheets-numberformat='{"1":2,"2":"0.00","3":1}' data-sheets-value='{"1":3,"3":1.7}' style="overflow:hidden;padding:0px 3px 0px 3px;vertical-align:bottom;text-align:center;">1.70</td> <td data-sheets-numberformat='{"1":2,"2":"0","3":1}' data-sheets-value='{"1":3,"3":71}' style="overflow:hidden;padding:0px 3px 0px 3px;vertical-align:bottom;text-align:center;">71</td> <td data-sheets-numberformat='{"1":2,"2":"0","3":1}' data-sheets-value='{"1":3,"3":63}' style="overflow:hidden;padding:0px 3px 0px 3px;vertical-align:bottom;text-align:center;">63</td> <td data-sheets-numberformat='{"1":2,"2":"0","3":1}' data-sheets-value='{"1":3,"3":22}' style="border-right:1px solid #000000;overflow:hidden;padding:0px 3px 0px 3px;vertical-align:bottom;text-align:center;">22</td> </tr> <tr style="height:20px;"> <td style="border-left:1px solid #000000;overflow:hidden;padding:0px 3px 0px 3px;vertical-align:bottom;font-weight:bold;"></td> <td data-sheets-value='{"1":2,"2":"Triple-walled"}' style="overflow:hidden;padding:0px 3px 0px 3px;vertical-align:bottom;font-weight:bold;">Triple-walled</td> <td data-sheets-value='{"1":2,"2":"Opal (A/O/O)"}' style="border-right:1px solid #000000;overflow:hidden;padding:0px 3px 0px 3px;vertical-align:bottom;font-weight:bold;">Opal (A/O/O)</td> <td data-sheets-numberformat='{"1":2,"2":"0.00","3":1}' data-sheets-value='{"1":3,"3":1.7}' style="overflow:hidden;padding:0px 3px 0px 3px;vertical-align:bottom;text-align:center;">1.70</td> <td data-sheets-numberformat='{"1":2,"2":"0","3":1}' data-sheets-value='{"1":3,"3":61}' style="overflow:hidden;padding:0px 3px 0px 3px;vertical-align:bottom;text-align:center;">61</td> <td data-sheets-numberformat='{"1":2,"2":"0","3":1}' data-sheets-value='{"1":3,"3":48}' style="overflow:hidden;padding:0px 3px 0px 3px;vertical-align:bottom;text-align:center;">48</td> <td data-sheets-numberformat='{"1":2,"2":"0","3":1}' data-sheets-value='{"1":3,"3":22}' style="border-right:1px solid #000000;overflow:hidden;padding:0px 3px 0px 3px;vertical-align:bottom;text-align:center;">22</td> </tr> <tr style="height:20px;"> <td style="border-left:1px solid #000000;overflow:hidden;padding:0px 3px 0px 3px;vertical-align:bottom;font-weight:bold;"></td> <td data-sheets-value='{"1":2,"2":"Four-walled"}' style="overflow:hidden;padding:0px 3px 0px 3px;vertical-align:bottom;font-weight:bold;">Four-walled</td> <td data-sheets-value='{"1":2,"2":"Clear (A/H/H/H)"}' style="border-right:1px solid #000000;overflow:hidden;padding:0px 3px 0px 3px;vertical-align:bottom;font-weight:bold;">Clear (A/H/H/H)</td> <td data-sheets-numberformat='{"1":2,"2":"0.00","3":1}' data-sheets-value='{"1":3,"3":1.28}' style="overflow:hidden;padding:0px 3px 0px 3px;vertical-align:bottom;text-align:center;">1.28</td> <td data-sheets-numberformat='{"1":2,"2":"0","3":1}' data-sheets-value='{"1":3,"3":64}' style="overflow:hidden;padding:0px 3px 0px 3px;vertical-align:bottom;text-align:center;">64</td> <td data-sheets-numberformat='{"1":2,"2":"0","3":1}' data-sheets-value='{"1":3,"3":52}' style="overflow:hidden;padding:0px 3px 0px 3px;vertical-align:bottom;text-align:center;">52</td> <td data-sheets-numberformat='{"1":2,"2":"0","3":1}' data-sheets-value='{"1":3,"3":23}' style="border-right:1px solid #000000;overflow:hidden;padding:0px 3px 0px 3px;vertical-align:bottom;text-align:center;">23</td> </tr> <tr style="height:20px;"> <td style="border-bottom:1px solid #000000;border-left:1px solid #000000;overflow:hidden;padding:0px 3px 0px 3px;vertical-align:bottom;"></td> <td data-sheets-value='{"1":2,"2":"Four-walled"}' style="border-bottom:1px solid #000000;overflow:hidden;padding:0px 3px 0px 3px;vertical-align:bottom;font-weight:bold;">Four-walled</td> <td data-sheets-value='{"1":2,"2":"Opal (A/H/O/H)"}' style="border-right:1px solid #000000;border-bottom:1px solid #000000;overflow:hidden;padding:0px 3px 0px 3px;vertical-align:bottom;font-weight:bold;">Opal (A/H/O/H)</td> <td data-sheets-numberformat='{"1":2,"2":"0.00","3":1}' data-sheets-value='{"1":3,"3":1.28}' style="border-bottom:1px solid #000000;overflow:hidden;padding:0px 3px 0px 3px;vertical-align:bottom;text-align:center;">1.28</td> <td data-sheets-numberformat='{"1":2,"2":"0","3":1}' data-sheets-value='{"1":3,"3":59}' style="border-bottom:1px solid #000000;overflow:hidden;padding:0px 3px 0px 3px;vertical-align:bottom;text-align:center;">59</td> <td data-sheets-numberformat='{"1":2,"2":"0","3":1}' data-sheets-value='{"1":3,"3":46}' style="border-bottom:1px solid #000000;overflow:hidden;padding:0px 3px 0px 3px;vertical-align:bottom;text-align:center;">46</td> <td data-sheets-numberformat='{"1":2,"2":"0","3":1}' data-sheets-value='{"1":3,"3":23}' style="border-right:1px solid #000000;border-bottom:1px solid #000000;overflow:hidden;padding:0px 3px 0px 3px;vertical-align:bottom;text-align:center;">23</td> </tr> <tr style="height:20px;"> <td data-sheets-value='{"1":2,"2":"Polycarbonate"}' style="border-left:1px solid #000000;overflow:hidden;padding:0px 3px 0px 3px;vertical-align:bottom;font-weight:bold;">Polycarbonate</td> <td data-sheets-value='{"1":2,"2":"Single-walled"}' style="overflow:hidden;padding:0px 3px 0px 3px;vertical-align:bottom;font-weight:bold;">Single-walled</td> <td data-sheets-value='{"1":2,"2":"Heatstop Opal (T)"}' style="border-right:1px solid #000000;overflow:hidden;padding:0px 3px 0px 3px;vertical-align:bottom;font-weight:bold;">Heatstop Opal (T)</td> <td data-sheets-numberformat='{"1":2,"2":"0.00","3":1}' data-sheets-value='{"1":3,"3":5.17}' style="overflow:hidden;padding:0px 3px 0px 3px;vertical-align:bottom;text-align:center;">5.17</td> <td data-sheets-numberformat='{"1":2,"2":"0","3":1}' data-sheets-value='{"1":3,"3":49}' style="overflow:hidden;padding:0px 3px 0px 3px;vertical-align:bottom;text-align:center;">49</td> <td data-sheets-numberformat='{"1":2,"2":"0","3":1}' data-sheets-value='{"1":3,"3":59}' style="overflow:hidden;padding:0px 3px 0px 3px;vertical-align:bottom;text-align:center;">59</td> <td data-sheets-numberformat='{"1":2,"2":"0","3":1}' data-sheets-value='{"1":2,"2":"-"}' style="border-right:1px solid #000000;overflow:hidden;padding:0px 3px 0px 3px;vertical-align:bottom;text-align:center;">-</td> </tr> <tr style="height:20px;"> <td data-sheets-value='{"1":2,"2":"Heatstop PC"}' style="border-left:1px solid #000000;overflow:hidden;padding:0px 3px 0px 3px;vertical-align:bottom;font-weight:bold;">Heatstop PC</td> <td data-sheets-value='{"1":2,"2":"Double-walled"}' style="overflow:hidden;padding:0px 3px 0px 3px;vertical-align:bottom;font-weight:bold;">Double-walled</td> <td data-sheets-value='{"1":2,"2":"Clear (T/H)"}' style="border-right:1px solid #000000;overflow:hidden;padding:0px 3px 0px 3px;vertical-align:bottom;font-weight:bold;">Clear (T/H)</td> <td data-sheets-numberformat='{"1":2,"2":"0.00","3":1}' data-sheets-value='{"1":3,"3":2.9}' style="overflow:hidden;padding:0px 3px 0px 3px;vertical-align:bottom;text-align:center;">2.90</td> <td data-sheets-numberformat='{"1":2,"2":"0","3":1}' data-sheets-value='{"1":3,"3":44}' style="overflow:hidden;padding:0px 3px 0px 3px;vertical-align:bottom;text-align:center;">44</td> <td data-sheets-numberformat='{"1":2,"2":"0","3":1}' data-sheets-value='{"1":3,"3":51}' style="overflow:hidden;padding:0px 3px 0px 3px;vertical-align:bottom;text-align:center;">51</td> <td data-sheets-numberformat='{"1":2,"2":"0","3":1}' data-sheets-value='{"1":3,"3":20}' style="border-right:1px solid #000000;overflow:hidden;padding:0px 3px 0px 3px;vertical-align:bottom;text-align:center;">20</td> </tr> <tr style="height:20px;"> <td style="border-left:1px solid #000000;overflow:hidden;padding:0px 3px 0px 3px;vertical-align:bottom;font-weight:bold;"></td> <td data-sheets-value='{"1":2,"2":"Double-walled"}' style="overflow:hidden;padding:0px 3px 0px 3px;vertical-align:bottom;font-weight:bold;">Double-walled</td> <td data-sheets-value='{"1":2,"2":"Opal (T/O)"}' style="border-right:1px solid #000000;overflow:hidden;padding:0px 3px 0px 3px;vertical-align:bottom;font-weight:bold;">Opal (T/O)</td> <td data-sheets-numberformat='{"1":2,"2":"0.00","3":1}' data-sheets-value='{"1":3,"3":2.9}' style="overflow:hidden;padding:0px 3px 0px 3px;vertical-align:bottom;text-align:center;">2.90</td> <td data-sheets-numberformat='{"1":2,"2":"0","3":1}' data-sheets-value='{"1":3,"3":41}' style="overflow:hidden;padding:0px 3px 0px 3px;vertical-align:bottom;text-align:center;">41</td> <td data-sheets-numberformat='{"1":2,"2":"0","3":1}' data-sheets-value='{"1":3,"3":45}' style="overflow:hidden;padding:0px 3px 0px 3px;vertical-align:bottom;text-align:center;">45</td> <td data-sheets-numberformat='{"1":2,"2":"0","3":1}' data-sheets-value='{"1":3,"3":20}' style="border-right:1px solid #000000;overflow:hidden;padding:0px 3px 0px 3px;vertical-align:bottom;text-align:center;">20</td> </tr> <tr style="height:20px;"> <td style="border-left:1px solid #000000;overflow:hidden;padding:0px 3px 0px 3px;vertical-align:bottom;font-weight:bold;"></td> <td data-sheets-value='{"1":2,"2":"Triple-walled"}' style="overflow:hidden; | skylux-160-ce-met-koepel-en-pvc-opstand-35-30-met-lm-motor-1600-x-2000-mm | 8586046243149 | 46872383521101
Smoke and heat exhaust (SHEV) | SHE system | Skylux | Skylux 160° CE with skylight and PVC curb 35/30 with double LM-actuator 1600 x 2200 mm |  | 50559 | 5412970505594 | 9021.8 | Yes | 30-45 | 147.75 | 1600 x 2200 mm | 2200 | 1600 |  | PVC 35/30 (35 cm high & roof opening = 30 cm larger than daylight size) | Rectangular | 5.17 W/m²K - 1.28 W/m²K | 87% - 32% | 90% - 32% | 20dB - 23dB | 160° CE (for industry) | skylight | without spoiler | E | Double actuator | Maximum four-walled skylight possible for this product | Ut-value LT-value g-value Rw-value EN 1873 : 2014 EN ISO 13468 EN 16153 EN 410 EN 410 EN ISO 140-3 Material Walls Shells (W/m²K) (%) (%) (dB) Acrylic Single-walled Clear (H) 5.17 90 87 - PMMA Single-walled Opal (O) 5.17 83 76 - Double-walled Clear (H/H) 2.90 81 75 20 Double-walled Opal (O/O) 2.90 69 58 20 Triple-walled Clear (H/H/H) 1.70 73 65 22 Triple-walled Opal (O/H/O) 1.70 62 51 22 Four-walled Clear (H/H/H/H) 1.28 64 54 23 Four-walled Opal (H/H/O/H) 1.28 59 48 23 Polycarbonate Single-walled Clear (A) 5.17 88 83 - PC Single-walled Opal (D) 5.17 58 60 - Double-walled Clear (A/H) 2.90 79 72 20 Double-walled Clear (A/A) 2.90 77 69 20 Double-walled Opal (A/O) 2.90 73 63 20 Double-walled Opal (A/D) 2.90 51 50 20 Triple-walled Clear (A/H/H) 1.70 71 63 22 Triple-walled Opal (A/O/O) 1.70 61 48 22 Four-walled Clear (A/H/H/H) 1.28 64 52 23 Four-walled Opal (A/H/O/H) 1.28 59 46 23 Polycarbonate Single-walled Heatstop Opal (T) 5.17 49 59 - Heatstop PC Double-walled Clear (T/H) 2.90 44 51 20 Double-walled Opal (T/O) 2.90 41 45 20 Triple-walled Clear (T/H/H) 1.70 40 <td data-sheets-numberformat='{"1":2,"2":"0","3":1}' data-sheets-value='{"1":3,"3":44}' style="overflow:hidden;paddin | https://skylux.eu/en/products/skylux-160-ce-met-koepel-en-pvc-opstand-35-30-met-lm-motor-1600-x-2200-mm | https://skylux.eu/cdn/shop/files/Skylux-160deg-CE-met-koepel-en-pvc-opstand-3530-met-dubbele-LM-motor-1600-x-2200-mm-RWA-systeem.jpg?v=1702982067&width=1600 | https://skylux.eu/cdn/shop/files/e5a82811-1bb0-48e4-a776-cacb59c7c092_176993c4-b60a-4242-97ae-58c39bab8493.jpg?v=1688551532&width=1600 | //skylux.eu/cdn/shop/files/E_MH_Mounting_instructions_Skylux_160_CE_LM.pdf?v=12406716259046007223 | //skylux.eu/cdn/shop/files/E_TD_Technical_File_Skylux_Skylux_160_CE_Electric.pdf?v=3667116872303399239 | <style type="text/css" id="isPasted"> <!--td { border: 1px solid #cccccc; } br { mso-data-placement: same-cell; } --> </style> <table border="1" cellpadding="0" cellspacing="0" dir="ltr" style="table-layout:fixed;font-size:10pt;font-family:Arial;border-collapse:collapse;border:none;"><tbody> <tr style="height:20px;"> <td style="overflow:hidden;padding:0px 3px 0px 3px;vertical-align:bottom;"></td> <td style="overflow:hidden;padding:0px 3px 0px 3px;vertical-align:bottom;"></td> <td style="overflow:hidden;padding:0px 3px 0px 3px;vertical-align:bottom;"></td> <td data-sheets-value='{"1":2,"2":"Ut-value"}' style="overflow:hidden;padding:0px 3px 0px 3px;vertical-align:bottom;font-weight:bold;text-align:center;">Ut-value</td> <td data-sheets-value='{"1":2,"2":"LT-value"}' style="overflow:hidden;padding:0px 3px 0px 3px;vertical-align:bottom;font-weight:bold;text-align:center;">LT-value</td> <td data-sheets-value='{"1":2,"2":"g-value"}' style="overflow:hidden;padding:0px 3px 0px 3px;vertical-align:bottom;font-weight:bold;text-align:center;">g-value</td> <td data-sheets-value='{"1":2,"2":"Rw-value "}' style="overflow:hidden;padding:0px 3px 0px 3px;vertical-align:bottom;font-weight:bold;text-align:center;">Rw-value </td> </tr> <tr style="height:20px;"> <td style="overflow:hidden;padding:0px 3px 0px 3px;vertical-align:bottom;"></td> <td style="overflow:hidden;padding:0px 3px 0px 3px;vertical-align:bottom;"></td> <td style="overflow:hidden;padding:0px 3px 0px 3px;vertical-align:bottom;"></td> <td data-sheets-numberformat='{"1":2,"2":"0.00","3":1}' data-sheets-value='{"1":2,"2":"EN 1873 : 2014"}' style="overflow:hidden;padding:0px 3px 0px 3px;vertical-align:bottom;text-align:center;">EN 1873 : 2014</td> <td data-sheets-numberformat='{"1":2,"2":"0","3":1}' data-sheets-value='{"1":2,"2":"EN ISO 13468 EN 16153 EN 410"}' style="overflow:hidden;padding:0px 3px 0px 3px;vertical-align:bottom;text-align:center;">EN ISO 13468 EN 16153 EN 410</td> <td data-sheets-numberformat='{"1":2,"2":"0","3":1}' data-sheets-value='{"1":2,"2":"EN 410"}' style="overflow:hidden;padding:0px 3px 0px 3px;vertical-align:bottom;text-align:center;">EN 410</td> <td data-sheets-value='{"1":2,"2":"EN ISO 140-3\t\t"}' style="overflow:hidden;padding:0px 3px 0px 3px;vertical-align:bottom;text-align:center;">EN ISO 140-3 </td> </tr> <tr style="height:20px;"> <td data-sheets-value='{"1":2,"2":"Material"}' style="border-bottom:1px solid #000000;overflow:hidden;padding:0px 3px 0px 3px;vertical-align:bottom;background-color:#000000;font-weight:bold;color:#ffffff;">Material</td> <td data-sheets-value='{"1":2,"2":"Walls"}' style="border-bottom:1px solid #000000;overflow:hidden;padding:0px 3px 0px 3px;vertical-align:bottom;background-color:#000000;font-weight:bold;color:#ffffff;">Walls</td> <td data-sheets-value='{"1":2,"2":"Shells"}' style="border-bottom:1px solid #000000;overflow:hidden;padding:0px 3px 0px 3px;vertical-align:bottom;background-color:#000000;font-weight:bold;color:#ffffff;">Shells</td> <td data-sheets-numberformat='{"1":2,"2":"0.00","3":1}' data-sheets-value='{"1":2,"2":"(W/m²K)\t"}' style="border-bottom:1px solid #000000;overflow:hidden;padding:0px 3px 0px 3px;vertical-align:bottom;background-color:#000000;font-weight:bold;color:#ffffff;text-align:center;">(W/m²K) </td> <td data-sheets-numberformat='{"1":2,"2":"0","3":1}' data-sheets-value='{"1":2,"2":"(%)"}' style="border-bottom:1px solid #000000;overflow:hidden;padding:0px 3px 0px 3px;vertical-align:bottom;background-color:#000000;font-weight:bold;color:#ffffff;text-align:center;">(%)</td> <td data-sheets-numberformat='{"1":2,"2":"0","3":1}' data-sheets-value='{"1":2,"2":"(%)"}' style="border-bottom:1px solid #000000;overflow:hidden;padding:0px 3px 0px 3px;vertical-align:bottom;background-color:#000000;font-weight:bold;color:#ffffff;text-align:center;">(%)</td> <td data-sheets-value='{"1":2,"2":"(dB)"}' style="border-bottom:1px solid #000000;overflow:hidden;padding:0px 3px 0px 3px;vertical-align:bottom;background-color:#000000;font-weight:bold;color:#ffffff;text-align:center;">(dB)</td> </tr> <tr style="height:20px;"> <td data-sheets-value='{"1":2,"2":"Acrylic"}' style="border-left:1px solid #000000;overflow:hidden;padding:0px 3px 0px 3px;vertical-align:bottom;font-weight:bold;">Acrylic</td> <td data-sheets-value='{"1":2,"2":"Single-walled"}' style="overflow:hidden;padding:0px 3px 0px 3px;vertical-align:bottom;font-weight:bold;">Single-walled</td> <td data-sheets-value='{"1":2,"2":"Clear (H)"}' style="border-right:1px solid #000000;overflow:hidden;padding:0px 3px 0px 3px;vertical-align:bottom;font-weight:bold;">Clear (H)</td> <td data-sheets-numberformat='{"1":2,"2":"0.00","3":1}' data-sheets-value='{"1":3,"3":5.17}' style="overflow:hidden;padding:0px 3px 0px 3px;vertical-align:bottom;text-align:center;">5.17</td> <td data-sheets-numberformat='{"1":2,"2":"0","3":1}' data-sheets-value='{"1":3,"3":90}' style="overflow:hidden;padding:0px 3px 0px 3px;vertical-align:bottom;text-align:center;">90</td> <td data-sheets-numberformat='{"1":2,"2":"0","3":1}' data-sheets-value='{"1":3,"3":87}' style="overflow:hidden;padding:0px 3px 0px 3px;vertical-align:bottom;text-align:center;">87</td> <td data-sheets-numberformat='{"1":2,"2":"0","3":1}' data-sheets-value='{"1":2,"2":"-"}' style="border-right:1px solid #000000;overflow:hidden;padding:0px 3px 0px 3px;vertical-align:bottom;text-align:center;">-</td> </tr> <tr style="height:20px;"> <td data-sheets-value='{"1":2,"2":"PMMA"}' style="border-left:1px solid #000000;overflow:hidden;padding:0px 3px 0px 3px;vertical-align:bottom;font-weight:bold;">PMMA</td> <td data-sheets-value='{"1":2,"2":"Single-walled"}' style="overflow:hidden;padding:0px 3px 0px 3px;vertical-align:bottom;font-weight:bold;">Single-walled</td> <td data-sheets-value='{"1":2,"2":"Opal (O)"}' style="border-right:1px solid #000000;overflow:hidden;padding:0px 3px 0px 3px;vertical-align:bottom;font-weight:bold;">Opal (O)</td> <td data-sheets-numberformat='{"1":2,"2":"0.00","3":1}' data-sheets-value='{"1":3,"3":5.17}' style="overflow:hidden;padding:0px 3px 0px 3px;vertical-align:bottom;text-align:center;">5.17</td> <td data-sheets-numberformat='{"1":2,"2":"0","3":1}' data-sheets-value='{"1":3,"3":83}' style="overflow:hidden;padding:0px 3px 0px 3px;vertical-align:bottom;text-align:center;">83</td> <td data-sheets-numberformat='{"1":2,"2":"0","3":1}' data-sheets-value='{"1":3,"3":76}' style="overflow:hidden;padding:0px 3px 0px 3px;vertical-align:bottom;text-align:center;">76</td> <td data-sheets-numberformat='{"1":2,"2":"0","3":1}' data-sheets-value='{"1":2,"2":"-"}' style="border-right:1px solid #000000;overflow:hidden;padding:0px 3px 0px 3px;vertical-align:bottom;text-align:center;">-</td> </tr> <tr style="height:20px;"> <td style="border-left:1px solid #000000;overflow:hidden;padding:0px 3px 0px 3px;vertical-align:bottom;font-weight:bold;"></td> <td data-sheets-value='{"1":2,"2":"Double-walled"}' style="overflow:hidden;padding:0px 3px 0px 3px;vertical-align:bottom;font-weight:bold;">Double-walled</td> <td data-sheets-value='{"1":2,"2":"Clear (H/H)"}' style="border-right:1px solid #000000;overflow:hidden;padding:0px 3px 0px 3px;vertical-align:bottom;font-weight:bold;">Clear (H/H)</td> <td data-sheets-numberformat='{"1":2,"2":"0.00","3":1}' data-sheets-value='{"1":3,"3":2.9}' style="overflow:hidden;padding:0px 3px 0px 3px;vertical-align:bottom;text-align:center;">2.90</td> <td data-sheets-numberformat='{"1":2,"2":"0","3":1}' data-sheets-value='{"1":3,"3":81}' style="overflow:hidden;padding:0px 3px 0px 3px;vertical-align:bottom;text-align:center;">81</td> <td data-sheets-numberformat='{"1":2,"2":"0","3":1}' data-sheets-value='{"1":3,"3":75}' style="overflow:hidden;padding:0px 3px 0px 3px;vertical-align:bottom;text-align:center;">75</td> <td data-sheets-numberformat='{"1":2,"2":"0","3":1}' data-sheets-value='{"1":3,"3":20}' style="border-right:1px solid #000000;overflow:hidden;padding:0px 3px 0px 3px;vertical-align:bottom;text-align:center;">20</td> </tr> <tr style="height:20px;"> <td style="border-left:1px solid #000000;overflow:hidden;padding:0px 3px 0px 3px;vertical-align:bottom;font-weight:bold;"></td> <td data-sheets-value='{"1":2,"2":"Double-walled"}' style="overflow:hidden;padding:0px 3px 0px 3px;vertical-align:bottom;font-weight:bold;">Double-walled</td> <td data-sheets-value='{"1":2,"2":"Opal (O/O)"}' style="border-right:1px solid #000000;overflow:hidden;padding:0px 3px 0px 3px;vertical-align:bottom;font-weight:bold;">Opal (O/O)</td> <td data-sheets-numberformat='{"1":2,"2":"0.00","3":1}' data-sheets-value='{"1":3,"3":2.9}' style="overflow:hidden;padding:0px 3px 0px 3px;vertical-align:bottom;text-align:center;">2.90</td> <td data-sheets-numberformat='{"1":2,"2":"0","3":1}' data-sheets-value='{"1":3,"3":69}' style="overflow:hidden;padding:0px 3px 0px 3px;vertical-align:bottom;text-align:center;">69</td> <td data-sheets-numberformat='{"1":2,"2":"0","3":1}' data-sheets-value='{"1":3,"3":58}' style="overflow:hidden;padding:0px 3px 0px 3px;vertical-align:bottom;text-align:center;">58</td> <td data-sheets-numberformat='{"1":2,"2":"0","3":1}' data-sheets-value='{"1":3,"3":20}' style="border-right:1px solid #000000;overflow:hidden;padding:0px 3px 0px 3px;vertical-align:bottom;text-align:center;">20</td> </tr> <tr style="height:20px;"> <td style="border-left:1px solid #000000;overflow:hidden;padding:0px 3px 0px 3px;vertical-align:bottom;font-weight:bold;"></td> <td data-sheets-value='{"1":2,"2":"Triple-walled"}' style="overflow:hidden;padding:0px 3px 0px 3px;vertical-align:bottom;font-weight:bold;">Triple-walled</td> <td data-sheets-value='{"1":2,"2":"Clear (H/H/H)"}' style="border-right:1px solid #000000;overflow:hidden;padding:0px 3px 0px 3px;vertical-align:bottom;font-weight:bold;">Clear (H/H/H)</td> <td data-sheets-numberformat='{"1":2,"2":"0.00","3":1}' data-sheets-value='{"1":3,"3":1.7}' style="overflow:hidden;padding:0px 3px 0px 3px;vertical-align:bottom;text-align:center;">1.70</td> <td data-sheets-numberformat='{"1":2,"2":"0","3":1}' data-sheets-value='{"1":3,"3":73}' style="overflow:hidden;padding:0px 3px 0px 3px;vertical-align:bottom;text-align:center;">73</td> <td data-sheets-numberformat='{"1":2,"2":"0","3":1}' data-sheets-value='{"1":3,"3":65}' style="overflow:hidden;padding:0px 3px 0px 3px;vertical-align:bottom;text-align:center;">65</td> <td data-sheets-numberformat='{"1":2,"2":"0","3":1}' data-sheets-value='{"1":3,"3":22}' style="border-right:1px solid #000000;overflow:hidden;padding:0px 3px 0px 3px;vertical-align:bottom;text-align:center;">22</td> </tr> <tr style="height:20px;"> <td style="border-left:1px solid #000000;overflow:hidden;padding:0px 3px 0px 3px;vertical-align:bottom;font-weight:bold;"></td> <td data-sheets-value='{"1":2,"2":"Triple-walled"}' style="overflow:hidden;padding:0px 3px 0px 3px;vertical-align:bottom;font-weight:bold;">Triple-walled</td> <td data-sheets-value='{"1":2,"2":"Opal (O/H/O)"}' style="border-right:1px solid #000000;overflow:hidden;padding:0px 3px 0px 3px;vertical-align:bottom;font-weight:bold;">Opal (O/H/O)</td> <td data-sheets-numberformat='{"1":2,"2":"0.00","3":1}' data-sheets-value='{"1":3,"3":1.7}' style="overflow:hidden;padding:0px 3px 0px 3px;vertical-align:bottom;text-align:center;">1.70</td> <td data-sheets-numberformat='{"1":2,"2":"0","3":1}' data-sheets-value='{"1":3,"3":62}' style="overflow:hidden;padding:0px 3px 0px 3px;vertical-align:bottom;text-align:center;">62</td> <td data-sheets-numberformat='{"1":2,"2":"0","3":1}' data-sheets-value='{"1":3,"3":51}' style="overflow:hidden;padding:0px 3px 0px 3px;vertical-align:bottom;text-align:center;">51</td> <td data-sheets-numberformat='{"1":2,"2":"0","3":1}' data-sheets-value='{"1":3,"3":22}' style="border-right:1px solid #000000;overflow:hidden;padding:0px 3px 0px 3px;vertical-align:bottom;text-align:center;">22</td> </tr> <tr style="height:20px;"> <td style="border-left:1px solid #000000;overflow:hidden;padding:0px 3px 0px 3px;vertical-align:bottom;font-weight:bold;"></td> <td data-sheets-value='{"1":2,"2":"Four-walled"}' style="overflow:hidden;padding:0px 3px 0px 3px;vertical-align:bottom;font-weight:bold;">Four-walled</td> <td data-sheets-value='{"1":2,"2":"Clear (H/H/H/H)"}' style="border-right:1px solid #000000;overflow:hidden;padding:0px 3px 0px 3px;vertical-align:bottom;font-weight:bold;">Clear (H/H/H/H)</td> <td data-sheets-numberformat='{"1":2,"2":"0.00","3":1}' data-sheets-value='{"1":3,"3":1.28}' style="overflow:hidden;padding:0px 3px 0px 3px;vertical-align:bottom;text-align:center;">1.28</td> <td data-sheets-numberformat='{"1":2,"2":"0","3":1}' data-sheets-value='{"1":3,"3":64}' style="overflow:hidden;padding:0px 3px 0px 3px;vertical-align:bottom;text-align:center;">64</td> <td data-sheets-numberformat='{"1":2,"2":"0","3":1}' data-sheets-value='{"1":3,"3":54}' style="overflow:hidden;padding:0px 3px 0px 3px;vertical-align:bottom;text-align:center;">54</td> <td data-sheets-numberformat='{"1":2,"2":"0","3":1}' data-sheets-value='{"1":3,"3":23}' style="border-right:1px solid #000000;overflow:hidden;padding:0px 3px 0px 3px;vertical-align:bottom;text-align:center;">23</td> </tr> <tr style="height:20px;"> <td style="border-bottom:1px solid #000000;border-left:1px solid #000000;overflow:hidden;padding:0px 3px 0px 3px;vertical-align:bottom;"></td> <td data-sheets-value='{"1":2,"2":"Four-walled"}' style="border-bottom:1px solid #000000;overflow:hidden;padding:0px 3px 0px 3px;vertical-align:bottom;font-weight:bold;">Four-walled</td> <td data-sheets-value='{"1":2,"2":"Opal (H/H/O/H)"}' style="border-right:1px solid #000000;border-bottom:1px solid #000000;overflow:hidden;padding:0px 3px 0px 3px;vertical-align:bottom;font-weight:bold;">Opal (H/H/O/H)</td> <td data-sheets-numberformat='{"1":2,"2":"0.00","3":1}' data-sheets-value='{"1":3,"3":1.28}' style="border-bottom:1px solid #000000;overflow:hidden;padding:0px 3px 0px 3px;vertical-align:bottom;text-align:center;">1.28</td> <td data-sheets-numberformat='{"1":2,"2":"0","3":1}' data-sheets-value='{"1":3,"3":59}' style="border-bottom:1px solid #000000;overflow:hidden;padding:0px 3px 0px 3px;vertical-align:bottom;text-align:center;">59</td> <td data-sheets-numberformat='{"1":2,"2":"0","3":1}' data-sheets-value='{"1":3,"3":48}' style="border-bottom:1px solid #000000;overflow:hidden;padding:0px 3px 0px 3px;vertical-align:bottom;text-align:center;">48</td> <td data-sheets-numberformat='{"1":2,"2":"0","3":1}' data-sheets-value='{"1":3,"3":23}' style="border-right:1px solid #000000;border-bottom:1px solid #000000;overflow:hidden;padding:0px 3px 0px 3px;vertical-align:bottom;text-align:center;">23</td> </tr> <tr style="height:20px;"> <td data-sheets-value='{"1":2,"2":"Polycarbonate "}' style="border-left:1px solid #000000;overflow:hidden;padding:0px 3px 0px 3px;vertical-align:bottom;font-weight:bold;">Polycarbonate </td> <td data-sheets-value='{"1":2,"2":"Single-walled"}' style="overflow:hidden;padding:0px 3px 0px 3px;vertical-align:bottom;font-weight:bold;">Single-walled</td> <td data-sheets-value='{"1":2,"2":"Clear (A)"}' style="border-right:1px solid #000000;overflow:hidden;padding:0px 3px 0px 3px;vertical-align:bottom;font-weight:bold;">Clear (A)</td> <td data-sheets-numberformat='{"1":2,"2":"0.00","3":1}' data-sheets-value='{"1":3,"3":5.17}' style="overflow:hidden;padding:0px 3px 0px 3px;vertical-align:bottom;text-align:center;">5.17</td> <td data-sheets-numberformat='{"1":2,"2":"0","3":1}' data-sheets-value='{"1":3,"3":88}' style="overflow:hidden;padding:0px 3px 0px 3px;vertical-align:bottom;text-align:center;">88</td> <td data-sheets-numberformat='{"1":2,"2":"0","3":1}' data-sheets-value='{"1":3,"3":83}' style="overflow:hidden;padding:0px 3px 0px 3px;vertical-align:bottom;text-align:center;">83</td> <td data-sheets-numberformat='{"1":2,"2":"0","3":1}' data-sheets-value='{"1":2,"2":"-"}' style="border-right:1px solid #000000;overflow:hidden;padding:0px 3px 0px 3px;vertical-align:bottom;text-align:center;">-</td> </tr> <tr style="height:20px;"> <td data-sheets-value='{"1":2,"2":"PC"}' style="border-left:1px solid #000000;overflow:hidden;padding:0px 3px 0px 3px;vertical-align:bottom;font-weight:bold;">PC</td> <td data-sheets-value='{"1":2,"2":"Single-walled"}' style="overflow:hidden;padding:0px 3px 0px 3px;vertical-align:bottom;font-weight:bold;">Single-walled</td> <td data-sheets-value='{"1":2,"2":"Opal (D)"}' style="border-right:1px solid #000000;overflow:hidden;padding:0px 3px 0px 3px;vertical-align:bottom;font-weight:bold;">Opal (D)</td> <td data-sheets-numberformat='{"1":2,"2":"0.00","3":1}' data-sheets-value='{"1":3,"3":5.17}' style="overflow:hidden;padding:0px 3px 0px 3px;vertical-align:bottom;text-align:center;">5.17</td> <td data-sheets-numberformat='{"1":2,"2":"0","3":1}' data-sheets-value='{"1":3,"3":58}' style="overflow:hidden;padding:0px 3px 0px 3px;vertical-align:bottom;text-align:center;">58</td> <td data-sheets-numberformat='{"1":2,"2":"0","3":1}' data-sheets-value='{"1":3,"3":60}' style="overflow:hidden;padding:0px 3px 0px 3px;vertical-align:bottom;text-align:center;">60</td> <td data-sheets-numberformat='{"1":2,"2":"0","3":1}' data-sheets-value='{"1":2,"2":"-"}' style="border-right:1px solid #000000;overflow:hidden;padding:0px 3px 0px 3px;vertical-align:bottom;text-align:center;">-</td> </tr> <tr style="height:20px;"> <td style="border-left:1px solid #000000;overflow:hidden;padding:0px 3px 0px 3px;vertical-align:bottom;font-weight:bold;"></td> <td data-sheets-value='{"1":2,"2":"Double-walled"}' style="overflow:hidden;padding:0px 3px 0px 3px;vertical-align:bottom;font-weight:bold;">Double-walled</td> <td data-sheets-value='{"1":2,"2":"Clear (A/H)"}' style="border-right:1px solid #000000;overflow:hidden;padding:0px 3px 0px 3px;vertical-align:bottom;font-weight:bold;">Clear (A/H)</td> <td data-sheets-numberformat='{"1":2,"2":"0.00","3":1}' data-sheets-value='{"1":3,"3":2.9}' style="overflow:hidden;padding:0px 3px 0px 3px;vertical-align:bottom;text-align:center;">2.90</td> <td data-sheets-numberformat='{"1":2,"2":"0","3":1}' data-sheets-value='{"1":3,"3":79}' style="overflow:hidden;padding:0px 3px 0px 3px;vertical-align:bottom;text-align:center;">79</td> <td data-sheets-numberformat='{"1":2,"2":"0","3":1}' data-sheets-value='{"1":3,"3":72}' style="overflow:hidden;padding:0px 3px 0px 3px;vertical-align:bottom;text-align:center;">72</td> <td data-sheets-numberformat='{"1":2,"2":"0","3":1}' data-sheets-value='{"1":3,"3":20}' style="border-right:1px solid #000000;overflow:hidden;padding:0px 3px 0px 3px;vertical-align:bottom;text-align:center;">20</td> </tr> <tr style="height:20px;"> <td style="border-left:1px solid #000000;overflow:hidden;padding:0px 3px 0px 3px;vertical-align:bottom;font-weight:bold;"></td> <td data-sheets-value='{"1":2,"2":"Double-walled"}' style="overflow:hidden;padding:0px 3px 0px 3px;vertical-align:bottom;font-weight:bold;">Double-walled</td> <td data-sheets-value='{"1":2,"2":"Clear (A/A)"}' style="border-right:1px solid #000000;overflow:hidden;padding:0px 3px 0px 3px;vertical-align:bottom;font-weight:bold;">Clear (A/A)</td> <td data-sheets-numberformat='{"1":2,"2":"0.00","3":1}' data-sheets-value='{"1":3,"3":2.9}' style="overflow:hidden;padding:0px 3px 0px 3px;vertical-align:bottom;text-align:center;">2.90</td> <td data-sheets-numberformat='{"1":2,"2":"0","3":1}' data-sheets-value='{"1":3,"3":77}' style="overflow:hidden;padding:0px 3px 0px 3px;vertical-align:bottom;text-align:center;">77</td> <td data-sheets-numberformat='{"1":2,"2":"0","3":1}' data-sheets-value='{"1":3,"3":69}' style="overflow:hidden;padding:0px 3px 0px 3px;vertical-align:bottom;text-align:center;">69</td> <td data-sheets-numberformat='{"1":2,"2":"0","3":1}' data-sheets-value='{"1":3,"3":20}' style="border-right:1px solid #000000;overflow:hidden;padding:0px 3px 0px 3px;vertical-align:bottom;text-align:center;">20</td> </tr> <tr style="height:20px;"> <td style="border-left:1px solid #000000;overflow:hidden;padding:0px 3px 0px 3px;vertical-align:bottom;font-weight:bold;"></td> <td data-sheets-value='{"1":2,"2":"Double-walled"}' style="overflow:hidden;padding:0px 3px 0px 3px;vertical-align:bottom;font-weight:bold;">Double-walled</td> <td data-sheets-value='{"1":2,"2":"Opal (A/O)"}' style="border-right:1px solid #000000;overflow:hidden;padding:0px 3px 0px 3px;vertical-align:bottom;font-weight:bold;">Opal (A/O)</td> <td data-sheets-numberformat='{"1":2,"2":"0.00","3":1}' data-sheets-value='{"1":3,"3":2.9}' style="overflow:hidden;padding:0px 3px 0px 3px;vertical-align:bottom;text-align:center;">2.90</td> <td data-sheets-numberformat='{"1":2,"2":"0","3":1}' data-sheets-value='{"1":3,"3":73}' style="overflow:hidden;padding:0px 3px 0px 3px;vertical-align:bottom;text-align:center;">73</td> <td data-sheets-numberformat='{"1":2,"2":"0","3":1}' data-sheets-value='{"1":3,"3":63}' style="overflow:hidden;padding:0px 3px 0px 3px;vertical-align:bottom;text-align:center;">63</td> <td data-sheets-numberformat='{"1":2,"2":"0","3":1}' data-sheets-value='{"1":3,"3":20}' style="border-right:1px solid #000000;overflow:hidden;padding:0px 3px 0px 3px;vertical-align:bottom;text-align:center;">20</td> </tr> <tr style="height:20px;"> <td style="border-left:1px solid #000000;overflow:hidden;padding:0px 3px 0px 3px;vertical-align:bottom;font-weight:bold;"></td> <td data-sheets-value='{"1":2,"2":"Double-walled"}' style="overflow:hidden;padding:0px 3px 0px 3px;vertical-align:bottom;font-weight:bold;">Double-walled</td> <td data-sheets-value='{"1":2,"2":"Opal (A/D)"}' style="border-right:1px solid #000000;overflow:hidden;padding:0px 3px 0px 3px;vertical-align:bottom;font-weight:bold;">Opal (A/D)</td> <td data-sheets-numberformat='{"1":2,"2":"0.00","3":1}' data-sheets-value='{"1":3,"3":2.9}' style="overflow:hidden;padding:0px 3px 0px 3px;vertical-align:bottom;text-align:center;">2.90</td> <td data-sheets-numberformat='{"1":2,"2":"0","3":1}' data-sheets-value='{"1":3,"3":51}' style="overflow:hidden;padding:0px 3px 0px 3px;vertical-align:bottom;text-align:center;">51</td> <td data-sheets-numberformat='{"1":2,"2":"0","3":1}' data-sheets-value='{"1":3,"3":50}' style="overflow:hidden;padding:0px 3px 0px 3px;vertical-align:bottom;text-align:center;">50</td> <td data-sheets-numberformat='{"1":2,"2":"0","3":1}' data-sheets-value='{"1":3,"3":20}' style="border-right:1px solid #000000;overflow:hidden;padding:0px 3px 0px 3px;vertical-align:bottom;text-align:center;">20</td> </tr> <tr style="height:20px;"> <td style="border-left:1px solid #000000;overflow:hidden;padding:0px 3px 0px 3px;vertical-align:bottom;font-weight:bold;"></td> <td data-sheets-value='{"1":2,"2":"Triple-walled"}' style="overflow:hidden;padding:0px 3px 0px 3px;vertical-align:bottom;font-weight:bold;">Triple-walled</td> <td data-sheets-value='{"1":2,"2":"Clear (A/H/H)"}' style="border-right:1px solid #000000;overflow:hidden;padding:0px 3px 0px 3px;vertical-align:bottom;font-weight:bold;">Clear (A/H/H)</td> <td data-sheets-numberformat='{"1":2,"2":"0.00","3":1}' data-sheets-value='{"1":3,"3":1.7}' style="overflow:hidden;padding:0px 3px 0px 3px;vertical-align:bottom;text-align:center;">1.70</td> <td data-sheets-numberformat='{"1":2,"2":"0","3":1}' data-sheets-value='{"1":3,"3":71}' style="overflow:hidden;padding:0px 3px 0px 3px;vertical-align:bottom;text-align:center;">71</td> <td data-sheets-numberformat='{"1":2,"2":"0","3":1}' data-sheets-value='{"1":3,"3":63}' style="overflow:hidden;padding:0px 3px 0px 3px;vertical-align:bottom;text-align:center;">63</td> <td data-sheets-numberformat='{"1":2,"2":"0","3":1}' data-sheets-value='{"1":3,"3":22}' style="border-right:1px solid #000000;overflow:hidden;padding:0px 3px 0px 3px;vertical-align:bottom;text-align:center;">22</td> </tr> <tr style="height:20px;"> <td style="border-left:1px solid #000000;overflow:hidden;padding:0px 3px 0px 3px;vertical-align:bottom;font-weight:bold;"></td> <td data-sheets-value='{"1":2,"2":"Triple-walled"}' style="overflow:hidden;padding:0px 3px 0px 3px;vertical-align:bottom;font-weight:bold;">Triple-walled</td> <td data-sheets-value='{"1":2,"2":"Opal (A/O/O)"}' style="border-right:1px solid #000000;overflow:hidden;padding:0px 3px 0px 3px;vertical-align:bottom;font-weight:bold;">Opal (A/O/O)</td> <td data-sheets-numberformat='{"1":2,"2":"0.00","3":1}' data-sheets-value='{"1":3,"3":1.7}' style="overflow:hidden;padding:0px 3px 0px 3px;vertical-align:bottom;text-align:center;">1.70</td> <td data-sheets-numberformat='{"1":2,"2":"0","3":1}' data-sheets-value='{"1":3,"3":61}' style="overflow:hidden;padding:0px 3px 0px 3px;vertical-align:bottom;text-align:center;">61</td> <td data-sheets-numberformat='{"1":2,"2":"0","3":1}' data-sheets-value='{"1":3,"3":48}' style="overflow:hidden;padding:0px 3px 0px 3px;vertical-align:bottom;text-align:center;">48</td> <td data-sheets-numberformat='{"1":2,"2":"0","3":1}' data-sheets-value='{"1":3,"3":22}' style="border-right:1px solid #000000;overflow:hidden;padding:0px 3px 0px 3px;vertical-align:bottom;text-align:center;">22</td> </tr> <tr style="height:20px;"> <td style="border-left:1px solid #000000;overflow:hidden;padding:0px 3px 0px 3px;vertical-align:bottom;font-weight:bold;"></td> <td data-sheets-value='{"1":2,"2":"Four-walled"}' style="overflow:hidden;padding:0px 3px 0px 3px;vertical-align:bottom;font-weight:bold;">Four-walled</td> <td data-sheets-value='{"1":2,"2":"Clear (A/H/H/H)"}' style="border-right:1px solid #000000;overflow:hidden;padding:0px 3px 0px 3px;vertical-align:bottom;font-weight:bold;">Clear (A/H/H/H)</td> <td data-sheets-numberformat='{"1":2,"2":"0.00","3":1}' data-sheets-value='{"1":3,"3":1.28}' style="overflow:hidden;padding:0px 3px 0px 3px;vertical-align:bottom;text-align:center;">1.28</td> <td data-sheets-numberformat='{"1":2,"2":"0","3":1}' data-sheets-value='{"1":3,"3":64}' style="overflow:hidden;padding:0px 3px 0px 3px;vertical-align:bottom;text-align:center;">64</td> <td data-sheets-numberformat='{"1":2,"2":"0","3":1}' data-sheets-value='{"1":3,"3":52}' style="overflow:hidden;padding:0px 3px 0px 3px;vertical-align:bottom;text-align:center;">52</td> <td data-sheets-numberformat='{"1":2,"2":"0","3":1}' data-sheets-value='{"1":3,"3":23}' style="border-right:1px solid #000000;overflow:hidden;padding:0px 3px 0px 3px;vertical-align:bottom;text-align:center;">23</td> </tr> <tr style="height:20px;"> <td style="border-bottom:1px solid #000000;border-left:1px solid #000000;overflow:hidden;padding:0px 3px 0px 3px;vertical-align:bottom;"></td> <td data-sheets-value='{"1":2,"2":"Four-walled"}' style="border-bottom:1px solid #000000;overflow:hidden;padding:0px 3px 0px 3px;vertical-align:bottom;font-weight:bold;">Four-walled</td> <td data-sheets-value='{"1":2,"2":"Opal (A/H/O/H)"}' style="border-right:1px solid #000000;border-bottom:1px solid #000000;overflow:hidden;padding:0px 3px 0px 3px;vertical-align:bottom;font-weight:bold;">Opal (A/H/O/H)</td> <td data-sheets-numberformat='{"1":2,"2":"0.00","3":1}' data-sheets-value='{"1":3,"3":1.28}' style="border-bottom:1px solid #000000;overflow:hidden;padding:0px 3px 0px 3px;vertical-align:bottom;text-align:center;">1.28</td> <td data-sheets-numberformat='{"1":2,"2":"0","3":1}' data-sheets-value='{"1":3,"3":59}' style="border-bottom:1px solid #000000;overflow:hidden;padding:0px 3px 0px 3px;vertical-align:bottom;text-align:center;">59</td> <td data-sheets-numberformat='{"1":2,"2":"0","3":1}' data-sheets-value='{"1":3,"3":46}' style="border-bottom:1px solid #000000;overflow:hidden;padding:0px 3px 0px 3px;vertical-align:bottom;text-align:center;">46</td> <td data-sheets-numberformat='{"1":2,"2":"0","3":1}' data-sheets-value='{"1":3,"3":23}' style="border-right:1px solid #000000;border-bottom:1px solid #000000;overflow:hidden;padding:0px 3px 0px 3px;vertical-align:bottom;text-align:center;">23</td> </tr> <tr style="height:20px;"> <td data-sheets-value='{"1":2,"2":"Polycarbonate"}' style="border-left:1px solid #000000;overflow:hidden;padding:0px 3px 0px 3px;vertical-align:bottom;font-weight:bold;">Polycarbonate</td> <td data-sheets-value='{"1":2,"2":"Single-walled"}' style="overflow:hidden;padding:0px 3px 0px 3px;vertical-align:bottom;font-weight:bold;">Single-walled</td> <td data-sheets-value='{"1":2,"2":"Heatstop Opal (T)"}' style="border-right:1px solid #000000;overflow:hidden;padding:0px 3px 0px 3px;vertical-align:bottom;font-weight:bold;">Heatstop Opal (T)</td> <td data-sheets-numberformat='{"1":2,"2":"0.00","3":1}' data-sheets-value='{"1":3,"3":5.17}' style="overflow:hidden;padding:0px 3px 0px 3px;vertical-align:bottom;text-align:center;">5.17</td> <td data-sheets-numberformat='{"1":2,"2":"0","3":1}' data-sheets-value='{"1":3,"3":49}' style="overflow:hidden;padding:0px 3px 0px 3px;vertical-align:bottom;text-align:center;">49</td> <td data-sheets-numberformat='{"1":2,"2":"0","3":1}' data-sheets-value='{"1":3,"3":59}' style="overflow:hidden;padding:0px 3px 0px 3px;vertical-align:bottom;text-align:center;">59</td> <td data-sheets-numberformat='{"1":2,"2":"0","3":1}' data-sheets-value='{"1":2,"2":"-"}' style="border-right:1px solid #000000;overflow:hidden;padding:0px 3px 0px 3px;vertical-align:bottom;text-align:center;">-</td> </tr> <tr style="height:20px;"> <td data-sheets-value='{"1":2,"2":"Heatstop PC"}' style="border-left:1px solid #000000;overflow:hidden;padding:0px 3px 0px 3px;vertical-align:bottom;font-weight:bold;">Heatstop PC</td> <td data-sheets-value='{"1":2,"2":"Double-walled"}' style="overflow:hidden;padding:0px 3px 0px 3px;vertical-align:bottom;font-weight:bold;">Double-walled</td> <td data-sheets-value='{"1":2,"2":"Clear (T/H)"}' style="border-right:1px solid #000000;overflow:hidden;padding:0px 3px 0px 3px;vertical-align:bottom;font-weight:bold;">Clear (T/H)</td> <td data-sheets-numberformat='{"1":2,"2":"0.00","3":1}' data-sheets-value='{"1":3,"3":2.9}' style="overflow:hidden;padding:0px 3px 0px 3px;vertical-align:bottom;text-align:center;">2.90</td> <td data-sheets-numberformat='{"1":2,"2":"0","3":1}' data-sheets-value='{"1":3,"3":44}' style="overflow:hidden;padding:0px 3px 0px 3px;vertical-align:bottom;text-align:center;">44</td> <td data-sheets-numberformat='{"1":2,"2":"0","3":1}' data-sheets-value='{"1":3,"3":51}' style="overflow:hidden;padding:0px 3px 0px 3px;vertical-align:bottom;text-align:center;">51</td> <td data-sheets-numberformat='{"1":2,"2":"0","3":1}' data-sheets-value='{"1":3,"3":20}' style="border-right:1px solid #000000;overflow:hidden;padding:0px 3px 0px 3px;vertical-align:bottom;text-align:center;">20</td> </tr> <tr style="height:20px;"> <td style="border-left:1px solid #000000;overflow:hidden;padding:0px 3px 0px 3px;vertical-align:bottom;font-weight:bold;"></td> <td data-sheets-value='{"1":2,"2":"Double-walled"}' style="overflow:hidden;padding:0px 3px 0px 3px;vertical-align:bottom;font-weight:bold;">Double-walled</td> <td data-sheets-value='{"1":2,"2":"Opal (T/O)"}' style="border-right:1px solid #000000;overflow:hidden;padding:0px 3px 0px 3px;vertical-align:bottom;font-weight:bold;">Opal (T/O)</td> <td data-sheets-numberformat='{"1":2,"2":"0.00","3":1}' data-sheets-value='{"1":3,"3":2.9}' style="overflow:hidden;padding:0px 3px 0px 3px;vertical-align:bottom;text-align:center;">2.90</td> <td data-sheets-numberformat='{"1":2,"2":"0","3":1}' data-sheets-value='{"1":3,"3":41}' style="overflow:hidden;padding:0px 3px 0px 3px;vertical-align:bottom;text-align:center;">41</td> <td data-sheets-numberformat='{"1":2,"2":"0","3":1}' data-sheets-value='{"1":3,"3":45}' style="overflow:hidden;padding:0px 3px 0px 3px;vertical-align:bottom;text-align:center;">45</td> <td data-sheets-numberformat='{"1":2,"2":"0","3":1}' data-sheets-value='{"1":3,"3":20}' style="border-right:1px solid #000000;overflow:hidden;padding:0px 3px 0px 3px;vertical-align:bottom;text-align:center;">20</td> </tr> <tr style="height:20px;"> <td style="border-left:1px solid #000000;overflow:hidden;padding:0px 3px 0px 3px;vertical-align:bottom;font-weight:bold;"></td> <td data-sheets-value='{"1":2,"2":"Triple-walled"}' style="overflow:hidden; | skylux-160-ce-met-koepel-en-pvc-opstand-35-30-met-lm-motor-1600-x-2200-mm | 8586046308685 | 46872383619405
Smoke and heat exhaust (SHEV) | SHE system | Skylux | Skylux 160° CE with skylight and PVC curb 35/30 with double LM-actuator 1600 x 2300 mm |  | 35332 | 5412970353324 | 9204.5 | Yes | 30-45 | 150.16 | 1600 x 2300 mm | 2300 | 1600 |  | PVC 35/30 (35 cm high & roof opening = 30 cm larger than daylight size) | Rectangular | 5.17 W/m²K - 1.28 W/m²K | 87% - 32% | 90% - 32% | 20dB - 23dB | 160° CE (for industry) | skylight | without spoiler | E | Double actuator | Maximum four-walled skylight possible for this product | Ut-value LT-value g-value Rw-value EN 1873 : 2014 EN ISO 13468 EN 16153 EN 410 EN 410 EN ISO 140-3 Material Walls Shells (W/m²K) (%) (%) (dB) Acrylic Single-walled Clear (H) 5.17 90 87 - PMMA Single-walled Opal (O) 5.17 83 76 - Double-walled Clear (H/H) 2.90 81 75 20 Double-walled Opal (O/O) 2.90 69 58 20 Triple-walled Clear (H/H/H) 1.70 73 65 22 Triple-walled Opal (O/H/O) 1.70 62 51 22 Four-walled Clear (H/H/H/H) 1.28 64 54 23 Four-walled Opal (H/H/O/H) 1.28 59 48 23 Polycarbonate Single-walled Clear (A) 5.17 88 83 - PC Single-walled Opal (D) 5.17 58 60 - Double-walled Clear (A/H) 2.90 79 72 20 Double-walled Clear (A/A) 2.90 77 69 20 Double-walled Opal (A/O) 2.90 73 63 20 Double-walled Opal (A/D) 2.90 51 50 20 Triple-walled Clear (A/H/H) 1.70 71 63 22 Triple-walled Opal (A/O/O) 1.70 61 48 22 Four-walled Clear (A/H/H/H) 1.28 64 52 23 Four-walled Opal (A/H/O/H) 1.28 59 46 23 Polycarbonate Single-walled Heatstop Opal (T) 5.17 49 59 - Heatstop PC Double-walled Clear (T/H) 2.90 44 51 20 Double-walled Opal (T/O) 2.90 41 45 20 Triple-walled Clear (T/H/H) 1.70 40 <td data-sheets-numberformat='{"1":2,"2":"0","3":1}' data-sheets-value='{"1":3,"3":44}' style="overflow:hidden;paddin | https://skylux.eu/en/products/skylux-160-ce-met-koepel-en-pvc-opstand-35-30-met-lm-motor-1600-x-2300-mm | https://skylux.eu/cdn/shop/files/Skylux-160deg-CE-met-koepel-en-pvc-opstand-3530-met-dubbele-LM-motor-1600-x-2300-mm-RWA-systeem.jpg?v=1702982074&width=1600 | https://skylux.eu/cdn/shop/files/e5a82811-1bb0-48e4-a776-cacb59c7c092_89d99a2e-3eb2-4264-a395-ca7d2cecc6f0.jpg?v=1688551534&width=1600 | //skylux.eu/cdn/shop/files/E_MH_Mounting_instructions_Skylux_160_CE_LM.pdf?v=12406716259046007223 | //skylux.eu/cdn/shop/files/E_TD_Technical_File_Skylux_Skylux_160_CE_Electric.pdf?v=3667116872303399239 | <style type="text/css" id="isPasted"> <!--td { border: 1px solid #cccccc; } br { mso-data-placement: same-cell; } --> </style> <table border="1" cellpadding="0" cellspacing="0" dir="ltr" style="table-layout:fixed;font-size:10pt;font-family:Arial;border-collapse:collapse;border:none;"><tbody> <tr style="height:20px;"> <td style="overflow:hidden;padding:0px 3px 0px 3px;vertical-align:bottom;"></td> <td style="overflow:hidden;padding:0px 3px 0px 3px;vertical-align:bottom;"></td> <td style="overflow:hidden;padding:0px 3px 0px 3px;vertical-align:bottom;"></td> <td data-sheets-value='{"1":2,"2":"Ut-value"}' style="overflow:hidden;padding:0px 3px 0px 3px;vertical-align:bottom;font-weight:bold;text-align:center;">Ut-value</td> <td data-sheets-value='{"1":2,"2":"LT-value"}' style="overflow:hidden;padding:0px 3px 0px 3px;vertical-align:bottom;font-weight:bold;text-align:center;">LT-value</td> <td data-sheets-value='{"1":2,"2":"g-value"}' style="overflow:hidden;padding:0px 3px 0px 3px;vertical-align:bottom;font-weight:bold;text-align:center;">g-value</td> <td data-sheets-value='{"1":2,"2":"Rw-value "}' style="overflow:hidden;padding:0px 3px 0px 3px;vertical-align:bottom;font-weight:bold;text-align:center;">Rw-value </td> </tr> <tr style="height:20px;"> <td style="overflow:hidden;padding:0px 3px 0px 3px;vertical-align:bottom;"></td> <td style="overflow:hidden;padding:0px 3px 0px 3px;vertical-align:bottom;"></td> <td style="overflow:hidden;padding:0px 3px 0px 3px;vertical-align:bottom;"></td> <td data-sheets-numberformat='{"1":2,"2":"0.00","3":1}' data-sheets-value='{"1":2,"2":"EN 1873 : 2014"}' style="overflow:hidden;padding:0px 3px 0px 3px;vertical-align:bottom;text-align:center;">EN 1873 : 2014</td> <td data-sheets-numberformat='{"1":2,"2":"0","3":1}' data-sheets-value='{"1":2,"2":"EN ISO 13468 EN 16153 EN 410"}' style="overflow:hidden;padding:0px 3px 0px 3px;vertical-align:bottom;text-align:center;">EN ISO 13468 EN 16153 EN 410</td> <td data-sheets-numberformat='{"1":2,"2":"0","3":1}' data-sheets-value='{"1":2,"2":"EN 410"}' style="overflow:hidden;padding:0px 3px 0px 3px;vertical-align:bottom;text-align:center;">EN 410</td> <td data-sheets-value='{"1":2,"2":"EN ISO 140-3\t\t"}' style="overflow:hidden;padding:0px 3px 0px 3px;vertical-align:bottom;text-align:center;">EN ISO 140-3 </td> </tr> <tr style="height:20px;"> <td data-sheets-value='{"1":2,"2":"Material"}' style="border-bottom:1px solid #000000;overflow:hidden;padding:0px 3px 0px 3px;vertical-align:bottom;background-color:#000000;font-weight:bold;color:#ffffff;">Material</td> <td data-sheets-value='{"1":2,"2":"Walls"}' style="border-bottom:1px solid #000000;overflow:hidden;padding:0px 3px 0px 3px;vertical-align:bottom;background-color:#000000;font-weight:bold;color:#ffffff;">Walls</td> <td data-sheets-value='{"1":2,"2":"Shells"}' style="border-bottom:1px solid #000000;overflow:hidden;padding:0px 3px 0px 3px;vertical-align:bottom;background-color:#000000;font-weight:bold;color:#ffffff;">Shells</td> <td data-sheets-numberformat='{"1":2,"2":"0.00","3":1}' data-sheets-value='{"1":2,"2":"(W/m²K)\t"}' style="border-bottom:1px solid #000000;overflow:hidden;padding:0px 3px 0px 3px;vertical-align:bottom;background-color:#000000;font-weight:bold;color:#ffffff;text-align:center;">(W/m²K) </td> <td data-sheets-numberformat='{"1":2,"2":"0","3":1}' data-sheets-value='{"1":2,"2":"(%)"}' style="border-bottom:1px solid #000000;overflow:hidden;padding:0px 3px 0px 3px;vertical-align:bottom;background-color:#000000;font-weight:bold;color:#ffffff;text-align:center;">(%)</td> <td data-sheets-numberformat='{"1":2,"2":"0","3":1}' data-sheets-value='{"1":2,"2":"(%)"}' style="border-bottom:1px solid #000000;overflow:hidden;padding:0px 3px 0px 3px;vertical-align:bottom;background-color:#000000;font-weight:bold;color:#ffffff;text-align:center;">(%)</td> <td data-sheets-value='{"1":2,"2":"(dB)"}' style="border-bottom:1px solid #000000;overflow:hidden;padding:0px 3px 0px 3px;vertical-align:bottom;background-color:#000000;font-weight:bold;color:#ffffff;text-align:center;">(dB)</td> </tr> <tr style="height:20px;"> <td data-sheets-value='{"1":2,"2":"Acrylic"}' style="border-left:1px solid #000000;overflow:hidden;padding:0px 3px 0px 3px;vertical-align:bottom;font-weight:bold;">Acrylic</td> <td data-sheets-value='{"1":2,"2":"Single-walled"}' style="overflow:hidden;padding:0px 3px 0px 3px;vertical-align:bottom;font-weight:bold;">Single-walled</td> <td data-sheets-value='{"1":2,"2":"Clear (H)"}' style="border-right:1px solid #000000;overflow:hidden;padding:0px 3px 0px 3px;vertical-align:bottom;font-weight:bold;">Clear (H)</td> <td data-sheets-numberformat='{"1":2,"2":"0.00","3":1}' data-sheets-value='{"1":3,"3":5.17}' style="overflow:hidden;padding:0px 3px 0px 3px;vertical-align:bottom;text-align:center;">5.17</td> <td data-sheets-numberformat='{"1":2,"2":"0","3":1}' data-sheets-value='{"1":3,"3":90}' style="overflow:hidden;padding:0px 3px 0px 3px;vertical-align:bottom;text-align:center;">90</td> <td data-sheets-numberformat='{"1":2,"2":"0","3":1}' data-sheets-value='{"1":3,"3":87}' style="overflow:hidden;padding:0px 3px 0px 3px;vertical-align:bottom;text-align:center;">87</td> <td data-sheets-numberformat='{"1":2,"2":"0","3":1}' data-sheets-value='{"1":2,"2":"-"}' style="border-right:1px solid #000000;overflow:hidden;padding:0px 3px 0px 3px;vertical-align:bottom;text-align:center;">-</td> </tr> <tr style="height:20px;"> <td data-sheets-value='{"1":2,"2":"PMMA"}' style="border-left:1px solid #000000;overflow:hidden;padding:0px 3px 0px 3px;vertical-align:bottom;font-weight:bold;">PMMA</td> <td data-sheets-value='{"1":2,"2":"Single-walled"}' style="overflow:hidden;padding:0px 3px 0px 3px;vertical-align:bottom;font-weight:bold;">Single-walled</td> <td data-sheets-value='{"1":2,"2":"Opal (O)"}' style="border-right:1px solid #000000;overflow:hidden;padding:0px 3px 0px 3px;vertical-align:bottom;font-weight:bold;">Opal (O)</td> <td data-sheets-numberformat='{"1":2,"2":"0.00","3":1}' data-sheets-value='{"1":3,"3":5.17}' style="overflow:hidden;padding:0px 3px 0px 3px;vertical-align:bottom;text-align:center;">5.17</td> <td data-sheets-numberformat='{"1":2,"2":"0","3":1}' data-sheets-value='{"1":3,"3":83}' style="overflow:hidden;padding:0px 3px 0px 3px;vertical-align:bottom;text-align:center;">83</td> <td data-sheets-numberformat='{"1":2,"2":"0","3":1}' data-sheets-value='{"1":3,"3":76}' style="overflow:hidden;padding:0px 3px 0px 3px;vertical-align:bottom;text-align:center;">76</td> <td data-sheets-numberformat='{"1":2,"2":"0","3":1}' data-sheets-value='{"1":2,"2":"-"}' style="border-right:1px solid #000000;overflow:hidden;padding:0px 3px 0px 3px;vertical-align:bottom;text-align:center;">-</td> </tr> <tr style="height:20px;"> <td style="border-left:1px solid #000000;overflow:hidden;padding:0px 3px 0px 3px;vertical-align:bottom;font-weight:bold;"></td> <td data-sheets-value='{"1":2,"2":"Double-walled"}' style="overflow:hidden;padding:0px 3px 0px 3px;vertical-align:bottom;font-weight:bold;">Double-walled</td> <td data-sheets-value='{"1":2,"2":"Clear (H/H)"}' style="border-right:1px solid #000000;overflow:hidden;padding:0px 3px 0px 3px;vertical-align:bottom;font-weight:bold;">Clear (H/H)</td> <td data-sheets-numberformat='{"1":2,"2":"0.00","3":1}' data-sheets-value='{"1":3,"3":2.9}' style="overflow:hidden;padding:0px 3px 0px 3px;vertical-align:bottom;text-align:center;">2.90</td> <td data-sheets-numberformat='{"1":2,"2":"0","3":1}' data-sheets-value='{"1":3,"3":81}' style="overflow:hidden;padding:0px 3px 0px 3px;vertical-align:bottom;text-align:center;">81</td> <td data-sheets-numberformat='{"1":2,"2":"0","3":1}' data-sheets-value='{"1":3,"3":75}' style="overflow:hidden;padding:0px 3px 0px 3px;vertical-align:bottom;text-align:center;">75</td> <td data-sheets-numberformat='{"1":2,"2":"0","3":1}' data-sheets-value='{"1":3,"3":20}' style="border-right:1px solid #000000;overflow:hidden;padding:0px 3px 0px 3px;vertical-align:bottom;text-align:center;">20</td> </tr> <tr style="height:20px;"> <td style="border-left:1px solid #000000;overflow:hidden;padding:0px 3px 0px 3px;vertical-align:bottom;font-weight:bold;"></td> <td data-sheets-value='{"1":2,"2":"Double-walled"}' style="overflow:hidden;padding:0px 3px 0px 3px;vertical-align:bottom;font-weight:bold;">Double-walled</td> <td data-sheets-value='{"1":2,"2":"Opal (O/O)"}' style="border-right:1px solid #000000;overflow:hidden;padding:0px 3px 0px 3px;vertical-align:bottom;font-weight:bold;">Opal (O/O)</td> <td data-sheets-numberformat='{"1":2,"2":"0.00","3":1}' data-sheets-value='{"1":3,"3":2.9}' style="overflow:hidden;padding:0px 3px 0px 3px;vertical-align:bottom;text-align:center;">2.90</td> <td data-sheets-numberformat='{"1":2,"2":"0","3":1}' data-sheets-value='{"1":3,"3":69}' style="overflow:hidden;padding:0px 3px 0px 3px;vertical-align:bottom;text-align:center;">69</td> <td data-sheets-numberformat='{"1":2,"2":"0","3":1}' data-sheets-value='{"1":3,"3":58}' style="overflow:hidden;padding:0px 3px 0px 3px;vertical-align:bottom;text-align:center;">58</td> <td data-sheets-numberformat='{"1":2,"2":"0","3":1}' data-sheets-value='{"1":3,"3":20}' style="border-right:1px solid #000000;overflow:hidden;padding:0px 3px 0px 3px;vertical-align:bottom;text-align:center;">20</td> </tr> <tr style="height:20px;"> <td style="border-left:1px solid #000000;overflow:hidden;padding:0px 3px 0px 3px;vertical-align:bottom;font-weight:bold;"></td> <td data-sheets-value='{"1":2,"2":"Triple-walled"}' style="overflow:hidden;padding:0px 3px 0px 3px;vertical-align:bottom;font-weight:bold;">Triple-walled</td> <td data-sheets-value='{"1":2,"2":"Clear (H/H/H)"}' style="border-right:1px solid #000000;overflow:hidden;padding:0px 3px 0px 3px;vertical-align:bottom;font-weight:bold;">Clear (H/H/H)</td> <td data-sheets-numberformat='{"1":2,"2":"0.00","3":1}' data-sheets-value='{"1":3,"3":1.7}' style="overflow:hidden;padding:0px 3px 0px 3px;vertical-align:bottom;text-align:center;">1.70</td> <td data-sheets-numberformat='{"1":2,"2":"0","3":1}' data-sheets-value='{"1":3,"3":73}' style="overflow:hidden;padding:0px 3px 0px 3px;vertical-align:bottom;text-align:center;">73</td> <td data-sheets-numberformat='{"1":2,"2":"0","3":1}' data-sheets-value='{"1":3,"3":65}' style="overflow:hidden;padding:0px 3px 0px 3px;vertical-align:bottom;text-align:center;">65</td> <td data-sheets-numberformat='{"1":2,"2":"0","3":1}' data-sheets-value='{"1":3,"3":22}' style="border-right:1px solid #000000;overflow:hidden;padding:0px 3px 0px 3px;vertical-align:bottom;text-align:center;">22</td> </tr> <tr style="height:20px;"> <td style="border-left:1px solid #000000;overflow:hidden;padding:0px 3px 0px 3px;vertical-align:bottom;font-weight:bold;"></td> <td data-sheets-value='{"1":2,"2":"Triple-walled"}' style="overflow:hidden;padding:0px 3px 0px 3px;vertical-align:bottom;font-weight:bold;">Triple-walled</td> <td data-sheets-value='{"1":2,"2":"Opal (O/H/O)"}' style="border-right:1px solid #000000;overflow:hidden;padding:0px 3px 0px 3px;vertical-align:bottom;font-weight:bold;">Opal (O/H/O)</td> <td data-sheets-numberformat='{"1":2,"2":"0.00","3":1}' data-sheets-value='{"1":3,"3":1.7}' style="overflow:hidden;padding:0px 3px 0px 3px;vertical-align:bottom;text-align:center;">1.70</td> <td data-sheets-numberformat='{"1":2,"2":"0","3":1}' data-sheets-value='{"1":3,"3":62}' style="overflow:hidden;padding:0px 3px 0px 3px;vertical-align:bottom;text-align:center;">62</td> <td data-sheets-numberformat='{"1":2,"2":"0","3":1}' data-sheets-value='{"1":3,"3":51}' style="overflow:hidden;padding:0px 3px 0px 3px;vertical-align:bottom;text-align:center;">51</td> <td data-sheets-numberformat='{"1":2,"2":"0","3":1}' data-sheets-value='{"1":3,"3":22}' style="border-right:1px solid #000000;overflow:hidden;padding:0px 3px 0px 3px;vertical-align:bottom;text-align:center;">22</td> </tr> <tr style="height:20px;"> <td style="border-left:1px solid #000000;overflow:hidden;padding:0px 3px 0px 3px;vertical-align:bottom;font-weight:bold;"></td> <td data-sheets-value='{"1":2,"2":"Four-walled"}' style="overflow:hidden;padding:0px 3px 0px 3px;vertical-align:bottom;font-weight:bold;">Four-walled</td> <td data-sheets-value='{"1":2,"2":"Clear (H/H/H/H)"}' style="border-right:1px solid #000000;overflow:hidden;padding:0px 3px 0px 3px;vertical-align:bottom;font-weight:bold;">Clear (H/H/H/H)</td> <td data-sheets-numberformat='{"1":2,"2":"0.00","3":1}' data-sheets-value='{"1":3,"3":1.28}' style="overflow:hidden;padding:0px 3px 0px 3px;vertical-align:bottom;text-align:center;">1.28</td> <td data-sheets-numberformat='{"1":2,"2":"0","3":1}' data-sheets-value='{"1":3,"3":64}' style="overflow:hidden;padding:0px 3px 0px 3px;vertical-align:bottom;text-align:center;">64</td> <td data-sheets-numberformat='{"1":2,"2":"0","3":1}' data-sheets-value='{"1":3,"3":54}' style="overflow:hidden;padding:0px 3px 0px 3px;vertical-align:bottom;text-align:center;">54</td> <td data-sheets-numberformat='{"1":2,"2":"0","3":1}' data-sheets-value='{"1":3,"3":23}' style="border-right:1px solid #000000;overflow:hidden;padding:0px 3px 0px 3px;vertical-align:bottom;text-align:center;">23</td> </tr> <tr style="height:20px;"> <td style="border-bottom:1px solid #000000;border-left:1px solid #000000;overflow:hidden;padding:0px 3px 0px 3px;vertical-align:bottom;"></td> <td data-sheets-value='{"1":2,"2":"Four-walled"}' style="border-bottom:1px solid #000000;overflow:hidden;padding:0px 3px 0px 3px;vertical-align:bottom;font-weight:bold;">Four-walled</td> <td data-sheets-value='{"1":2,"2":"Opal (H/H/O/H)"}' style="border-right:1px solid #000000;border-bottom:1px solid #000000;overflow:hidden;padding:0px 3px 0px 3px;vertical-align:bottom;font-weight:bold;">Opal (H/H/O/H)</td> <td data-sheets-numberformat='{"1":2,"2":"0.00","3":1}' data-sheets-value='{"1":3,"3":1.28}' style="border-bottom:1px solid #000000;overflow:hidden;padding:0px 3px 0px 3px;vertical-align:bottom;text-align:center;">1.28</td> <td data-sheets-numberformat='{"1":2,"2":"0","3":1}' data-sheets-value='{"1":3,"3":59}' style="border-bottom:1px solid #000000;overflow:hidden;padding:0px 3px 0px 3px;vertical-align:bottom;text-align:center;">59</td> <td data-sheets-numberformat='{"1":2,"2":"0","3":1}' data-sheets-value='{"1":3,"3":48}' style="border-bottom:1px solid #000000;overflow:hidden;padding:0px 3px 0px 3px;vertical-align:bottom;text-align:center;">48</td> <td data-sheets-numberformat='{"1":2,"2":"0","3":1}' data-sheets-value='{"1":3,"3":23}' style="border-right:1px solid #000000;border-bottom:1px solid #000000;overflow:hidden;padding:0px 3px 0px 3px;vertical-align:bottom;text-align:center;">23</td> </tr> <tr style="height:20px;"> <td data-sheets-value='{"1":2,"2":"Polycarbonate "}' style="border-left:1px solid #000000;overflow:hidden;padding:0px 3px 0px 3px;vertical-align:bottom;font-weight:bold;">Polycarbonate </td> <td data-sheets-value='{"1":2,"2":"Single-walled"}' style="overflow:hidden;padding:0px 3px 0px 3px;vertical-align:bottom;font-weight:bold;">Single-walled</td> <td data-sheets-value='{"1":2,"2":"Clear (A)"}' style="border-right:1px solid #000000;overflow:hidden;padding:0px 3px 0px 3px;vertical-align:bottom;font-weight:bold;">Clear (A)</td> <td data-sheets-numberformat='{"1":2,"2":"0.00","3":1}' data-sheets-value='{"1":3,"3":5.17}' style="overflow:hidden;padding:0px 3px 0px 3px;vertical-align:bottom;text-align:center;">5.17</td> <td data-sheets-numberformat='{"1":2,"2":"0","3":1}' data-sheets-value='{"1":3,"3":88}' style="overflow:hidden;padding:0px 3px 0px 3px;vertical-align:bottom;text-align:center;">88</td> <td data-sheets-numberformat='{"1":2,"2":"0","3":1}' data-sheets-value='{"1":3,"3":83}' style="overflow:hidden;padding:0px 3px 0px 3px;vertical-align:bottom;text-align:center;">83</td> <td data-sheets-numberformat='{"1":2,"2":"0","3":1}' data-sheets-value='{"1":2,"2":"-"}' style="border-right:1px solid #000000;overflow:hidden;padding:0px 3px 0px 3px;vertical-align:bottom;text-align:center;">-</td> </tr> <tr style="height:20px;"> <td data-sheets-value='{"1":2,"2":"PC"}' style="border-left:1px solid #000000;overflow:hidden;padding:0px 3px 0px 3px;vertical-align:bottom;font-weight:bold;">PC</td> <td data-sheets-value='{"1":2,"2":"Single-walled"}' style="overflow:hidden;padding:0px 3px 0px 3px;vertical-align:bottom;font-weight:bold;">Single-walled</td> <td data-sheets-value='{"1":2,"2":"Opal (D)"}' style="border-right:1px solid #000000;overflow:hidden;padding:0px 3px 0px 3px;vertical-align:bottom;font-weight:bold;">Opal (D)</td> <td data-sheets-numberformat='{"1":2,"2":"0.00","3":1}' data-sheets-value='{"1":3,"3":5.17}' style="overflow:hidden;padding:0px 3px 0px 3px;vertical-align:bottom;text-align:center;">5.17</td> <td data-sheets-numberformat='{"1":2,"2":"0","3":1}' data-sheets-value='{"1":3,"3":58}' style="overflow:hidden;padding:0px 3px 0px 3px;vertical-align:bottom;text-align:center;">58</td> <td data-sheets-numberformat='{"1":2,"2":"0","3":1}' data-sheets-value='{"1":3,"3":60}' style="overflow:hidden;padding:0px 3px 0px 3px;vertical-align:bottom;text-align:center;">60</td> <td data-sheets-numberformat='{"1":2,"2":"0","3":1}' data-sheets-value='{"1":2,"2":"-"}' style="border-right:1px solid #000000;overflow:hidden;padding:0px 3px 0px 3px;vertical-align:bottom;text-align:center;">-</td> </tr> <tr style="height:20px;"> <td style="border-left:1px solid #000000;overflow:hidden;padding:0px 3px 0px 3px;vertical-align:bottom;font-weight:bold;"></td> <td data-sheets-value='{"1":2,"2":"Double-walled"}' style="overflow:hidden;padding:0px 3px 0px 3px;vertical-align:bottom;font-weight:bold;">Double-walled</td> <td data-sheets-value='{"1":2,"2":"Clear (A/H)"}' style="border-right:1px solid #000000;overflow:hidden;padding:0px 3px 0px 3px;vertical-align:bottom;font-weight:bold;">Clear (A/H)</td> <td data-sheets-numberformat='{"1":2,"2":"0.00","3":1}' data-sheets-value='{"1":3,"3":2.9}' style="overflow:hidden;padding:0px 3px 0px 3px;vertical-align:bottom;text-align:center;">2.90</td> <td data-sheets-numberformat='{"1":2,"2":"0","3":1}' data-sheets-value='{"1":3,"3":79}' style="overflow:hidden;padding:0px 3px 0px 3px;vertical-align:bottom;text-align:center;">79</td> <td data-sheets-numberformat='{"1":2,"2":"0","3":1}' data-sheets-value='{"1":3,"3":72}' style="overflow:hidden;padding:0px 3px 0px 3px;vertical-align:bottom;text-align:center;">72</td> <td data-sheets-numberformat='{"1":2,"2":"0","3":1}' data-sheets-value='{"1":3,"3":20}' style="border-right:1px solid #000000;overflow:hidden;padding:0px 3px 0px 3px;vertical-align:bottom;text-align:center;">20</td> </tr> <tr style="height:20px;"> <td style="border-left:1px solid #000000;overflow:hidden;padding:0px 3px 0px 3px;vertical-align:bottom;font-weight:bold;"></td> <td data-sheets-value='{"1":2,"2":"Double-walled"}' style="overflow:hidden;padding:0px 3px 0px 3px;vertical-align:bottom;font-weight:bold;">Double-walled</td> <td data-sheets-value='{"1":2,"2":"Clear (A/A)"}' style="border-right:1px solid #000000;overflow:hidden;padding:0px 3px 0px 3px;vertical-align:bottom;font-weight:bold;">Clear (A/A)</td> <td data-sheets-numberformat='{"1":2,"2":"0.00","3":1}' data-sheets-value='{"1":3,"3":2.9}' style="overflow:hidden;padding:0px 3px 0px 3px;vertical-align:bottom;text-align:center;">2.90</td> <td data-sheets-numberformat='{"1":2,"2":"0","3":1}' data-sheets-value='{"1":3,"3":77}' style="overflow:hidden;padding:0px 3px 0px 3px;vertical-align:bottom;text-align:center;">77</td> <td data-sheets-numberformat='{"1":2,"2":"0","3":1}' data-sheets-value='{"1":3,"3":69}' style="overflow:hidden;padding:0px 3px 0px 3px;vertical-align:bottom;text-align:center;">69</td> <td data-sheets-numberformat='{"1":2,"2":"0","3":1}' data-sheets-value='{"1":3,"3":20}' style="border-right:1px solid #000000;overflow:hidden;padding:0px 3px 0px 3px;vertical-align:bottom;text-align:center;">20</td> </tr> <tr style="height:20px;"> <td style="border-left:1px solid #000000;overflow:hidden;padding:0px 3px 0px 3px;vertical-align:bottom;font-weight:bold;"></td> <td data-sheets-value='{"1":2,"2":"Double-walled"}' style="overflow:hidden;padding:0px 3px 0px 3px;vertical-align:bottom;font-weight:bold;">Double-walled</td> <td data-sheets-value='{"1":2,"2":"Opal (A/O)"}' style="border-right:1px solid #000000;overflow:hidden;padding:0px 3px 0px 3px;vertical-align:bottom;font-weight:bold;">Opal (A/O)</td> <td data-sheets-numberformat='{"1":2,"2":"0.00","3":1}' data-sheets-value='{"1":3,"3":2.9}' style="overflow:hidden;padding:0px 3px 0px 3px;vertical-align:bottom;text-align:center;">2.90</td> <td data-sheets-numberformat='{"1":2,"2":"0","3":1}' data-sheets-value='{"1":3,"3":73}' style="overflow:hidden;padding:0px 3px 0px 3px;vertical-align:bottom;text-align:center;">73</td> <td data-sheets-numberformat='{"1":2,"2":"0","3":1}' data-sheets-value='{"1":3,"3":63}' style="overflow:hidden;padding:0px 3px 0px 3px;vertical-align:bottom;text-align:center;">63</td> <td data-sheets-numberformat='{"1":2,"2":"0","3":1}' data-sheets-value='{"1":3,"3":20}' style="border-right:1px solid #000000;overflow:hidden;padding:0px 3px 0px 3px;vertical-align:bottom;text-align:center;">20</td> </tr> <tr style="height:20px;"> <td style="border-left:1px solid #000000;overflow:hidden;padding:0px 3px 0px 3px;vertical-align:bottom;font-weight:bold;"></td> <td data-sheets-value='{"1":2,"2":"Double-walled"}' style="overflow:hidden;padding:0px 3px 0px 3px;vertical-align:bottom;font-weight:bold;">Double-walled</td> <td data-sheets-value='{"1":2,"2":"Opal (A/D)"}' style="border-right:1px solid #000000;overflow:hidden;padding:0px 3px 0px 3px;vertical-align:bottom;font-weight:bold;">Opal (A/D)</td> <td data-sheets-numberformat='{"1":2,"2":"0.00","3":1}' data-sheets-value='{"1":3,"3":2.9}' style="overflow:hidden;padding:0px 3px 0px 3px;vertical-align:bottom;text-align:center;">2.90</td> <td data-sheets-numberformat='{"1":2,"2":"0","3":1}' data-sheets-value='{"1":3,"3":51}' style="overflow:hidden;padding:0px 3px 0px 3px;vertical-align:bottom;text-align:center;">51</td> <td data-sheets-numberformat='{"1":2,"2":"0","3":1}' data-sheets-value='{"1":3,"3":50}' style="overflow:hidden;padding:0px 3px 0px 3px;vertical-align:bottom;text-align:center;">50</td> <td data-sheets-numberformat='{"1":2,"2":"0","3":1}' data-sheets-value='{"1":3,"3":20}' style="border-right:1px solid #000000;overflow:hidden;padding:0px 3px 0px 3px;vertical-align:bottom;text-align:center;">20</td> </tr> <tr style="height:20px;"> <td style="border-left:1px solid #000000;overflow:hidden;padding:0px 3px 0px 3px;vertical-align:bottom;font-weight:bold;"></td> <td data-sheets-value='{"1":2,"2":"Triple-walled"}' style="overflow:hidden;padding:0px 3px 0px 3px;vertical-align:bottom;font-weight:bold;">Triple-walled</td> <td data-sheets-value='{"1":2,"2":"Clear (A/H/H)"}' style="border-right:1px solid #000000;overflow:hidden;padding:0px 3px 0px 3px;vertical-align:bottom;font-weight:bold;">Clear (A/H/H)</td> <td data-sheets-numberformat='{"1":2,"2":"0.00","3":1}' data-sheets-value='{"1":3,"3":1.7}' style="overflow:hidden;padding:0px 3px 0px 3px;vertical-align:bottom;text-align:center;">1.70</td> <td data-sheets-numberformat='{"1":2,"2":"0","3":1}' data-sheets-value='{"1":3,"3":71}' style="overflow:hidden;padding:0px 3px 0px 3px;vertical-align:bottom;text-align:center;">71</td> <td data-sheets-numberformat='{"1":2,"2":"0","3":1}' data-sheets-value='{"1":3,"3":63}' style="overflow:hidden;padding:0px 3px 0px 3px;vertical-align:bottom;text-align:center;">63</td> <td data-sheets-numberformat='{"1":2,"2":"0","3":1}' data-sheets-value='{"1":3,"3":22}' style="border-right:1px solid #000000;overflow:hidden;padding:0px 3px 0px 3px;vertical-align:bottom;text-align:center;">22</td> </tr> <tr style="height:20px;"> <td style="border-left:1px solid #000000;overflow:hidden;padding:0px 3px 0px 3px;vertical-align:bottom;font-weight:bold;"></td> <td data-sheets-value='{"1":2,"2":"Triple-walled"}' style="overflow:hidden;padding:0px 3px 0px 3px;vertical-align:bottom;font-weight:bold;">Triple-walled</td> <td data-sheets-value='{"1":2,"2":"Opal (A/O/O)"}' style="border-right:1px solid #000000;overflow:hidden;padding:0px 3px 0px 3px;vertical-align:bottom;font-weight:bold;">Opal (A/O/O)</td> <td data-sheets-numberformat='{"1":2,"2":"0.00","3":1}' data-sheets-value='{"1":3,"3":1.7}' style="overflow:hidden;padding:0px 3px 0px 3px;vertical-align:bottom;text-align:center;">1.70</td> <td data-sheets-numberformat='{"1":2,"2":"0","3":1}' data-sheets-value='{"1":3,"3":61}' style="overflow:hidden;padding:0px 3px 0px 3px;vertical-align:bottom;text-align:center;">61</td> <td data-sheets-numberformat='{"1":2,"2":"0","3":1}' data-sheets-value='{"1":3,"3":48}' style="overflow:hidden;padding:0px 3px 0px 3px;vertical-align:bottom;text-align:center;">48</td> <td data-sheets-numberformat='{"1":2,"2":"0","3":1}' data-sheets-value='{"1":3,"3":22}' style="border-right:1px solid #000000;overflow:hidden;padding:0px 3px 0px 3px;vertical-align:bottom;text-align:center;">22</td> </tr> <tr style="height:20px;"> <td style="border-left:1px solid #000000;overflow:hidden;padding:0px 3px 0px 3px;vertical-align:bottom;font-weight:bold;"></td> <td data-sheets-value='{"1":2,"2":"Four-walled"}' style="overflow:hidden;padding:0px 3px 0px 3px;vertical-align:bottom;font-weight:bold;">Four-walled</td> <td data-sheets-value='{"1":2,"2":"Clear (A/H/H/H)"}' style="border-right:1px solid #000000;overflow:hidden;padding:0px 3px 0px 3px;vertical-align:bottom;font-weight:bold;">Clear (A/H/H/H)</td> <td data-sheets-numberformat='{"1":2,"2":"0.00","3":1}' data-sheets-value='{"1":3,"3":1.28}' style="overflow:hidden;padding:0px 3px 0px 3px;vertical-align:bottom;text-align:center;">1.28</td> <td data-sheets-numberformat='{"1":2,"2":"0","3":1}' data-sheets-value='{"1":3,"3":64}' style="overflow:hidden;padding:0px 3px 0px 3px;vertical-align:bottom;text-align:center;">64</td> <td data-sheets-numberformat='{"1":2,"2":"0","3":1}' data-sheets-value='{"1":3,"3":52}' style="overflow:hidden;padding:0px 3px 0px 3px;vertical-align:bottom;text-align:center;">52</td> <td data-sheets-numberformat='{"1":2,"2":"0","3":1}' data-sheets-value='{"1":3,"3":23}' style="border-right:1px solid #000000;overflow:hidden;padding:0px 3px 0px 3px;vertical-align:bottom;text-align:center;">23</td> </tr> <tr style="height:20px;"> <td style="border-bottom:1px solid #000000;border-left:1px solid #000000;overflow:hidden;padding:0px 3px 0px 3px;vertical-align:bottom;"></td> <td data-sheets-value='{"1":2,"2":"Four-walled"}' style="border-bottom:1px solid #000000;overflow:hidden;padding:0px 3px 0px 3px;vertical-align:bottom;font-weight:bold;">Four-walled</td> <td data-sheets-value='{"1":2,"2":"Opal (A/H/O/H)"}' style="border-right:1px solid #000000;border-bottom:1px solid #000000;overflow:hidden;padding:0px 3px 0px 3px;vertical-align:bottom;font-weight:bold;">Opal (A/H/O/H)</td> <td data-sheets-numberformat='{"1":2,"2":"0.00","3":1}' data-sheets-value='{"1":3,"3":1.28}' style="border-bottom:1px solid #000000;overflow:hidden;padding:0px 3px 0px 3px;vertical-align:bottom;text-align:center;">1.28</td> <td data-sheets-numberformat='{"1":2,"2":"0","3":1}' data-sheets-value='{"1":3,"3":59}' style="border-bottom:1px solid #000000;overflow:hidden;padding:0px 3px 0px 3px;vertical-align:bottom;text-align:center;">59</td> <td data-sheets-numberformat='{"1":2,"2":"0","3":1}' data-sheets-value='{"1":3,"3":46}' style="border-bottom:1px solid #000000;overflow:hidden;padding:0px 3px 0px 3px;vertical-align:bottom;text-align:center;">46</td> <td data-sheets-numberformat='{"1":2,"2":"0","3":1}' data-sheets-value='{"1":3,"3":23}' style="border-right:1px solid #000000;border-bottom:1px solid #000000;overflow:hidden;padding:0px 3px 0px 3px;vertical-align:bottom;text-align:center;">23</td> </tr> <tr style="height:20px;"> <td data-sheets-value='{"1":2,"2":"Polycarbonate"}' style="border-left:1px solid #000000;overflow:hidden;padding:0px 3px 0px 3px;vertical-align:bottom;font-weight:bold;">Polycarbonate</td> <td data-sheets-value='{"1":2,"2":"Single-walled"}' style="overflow:hidden;padding:0px 3px 0px 3px;vertical-align:bottom;font-weight:bold;">Single-walled</td> <td data-sheets-value='{"1":2,"2":"Heatstop Opal (T)"}' style="border-right:1px solid #000000;overflow:hidden;padding:0px 3px 0px 3px;vertical-align:bottom;font-weight:bold;">Heatstop Opal (T)</td> <td data-sheets-numberformat='{"1":2,"2":"0.00","3":1}' data-sheets-value='{"1":3,"3":5.17}' style="overflow:hidden;padding:0px 3px 0px 3px;vertical-align:bottom;text-align:center;">5.17</td> <td data-sheets-numberformat='{"1":2,"2":"0","3":1}' data-sheets-value='{"1":3,"3":49}' style="overflow:hidden;padding:0px 3px 0px 3px;vertical-align:bottom;text-align:center;">49</td> <td data-sheets-numberformat='{"1":2,"2":"0","3":1}' data-sheets-value='{"1":3,"3":59}' style="overflow:hidden;padding:0px 3px 0px 3px;vertical-align:bottom;text-align:center;">59</td> <td data-sheets-numberformat='{"1":2,"2":"0","3":1}' data-sheets-value='{"1":2,"2":"-"}' style="border-right:1px solid #000000;overflow:hidden;padding:0px 3px 0px 3px;vertical-align:bottom;text-align:center;">-</td> </tr> <tr style="height:20px;"> <td data-sheets-value='{"1":2,"2":"Heatstop PC"}' style="border-left:1px solid #000000;overflow:hidden;padding:0px 3px 0px 3px;vertical-align:bottom;font-weight:bold;">Heatstop PC</td> <td data-sheets-value='{"1":2,"2":"Double-walled"}' style="overflow:hidden;padding:0px 3px 0px 3px;vertical-align:bottom;font-weight:bold;">Double-walled</td> <td data-sheets-value='{"1":2,"2":"Clear (T/H)"}' style="border-right:1px solid #000000;overflow:hidden;padding:0px 3px 0px 3px;vertical-align:bottom;font-weight:bold;">Clear (T/H)</td> <td data-sheets-numberformat='{"1":2,"2":"0.00","3":1}' data-sheets-value='{"1":3,"3":2.9}' style="overflow:hidden;padding:0px 3px 0px 3px;vertical-align:bottom;text-align:center;">2.90</td> <td data-sheets-numberformat='{"1":2,"2":"0","3":1}' data-sheets-value='{"1":3,"3":44}' style="overflow:hidden;padding:0px 3px 0px 3px;vertical-align:bottom;text-align:center;">44</td> <td data-sheets-numberformat='{"1":2,"2":"0","3":1}' data-sheets-value='{"1":3,"3":51}' style="overflow:hidden;padding:0px 3px 0px 3px;vertical-align:bottom;text-align:center;">51</td> <td data-sheets-numberformat='{"1":2,"2":"0","3":1}' data-sheets-value='{"1":3,"3":20}' style="border-right:1px solid #000000;overflow:hidden;padding:0px 3px 0px 3px;vertical-align:bottom;text-align:center;">20</td> </tr> <tr style="height:20px;"> <td style="border-left:1px solid #000000;overflow:hidden;padding:0px 3px 0px 3px;vertical-align:bottom;font-weight:bold;"></td> <td data-sheets-value='{"1":2,"2":"Double-walled"}' style="overflow:hidden;padding:0px 3px 0px 3px;vertical-align:bottom;font-weight:bold;">Double-walled</td> <td data-sheets-value='{"1":2,"2":"Opal (T/O)"}' style="border-right:1px solid #000000;overflow:hidden;padding:0px 3px 0px 3px;vertical-align:bottom;font-weight:bold;">Opal (T/O)</td> <td data-sheets-numberformat='{"1":2,"2":"0.00","3":1}' data-sheets-value='{"1":3,"3":2.9}' style="overflow:hidden;padding:0px 3px 0px 3px;vertical-align:bottom;text-align:center;">2.90</td> <td data-sheets-numberformat='{"1":2,"2":"0","3":1}' data-sheets-value='{"1":3,"3":41}' style="overflow:hidden;padding:0px 3px 0px 3px;vertical-align:bottom;text-align:center;">41</td> <td data-sheets-numberformat='{"1":2,"2":"0","3":1}' data-sheets-value='{"1":3,"3":45}' style="overflow:hidden;padding:0px 3px 0px 3px;vertical-align:bottom;text-align:center;">45</td> <td data-sheets-numberformat='{"1":2,"2":"0","3":1}' data-sheets-value='{"1":3,"3":20}' style="border-right:1px solid #000000;overflow:hidden;padding:0px 3px 0px 3px;vertical-align:bottom;text-align:center;">20</td> </tr> <tr style="height:20px;"> <td style="border-left:1px solid #000000;overflow:hidden;padding:0px 3px 0px 3px;vertical-align:bottom;font-weight:bold;"></td> <td data-sheets-value='{"1":2,"2":"Triple-walled"}' style="overflow:hidden; | skylux-160-ce-met-koepel-en-pvc-opstand-35-30-met-lm-motor-1600-x-2300-mm | 8586046406989 | 46872383848781
Smoke and heat exhaust (SHEV) | SHE system | Skylux | Skylux 160° CE with skylight and PVC curb 35/30 with double LM-actuator 1600 x 2500 mm |  | 36362 | 5412970363620 | 9611.05 | Yes | 30-45 | 157.43 | 1600 x 2500 mm | 2500 | 1600 |  | PVC 35/30 (35 cm high & roof opening = 30 cm larger than daylight size) | Rectangular | 5.17 W/m²K - 1.28 W/m²K | 87% - 32% | 90% - 32% | 20dB - 23dB | 160° CE (for industry) | skylight | without spoiler | E | Double actuator | Maximum four-walled skylight possible for this product | Ut-value LT-value g-value Rw-value EN 1873 : 2014 EN ISO 13468 EN 16153 EN 410 EN 410 EN ISO 140-3 Material Walls Shells (W/m²K) (%) (%) (dB) Acrylic Single-walled Clear (H) 5.17 90 87 - PMMA Single-walled Opal (O) 5.17 83 76 - Double-walled Clear (H/H) 2.90 81 75 20 Double-walled Opal (O/O) 2.90 69 58 20 Triple-walled Clear (H/H/H) 1.70 73 65 22 Triple-walled Opal (O/H/O) 1.70 62 51 22 Four-walled Clear (H/H/H/H) 1.28 64 54 23 Four-walled Opal (H/H/O/H) 1.28 59 48 23 Polycarbonate Single-walled Clear (A) 5.17 88 83 - PC Single-walled Opal (D) 5.17 58 60 - Double-walled Clear (A/H) 2.90 79 72 20 Double-walled Clear (A/A) 2.90 77 69 20 Double-walled Opal (A/O) 2.90 73 63 20 Double-walled Opal (A/D) 2.90 51 50 20 Triple-walled Clear (A/H/H) 1.70 71 63 22 Triple-walled Opal (A/O/O) 1.70 61 48 22 Four-walled Clear (A/H/H/H) 1.28 64 52 23 Four-walled Opal (A/H/O/H) 1.28 59 46 23 Polycarbonate Single-walled Heatstop Opal (T) 5.17 49 59 - Heatstop PC Double-walled Clear (T/H) 2.90 44 51 20 Double-walled Opal (T/O) 2.90 41 45 20 Triple-walled Clear (T/H/H) 1.70 40 <td data-sheets-numberformat='{"1":2,"2":"0","3":1}' data-sheets-value='{"1":3,"3":44}' style="overflow:hidden;paddin | https://skylux.eu/en/products/skylux-160-ce-met-koepel-en-pvc-opstand-35-30-met-lm-motor-1600-x-2500-mm | https://skylux.eu/cdn/shop/files/Skylux-160deg-CE-met-koepel-en-pvc-opstand-3530-met-dubbele-LM-motor-1600-x-2500-mm-RWA-systeem.jpg?v=1702982079&width=1600 | https://skylux.eu/cdn/shop/files/e5a82811-1bb0-48e4-a776-cacb59c7c092_fa5a649c-99b0-48df-a0d3-44e47cb13acd.jpg?v=1688551537&width=1600 | //skylux.eu/cdn/shop/files/E_MH_Mounting_instructions_Skylux_160_CE_LM.pdf?v=12406716259046007223 | //skylux.eu/cdn/shop/files/E_TD_Technical_File_Skylux_Skylux_160_CE_Electric.pdf?v=3667116872303399239 | <style type="text/css" id="isPasted"> <!--td { border: 1px solid #cccccc; } br { mso-data-placement: same-cell; } --> </style> <table border="1" cellpadding="0" cellspacing="0" dir="ltr" style="table-layout:fixed;font-size:10pt;font-family:Arial;border-collapse:collapse;border:none;"><tbody> <tr style="height:20px;"> <td style="overflow:hidden;padding:0px 3px 0px 3px;vertical-align:bottom;"></td> <td style="overflow:hidden;padding:0px 3px 0px 3px;vertical-align:bottom;"></td> <td style="overflow:hidden;padding:0px 3px 0px 3px;vertical-align:bottom;"></td> <td data-sheets-value='{"1":2,"2":"Ut-value"}' style="overflow:hidden;padding:0px 3px 0px 3px;vertical-align:bottom;font-weight:bold;text-align:center;">Ut-value</td> <td data-sheets-value='{"1":2,"2":"LT-value"}' style="overflow:hidden;padding:0px 3px 0px 3px;vertical-align:bottom;font-weight:bold;text-align:center;">LT-value</td> <td data-sheets-value='{"1":2,"2":"g-value"}' style="overflow:hidden;padding:0px 3px 0px 3px;vertical-align:bottom;font-weight:bold;text-align:center;">g-value</td> <td data-sheets-value='{"1":2,"2":"Rw-value "}' style="overflow:hidden;padding:0px 3px 0px 3px;vertical-align:bottom;font-weight:bold;text-align:center;">Rw-value </td> </tr> <tr style="height:20px;"> <td style="overflow:hidden;padding:0px 3px 0px 3px;vertical-align:bottom;"></td> <td style="overflow:hidden;padding:0px 3px 0px 3px;vertical-align:bottom;"></td> <td style="overflow:hidden;padding:0px 3px 0px 3px;vertical-align:bottom;"></td> <td data-sheets-numberformat='{"1":2,"2":"0.00","3":1}' data-sheets-value='{"1":2,"2":"EN 1873 : 2014"}' style="overflow:hidden;padding:0px 3px 0px 3px;vertical-align:bottom;text-align:center;">EN 1873 : 2014</td> <td data-sheets-numberformat='{"1":2,"2":"0","3":1}' data-sheets-value='{"1":2,"2":"EN ISO 13468 EN 16153 EN 410"}' style="overflow:hidden;padding:0px 3px 0px 3px;vertical-align:bottom;text-align:center;">EN ISO 13468 EN 16153 EN 410</td> <td data-sheets-numberformat='{"1":2,"2":"0","3":1}' data-sheets-value='{"1":2,"2":"EN 410"}' style="overflow:hidden;padding:0px 3px 0px 3px;vertical-align:bottom;text-align:center;">EN 410</td> <td data-sheets-value='{"1":2,"2":"EN ISO 140-3\t\t"}' style="overflow:hidden;padding:0px 3px 0px 3px;vertical-align:bottom;text-align:center;">EN ISO 140-3 </td> </tr> <tr style="height:20px;"> <td data-sheets-value='{"1":2,"2":"Material"}' style="border-bottom:1px solid #000000;overflow:hidden;padding:0px 3px 0px 3px;vertical-align:bottom;background-color:#000000;font-weight:bold;color:#ffffff;">Material</td> <td data-sheets-value='{"1":2,"2":"Walls"}' style="border-bottom:1px solid #000000;overflow:hidden;padding:0px 3px 0px 3px;vertical-align:bottom;background-color:#000000;font-weight:bold;color:#ffffff;">Walls</td> <td data-sheets-value='{"1":2,"2":"Shells"}' style="border-bottom:1px solid #000000;overflow:hidden;padding:0px 3px 0px 3px;vertical-align:bottom;background-color:#000000;font-weight:bold;color:#ffffff;">Shells</td> <td data-sheets-numberformat='{"1":2,"2":"0.00","3":1}' data-sheets-value='{"1":2,"2":"(W/m²K)\t"}' style="border-bottom:1px solid #000000;overflow:hidden;padding:0px 3px 0px 3px;vertical-align:bottom;background-color:#000000;font-weight:bold;color:#ffffff;text-align:center;">(W/m²K) </td> <td data-sheets-numberformat='{"1":2,"2":"0","3":1}' data-sheets-value='{"1":2,"2":"(%)"}' style="border-bottom:1px solid #000000;overflow:hidden;padding:0px 3px 0px 3px;vertical-align:bottom;background-color:#000000;font-weight:bold;color:#ffffff;text-align:center;">(%)</td> <td data-sheets-numberformat='{"1":2,"2":"0","3":1}' data-sheets-value='{"1":2,"2":"(%)"}' style="border-bottom:1px solid #000000;overflow:hidden;padding:0px 3px 0px 3px;vertical-align:bottom;background-color:#000000;font-weight:bold;color:#ffffff;text-align:center;">(%)</td> <td data-sheets-value='{"1":2,"2":"(dB)"}' style="border-bottom:1px solid #000000;overflow:hidden;padding:0px 3px 0px 3px;vertical-align:bottom;background-color:#000000;font-weight:bold;color:#ffffff;text-align:center;">(dB)</td> </tr> <tr style="height:20px;"> <td data-sheets-value='{"1":2,"2":"Acrylic"}' style="border-left:1px solid #000000;overflow:hidden;padding:0px 3px 0px 3px;vertical-align:bottom;font-weight:bold;">Acrylic</td> <td data-sheets-value='{"1":2,"2":"Single-walled"}' style="overflow:hidden;padding:0px 3px 0px 3px;vertical-align:bottom;font-weight:bold;">Single-walled</td> <td data-sheets-value='{"1":2,"2":"Clear (H)"}' style="border-right:1px solid #000000;overflow:hidden;padding:0px 3px 0px 3px;vertical-align:bottom;font-weight:bold;">Clear (H)</td> <td data-sheets-numberformat='{"1":2,"2":"0.00","3":1}' data-sheets-value='{"1":3,"3":5.17}' style="overflow:hidden;padding:0px 3px 0px 3px;vertical-align:bottom;text-align:center;">5.17</td> <td data-sheets-numberformat='{"1":2,"2":"0","3":1}' data-sheets-value='{"1":3,"3":90}' style="overflow:hidden;padding:0px 3px 0px 3px;vertical-align:bottom;text-align:center;">90</td> <td data-sheets-numberformat='{"1":2,"2":"0","3":1}' data-sheets-value='{"1":3,"3":87}' style="overflow:hidden;padding:0px 3px 0px 3px;vertical-align:bottom;text-align:center;">87</td> <td data-sheets-numberformat='{"1":2,"2":"0","3":1}' data-sheets-value='{"1":2,"2":"-"}' style="border-right:1px solid #000000;overflow:hidden;padding:0px 3px 0px 3px;vertical-align:bottom;text-align:center;">-</td> </tr> <tr style="height:20px;"> <td data-sheets-value='{"1":2,"2":"PMMA"}' style="border-left:1px solid #000000;overflow:hidden;padding:0px 3px 0px 3px;vertical-align:bottom;font-weight:bold;">PMMA</td> <td data-sheets-value='{"1":2,"2":"Single-walled"}' style="overflow:hidden;padding:0px 3px 0px 3px;vertical-align:bottom;font-weight:bold;">Single-walled</td> <td data-sheets-value='{"1":2,"2":"Opal (O)"}' style="border-right:1px solid #000000;overflow:hidden;padding:0px 3px 0px 3px;vertical-align:bottom;font-weight:bold;">Opal (O)</td> <td data-sheets-numberformat='{"1":2,"2":"0.00","3":1}' data-sheets-value='{"1":3,"3":5.17}' style="overflow:hidden;padding:0px 3px 0px 3px;vertical-align:bottom;text-align:center;">5.17</td> <td data-sheets-numberformat='{"1":2,"2":"0","3":1}' data-sheets-value='{"1":3,"3":83}' style="overflow:hidden;padding:0px 3px 0px 3px;vertical-align:bottom;text-align:center;">83</td> <td data-sheets-numberformat='{"1":2,"2":"0","3":1}' data-sheets-value='{"1":3,"3":76}' style="overflow:hidden;padding:0px 3px 0px 3px;vertical-align:bottom;text-align:center;">76</td> <td data-sheets-numberformat='{"1":2,"2":"0","3":1}' data-sheets-value='{"1":2,"2":"-"}' style="border-right:1px solid #000000;overflow:hidden;padding:0px 3px 0px 3px;vertical-align:bottom;text-align:center;">-</td> </tr> <tr style="height:20px;"> <td style="border-left:1px solid #000000;overflow:hidden;padding:0px 3px 0px 3px;vertical-align:bottom;font-weight:bold;"></td> <td data-sheets-value='{"1":2,"2":"Double-walled"}' style="overflow:hidden;padding:0px 3px 0px 3px;vertical-align:bottom;font-weight:bold;">Double-walled</td> <td data-sheets-value='{"1":2,"2":"Clear (H/H)"}' style="border-right:1px solid #000000;overflow:hidden;padding:0px 3px 0px 3px;vertical-align:bottom;font-weight:bold;">Clear (H/H)</td> <td data-sheets-numberformat='{"1":2,"2":"0.00","3":1}' data-sheets-value='{"1":3,"3":2.9}' style="overflow:hidden;padding:0px 3px 0px 3px;vertical-align:bottom;text-align:center;">2.90</td> <td data-sheets-numberformat='{"1":2,"2":"0","3":1}' data-sheets-value='{"1":3,"3":81}' style="overflow:hidden;padding:0px 3px 0px 3px;vertical-align:bottom;text-align:center;">81</td> <td data-sheets-numberformat='{"1":2,"2":"0","3":1}' data-sheets-value='{"1":3,"3":75}' style="overflow:hidden;padding:0px 3px 0px 3px;vertical-align:bottom;text-align:center;">75</td> <td data-sheets-numberformat='{"1":2,"2":"0","3":1}' data-sheets-value='{"1":3,"3":20}' style="border-right:1px solid #000000;overflow:hidden;padding:0px 3px 0px 3px;vertical-align:bottom;text-align:center;">20</td> </tr> <tr style="height:20px;"> <td style="border-left:1px solid #000000;overflow:hidden;padding:0px 3px 0px 3px;vertical-align:bottom;font-weight:bold;"></td> <td data-sheets-value='{"1":2,"2":"Double-walled"}' style="overflow:hidden;padding:0px 3px 0px 3px;vertical-align:bottom;font-weight:bold;">Double-walled</td> <td data-sheets-value='{"1":2,"2":"Opal (O/O)"}' style="border-right:1px solid #000000;overflow:hidden;padding:0px 3px 0px 3px;vertical-align:bottom;font-weight:bold;">Opal (O/O)</td> <td data-sheets-numberformat='{"1":2,"2":"0.00","3":1}' data-sheets-value='{"1":3,"3":2.9}' style="overflow:hidden;padding:0px 3px 0px 3px;vertical-align:bottom;text-align:center;">2.90</td> <td data-sheets-numberformat='{"1":2,"2":"0","3":1}' data-sheets-value='{"1":3,"3":69}' style="overflow:hidden;padding:0px 3px 0px 3px;vertical-align:bottom;text-align:center;">69</td> <td data-sheets-numberformat='{"1":2,"2":"0","3":1}' data-sheets-value='{"1":3,"3":58}' style="overflow:hidden;padding:0px 3px 0px 3px;vertical-align:bottom;text-align:center;">58</td> <td data-sheets-numberformat='{"1":2,"2":"0","3":1}' data-sheets-value='{"1":3,"3":20}' style="border-right:1px solid #000000;overflow:hidden;padding:0px 3px 0px 3px;vertical-align:bottom;text-align:center;">20</td> </tr> <tr style="height:20px;"> <td style="border-left:1px solid #000000;overflow:hidden;padding:0px 3px 0px 3px;vertical-align:bottom;font-weight:bold;"></td> <td data-sheets-value='{"1":2,"2":"Triple-walled"}' style="overflow:hidden;padding:0px 3px 0px 3px;vertical-align:bottom;font-weight:bold;">Triple-walled</td> <td data-sheets-value='{"1":2,"2":"Clear (H/H/H)"}' style="border-right:1px solid #000000;overflow:hidden;padding:0px 3px 0px 3px;vertical-align:bottom;font-weight:bold;">Clear (H/H/H)</td> <td data-sheets-numberformat='{"1":2,"2":"0.00","3":1}' data-sheets-value='{"1":3,"3":1.7}' style="overflow:hidden;padding:0px 3px 0px 3px;vertical-align:bottom;text-align:center;">1.70</td> <td data-sheets-numberformat='{"1":2,"2":"0","3":1}' data-sheets-value='{"1":3,"3":73}' style="overflow:hidden;padding:0px 3px 0px 3px;vertical-align:bottom;text-align:center;">73</td> <td data-sheets-numberformat='{"1":2,"2":"0","3":1}' data-sheets-value='{"1":3,"3":65}' style="overflow:hidden;padding:0px 3px 0px 3px;vertical-align:bottom;text-align:center;">65</td> <td data-sheets-numberformat='{"1":2,"2":"0","3":1}' data-sheets-value='{"1":3,"3":22}' style="border-right:1px solid #000000;overflow:hidden;padding:0px 3px 0px 3px;vertical-align:bottom;text-align:center;">22</td> </tr> <tr style="height:20px;"> <td style="border-left:1px solid #000000;overflow:hidden;padding:0px 3px 0px 3px;vertical-align:bottom;font-weight:bold;"></td> <td data-sheets-value='{"1":2,"2":"Triple-walled"}' style="overflow:hidden;padding:0px 3px 0px 3px;vertical-align:bottom;font-weight:bold;">Triple-walled</td> <td data-sheets-value='{"1":2,"2":"Opal (O/H/O)"}' style="border-right:1px solid #000000;overflow:hidden;padding:0px 3px 0px 3px;vertical-align:bottom;font-weight:bold;">Opal (O/H/O)</td> <td data-sheets-numberformat='{"1":2,"2":"0.00","3":1}' data-sheets-value='{"1":3,"3":1.7}' style="overflow:hidden;padding:0px 3px 0px 3px;vertical-align:bottom;text-align:center;">1.70</td> <td data-sheets-numberformat='{"1":2,"2":"0","3":1}' data-sheets-value='{"1":3,"3":62}' style="overflow:hidden;padding:0px 3px 0px 3px;vertical-align:bottom;text-align:center;">62</td> <td data-sheets-numberformat='{"1":2,"2":"0","3":1}' data-sheets-value='{"1":3,"3":51}' style="overflow:hidden;padding:0px 3px 0px 3px;vertical-align:bottom;text-align:center;">51</td> <td data-sheets-numberformat='{"1":2,"2":"0","3":1}' data-sheets-value='{"1":3,"3":22}' style="border-right:1px solid #000000;overflow:hidden;padding:0px 3px 0px 3px;vertical-align:bottom;text-align:center;">22</td> </tr> <tr style="height:20px;"> <td style="border-left:1px solid #000000;overflow:hidden;padding:0px 3px 0px 3px;vertical-align:bottom;font-weight:bold;"></td> <td data-sheets-value='{"1":2,"2":"Four-walled"}' style="overflow:hidden;padding:0px 3px 0px 3px;vertical-align:bottom;font-weight:bold;">Four-walled</td> <td data-sheets-value='{"1":2,"2":"Clear (H/H/H/H)"}' style="border-right:1px solid #000000;overflow:hidden;padding:0px 3px 0px 3px;vertical-align:bottom;font-weight:bold;">Clear (H/H/H/H)</td> <td data-sheets-numberformat='{"1":2,"2":"0.00","3":1}' data-sheets-value='{"1":3,"3":1.28}' style="overflow:hidden;padding:0px 3px 0px 3px;vertical-align:bottom;text-align:center;">1.28</td> <td data-sheets-numberformat='{"1":2,"2":"0","3":1}' data-sheets-value='{"1":3,"3":64}' style="overflow:hidden;padding:0px 3px 0px 3px;vertical-align:bottom;text-align:center;">64</td> <td data-sheets-numberformat='{"1":2,"2":"0","3":1}' data-sheets-value='{"1":3,"3":54}' style="overflow:hidden;padding:0px 3px 0px 3px;vertical-align:bottom;text-align:center;">54</td> <td data-sheets-numberformat='{"1":2,"2":"0","3":1}' data-sheets-value='{"1":3,"3":23}' style="border-right:1px solid #000000;overflow:hidden;padding:0px 3px 0px 3px;vertical-align:bottom;text-align:center;">23</td> </tr> <tr style="height:20px;"> <td style="border-bottom:1px solid #000000;border-left:1px solid #000000;overflow:hidden;padding:0px 3px 0px 3px;vertical-align:bottom;"></td> <td data-sheets-value='{"1":2,"2":"Four-walled"}' style="border-bottom:1px solid #000000;overflow:hidden;padding:0px 3px 0px 3px;vertical-align:bottom;font-weight:bold;">Four-walled</td> <td data-sheets-value='{"1":2,"2":"Opal (H/H/O/H)"}' style="border-right:1px solid #000000;border-bottom:1px solid #000000;overflow:hidden;padding:0px 3px 0px 3px;vertical-align:bottom;font-weight:bold;">Opal (H/H/O/H)</td> <td data-sheets-numberformat='{"1":2,"2":"0.00","3":1}' data-sheets-value='{"1":3,"3":1.28}' style="border-bottom:1px solid #000000;overflow:hidden;padding:0px 3px 0px 3px;vertical-align:bottom;text-align:center;">1.28</td> <td data-sheets-numberformat='{"1":2,"2":"0","3":1}' data-sheets-value='{"1":3,"3":59}' style="border-bottom:1px solid #000000;overflow:hidden;padding:0px 3px 0px 3px;vertical-align:bottom;text-align:center;">59</td> <td data-sheets-numberformat='{"1":2,"2":"0","3":1}' data-sheets-value='{"1":3,"3":48}' style="border-bottom:1px solid #000000;overflow:hidden;padding:0px 3px 0px 3px;vertical-align:bottom;text-align:center;">48</td> <td data-sheets-numberformat='{"1":2,"2":"0","3":1}' data-sheets-value='{"1":3,"3":23}' style="border-right:1px solid #000000;border-bottom:1px solid #000000;overflow:hidden;padding:0px 3px 0px 3px;vertical-align:bottom;text-align:center;">23</td> </tr> <tr style="height:20px;"> <td data-sheets-value='{"1":2,"2":"Polycarbonate "}' style="border-left:1px solid #000000;overflow:hidden;padding:0px 3px 0px 3px;vertical-align:bottom;font-weight:bold;">Polycarbonate </td> <td data-sheets-value='{"1":2,"2":"Single-walled"}' style="overflow:hidden;padding:0px 3px 0px 3px;vertical-align:bottom;font-weight:bold;">Single-walled</td> <td data-sheets-value='{"1":2,"2":"Clear (A)"}' style="border-right:1px solid #000000;overflow:hidden;padding:0px 3px 0px 3px;vertical-align:bottom;font-weight:bold;">Clear (A)</td> <td data-sheets-numberformat='{"1":2,"2":"0.00","3":1}' data-sheets-value='{"1":3,"3":5.17}' style="overflow:hidden;padding:0px 3px 0px 3px;vertical-align:bottom;text-align:center;">5.17</td> <td data-sheets-numberformat='{"1":2,"2":"0","3":1}' data-sheets-value='{"1":3,"3":88}' style="overflow:hidden;padding:0px 3px 0px 3px;vertical-align:bottom;text-align:center;">88</td> <td data-sheets-numberformat='{"1":2,"2":"0","3":1}' data-sheets-value='{"1":3,"3":83}' style="overflow:hidden;padding:0px 3px 0px 3px;vertical-align:bottom;text-align:center;">83</td> <td data-sheets-numberformat='{"1":2,"2":"0","3":1}' data-sheets-value='{"1":2,"2":"-"}' style="border-right:1px solid #000000;overflow:hidden;padding:0px 3px 0px 3px;vertical-align:bottom;text-align:center;">-</td> </tr> <tr style="height:20px;"> <td data-sheets-value='{"1":2,"2":"PC"}' style="border-left:1px solid #000000;overflow:hidden;padding:0px 3px 0px 3px;vertical-align:bottom;font-weight:bold;">PC</td> <td data-sheets-value='{"1":2,"2":"Single-walled"}' style="overflow:hidden;padding:0px 3px 0px 3px;vertical-align:bottom;font-weight:bold;">Single-walled</td> <td data-sheets-value='{"1":2,"2":"Opal (D)"}' style="border-right:1px solid #000000;overflow:hidden;padding:0px 3px 0px 3px;vertical-align:bottom;font-weight:bold;">Opal (D)</td> <td data-sheets-numberformat='{"1":2,"2":"0.00","3":1}' data-sheets-value='{"1":3,"3":5.17}' style="overflow:hidden;padding:0px 3px 0px 3px;vertical-align:bottom;text-align:center;">5.17</td> <td data-sheets-numberformat='{"1":2,"2":"0","3":1}' data-sheets-value='{"1":3,"3":58}' style="overflow:hidden;padding:0px 3px 0px 3px;vertical-align:bottom;text-align:center;">58</td> <td data-sheets-numberformat='{"1":2,"2":"0","3":1}' data-sheets-value='{"1":3,"3":60}' style="overflow:hidden;padding:0px 3px 0px 3px;vertical-align:bottom;text-align:center;">60</td> <td data-sheets-numberformat='{"1":2,"2":"0","3":1}' data-sheets-value='{"1":2,"2":"-"}' style="border-right:1px solid #000000;overflow:hidden;padding:0px 3px 0px 3px;vertical-align:bottom;text-align:center;">-</td> </tr> <tr style="height:20px;"> <td style="border-left:1px solid #000000;overflow:hidden;padding:0px 3px 0px 3px;vertical-align:bottom;font-weight:bold;"></td> <td data-sheets-value='{"1":2,"2":"Double-walled"}' style="overflow:hidden;padding:0px 3px 0px 3px;vertical-align:bottom;font-weight:bold;">Double-walled</td> <td data-sheets-value='{"1":2,"2":"Clear (A/H)"}' style="border-right:1px solid #000000;overflow:hidden;padding:0px 3px 0px 3px;vertical-align:bottom;font-weight:bold;">Clear (A/H)</td> <td data-sheets-numberformat='{"1":2,"2":"0.00","3":1}' data-sheets-value='{"1":3,"3":2.9}' style="overflow:hidden;padding:0px 3px 0px 3px;vertical-align:bottom;text-align:center;">2.90</td> <td data-sheets-numberformat='{"1":2,"2":"0","3":1}' data-sheets-value='{"1":3,"3":79}' style="overflow:hidden;padding:0px 3px 0px 3px;vertical-align:bottom;text-align:center;">79</td> <td data-sheets-numberformat='{"1":2,"2":"0","3":1}' data-sheets-value='{"1":3,"3":72}' style="overflow:hidden;padding:0px 3px 0px 3px;vertical-align:bottom;text-align:center;">72</td> <td data-sheets-numberformat='{"1":2,"2":"0","3":1}' data-sheets-value='{"1":3,"3":20}' style="border-right:1px solid #000000;overflow:hidden;padding:0px 3px 0px 3px;vertical-align:bottom;text-align:center;">20</td> </tr> <tr style="height:20px;"> <td style="border-left:1px solid #000000;overflow:hidden;padding:0px 3px 0px 3px;vertical-align:bottom;font-weight:bold;"></td> <td data-sheets-value='{"1":2,"2":"Double-walled"}' style="overflow:hidden;padding:0px 3px 0px 3px;vertical-align:bottom;font-weight:bold;">Double-walled</td> <td data-sheets-value='{"1":2,"2":"Clear (A/A)"}' style="border-right:1px solid #000000;overflow:hidden;padding:0px 3px 0px 3px;vertical-align:bottom;font-weight:bold;">Clear (A/A)</td> <td data-sheets-numberformat='{"1":2,"2":"0.00","3":1}' data-sheets-value='{"1":3,"3":2.9}' style="overflow:hidden;padding:0px 3px 0px 3px;vertical-align:bottom;text-align:center;">2.90</td> <td data-sheets-numberformat='{"1":2,"2":"0","3":1}' data-sheets-value='{"1":3,"3":77}' style="overflow:hidden;padding:0px 3px 0px 3px;vertical-align:bottom;text-align:center;">77</td> <td data-sheets-numberformat='{"1":2,"2":"0","3":1}' data-sheets-value='{"1":3,"3":69}' style="overflow:hidden;padding:0px 3px 0px 3px;vertical-align:bottom;text-align:center;">69</td> <td data-sheets-numberformat='{"1":2,"2":"0","3":1}' data-sheets-value='{"1":3,"3":20}' style="border-right:1px solid #000000;overflow:hidden;padding:0px 3px 0px 3px;vertical-align:bottom;text-align:center;">20</td> </tr> <tr style="height:20px;"> <td style="border-left:1px solid #000000;overflow:hidden;padding:0px 3px 0px 3px;vertical-align:bottom;font-weight:bold;"></td> <td data-sheets-value='{"1":2,"2":"Double-walled"}' style="overflow:hidden;padding:0px 3px 0px 3px;vertical-align:bottom;font-weight:bold;">Double-walled</td> <td data-sheets-value='{"1":2,"2":"Opal (A/O)"}' style="border-right:1px solid #000000;overflow:hidden;padding:0px 3px 0px 3px;vertical-align:bottom;font-weight:bold;">Opal (A/O)</td> <td data-sheets-numberformat='{"1":2,"2":"0.00","3":1}' data-sheets-value='{"1":3,"3":2.9}' style="overflow:hidden;padding:0px 3px 0px 3px;vertical-align:bottom;text-align:center;">2.90</td> <td data-sheets-numberformat='{"1":2,"2":"0","3":1}' data-sheets-value='{"1":3,"3":73}' style="overflow:hidden;padding:0px 3px 0px 3px;vertical-align:bottom;text-align:center;">73</td> <td data-sheets-numberformat='{"1":2,"2":"0","3":1}' data-sheets-value='{"1":3,"3":63}' style="overflow:hidden;padding:0px 3px 0px 3px;vertical-align:bottom;text-align:center;">63</td> <td data-sheets-numberformat='{"1":2,"2":"0","3":1}' data-sheets-value='{"1":3,"3":20}' style="border-right:1px solid #000000;overflow:hidden;padding:0px 3px 0px 3px;vertical-align:bottom;text-align:center;">20</td> </tr> <tr style="height:20px;"> <td style="border-left:1px solid #000000;overflow:hidden;padding:0px 3px 0px 3px;vertical-align:bottom;font-weight:bold;"></td> <td data-sheets-value='{"1":2,"2":"Double-walled"}' style="overflow:hidden;padding:0px 3px 0px 3px;vertical-align:bottom;font-weight:bold;">Double-walled</td> <td data-sheets-value='{"1":2,"2":"Opal (A/D)"}' style="border-right:1px solid #000000;overflow:hidden;padding:0px 3px 0px 3px;vertical-align:bottom;font-weight:bold;">Opal (A/D)</td> <td data-sheets-numberformat='{"1":2,"2":"0.00","3":1}' data-sheets-value='{"1":3,"3":2.9}' style="overflow:hidden;padding:0px 3px 0px 3px;vertical-align:bottom;text-align:center;">2.90</td> <td data-sheets-numberformat='{"1":2,"2":"0","3":1}' data-sheets-value='{"1":3,"3":51}' style="overflow:hidden;padding:0px 3px 0px 3px;vertical-align:bottom;text-align:center;">51</td> <td data-sheets-numberformat='{"1":2,"2":"0","3":1}' data-sheets-value='{"1":3,"3":50}' style="overflow:hidden;padding:0px 3px 0px 3px;vertical-align:bottom;text-align:center;">50</td> <td data-sheets-numberformat='{"1":2,"2":"0","3":1}' data-sheets-value='{"1":3,"3":20}' style="border-right:1px solid #000000;overflow:hidden;padding:0px 3px 0px 3px;vertical-align:bottom;text-align:center;">20</td> </tr> <tr style="height:20px;"> <td style="border-left:1px solid #000000;overflow:hidden;padding:0px 3px 0px 3px;vertical-align:bottom;font-weight:bold;"></td> <td data-sheets-value='{"1":2,"2":"Triple-walled"}' style="overflow:hidden;padding:0px 3px 0px 3px;vertical-align:bottom;font-weight:bold;">Triple-walled</td> <td data-sheets-value='{"1":2,"2":"Clear (A/H/H)"}' style="border-right:1px solid #000000;overflow:hidden;padding:0px 3px 0px 3px;vertical-align:bottom;font-weight:bold;">Clear (A/H/H)</td> <td data-sheets-numberformat='{"1":2,"2":"0.00","3":1}' data-sheets-value='{"1":3,"3":1.7}' style="overflow:hidden;padding:0px 3px 0px 3px;vertical-align:bottom;text-align:center;">1.70</td> <td data-sheets-numberformat='{"1":2,"2":"0","3":1}' data-sheets-value='{"1":3,"3":71}' style="overflow:hidden;padding:0px 3px 0px 3px;vertical-align:bottom;text-align:center;">71</td> <td data-sheets-numberformat='{"1":2,"2":"0","3":1}' data-sheets-value='{"1":3,"3":63}' style="overflow:hidden;padding:0px 3px 0px 3px;vertical-align:bottom;text-align:center;">63</td> <td data-sheets-numberformat='{"1":2,"2":"0","3":1}' data-sheets-value='{"1":3,"3":22}' style="border-right:1px solid #000000;overflow:hidden;padding:0px 3px 0px 3px;vertical-align:bottom;text-align:center;">22</td> </tr> <tr style="height:20px;"> <td style="border-left:1px solid #000000;overflow:hidden;padding:0px 3px 0px 3px;vertical-align:bottom;font-weight:bold;"></td> <td data-sheets-value='{"1":2,"2":"Triple-walled"}' style="overflow:hidden;padding:0px 3px 0px 3px;vertical-align:bottom;font-weight:bold;">Triple-walled</td> <td data-sheets-value='{"1":2,"2":"Opal (A/O/O)"}' style="border-right:1px solid #000000;overflow:hidden;padding:0px 3px 0px 3px;vertical-align:bottom;font-weight:bold;">Opal (A/O/O)</td> <td data-sheets-numberformat='{"1":2,"2":"0.00","3":1}' data-sheets-value='{"1":3,"3":1.7}' style="overflow:hidden;padding:0px 3px 0px 3px;vertical-align:bottom;text-align:center;">1.70</td> <td data-sheets-numberformat='{"1":2,"2":"0","3":1}' data-sheets-value='{"1":3,"3":61}' style="overflow:hidden;padding:0px 3px 0px 3px;vertical-align:bottom;text-align:center;">61</td> <td data-sheets-numberformat='{"1":2,"2":"0","3":1}' data-sheets-value='{"1":3,"3":48}' style="overflow:hidden;padding:0px 3px 0px 3px;vertical-align:bottom;text-align:center;">48</td> <td data-sheets-numberformat='{"1":2,"2":"0","3":1}' data-sheets-value='{"1":3,"3":22}' style="border-right:1px solid #000000;overflow:hidden;padding:0px 3px 0px 3px;vertical-align:bottom;text-align:center;">22</td> </tr> <tr style="height:20px;"> <td style="border-left:1px solid #000000;overflow:hidden;padding:0px 3px 0px 3px;vertical-align:bottom;font-weight:bold;"></td> <td data-sheets-value='{"1":2,"2":"Four-walled"}' style="overflow:hidden;padding:0px 3px 0px 3px;vertical-align:bottom;font-weight:bold;">Four-walled</td> <td data-sheets-value='{"1":2,"2":"Clear (A/H/H/H)"}' style="border-right:1px solid #000000;overflow:hidden;padding:0px 3px 0px 3px;vertical-align:bottom;font-weight:bold;">Clear (A/H/H/H)</td> <td data-sheets-numberformat='{"1":2,"2":"0.00","3":1}' data-sheets-value='{"1":3,"3":1.28}' style="overflow:hidden;padding:0px 3px 0px 3px;vertical-align:bottom;text-align:center;">1.28</td> <td data-sheets-numberformat='{"1":2,"2":"0","3":1}' data-sheets-value='{"1":3,"3":64}' style="overflow:hidden;padding:0px 3px 0px 3px;vertical-align:bottom;text-align:center;">64</td> <td data-sheets-numberformat='{"1":2,"2":"0","3":1}' data-sheets-value='{"1":3,"3":52}' style="overflow:hidden;padding:0px 3px 0px 3px;vertical-align:bottom;text-align:center;">52</td> <td data-sheets-numberformat='{"1":2,"2":"0","3":1}' data-sheets-value='{"1":3,"3":23}' style="border-right:1px solid #000000;overflow:hidden;padding:0px 3px 0px 3px;vertical-align:bottom;text-align:center;">23</td> </tr> <tr style="height:20px;"> <td style="border-bottom:1px solid #000000;border-left:1px solid #000000;overflow:hidden;padding:0px 3px 0px 3px;vertical-align:bottom;"></td> <td data-sheets-value='{"1":2,"2":"Four-walled"}' style="border-bottom:1px solid #000000;overflow:hidden;padding:0px 3px 0px 3px;vertical-align:bottom;font-weight:bold;">Four-walled</td> <td data-sheets-value='{"1":2,"2":"Opal (A/H/O/H)"}' style="border-right:1px solid #000000;border-bottom:1px solid #000000;overflow:hidden;padding:0px 3px 0px 3px;vertical-align:bottom;font-weight:bold;">Opal (A/H/O/H)</td> <td data-sheets-numberformat='{"1":2,"2":"0.00","3":1}' data-sheets-value='{"1":3,"3":1.28}' style="border-bottom:1px solid #000000;overflow:hidden;padding:0px 3px 0px 3px;vertical-align:bottom;text-align:center;">1.28</td> <td data-sheets-numberformat='{"1":2,"2":"0","3":1}' data-sheets-value='{"1":3,"3":59}' style="border-bottom:1px solid #000000;overflow:hidden;padding:0px 3px 0px 3px;vertical-align:bottom;text-align:center;">59</td> <td data-sheets-numberformat='{"1":2,"2":"0","3":1}' data-sheets-value='{"1":3,"3":46}' style="border-bottom:1px solid #000000;overflow:hidden;padding:0px 3px 0px 3px;vertical-align:bottom;text-align:center;">46</td> <td data-sheets-numberformat='{"1":2,"2":"0","3":1}' data-sheets-value='{"1":3,"3":23}' style="border-right:1px solid #000000;border-bottom:1px solid #000000;overflow:hidden;padding:0px 3px 0px 3px;vertical-align:bottom;text-align:center;">23</td> </tr> <tr style="height:20px;"> <td data-sheets-value='{"1":2,"2":"Polycarbonate"}' style="border-left:1px solid #000000;overflow:hidden;padding:0px 3px 0px 3px;vertical-align:bottom;font-weight:bold;">Polycarbonate</td> <td data-sheets-value='{"1":2,"2":"Single-walled"}' style="overflow:hidden;padding:0px 3px 0px 3px;vertical-align:bottom;font-weight:bold;">Single-walled</td> <td data-sheets-value='{"1":2,"2":"Heatstop Opal (T)"}' style="border-right:1px solid #000000;overflow:hidden;padding:0px 3px 0px 3px;vertical-align:bottom;font-weight:bold;">Heatstop Opal (T)</td> <td data-sheets-numberformat='{"1":2,"2":"0.00","3":1}' data-sheets-value='{"1":3,"3":5.17}' style="overflow:hidden;padding:0px 3px 0px 3px;vertical-align:bottom;text-align:center;">5.17</td> <td data-sheets-numberformat='{"1":2,"2":"0","3":1}' data-sheets-value='{"1":3,"3":49}' style="overflow:hidden;padding:0px 3px 0px 3px;vertical-align:bottom;text-align:center;">49</td> <td data-sheets-numberformat='{"1":2,"2":"0","3":1}' data-sheets-value='{"1":3,"3":59}' style="overflow:hidden;padding:0px 3px 0px 3px;vertical-align:bottom;text-align:center;">59</td> <td data-sheets-numberformat='{"1":2,"2":"0","3":1}' data-sheets-value='{"1":2,"2":"-"}' style="border-right:1px solid #000000;overflow:hidden;padding:0px 3px 0px 3px;vertical-align:bottom;text-align:center;">-</td> </tr> <tr style="height:20px;"> <td data-sheets-value='{"1":2,"2":"Heatstop PC"}' style="border-left:1px solid #000000;overflow:hidden;padding:0px 3px 0px 3px;vertical-align:bottom;font-weight:bold;">Heatstop PC</td> <td data-sheets-value='{"1":2,"2":"Double-walled"}' style="overflow:hidden;padding:0px 3px 0px 3px;vertical-align:bottom;font-weight:bold;">Double-walled</td> <td data-sheets-value='{"1":2,"2":"Clear (T/H)"}' style="border-right:1px solid #000000;overflow:hidden;padding:0px 3px 0px 3px;vertical-align:bottom;font-weight:bold;">Clear (T/H)</td> <td data-sheets-numberformat='{"1":2,"2":"0.00","3":1}' data-sheets-value='{"1":3,"3":2.9}' style="overflow:hidden;padding:0px 3px 0px 3px;vertical-align:bottom;text-align:center;">2.90</td> <td data-sheets-numberformat='{"1":2,"2":"0","3":1}' data-sheets-value='{"1":3,"3":44}' style="overflow:hidden;padding:0px 3px 0px 3px;vertical-align:bottom;text-align:center;">44</td> <td data-sheets-numberformat='{"1":2,"2":"0","3":1}' data-sheets-value='{"1":3,"3":51}' style="overflow:hidden;padding:0px 3px 0px 3px;vertical-align:bottom;text-align:center;">51</td> <td data-sheets-numberformat='{"1":2,"2":"0","3":1}' data-sheets-value='{"1":3,"3":20}' style="border-right:1px solid #000000;overflow:hidden;padding:0px 3px 0px 3px;vertical-align:bottom;text-align:center;">20</td> </tr> <tr style="height:20px;"> <td style="border-left:1px solid #000000;overflow:hidden;padding:0px 3px 0px 3px;vertical-align:bottom;font-weight:bold;"></td> <td data-sheets-value='{"1":2,"2":"Double-walled"}' style="overflow:hidden;padding:0px 3px 0px 3px;vertical-align:bottom;font-weight:bold;">Double-walled</td> <td data-sheets-value='{"1":2,"2":"Opal (T/O)"}' style="border-right:1px solid #000000;overflow:hidden;padding:0px 3px 0px 3px;vertical-align:bottom;font-weight:bold;">Opal (T/O)</td> <td data-sheets-numberformat='{"1":2,"2":"0.00","3":1}' data-sheets-value='{"1":3,"3":2.9}' style="overflow:hidden;padding:0px 3px 0px 3px;vertical-align:bottom;text-align:center;">2.90</td> <td data-sheets-numberformat='{"1":2,"2":"0","3":1}' data-sheets-value='{"1":3,"3":41}' style="overflow:hidden;padding:0px 3px 0px 3px;vertical-align:bottom;text-align:center;">41</td> <td data-sheets-numberformat='{"1":2,"2":"0","3":1}' data-sheets-value='{"1":3,"3":45}' style="overflow:hidden;padding:0px 3px 0px 3px;vertical-align:bottom;text-align:center;">45</td> <td data-sheets-numberformat='{"1":2,"2":"0","3":1}' data-sheets-value='{"1":3,"3":20}' style="border-right:1px solid #000000;overflow:hidden;padding:0px 3px 0px 3px;vertical-align:bottom;text-align:center;">20</td> </tr> <tr style="height:20px;"> <td style="border-left:1px solid #000000;overflow:hidden;padding:0px 3px 0px 3px;vertical-align:bottom;font-weight:bold;"></td> <td data-sheets-value='{"1":2,"2":"Triple-walled"}' style="overflow:hidden; | skylux-160-ce-met-koepel-en-pvc-opstand-35-30-met-lm-motor-1600-x-2500-mm | 8586046472525 | 46872383947085
Smoke and heat exhaust (SHEV) | SHE system | Skylux | Skylux 160° CE with skylight and PVC curb 35/30 with double LM-actuator 1600 x 2800 mm |  | 50560 | 5412970505600 | 10004.3 | Yes | 30-45 | 166.7 | 1600 x 2800 mm | 2800 | 1600 |  | PVC 35/30 (35 cm high & roof opening = 30 cm larger than daylight size) | Rectangular | 5.17 W/m²K - 1.28 W/m²K | 87% - 32% | 90% - 32% | 20dB - 23dB | 160° CE (for industry) | skylight | without spoiler | E | Double actuator | Maximum four-walled skylight possible for this product | Ut-value LT-value g-value Rw-value EN 1873 : 2014 EN ISO 13468 EN 16153 EN 410 EN 410 EN ISO 140-3 Material Walls Shells (W/m²K) (%) (%) (dB) Acrylic Single-walled Clear (H) 5.17 90 87 - PMMA Single-walled Opal (O) 5.17 83 76 - Double-walled Clear (H/H) 2.90 81 75 20 Double-walled Opal (O/O) 2.90 69 58 20 Triple-walled Clear (H/H/H) 1.70 73 65 22 Triple-walled Opal (O/H/O) 1.70 62 51 22 Four-walled Clear (H/H/H/H) 1.28 64 54 23 Four-walled Opal (H/H/O/H) 1.28 59 48 23 Polycarbonate Single-walled Clear (A) 5.17 88 83 - PC Single-walled Opal (D) 5.17 58 60 - Double-walled Clear (A/H) 2.90 79 72 20 Double-walled Clear (A/A) 2.90 77 69 20 Double-walled Opal (A/O) 2.90 73 63 20 Double-walled Opal (A/D) 2.90 51 50 20 Triple-walled Clear (A/H/H) 1.70 71 63 22 Triple-walled Opal (A/O/O) 1.70 61 48 22 Four-walled Clear (A/H/H/H) 1.28 64 52 23 Four-walled Opal (A/H/O/H) 1.28 59 46 23 Polycarbonate Single-walled Heatstop Opal (T) 5.17 49 59 - Heatstop PC Double-walled Clear (T/H) 2.90 44 51 20 Double-walled Opal (T/O) 2.90 41 45 20 Triple-walled Clear (T/H/H) 1.70 40 <td data-sheets-numberformat='{"1":2,"2":"0","3":1}' data-sheets-value='{"1":3,"3":44}' style="overflow:hidden;paddin | https://skylux.eu/en/products/skylux-160-ce-met-koepel-en-pvc-opstand-35-30-met-lm-motor-1600-x-2800-mm | https://skylux.eu/cdn/shop/files/Skylux-160deg-CE-met-koepel-en-pvc-opstand-3530-met-dubbele-LM-motor-1600-x-2800-mm-RWA-systeem.jpg?v=1702982085&width=1600 | https://skylux.eu/cdn/shop/files/e5a82811-1bb0-48e4-a776-cacb59c7c092_3300d640-d1fc-4beb-a68f-86a591c177db.jpg?v=1688551539&width=1600 | //skylux.eu/cdn/shop/files/E_MH_Mounting_instructions_Skylux_160_CE_LM.pdf?v=12406716259046007223 | //skylux.eu/cdn/shop/files/E_TD_Technical_File_Skylux_Skylux_160_CE_Electric.pdf?v=3667116872303399239 | <style type="text/css" id="isPasted"> <!--td { border: 1px solid #cccccc; } br { mso-data-placement: same-cell; } --> </style> <table border="1" cellpadding="0" cellspacing="0" dir="ltr" style="table-layout:fixed;font-size:10pt;font-family:Arial;border-collapse:collapse;border:none;"><tbody> <tr style="height:20px;"> <td style="overflow:hidden;padding:0px 3px 0px 3px;vertical-align:bottom;"></td> <td style="overflow:hidden;padding:0px 3px 0px 3px;vertical-align:bottom;"></td> <td style="overflow:hidden;padding:0px 3px 0px 3px;vertical-align:bottom;"></td> <td data-sheets-value='{"1":2,"2":"Ut-value"}' style="overflow:hidden;padding:0px 3px 0px 3px;vertical-align:bottom;font-weight:bold;text-align:center;">Ut-value</td> <td data-sheets-value='{"1":2,"2":"LT-value"}' style="overflow:hidden;padding:0px 3px 0px 3px;vertical-align:bottom;font-weight:bold;text-align:center;">LT-value</td> <td data-sheets-value='{"1":2,"2":"g-value"}' style="overflow:hidden;padding:0px 3px 0px 3px;vertical-align:bottom;font-weight:bold;text-align:center;">g-value</td> <td data-sheets-value='{"1":2,"2":"Rw-value "}' style="overflow:hidden;padding:0px 3px 0px 3px;vertical-align:bottom;font-weight:bold;text-align:center;">Rw-value </td> </tr> <tr style="height:20px;"> <td style="overflow:hidden;padding:0px 3px 0px 3px;vertical-align:bottom;"></td> <td style="overflow:hidden;padding:0px 3px 0px 3px;vertical-align:bottom;"></td> <td style="overflow:hidden;padding:0px 3px 0px 3px;vertical-align:bottom;"></td> <td data-sheets-numberformat='{"1":2,"2":"0.00","3":1}' data-sheets-value='{"1":2,"2":"EN 1873 : 2014"}' style="overflow:hidden;padding:0px 3px 0px 3px;vertical-align:bottom;text-align:center;">EN 1873 : 2014</td> <td data-sheets-numberformat='{"1":2,"2":"0","3":1}' data-sheets-value='{"1":2,"2":"EN ISO 13468 EN 16153 EN 410"}' style="overflow:hidden;padding:0px 3px 0px 3px;vertical-align:bottom;text-align:center;">EN ISO 13468 EN 16153 EN 410</td> <td data-sheets-numberformat='{"1":2,"2":"0","3":1}' data-sheets-value='{"1":2,"2":"EN 410"}' style="overflow:hidden;padding:0px 3px 0px 3px;vertical-align:bottom;text-align:center;">EN 410</td> <td data-sheets-value='{"1":2,"2":"EN ISO 140-3\t\t"}' style="overflow:hidden;padding:0px 3px 0px 3px;vertical-align:bottom;text-align:center;">EN ISO 140-3 </td> </tr> <tr style="height:20px;"> <td data-sheets-value='{"1":2,"2":"Material"}' style="border-bottom:1px solid #000000;overflow:hidden;padding:0px 3px 0px 3px;vertical-align:bottom;background-color:#000000;font-weight:bold;color:#ffffff;">Material</td> <td data-sheets-value='{"1":2,"2":"Walls"}' style="border-bottom:1px solid #000000;overflow:hidden;padding:0px 3px 0px 3px;vertical-align:bottom;background-color:#000000;font-weight:bold;color:#ffffff;">Walls</td> <td data-sheets-value='{"1":2,"2":"Shells"}' style="border-bottom:1px solid #000000;overflow:hidden;padding:0px 3px 0px 3px;vertical-align:bottom;background-color:#000000;font-weight:bold;color:#ffffff;">Shells</td> <td data-sheets-numberformat='{"1":2,"2":"0.00","3":1}' data-sheets-value='{"1":2,"2":"(W/m²K)\t"}' style="border-bottom:1px solid #000000;overflow:hidden;padding:0px 3px 0px 3px;vertical-align:bottom;background-color:#000000;font-weight:bold;color:#ffffff;text-align:center;">(W/m²K) </td> <td data-sheets-numberformat='{"1":2,"2":"0","3":1}' data-sheets-value='{"1":2,"2":"(%)"}' style="border-bottom:1px solid #000000;overflow:hidden;padding:0px 3px 0px 3px;vertical-align:bottom;background-color:#000000;font-weight:bold;color:#ffffff;text-align:center;">(%)</td> <td data-sheets-numberformat='{"1":2,"2":"0","3":1}' data-sheets-value='{"1":2,"2":"(%)"}' style="border-bottom:1px solid #000000;overflow:hidden;padding:0px 3px 0px 3px;vertical-align:bottom;background-color:#000000;font-weight:bold;color:#ffffff;text-align:center;">(%)</td> <td data-sheets-value='{"1":2,"2":"(dB)"}' style="border-bottom:1px solid #000000;overflow:hidden;padding:0px 3px 0px 3px;vertical-align:bottom;background-color:#000000;font-weight:bold;color:#ffffff;text-align:center;">(dB)</td> </tr> <tr style="height:20px;"> <td data-sheets-value='{"1":2,"2":"Acrylic"}' style="border-left:1px solid #000000;overflow:hidden;padding:0px 3px 0px 3px;vertical-align:bottom;font-weight:bold;">Acrylic</td> <td data-sheets-value='{"1":2,"2":"Single-walled"}' style="overflow:hidden;padding:0px 3px 0px 3px;vertical-align:bottom;font-weight:bold;">Single-walled</td> <td data-sheets-value='{"1":2,"2":"Clear (H)"}' style="border-right:1px solid #000000;overflow:hidden;padding:0px 3px 0px 3px;vertical-align:bottom;font-weight:bold;">Clear (H)</td> <td data-sheets-numberformat='{"1":2,"2":"0.00","3":1}' data-sheets-value='{"1":3,"3":5.17}' style="overflow:hidden;padding:0px 3px 0px 3px;vertical-align:bottom;text-align:center;">5.17</td> <td data-sheets-numberformat='{"1":2,"2":"0","3":1}' data-sheets-value='{"1":3,"3":90}' style="overflow:hidden;padding:0px 3px 0px 3px;vertical-align:bottom;text-align:center;">90</td> <td data-sheets-numberformat='{"1":2,"2":"0","3":1}' data-sheets-value='{"1":3,"3":87}' style="overflow:hidden;padding:0px 3px 0px 3px;vertical-align:bottom;text-align:center;">87</td> <td data-sheets-numberformat='{"1":2,"2":"0","3":1}' data-sheets-value='{"1":2,"2":"-"}' style="border-right:1px solid #000000;overflow:hidden;padding:0px 3px 0px 3px;vertical-align:bottom;text-align:center;">-</td> </tr> <tr style="height:20px;"> <td data-sheets-value='{"1":2,"2":"PMMA"}' style="border-left:1px solid #000000;overflow:hidden;padding:0px 3px 0px 3px;vertical-align:bottom;font-weight:bold;">PMMA</td> <td data-sheets-value='{"1":2,"2":"Single-walled"}' style="overflow:hidden;padding:0px 3px 0px 3px;vertical-align:bottom;font-weight:bold;">Single-walled</td> <td data-sheets-value='{"1":2,"2":"Opal (O)"}' style="border-right:1px solid #000000;overflow:hidden;padding:0px 3px 0px 3px;vertical-align:bottom;font-weight:bold;">Opal (O)</td> <td data-sheets-numberformat='{"1":2,"2":"0.00","3":1}' data-sheets-value='{"1":3,"3":5.17}' style="overflow:hidden;padding:0px 3px 0px 3px;vertical-align:bottom;text-align:center;">5.17</td> <td data-sheets-numberformat='{"1":2,"2":"0","3":1}' data-sheets-value='{"1":3,"3":83}' style="overflow:hidden;padding:0px 3px 0px 3px;vertical-align:bottom;text-align:center;">83</td> <td data-sheets-numberformat='{"1":2,"2":"0","3":1}' data-sheets-value='{"1":3,"3":76}' style="overflow:hidden;padding:0px 3px 0px 3px;vertical-align:bottom;text-align:center;">76</td> <td data-sheets-numberformat='{"1":2,"2":"0","3":1}' data-sheets-value='{"1":2,"2":"-"}' style="border-right:1px solid #000000;overflow:hidden;padding:0px 3px 0px 3px;vertical-align:bottom;text-align:center;">-</td> </tr> <tr style="height:20px;"> <td style="border-left:1px solid #000000;overflow:hidden;padding:0px 3px 0px 3px;vertical-align:bottom;font-weight:bold;"></td> <td data-sheets-value='{"1":2,"2":"Double-walled"}' style="overflow:hidden;padding:0px 3px 0px 3px;vertical-align:bottom;font-weight:bold;">Double-walled</td> <td data-sheets-value='{"1":2,"2":"Clear (H/H)"}' style="border-right:1px solid #000000;overflow:hidden;padding:0px 3px 0px 3px;vertical-align:bottom;font-weight:bold;">Clear (H/H)</td> <td data-sheets-numberformat='{"1":2,"2":"0.00","3":1}' data-sheets-value='{"1":3,"3":2.9}' style="overflow:hidden;padding:0px 3px 0px 3px;vertical-align:bottom;text-align:center;">2.90</td> <td data-sheets-numberformat='{"1":2,"2":"0","3":1}' data-sheets-value='{"1":3,"3":81}' style="overflow:hidden;padding:0px 3px 0px 3px;vertical-align:bottom;text-align:center;">81</td> <td data-sheets-numberformat='{"1":2,"2":"0","3":1}' data-sheets-value='{"1":3,"3":75}' style="overflow:hidden;padding:0px 3px 0px 3px;vertical-align:bottom;text-align:center;">75</td> <td data-sheets-numberformat='{"1":2,"2":"0","3":1}' data-sheets-value='{"1":3,"3":20}' style="border-right:1px solid #000000;overflow:hidden;padding:0px 3px 0px 3px;vertical-align:bottom;text-align:center;">20</td> </tr> <tr style="height:20px;"> <td style="border-left:1px solid #000000;overflow:hidden;padding:0px 3px 0px 3px;vertical-align:bottom;font-weight:bold;"></td> <td data-sheets-value='{"1":2,"2":"Double-walled"}' style="overflow:hidden;padding:0px 3px 0px 3px;vertical-align:bottom;font-weight:bold;">Double-walled</td> <td data-sheets-value='{"1":2,"2":"Opal (O/O)"}' style="border-right:1px solid #000000;overflow:hidden;padding:0px 3px 0px 3px;vertical-align:bottom;font-weight:bold;">Opal (O/O)</td> <td data-sheets-numberformat='{"1":2,"2":"0.00","3":1}' data-sheets-value='{"1":3,"3":2.9}' style="overflow:hidden;padding:0px 3px 0px 3px;vertical-align:bottom;text-align:center;">2.90</td> <td data-sheets-numberformat='{"1":2,"2":"0","3":1}' data-sheets-value='{"1":3,"3":69}' style="overflow:hidden;padding:0px 3px 0px 3px;vertical-align:bottom;text-align:center;">69</td> <td data-sheets-numberformat='{"1":2,"2":"0","3":1}' data-sheets-value='{"1":3,"3":58}' style="overflow:hidden;padding:0px 3px 0px 3px;vertical-align:bottom;text-align:center;">58</td> <td data-sheets-numberformat='{"1":2,"2":"0","3":1}' data-sheets-value='{"1":3,"3":20}' style="border-right:1px solid #000000;overflow:hidden;padding:0px 3px 0px 3px;vertical-align:bottom;text-align:center;">20</td> </tr> <tr style="height:20px;"> <td style="border-left:1px solid #000000;overflow:hidden;padding:0px 3px 0px 3px;vertical-align:bottom;font-weight:bold;"></td> <td data-sheets-value='{"1":2,"2":"Triple-walled"}' style="overflow:hidden;padding:0px 3px 0px 3px;vertical-align:bottom;font-weight:bold;">Triple-walled</td> <td data-sheets-value='{"1":2,"2":"Clear (H/H/H)"}' style="border-right:1px solid #000000;overflow:hidden;padding:0px 3px 0px 3px;vertical-align:bottom;font-weight:bold;">Clear (H/H/H)</td> <td data-sheets-numberformat='{"1":2,"2":"0.00","3":1}' data-sheets-value='{"1":3,"3":1.7}' style="overflow:hidden;padding:0px 3px 0px 3px;vertical-align:bottom;text-align:center;">1.70</td> <td data-sheets-numberformat='{"1":2,"2":"0","3":1}' data-sheets-value='{"1":3,"3":73}' style="overflow:hidden;padding:0px 3px 0px 3px;vertical-align:bottom;text-align:center;">73</td> <td data-sheets-numberformat='{"1":2,"2":"0","3":1}' data-sheets-value='{"1":3,"3":65}' style="overflow:hidden;padding:0px 3px 0px 3px;vertical-align:bottom;text-align:center;">65</td> <td data-sheets-numberformat='{"1":2,"2":"0","3":1}' data-sheets-value='{"1":3,"3":22}' style="border-right:1px solid #000000;overflow:hidden;padding:0px 3px 0px 3px;vertical-align:bottom;text-align:center;">22</td> </tr> <tr style="height:20px;"> <td style="border-left:1px solid #000000;overflow:hidden;padding:0px 3px 0px 3px;vertical-align:bottom;font-weight:bold;"></td> <td data-sheets-value='{"1":2,"2":"Triple-walled"}' style="overflow:hidden;padding:0px 3px 0px 3px;vertical-align:bottom;font-weight:bold;">Triple-walled</td> <td data-sheets-value='{"1":2,"2":"Opal (O/H/O)"}' style="border-right:1px solid #000000;overflow:hidden;padding:0px 3px 0px 3px;vertical-align:bottom;font-weight:bold;">Opal (O/H/O)</td> <td data-sheets-numberformat='{"1":2,"2":"0.00","3":1}' data-sheets-value='{"1":3,"3":1.7}' style="overflow:hidden;padding:0px 3px 0px 3px;vertical-align:bottom;text-align:center;">1.70</td> <td data-sheets-numberformat='{"1":2,"2":"0","3":1}' data-sheets-value='{"1":3,"3":62}' style="overflow:hidden;padding:0px 3px 0px 3px;vertical-align:bottom;text-align:center;">62</td> <td data-sheets-numberformat='{"1":2,"2":"0","3":1}' data-sheets-value='{"1":3,"3":51}' style="overflow:hidden;padding:0px 3px 0px 3px;vertical-align:bottom;text-align:center;">51</td> <td data-sheets-numberformat='{"1":2,"2":"0","3":1}' data-sheets-value='{"1":3,"3":22}' style="border-right:1px solid #000000;overflow:hidden;padding:0px 3px 0px 3px;vertical-align:bottom;text-align:center;">22</td> </tr> <tr style="height:20px;"> <td style="border-left:1px solid #000000;overflow:hidden;padding:0px 3px 0px 3px;vertical-align:bottom;font-weight:bold;"></td> <td data-sheets-value='{"1":2,"2":"Four-walled"}' style="overflow:hidden;padding:0px 3px 0px 3px;vertical-align:bottom;font-weight:bold;">Four-walled</td> <td data-sheets-value='{"1":2,"2":"Clear (H/H/H/H)"}' style="border-right:1px solid #000000;overflow:hidden;padding:0px 3px 0px 3px;vertical-align:bottom;font-weight:bold;">Clear (H/H/H/H)</td> <td data-sheets-numberformat='{"1":2,"2":"0.00","3":1}' data-sheets-value='{"1":3,"3":1.28}' style="overflow:hidden;padding:0px 3px 0px 3px;vertical-align:bottom;text-align:center;">1.28</td> <td data-sheets-numberformat='{"1":2,"2":"0","3":1}' data-sheets-value='{"1":3,"3":64}' style="overflow:hidden;padding:0px 3px 0px 3px;vertical-align:bottom;text-align:center;">64</td> <td data-sheets-numberformat='{"1":2,"2":"0","3":1}' data-sheets-value='{"1":3,"3":54}' style="overflow:hidden;padding:0px 3px 0px 3px;vertical-align:bottom;text-align:center;">54</td> <td data-sheets-numberformat='{"1":2,"2":"0","3":1}' data-sheets-value='{"1":3,"3":23}' style="border-right:1px solid #000000;overflow:hidden;padding:0px 3px 0px 3px;vertical-align:bottom;text-align:center;">23</td> </tr> <tr style="height:20px;"> <td style="border-bottom:1px solid #000000;border-left:1px solid #000000;overflow:hidden;padding:0px 3px 0px 3px;vertical-align:bottom;"></td> <td data-sheets-value='{"1":2,"2":"Four-walled"}' style="border-bottom:1px solid #000000;overflow:hidden;padding:0px 3px 0px 3px;vertical-align:bottom;font-weight:bold;">Four-walled</td> <td data-sheets-value='{"1":2,"2":"Opal (H/H/O/H)"}' style="border-right:1px solid #000000;border-bottom:1px solid #000000;overflow:hidden;padding:0px 3px 0px 3px;vertical-align:bottom;font-weight:bold;">Opal (H/H/O/H)</td> <td data-sheets-numberformat='{"1":2,"2":"0.00","3":1}' data-sheets-value='{"1":3,"3":1.28}' style="border-bottom:1px solid #000000;overflow:hidden;padding:0px 3px 0px 3px;vertical-align:bottom;text-align:center;">1.28</td> <td data-sheets-numberformat='{"1":2,"2":"0","3":1}' data-sheets-value='{"1":3,"3":59}' style="border-bottom:1px solid #000000;overflow:hidden;padding:0px 3px 0px 3px;vertical-align:bottom;text-align:center;">59</td> <td data-sheets-numberformat='{"1":2,"2":"0","3":1}' data-sheets-value='{"1":3,"3":48}' style="border-bottom:1px solid #000000;overflow:hidden;padding:0px 3px 0px 3px;vertical-align:bottom;text-align:center;">48</td> <td data-sheets-numberformat='{"1":2,"2":"0","3":1}' data-sheets-value='{"1":3,"3":23}' style="border-right:1px solid #000000;border-bottom:1px solid #000000;overflow:hidden;padding:0px 3px 0px 3px;vertical-align:bottom;text-align:center;">23</td> </tr> <tr style="height:20px;"> <td data-sheets-value='{"1":2,"2":"Polycarbonate "}' style="border-left:1px solid #000000;overflow:hidden;padding:0px 3px 0px 3px;vertical-align:bottom;font-weight:bold;">Polycarbonate </td> <td data-sheets-value='{"1":2,"2":"Single-walled"}' style="overflow:hidden;padding:0px 3px 0px 3px;vertical-align:bottom;font-weight:bold;">Single-walled</td> <td data-sheets-value='{"1":2,"2":"Clear (A)"}' style="border-right:1px solid #000000;overflow:hidden;padding:0px 3px 0px 3px;vertical-align:bottom;font-weight:bold;">Clear (A)</td> <td data-sheets-numberformat='{"1":2,"2":"0.00","3":1}' data-sheets-value='{"1":3,"3":5.17}' style="overflow:hidden;padding:0px 3px 0px 3px;vertical-align:bottom;text-align:center;">5.17</td> <td data-sheets-numberformat='{"1":2,"2":"0","3":1}' data-sheets-value='{"1":3,"3":88}' style="overflow:hidden;padding:0px 3px 0px 3px;vertical-align:bottom;text-align:center;">88</td> <td data-sheets-numberformat='{"1":2,"2":"0","3":1}' data-sheets-value='{"1":3,"3":83}' style="overflow:hidden;padding:0px 3px 0px 3px;vertical-align:bottom;text-align:center;">83</td> <td data-sheets-numberformat='{"1":2,"2":"0","3":1}' data-sheets-value='{"1":2,"2":"-"}' style="border-right:1px solid #000000;overflow:hidden;padding:0px 3px 0px 3px;vertical-align:bottom;text-align:center;">-</td> </tr> <tr style="height:20px;"> <td data-sheets-value='{"1":2,"2":"PC"}' style="border-left:1px solid #000000;overflow:hidden;padding:0px 3px 0px 3px;vertical-align:bottom;font-weight:bold;">PC</td> <td data-sheets-value='{"1":2,"2":"Single-walled"}' style="overflow:hidden;padding:0px 3px 0px 3px;vertical-align:bottom;font-weight:bold;">Single-walled</td> <td data-sheets-value='{"1":2,"2":"Opal (D)"}' style="border-right:1px solid #000000;overflow:hidden;padding:0px 3px 0px 3px;vertical-align:bottom;font-weight:bold;">Opal (D)</td> <td data-sheets-numberformat='{"1":2,"2":"0.00","3":1}' data-sheets-value='{"1":3,"3":5.17}' style="overflow:hidden;padding:0px 3px 0px 3px;vertical-align:bottom;text-align:center;">5.17</td> <td data-sheets-numberformat='{"1":2,"2":"0","3":1}' data-sheets-value='{"1":3,"3":58}' style="overflow:hidden;padding:0px 3px 0px 3px;vertical-align:bottom;text-align:center;">58</td> <td data-sheets-numberformat='{"1":2,"2":"0","3":1}' data-sheets-value='{"1":3,"3":60}' style="overflow:hidden;padding:0px 3px 0px 3px;vertical-align:bottom;text-align:center;">60</td> <td data-sheets-numberformat='{"1":2,"2":"0","3":1}' data-sheets-value='{"1":2,"2":"-"}' style="border-right:1px solid #000000;overflow:hidden;padding:0px 3px 0px 3px;vertical-align:bottom;text-align:center;">-</td> </tr> <tr style="height:20px;"> <td style="border-left:1px solid #000000;overflow:hidden;padding:0px 3px 0px 3px;vertical-align:bottom;font-weight:bold;"></td> <td data-sheets-value='{"1":2,"2":"Double-walled"}' style="overflow:hidden;padding:0px 3px 0px 3px;vertical-align:bottom;font-weight:bold;">Double-walled</td> <td data-sheets-value='{"1":2,"2":"Clear (A/H)"}' style="border-right:1px solid #000000;overflow:hidden;padding:0px 3px 0px 3px;vertical-align:bottom;font-weight:bold;">Clear (A/H)</td> <td data-sheets-numberformat='{"1":2,"2":"0.00","3":1}' data-sheets-value='{"1":3,"3":2.9}' style="overflow:hidden;padding:0px 3px 0px 3px;vertical-align:bottom;text-align:center;">2.90</td> <td data-sheets-numberformat='{"1":2,"2":"0","3":1}' data-sheets-value='{"1":3,"3":79}' style="overflow:hidden;padding:0px 3px 0px 3px;vertical-align:bottom;text-align:center;">79</td> <td data-sheets-numberformat='{"1":2,"2":"0","3":1}' data-sheets-value='{"1":3,"3":72}' style="overflow:hidden;padding:0px 3px 0px 3px;vertical-align:bottom;text-align:center;">72</td> <td data-sheets-numberformat='{"1":2,"2":"0","3":1}' data-sheets-value='{"1":3,"3":20}' style="border-right:1px solid #000000;overflow:hidden;padding:0px 3px 0px 3px;vertical-align:bottom;text-align:center;">20</td> </tr> <tr style="height:20px;"> <td style="border-left:1px solid #000000;overflow:hidden;padding:0px 3px 0px 3px;vertical-align:bottom;font-weight:bold;"></td> <td data-sheets-value='{"1":2,"2":"Double-walled"}' style="overflow:hidden;padding:0px 3px 0px 3px;vertical-align:bottom;font-weight:bold;">Double-walled</td> <td data-sheets-value='{"1":2,"2":"Clear (A/A)"}' style="border-right:1px solid #000000;overflow:hidden;padding:0px 3px 0px 3px;vertical-align:bottom;font-weight:bold;">Clear (A/A)</td> <td data-sheets-numberformat='{"1":2,"2":"0.00","3":1}' data-sheets-value='{"1":3,"3":2.9}' style="overflow:hidden;padding:0px 3px 0px 3px;vertical-align:bottom;text-align:center;">2.90</td> <td data-sheets-numberformat='{"1":2,"2":"0","3":1}' data-sheets-value='{"1":3,"3":77}' style="overflow:hidden;padding:0px 3px 0px 3px;vertical-align:bottom;text-align:center;">77</td> <td data-sheets-numberformat='{"1":2,"2":"0","3":1}' data-sheets-value='{"1":3,"3":69}' style="overflow:hidden;padding:0px 3px 0px 3px;vertical-align:bottom;text-align:center;">69</td> <td data-sheets-numberformat='{"1":2,"2":"0","3":1}' data-sheets-value='{"1":3,"3":20}' style="border-right:1px solid #000000;overflow:hidden;padding:0px 3px 0px 3px;vertical-align:bottom;text-align:center;">20</td> </tr> <tr style="height:20px;"> <td style="border-left:1px solid #000000;overflow:hidden;padding:0px 3px 0px 3px;vertical-align:bottom;font-weight:bold;"></td> <td data-sheets-value='{"1":2,"2":"Double-walled"}' style="overflow:hidden;padding:0px 3px 0px 3px;vertical-align:bottom;font-weight:bold;">Double-walled</td> <td data-sheets-value='{"1":2,"2":"Opal (A/O)"}' style="border-right:1px solid #000000;overflow:hidden;padding:0px 3px 0px 3px;vertical-align:bottom;font-weight:bold;">Opal (A/O)</td> <td data-sheets-numberformat='{"1":2,"2":"0.00","3":1}' data-sheets-value='{"1":3,"3":2.9}' style="overflow:hidden;padding:0px 3px 0px 3px;vertical-align:bottom;text-align:center;">2.90</td> <td data-sheets-numberformat='{"1":2,"2":"0","3":1}' data-sheets-value='{"1":3,"3":73}' style="overflow:hidden;padding:0px 3px 0px 3px;vertical-align:bottom;text-align:center;">73</td> <td data-sheets-numberformat='{"1":2,"2":"0","3":1}' data-sheets-value='{"1":3,"3":63}' style="overflow:hidden;padding:0px 3px 0px 3px;vertical-align:bottom;text-align:center;">63</td> <td data-sheets-numberformat='{"1":2,"2":"0","3":1}' data-sheets-value='{"1":3,"3":20}' style="border-right:1px solid #000000;overflow:hidden;padding:0px 3px 0px 3px;vertical-align:bottom;text-align:center;">20</td> </tr> <tr style="height:20px;"> <td style="border-left:1px solid #000000;overflow:hidden;padding:0px 3px 0px 3px;vertical-align:bottom;font-weight:bold;"></td> <td data-sheets-value='{"1":2,"2":"Double-walled"}' style="overflow:hidden;padding:0px 3px 0px 3px;vertical-align:bottom;font-weight:bold;">Double-walled</td> <td data-sheets-value='{"1":2,"2":"Opal (A/D)"}' style="border-right:1px solid #000000;overflow:hidden;padding:0px 3px 0px 3px;vertical-align:bottom;font-weight:bold;">Opal (A/D)</td> <td data-sheets-numberformat='{"1":2,"2":"0.00","3":1}' data-sheets-value='{"1":3,"3":2.9}' style="overflow:hidden;padding:0px 3px 0px 3px;vertical-align:bottom;text-align:center;">2.90</td> <td data-sheets-numberformat='{"1":2,"2":"0","3":1}' data-sheets-value='{"1":3,"3":51}' style="overflow:hidden;padding:0px 3px 0px 3px;vertical-align:bottom;text-align:center;">51</td> <td data-sheets-numberformat='{"1":2,"2":"0","3":1}' data-sheets-value='{"1":3,"3":50}' style="overflow:hidden;padding:0px 3px 0px 3px;vertical-align:bottom;text-align:center;">50</td> <td data-sheets-numberformat='{"1":2,"2":"0","3":1}' data-sheets-value='{"1":3,"3":20}' style="border-right:1px solid #000000;overflow:hidden;padding:0px 3px 0px 3px;vertical-align:bottom;text-align:center;">20</td> </tr> <tr style="height:20px;"> <td style="border-left:1px solid #000000;overflow:hidden;padding:0px 3px 0px 3px;vertical-align:bottom;font-weight:bold;"></td> <td data-sheets-value='{"1":2,"2":"Triple-walled"}' style="overflow:hidden;padding:0px 3px 0px 3px;vertical-align:bottom;font-weight:bold;">Triple-walled</td> <td data-sheets-value='{"1":2,"2":"Clear (A/H/H)"}' style="border-right:1px solid #000000;overflow:hidden;padding:0px 3px 0px 3px;vertical-align:bottom;font-weight:bold;">Clear (A/H/H)</td> <td data-sheets-numberformat='{"1":2,"2":"0.00","3":1}' data-sheets-value='{"1":3,"3":1.7}' style="overflow:hidden;padding:0px 3px 0px 3px;vertical-align:bottom;text-align:center;">1.70</td> <td data-sheets-numberformat='{"1":2,"2":"0","3":1}' data-sheets-value='{"1":3,"3":71}' style="overflow:hidden;padding:0px 3px 0px 3px;vertical-align:bottom;text-align:center;">71</td> <td data-sheets-numberformat='{"1":2,"2":"0","3":1}' data-sheets-value='{"1":3,"3":63}' style="overflow:hidden;padding:0px 3px 0px 3px;vertical-align:bottom;text-align:center;">63</td> <td data-sheets-numberformat='{"1":2,"2":"0","3":1}' data-sheets-value='{"1":3,"3":22}' style="border-right:1px solid #000000;overflow:hidden;padding:0px 3px 0px 3px;vertical-align:bottom;text-align:center;">22</td> </tr> <tr style="height:20px;"> <td style="border-left:1px solid #000000;overflow:hidden;padding:0px 3px 0px 3px;vertical-align:bottom;font-weight:bold;"></td> <td data-sheets-value='{"1":2,"2":"Triple-walled"}' style="overflow:hidden;padding:0px 3px 0px 3px;vertical-align:bottom;font-weight:bold;">Triple-walled</td> <td data-sheets-value='{"1":2,"2":"Opal (A/O/O)"}' style="border-right:1px solid #000000;overflow:hidden;padding:0px 3px 0px 3px;vertical-align:bottom;font-weight:bold;">Opal (A/O/O)</td> <td data-sheets-numberformat='{"1":2,"2":"0.00","3":1}' data-sheets-value='{"1":3,"3":1.7}' style="overflow:hidden;padding:0px 3px 0px 3px;vertical-align:bottom;text-align:center;">1.70</td> <td data-sheets-numberformat='{"1":2,"2":"0","3":1}' data-sheets-value='{"1":3,"3":61}' style="overflow:hidden;padding:0px 3px 0px 3px;vertical-align:bottom;text-align:center;">61</td> <td data-sheets-numberformat='{"1":2,"2":"0","3":1}' data-sheets-value='{"1":3,"3":48}' style="overflow:hidden;padding:0px 3px 0px 3px;vertical-align:bottom;text-align:center;">48</td> <td data-sheets-numberformat='{"1":2,"2":"0","3":1}' data-sheets-value='{"1":3,"3":22}' style="border-right:1px solid #000000;overflow:hidden;padding:0px 3px 0px 3px;vertical-align:bottom;text-align:center;">22</td> </tr> <tr style="height:20px;"> <td style="border-left:1px solid #000000;overflow:hidden;padding:0px 3px 0px 3px;vertical-align:bottom;font-weight:bold;"></td> <td data-sheets-value='{"1":2,"2":"Four-walled"}' style="overflow:hidden;padding:0px 3px 0px 3px;vertical-align:bottom;font-weight:bold;">Four-walled</td> <td data-sheets-value='{"1":2,"2":"Clear (A/H/H/H)"}' style="border-right:1px solid #000000;overflow:hidden;padding:0px 3px 0px 3px;vertical-align:bottom;font-weight:bold;">Clear (A/H/H/H)</td> <td data-sheets-numberformat='{"1":2,"2":"0.00","3":1}' data-sheets-value='{"1":3,"3":1.28}' style="overflow:hidden;padding:0px 3px 0px 3px;vertical-align:bottom;text-align:center;">1.28</td> <td data-sheets-numberformat='{"1":2,"2":"0","3":1}' data-sheets-value='{"1":3,"3":64}' style="overflow:hidden;padding:0px 3px 0px 3px;vertical-align:bottom;text-align:center;">64</td> <td data-sheets-numberformat='{"1":2,"2":"0","3":1}' data-sheets-value='{"1":3,"3":52}' style="overflow:hidden;padding:0px 3px 0px 3px;vertical-align:bottom;text-align:center;">52</td> <td data-sheets-numberformat='{"1":2,"2":"0","3":1}' data-sheets-value='{"1":3,"3":23}' style="border-right:1px solid #000000;overflow:hidden;padding:0px 3px 0px 3px;vertical-align:bottom;text-align:center;">23</td> </tr> <tr style="height:20px;"> <td style="border-bottom:1px solid #000000;border-left:1px solid #000000;overflow:hidden;padding:0px 3px 0px 3px;vertical-align:bottom;"></td> <td data-sheets-value='{"1":2,"2":"Four-walled"}' style="border-bottom:1px solid #000000;overflow:hidden;padding:0px 3px 0px 3px;vertical-align:bottom;font-weight:bold;">Four-walled</td> <td data-sheets-value='{"1":2,"2":"Opal (A/H/O/H)"}' style="border-right:1px solid #000000;border-bottom:1px solid #000000;overflow:hidden;padding:0px 3px 0px 3px;vertical-align:bottom;font-weight:bold;">Opal (A/H/O/H)</td> <td data-sheets-numberformat='{"1":2,"2":"0.00","3":1}' data-sheets-value='{"1":3,"3":1.28}' style="border-bottom:1px solid #000000;overflow:hidden;padding:0px 3px 0px 3px;vertical-align:bottom;text-align:center;">1.28</td> <td data-sheets-numberformat='{"1":2,"2":"0","3":1}' data-sheets-value='{"1":3,"3":59}' style="border-bottom:1px solid #000000;overflow:hidden;padding:0px 3px 0px 3px;vertical-align:bottom;text-align:center;">59</td> <td data-sheets-numberformat='{"1":2,"2":"0","3":1}' data-sheets-value='{"1":3,"3":46}' style="border-bottom:1px solid #000000;overflow:hidden;padding:0px 3px 0px 3px;vertical-align:bottom;text-align:center;">46</td> <td data-sheets-numberformat='{"1":2,"2":"0","3":1}' data-sheets-value='{"1":3,"3":23}' style="border-right:1px solid #000000;border-bottom:1px solid #000000;overflow:hidden;padding:0px 3px 0px 3px;vertical-align:bottom;text-align:center;">23</td> </tr> <tr style="height:20px;"> <td data-sheets-value='{"1":2,"2":"Polycarbonate"}' style="border-left:1px solid #000000;overflow:hidden;padding:0px 3px 0px 3px;vertical-align:bottom;font-weight:bold;">Polycarbonate</td> <td data-sheets-value='{"1":2,"2":"Single-walled"}' style="overflow:hidden;padding:0px 3px 0px 3px;vertical-align:bottom;font-weight:bold;">Single-walled</td> <td data-sheets-value='{"1":2,"2":"Heatstop Opal (T)"}' style="border-right:1px solid #000000;overflow:hidden;padding:0px 3px 0px 3px;vertical-align:bottom;font-weight:bold;">Heatstop Opal (T)</td> <td data-sheets-numberformat='{"1":2,"2":"0.00","3":1}' data-sheets-value='{"1":3,"3":5.17}' style="overflow:hidden;padding:0px 3px 0px 3px;vertical-align:bottom;text-align:center;">5.17</td> <td data-sheets-numberformat='{"1":2,"2":"0","3":1}' data-sheets-value='{"1":3,"3":49}' style="overflow:hidden;padding:0px 3px 0px 3px;vertical-align:bottom;text-align:center;">49</td> <td data-sheets-numberformat='{"1":2,"2":"0","3":1}' data-sheets-value='{"1":3,"3":59}' style="overflow:hidden;padding:0px 3px 0px 3px;vertical-align:bottom;text-align:center;">59</td> <td data-sheets-numberformat='{"1":2,"2":"0","3":1}' data-sheets-value='{"1":2,"2":"-"}' style="border-right:1px solid #000000;overflow:hidden;padding:0px 3px 0px 3px;vertical-align:bottom;text-align:center;">-</td> </tr> <tr style="height:20px;"> <td data-sheets-value='{"1":2,"2":"Heatstop PC"}' style="border-left:1px solid #000000;overflow:hidden;padding:0px 3px 0px 3px;vertical-align:bottom;font-weight:bold;">Heatstop PC</td> <td data-sheets-value='{"1":2,"2":"Double-walled"}' style="overflow:hidden;padding:0px 3px 0px 3px;vertical-align:bottom;font-weight:bold;">Double-walled</td> <td data-sheets-value='{"1":2,"2":"Clear (T/H)"}' style="border-right:1px solid #000000;overflow:hidden;padding:0px 3px 0px 3px;vertical-align:bottom;font-weight:bold;">Clear (T/H)</td> <td data-sheets-numberformat='{"1":2,"2":"0.00","3":1}' data-sheets-value='{"1":3,"3":2.9}' style="overflow:hidden;padding:0px 3px 0px 3px;vertical-align:bottom;text-align:center;">2.90</td> <td data-sheets-numberformat='{"1":2,"2":"0","3":1}' data-sheets-value='{"1":3,"3":44}' style="overflow:hidden;padding:0px 3px 0px 3px;vertical-align:bottom;text-align:center;">44</td> <td data-sheets-numberformat='{"1":2,"2":"0","3":1}' data-sheets-value='{"1":3,"3":51}' style="overflow:hidden;padding:0px 3px 0px 3px;vertical-align:bottom;text-align:center;">51</td> <td data-sheets-numberformat='{"1":2,"2":"0","3":1}' data-sheets-value='{"1":3,"3":20}' style="border-right:1px solid #000000;overflow:hidden;padding:0px 3px 0px 3px;vertical-align:bottom;text-align:center;">20</td> </tr> <tr style="height:20px;"> <td style="border-left:1px solid #000000;overflow:hidden;padding:0px 3px 0px 3px;vertical-align:bottom;font-weight:bold;"></td> <td data-sheets-value='{"1":2,"2":"Double-walled"}' style="overflow:hidden;padding:0px 3px 0px 3px;vertical-align:bottom;font-weight:bold;">Double-walled</td> <td data-sheets-value='{"1":2,"2":"Opal (T/O)"}' style="border-right:1px solid #000000;overflow:hidden;padding:0px 3px 0px 3px;vertical-align:bottom;font-weight:bold;">Opal (T/O)</td> <td data-sheets-numberformat='{"1":2,"2":"0.00","3":1}' data-sheets-value='{"1":3,"3":2.9}' style="overflow:hidden;padding:0px 3px 0px 3px;vertical-align:bottom;text-align:center;">2.90</td> <td data-sheets-numberformat='{"1":2,"2":"0","3":1}' data-sheets-value='{"1":3,"3":41}' style="overflow:hidden;padding:0px 3px 0px 3px;vertical-align:bottom;text-align:center;">41</td> <td data-sheets-numberformat='{"1":2,"2":"0","3":1}' data-sheets-value='{"1":3,"3":45}' style="overflow:hidden;padding:0px 3px 0px 3px;vertical-align:bottom;text-align:center;">45</td> <td data-sheets-numberformat='{"1":2,"2":"0","3":1}' data-sheets-value='{"1":3,"3":20}' style="border-right:1px solid #000000;overflow:hidden;padding:0px 3px 0px 3px;vertical-align:bottom;text-align:center;">20</td> </tr> <tr style="height:20px;"> <td style="border-left:1px solid #000000;overflow:hidden;padding:0px 3px 0px 3px;vertical-align:bottom;font-weight:bold;"></td> <td data-sheets-value='{"1":2,"2":"Triple-walled"}' style="overflow:hidden; | skylux-160-ce-met-koepel-en-pvc-opstand-35-30-met-lm-motor-1600-x-2800-mm | 8586046538061 | 46872384045389
Smoke and heat exhaust (SHEV) | SHE system | Skylux | Skylux 160° CE with skylight and PVC curb 35/30 with double LM-actuator and PVC frame type EP25 1000 x 2500 mm |  | 50579 | 5412970505792 | 8586.2 | Yes | 30-45 | 135.79 | 1000 x 2500 mm | 2500 | 1000 |  | PVC 35/30 (35 cm high & roof opening = 30 cm larger than daylight size) | Rectangular | 1.19 W/m²K - 0.98 W/m²K | 57% - 30% | 37% - 17% | 24dB - 26dB | 160° CE (for industry) | PVC frame EP25 | without spoiler | E | Double actuator | Maximum double-walled skylight possible for this product | Ut-value LT-value g-value Rw-value EN 1873 : 2014 EN ISO 13468 EN 16153 EN 410 EN 410 EN ISO 140-3 Material Walls Shells (W/m²K) (%) (%) (dB) Acrylic EW Clear (H) 1.19 37 57 24 PMMA Opal (O) 1.19 34 50 24 DW Clear (H/H) 0.98 33 50 26 Opal (O/O) 0.98 28 38 26 Polycarbonate EW Clear (A) 1.19 36 55 24 PC Opal (D) 1.19 24 40 24 DW Clear (A/H) 0.98 32 48 26 Clear (A/A) 0.98 32 46 26 Opal (A/O) 0.98 30 42 26 Opal (A/D) 0.98 21 33 26 Polycarbonate EW Heatstop Opal (T) 1.19 20 39 24 Heatstop PC DW Clear (T/H) 0.98 18 34 26 Opal (T/O) 0.98 17 30 26 | https://skylux.eu/en/products/skylux-160-ce-met-koepel-en-pvc-opstand-35-30-met-lm-motor-en-pvc-raam-type-ep25-1000-x-2500-mm | https://skylux.eu/cdn/shop/files/Skylux-160deg-CE-met-koepel-en-pvc-opstand-3530-met-dubbele-LM-motor-en-pvc-raam-type-EP25-1000-x-2500-mm-RWA-systeem.jpg?v=1702982192&width=1600 | https://skylux.eu/cdn/shop/files/e5a82811-1bb0-48e4-a776-cacb59c7c092_c899d999-66ef-40be-9e60-087baec5153f.jpg?v=1688551560&width=1600 | //skylux.eu/cdn/shop/files/E_MH_Mounting_instructions_Skylux_160_CE_LM.pdf?v=12406716259046007223 | //skylux.eu/cdn/shop/files/E_TD_Technical_File_Skylux_Skylux_160_CE_Electric.pdf?v=3667116872303399239 | <style type="text/css" id="isPasted"><!--td {border: 1px solid #cccccc;}br {mso-data-placement:same-cell;}--></style><table border="1" cellpadding="0" cellspacing="0" dir="ltr" style="table-layout:fixed;font-size:10pt;font-family:Arial;border-collapse:collapse;border:none;"><tbody> <tr style="height:20px;"> <td style="overflow:hidden;padding:0px 3px 0px 3px;vertical-align:bottom;"></td> <td style="overflow:hidden;padding:0px 3px 0px 3px;vertical-align:bottom;"></td> <td style="overflow:hidden;padding:0px 3px 0px 3px;vertical-align:bottom;"></td> <td data-sheets-value='{"1":2,"2":"Ut-value"}' style="overflow:hidden;padding:0px 3px 0px 3px;vertical-align:bottom;font-weight:bold;text-align:center;">Ut-value</td> <td data-sheets-value='{"1":2,"2":"LT-value"}' style="overflow:hidden;padding:0px 3px 0px 3px;vertical-align:bottom;font-weight:bold;text-align:center;">LT-value</td> <td data-sheets-value='{"1":2,"2":"g-value"}' style="overflow:hidden;padding:0px 3px 0px 3px;vertical-align:bottom;font-weight:bold;text-align:center;">g-value</td> <td data-sheets-value='{"1":2,"2":"Rw-value "}' style="overflow:hidden;padding:0px 3px 0px 3px;vertical-align:bottom;font-weight:bold;text-align:center;">Rw-value </td> </tr> <tr style="height:20px;"> <td style="overflow:hidden;padding:0px 3px 0px 3px;vertical-align:bottom;"></td> <td style="overflow:hidden;padding:0px 3px 0px 3px;vertical-align:bottom;"></td> <td style="overflow:hidden;padding:0px 3px 0px 3px;vertical-align:bottom;"></td> <td data-sheets-numberformat='{"1":2,"2":"0.00","3":1}' data-sheets-value='{"1":2,"2":"EN 1873 : 2014"}' style="overflow:hidden;padding:0px 3px 0px 3px;vertical-align:bottom;text-align:center;">EN 1873 : 2014</td> <td data-sheets-numberformat='{"1":2,"2":"0","3":1}' data-sheets-value='{"1":2,"2":"EN ISO 13468 EN 16153 EN 410"}' style="overflow:hidden;padding:0px 3px 0px 3px;vertical-align:bottom;text-align:center;">EN ISO 13468 EN 16153 EN 410</td> <td data-sheets-numberformat='{"1":2,"2":"0","3":1}' data-sheets-value='{"1":2,"2":"EN 410"}' style="overflow:hidden;padding:0px 3px 0px 3px;vertical-align:bottom;text-align:center;">EN 410</td> <td data-sheets-value='{"1":2,"2":"EN ISO 140-3\t\t"}' style="overflow:hidden;padding:0px 3px 0px 3px;vertical-align:bottom;text-align:center;">EN ISO 140-3 </td> </tr> <tr style="height:20px;"> <td data-sheets-value='{"1":2,"2":"Material"}' style="border-bottom:1px solid #000000;overflow:hidden;padding:0px 3px 0px 3px;vertical-align:bottom;background-color:#000000;font-weight:bold;color:#ffffff;">Material</td> <td data-sheets-value='{"1":2,"2":"Walls"}' style="border-bottom:1px solid #000000;overflow:hidden;padding:0px 3px 0px 3px;vertical-align:bottom;background-color:#000000;font-weight:bold;color:#ffffff;">Walls</td> <td data-sheets-value='{"1":2,"2":"Shells"}' style="border-bottom:1px solid #000000;overflow:hidden;padding:0px 3px 0px 3px;vertical-align:bottom;background-color:#000000;font-weight:bold;color:#ffffff;">Shells</td> <td data-sheets-numberformat='{"1":2,"2":"0.00","3":1}' data-sheets-value='{"1":2,"2":"(W/m²K)\t"}' style="border-bottom:1px solid #000000;overflow:hidden;padding:0px 3px 0px 3px;vertical-align:bottom;background-color:#000000;font-weight:bold;color:#ffffff;text-align:center;">(W/m²K) </td> <td data-sheets-numberformat='{"1":2,"2":"0","3":1}' data-sheets-value='{"1":2,"2":"(%)"}' style="border-bottom:1px solid #000000;overflow:hidden;padding:0px 3px 0px 3px;vertical-align:bottom;background-color:#000000;font-weight:bold;color:#ffffff;text-align:center;">(%)</td> <td data-sheets-numberformat='{"1":2,"2":"0","3":1}' data-sheets-value='{"1":2,"2":"(%)"}' style="border-bottom:1px solid #000000;overflow:hidden;padding:0px 3px 0px 3px;vertical-align:bottom;background-color:#000000;font-weight:bold;color:#ffffff;text-align:center;">(%)</td> <td data-sheets-value='{"1":2,"2":"(dB)"}' style="border-bottom:1px solid #000000;overflow:hidden;padding:0px 3px 0px 3px;vertical-align:bottom;background-color:#000000;font-weight:bold;color:#ffffff;text-align:center;">(dB)</td> </tr> <tr style="height:20px;"> <td data-sheets-value='{"1":2,"2":"Acrylic"}' style="border-left:1px solid #000000;overflow:hidden;padding:0px 3px 0px 3px;vertical-align:bottom;">Acrylic</td> <td data-sheets-value='{"1":2,"2":"EW"}' style="overflow:hidden;padding:0px 3px 0px 3px;vertical-align:bottom;">EW</td> <td data-sheets-value='{"1":2,"2":"Clear (H)"}' style="overflow:hidden;padding:0px 3px 0px 3px;vertical-align:bottom;">Clear (H)</td> <td data-sheets-numberformat='{"1":2,"2":"0.00","3":1}' data-sheets-value='{"1":3,"3":1.19}' style="overflow:hidden;padding:0px 3px 0px 3px;vertical-align:bottom;text-align:center;">1.19</td> <td data-sheets-numberformat='{"1":2,"2":"0","3":1}' data-sheets-value='{"1":3,"3":36.9}' style="overflow:hidden;padding:0px 3px 0px 3px;vertical-align:bottom;text-align:center;">37</td> <td data-sheets-numberformat='{"1":2,"2":"0","3":1}' data-sheets-value='{"1":3,"3":57.42}' style="overflow:hidden;padding:0px 3px 0px 3px;vertical-align:bottom;text-align:center;">57</td> <td data-sheets-value='{"1":3,"3":24}' style="border-right:1px solid #000000;overflow:hidden;padding:0px 3px 0px 3px;vertical-align:bottom;text-align:center;">24</td> </tr> <tr style="height:20px;"> <td data-sheets-value='{"1":2,"2":"PMMA"}' style="border-left:1px solid #000000;overflow:hidden;padding:0px 3px 0px 3px;vertical-align:bottom;">PMMA</td> <td style="overflow:hidden;padding:0px 3px 0px 3px;vertical-align:bottom;"></td> <td data-sheets-value='{"1":2,"2":"Opal (O)"}' style="overflow:hidden;padding:0px 3px 0px 3px;vertical-align:bottom;">Opal (O)</td> <td data-sheets-numberformat='{"1":2,"2":"0.00","3":1}' data-sheets-value='{"1":3,"3":1.19}' style="overflow:hidden;padding:0px 3px 0px 3px;vertical-align:bottom;text-align:center;">1.19</td> <td data-sheets-numberformat='{"1":2,"2":"0","3":1}' data-sheets-value='{"1":3,"3":34.03}' style="overflow:hidden;padding:0px 3px 0px 3px;vertical-align:bottom;text-align:center;">34</td> <td data-sheets-numberformat='{"1":2,"2":"0","3":1}' data-sheets-value='{"1":3,"3":50.160000000000004}' style="overflow:hidden;padding:0px 3px 0px 3px;vertical-align:bottom;text-align:center;">50</td> <td data-sheets-value='{"1":3,"3":24}' style="border-right:1px solid #000000;overflow:hidden;padding:0px 3px 0px 3px;vertical-align:bottom;text-align:center;">24</td> </tr> <tr style="height:20px;"> <td style="border-left:1px solid #000000;overflow:hidden;padding:0px 3px 0px 3px;vertical-align:bottom;"></td> <td data-sheets-value='{"1":2,"2":"DW"}' style="overflow:hidden;padding:0px 3px 0px 3px;vertical-align:bottom;">DW</td> <td data-sheets-value='{"1":2,"2":"Clear (H/H)"}' style="overflow:hidden;padding:0px 3px 0px 3px;vertical-align:bottom;">Clear (H/H)</td> <td data-sheets-numberformat='{"1":2,"2":"0.00","3":1}' data-sheets-value='{"1":3,"3":0.98}' style="overflow:hidden;padding:0px 3px 0px 3px;vertical-align:bottom;text-align:center;">0.98</td> <td data-sheets-numberformat='{"1":2,"2":"0","3":1}' data-sheets-value='{"1":3,"3":33.21}' style="overflow:hidden;padding:0px 3px 0px 3px;vertical-align:bottom;text-align:center;">33</td> <td data-sheets-numberformat='{"1":2,"2":"0","3":1}' data-sheets-value='{"1":3,"3":49.5}' style="overflow:hidden;padding:0px 3px 0px 3px;vertical-align:bottom;text-align:center;">50</td> <td data-sheets-value='{"1":3,"3":26}' style="border-right:1px solid #000000;overflow:hidden;padding:0px 3px 0px 3px;vertical-align:bottom;text-align:center;">26</td> </tr> <tr style="height:20px;"> <td style="border-bottom:1px solid #000000;border-left:1px solid #000000;overflow:hidden;padding:0px 3px 0px 3px;vertical-align:bottom;"></td> <td style="border-bottom:1px solid #000000;overflow:hidden;padding:0px 3px 0px 3px;vertical-align:bottom;"></td> <td data-sheets-value='{"1":2,"2":"Opal (O/O)"}' style="border-bottom:1px solid #000000;overflow:hidden;padding:0px 3px 0px 3px;vertical-align:bottom;">Opal (O/O)</td> <td data-sheets-numberformat='{"1":2,"2":"0.00","3":1}' data-sheets-value='{"1":3,"3":0.98}' style="border-bottom:1px solid #000000;overflow:hidden;padding:0px 3px 0px 3px;vertical-align:bottom;text-align:center;">0.98</td> <td data-sheets-numberformat='{"1":2,"2":"0","3":1}' data-sheets-value='{"1":3,"3":28.29}' style="border-bottom:1px solid #000000;overflow:hidden;padding:0px 3px 0px 3px;vertical-align:bottom;text-align:center;">28</td> <td data-sheets-numberformat='{"1":2,"2":"0","3":1}' data-sheets-value='{"1":3,"3":38.28}' style="border-bottom:1px solid #000000;overflow:hidden;padding:0px 3px 0px 3px;vertical-align:bottom;text-align:center;">38</td> <td data-sheets-value='{"1":3,"3":26}' style="border-right:1px solid #000000;border-bottom:1px solid #000000;overflow:hidden;padding:0px 3px 0px 3px;vertical-align:bottom;text-align:center;">26</td> </tr> <tr style="height:20px;"> <td data-sheets-value='{"1":2,"2":"Polycarbonate "}' style="border-left:1px solid #000000;overflow:hidden;padding:0px 3px 0px 3px;vertical-align:bottom;">Polycarbonate </td> <td data-sheets-value='{"1":2,"2":"EW"}' style="overflow:hidden;padding:0px 3px 0px 3px;vertical-align:bottom;">EW</td> <td data-sheets-value='{"1":2,"2":"Clear (A)"}' style="overflow:hidden;padding:0px 3px 0px 3px;vertical-align:bottom;">Clear (A)</td> <td data-sheets-numberformat='{"1":2,"2":"0.00","3":1}' data-sheets-value='{"1":3,"3":1.19}' style="overflow:hidden;padding:0px 3px 0px 3px;vertical-align:bottom;text-align:center;">1.19</td> <td data-sheets-numberformat='{"1":2,"2":"0","3":1}' data-sheets-value='{"1":3,"3":36.08}' style="overflow:hidden;padding:0px 3px 0px 3px;vertical-align:bottom;text-align:center;">36</td> <td data-sheets-numberformat='{"1":2,"2":"0","3":1}' data-sheets-value='{"1":3,"3":54.78}' style="overflow:hidden;padding:0px 3px 0px 3px;vertical-align:bottom;text-align:center;">55</td> <td data-sheets-value='{"1":3,"3":24}' style="border-right:1px solid #000000;overflow:hidden;padding:0px 3px 0px 3px;vertical-align:bottom;text-align:center;">24</td> </tr> <tr style="height:20px;"> <td data-sheets-value='{"1":2,"2":"PC"}' style="border-left:1px solid #000000;overflow:hidden;padding:0px 3px 0px 3px;vertical-align:bottom;">PC</td> <td style="overflow:hidden;padding:0px 3px 0px 3px;vertical-align:bottom;"></td> <td data-sheets-value='{"1":2,"2":"Opal (D)"}' style="overflow:hidden;padding:0px 3px 0px 3px;vertical-align:bottom;">Opal (D)</td> <td data-sheets-numberformat='{"1":2,"2":"0.00","3":1}' data-sheets-value='{"1":3,"3":1.19}' style="overflow:hidden;padding:0px 3px 0px 3px;vertical-align:bottom;text-align:center;">1.19</td> <td data-sheets-numberformat='{"1":2,"2":"0","3":1}' data-sheets-value='{"1":3,"3":23.779999999999998}' style="overflow:hidden;padding:0px 3px 0px 3px;vertical-align:bottom;text-align:center;">24</td> <td data-sheets-numberformat='{"1":2,"2":"0","3":1}' data-sheets-value='{"1":3,"3":39.6}' style="overflow:hidden;padding:0px 3px 0px 3px;vertical-align:bottom;text-align:center;">40</td> <td data-sheets-value='{"1":3,"3":24}' style="border-right:1px solid #000000;overflow:hidden;padding:0px 3px 0px 3px;vertical-align:bottom;text-align:center;">24</td> </tr> <tr style="height:20px;"> <td style="border-left:1px solid #000000;overflow:hidden;padding:0px 3px 0px 3px;vertical-align:bottom;"></td> <td data-sheets-value='{"1":2,"2":"DW"}' style="overflow:hidden;padding:0px 3px 0px 3px;vertical-align:bottom;">DW</td> <td data-sheets-value='{"1":2,"2":"Clear (A/H)"}' style="overflow:hidden;padding:0px 3px 0px 3px;vertical-align:bottom;">Clear (A/H)</td> <td data-sheets-numberformat='{"1":2,"2":"0.00","3":1}' data-sheets-value='{"1":3,"3":0.98}' style="overflow:hidden;padding:0px 3px 0px 3px;vertical-align:bottom;text-align:center;">0.98</td> <td data-sheets-numberformat='{"1":2,"2":"0","3":1}' data-sheets-value='{"1":3,"3":32.39}' style="overflow:hidden;padding:0px 3px 0px 3px;vertical-align:bottom;text-align:center;">32</td> <td data-sheets-numberformat='{"1":2,"2":"0","3":1}' data-sheets-value='{"1":3,"3":47.52}' style="overflow:hidden;padding:0px 3px 0px 3px;vertical-align:bottom;text-align:center;">48</td> <td data-sheets-value='{"1":3,"3":26}' style="border-right:1px solid #000000;overflow:hidden;padding:0px 3px 0px 3px;vertical-align:bottom;text-align:center;">26</td> </tr> <tr style="height:20px;"> <td style="border-left:1px solid #000000;overflow:hidden;padding:0px 3px 0px 3px;vertical-align:bottom;"></td> <td style="overflow:hidden;padding:0px 3px 0px 3px;vertical-align:bottom;"></td> <td data-sheets-value='{"1":2,"2":"Clear (A/A)"}' style="overflow:hidden;padding:0px 3px 0px 3px;vertical-align:bottom;">Clear (A/A)</td> <td data-sheets-numberformat='{"1":2,"2":"0.00","3":1}' data-sheets-value='{"1":3,"3":0.98}' style="overflow:hidden;padding:0px 3px 0px 3px;vertical-align:bottom;text-align:center;">0.98</td> <td data-sheets-numberformat='{"1":2,"2":"0","3":1}' data-sheets-value='{"1":3,"3":31.569999999999997}' style="overflow:hidden;padding:0px 3px 0px 3px;vertical-align:bottom;text-align:center;">32</td> <td data-sheets-numberformat='{"1":2,"2":"0","3":1}' data-sheets-value='{"1":3,"3":45.54}' style="overflow:hidden;padding:0px 3px 0px 3px;vertical-align:bottom;text-align:center;">46</td> <td data-sheets-value='{"1":3,"3":26}' style="border-right:1px solid #000000;overflow:hidden;padding:0px 3px 0px 3px;vertical-align:bottom;text-align:center;">26</td> </tr> <tr style="height:20px;"> <td style="border-left:1px solid #000000;overflow:hidden;padding:0px 3px 0px 3px;vertical-align:bottom;"></td> <td style="overflow:hidden;padding:0px 3px 0px 3px;vertical-align:bottom;"></td> <td data-sheets-value='{"1":2,"2":"Opal (A/O)"}' style="overflow:hidden;padding:0px 3px 0px 3px;vertical-align:bottom;">Opal (A/O)</td> <td data-sheets-numberformat='{"1":2,"2":"0.00","3":1}' data-sheets-value='{"1":3,"3":0.98}' style="overflow:hidden;padding:0px 3px 0px 3px;vertical-align:bottom;text-align:center;">0.98</td> <td data-sheets-numberformat='{"1":2,"2":"0","3":1}' data-sheets-value='{"1":3,"3":29.93}' style="overflow:hidden;padding:0px 3px 0px 3px;vertical-align:bottom;text-align:center;">30</td> <td data-sheets-numberformat='{"1":2,"2":"0","3":1}' data-sheets-value='{"1":3,"3":41.580000000000005}' style="overflow:hidden;padding:0px 3px 0px 3px;vertical-align:bottom;text-align:center;">42</td> <td data-sheets-value='{"1":3,"3":26}' style="border-right:1px solid #000000;overflow:hidden;padding:0px 3px 0px 3px;vertical-align:bottom;text-align:center;">26</td> </tr> <tr style="height:20px;"> <td style="border-bottom:1px solid #000000;border-left:1px solid #000000;overflow:hidden;padding:0px 3px 0px 3px;vertical-align:bottom;"></td> <td style="border-bottom:1px solid #000000;overflow:hidden;padding:0px 3px 0px 3px;vertical-align:bottom;"></td> <td data-sheets-value='{"1":2,"2":"Opal (A/D)"}' style="border-bottom:1px solid #000000;overflow:hidden;padding:0px 3px 0px 3px;vertical-align:bottom;">Opal (A/D)</td> <td data-sheets-numberformat='{"1":2,"2":"0.00","3":1}' data-sheets-value='{"1":3,"3":0.98}' style="border-bottom:1px solid #000000;overflow:hidden;padding:0px 3px 0px 3px;vertical-align:bottom;text-align:center;">0.98</td> <td data-sheets-numberformat='{"1":2,"2":"0","3":1}' data-sheets-value='{"1":3,"3":20.91}' style="border-bottom:1px solid #000000;overflow:hidden;padding:0px 3px 0px 3px;vertical-align:bottom;text-align:center;">21</td> <td data-sheets-numberformat='{"1":2,"2":"0","3":1}' data-sheets-value='{"1":3,"3":33}' style="border-bottom:1px solid #000000;overflow:hidden;padding:0px 3px 0px 3px;vertical-align:bottom;text-align:center;">33</td> <td data-sheets-value='{"1":3,"3":26}' style="border-right:1px solid #000000;border-bottom:1px solid #000000;overflow:hidden;padding:0px 3px 0px 3px;vertical-align:bottom;text-align:center;">26</td> </tr> <tr style="height:20px;"> <td data-sheets-value='{"1":2,"2":"Polycarbonate"}' style="border-left:1px solid #000000;overflow:hidden;padding:0px 3px 0px 3px;vertical-align:bottom;">Polycarbonate</td> <td data-sheets-value='{"1":2,"2":"EW"}' style="overflow:hidden;padding:0px 3px 0px 3px;vertical-align:bottom;">EW</td> <td data-sheets-value='{"1":2,"2":"Heatstop Opal (T)"}' style="overflow:hidden;padding:0px 3px 0px 3px;vertical-align:bottom;">Heatstop Opal (T)</td> <td data-sheets-numberformat='{"1":2,"2":"0.00","3":1}' data-sheets-value='{"1":3,"3":1.19}' style="overflow:hidden;padding:0px 3px 0px 3px;vertical-align:bottom;text-align:center;">1.19</td> <td data-sheets-numberformat='{"1":2,"2":"0","3":1}' data-sheets-value='{"1":3,"3":20.09}' style="overflow:hidden;padding:0px 3px 0px 3px;vertical-align:bottom;text-align:center;">20</td> <td data-sheets-numberformat='{"1":2,"2":"0","3":1}' data-sheets-value='{"1":3,"3":38.940000000000005}' style="overflow:hidden;padding:0px 3px 0px 3px;vertical-align:bottom;text-align:center;">39</td> <td data-sheets-value='{"1":3,"3":24}' style="border-right:1px solid #000000;overflow:hidden;padding:0px 3px 0px 3px;vertical-align:bottom;text-align:center;">24</td> </tr> <tr style="height:20px;"> <td data-sheets-value='{"1":2,"2":"Heatstop PC"}' style="border-left:1px solid #000000;overflow:hidden;padding:0px 3px 0px 3px;vertical-align:bottom;">Heatstop PC</td> <td data-sheets-value='{"1":2,"2":"DW"}' style="overflow:hidden;padding:0px 3px 0px 3px;vertical-align:bottom;">DW</td> <td data-sheets-value='{"1":2,"2":"Clear (T/H)"}' style="overflow:hidden;padding:0px 3px 0px 3px;vertical-align:bottom;">Clear (T/H)</td> <td data-sheets-numberformat='{"1":2,"2":"0.00","3":1}' data-sheets-value='{"1":3,"3":0.98}' style="overflow:hidden;padding:0px 3px 0px 3px;vertical-align:bottom;text-align:center;">0.98</td> <td data-sheets-numberformat='{"1":2,"2":"0","3":1}' data-sheets-value='{"1":3,"3":18.04}' style="overflow:hidden;padding:0px 3px 0px 3px;vertical-align:bottom;text-align:center;">18</td> <td data-sheets-numberformat='{"1":2,"2":"0","3":1}' data-sheets-value='{"1":3,"3":33.660000000000004}' style="overflow:hidden;padding:0px 3px 0px 3px;vertical-align:bottom;text-align:center;">34</td> <td data-sheets-value='{"1":3,"3":26}' style="border-right:1px solid #000000;overflow:hidden;padding:0px 3px 0px 3px;vertical-align:bottom;text-align:center;">26</td> </tr> <tr style="height:20px;"> <td style="border-bottom:1px solid #000000;border-left:1px solid #000000;overflow:hidden;padding:0px 3px 0px 3px;vertical-align:bottom;"></td> <td style="border-bottom:1px solid #000000;overflow:hidden;padding:0px 3px 0px 3px;vertical-align:bottom;"></td> <td data-sheets-value='{"1":2,"2":"Opal (T/O)"}' style="border-bottom:1px solid #000000;overflow:hidden;padding:0px 3px 0px 3px;vertical-align:bottom;">Opal (T/O)</td> <td data-sheets-numberformat='{"1":2,"2":"0.00","3":1}' data-sheets-value='{"1":3,"3":0.98}' style="border-bottom:1px solid #000000;overflow:hidden;padding:0px 3px 0px 3px;vertical-align:bottom;text-align:center;">0.98</td> <td data-sheets-numberformat='{"1":2,"2":"0","3":1}' data-sheets-value='{"1":3,"3":16.81}' style="border-bottom:1px solid #000000;overflow:hidden;padding:0px 3px 0px 3px;vertical-align:bottom;text-align:center;">17</td> <td data-sheets-numberformat='{"1":2,"2":"0","3":1}' data-sheets-value='{"1":3,"3":29.700000000000003}' style="border-bottom:1px solid #000000;overflow:hidden;padding:0px 3px 0px 3px;vertical-align:bottom;text-align:center;">30</td> <td data-sheets-value='{"1":3,"3":26}' style="border-right:1px solid #000000;border-bottom:1px solid #000000;overflow:hidden;padding:0px 3px 0px 3px;vertical-align:bottom;text-align:center;">26</td> </tr> </tbody></table> | skylux-160-ce-met-koepel-en-pvc-opstand-35-30-met-lm-motor-en-pvc-raam-type-ep25-1000-x-2500-mm | 8586047684941 | 46872385716557
Smoke and heat exhaust (SHEV) | SHE system | Skylux | Skylux 160° CE with skylight and PVC curb 35/30 with double LM-actuator and PVC frame type EP25 1000 x 2800 mm |  | 50580 | 5412970505808 | 8949.2 | Yes | 30-45 | 141.39 | 1000 x 2800 mm | 2800 | 1000 |  | PVC 35/30 (35 cm high & roof opening = 30 cm larger than daylight size) | Rectangular | 1.19 W/m²K - 0.98 W/m²K | 57% - 30% | 37% - 17% | 24dB - 26dB | 160° CE (for industry) | PVC frame EP25 | without spoiler | E | Double actuator | Maximum double-walled skylight possible for this product | Ut-value LT-value g-value Rw-value EN 1873 : 2014 EN ISO 13468 EN 16153 EN 410 EN 410 EN ISO 140-3 Material Walls Shells (W/m²K) (%) (%) (dB) Acrylic EW Clear (H) 1.19 37 57 24 PMMA Opal (O) 1.19 34 50 24 DW Clear (H/H) 0.98 33 50 26 Opal (O/O) 0.98 28 38 26 Polycarbonate EW Clear (A) 1.19 36 55 24 PC Opal (D) 1.19 24 40 24 DW Clear (A/H) 0.98 32 48 26 Clear (A/A) 0.98 32 46 26 Opal (A/O) 0.98 30 42 26 Opal (A/D) 0.98 21 33 26 Polycarbonate EW Heatstop Opal (T) 1.19 20 39 24 Heatstop PC DW Clear (T/H) 0.98 18 34 26 Opal (T/O) 0.98 17 30 26 | https://skylux.eu/en/products/skylux-160-ce-met-koepel-en-pvc-opstand-35-30-met-lm-motor-en-pvc-raam-type-ep25-1000-x-2800-mm | https://skylux.eu/cdn/shop/files/Skylux-160deg-CE-met-koepel-en-pvc-opstand-3530-met-dubbele-LM-motor-en-pvc-raam-type-EP25-1000-x-2800-mm-RWA-systeem.jpg?v=1702982198&width=1600 | https://skylux.eu/cdn/shop/files/e5a82811-1bb0-48e4-a776-cacb59c7c092_a9a0a565-b706-40ed-983a-aa7a8c04b9b3.jpg?v=1688551562&width=1600 | //skylux.eu/cdn/shop/files/E_MH_Mounting_instructions_Skylux_160_CE_LM.pdf?v=12406716259046007223 | //skylux.eu/cdn/shop/files/E_TD_Technical_File_Skylux_Skylux_160_CE_Electric.pdf?v=3667116872303399239 | <style type="text/css" id="isPasted"><!--td {border: 1px solid #cccccc;}br {mso-data-placement:same-cell;}--></style><table border="1" cellpadding="0" cellspacing="0" dir="ltr" style="table-layout:fixed;font-size:10pt;font-family:Arial;border-collapse:collapse;border:none;"><tbody> <tr style="height:20px;"> <td style="overflow:hidden;padding:0px 3px 0px 3px;vertical-align:bottom;"></td> <td style="overflow:hidden;padding:0px 3px 0px 3px;vertical-align:bottom;"></td> <td style="overflow:hidden;padding:0px 3px 0px 3px;vertical-align:bottom;"></td> <td data-sheets-value='{"1":2,"2":"Ut-value"}' style="overflow:hidden;padding:0px 3px 0px 3px;vertical-align:bottom;font-weight:bold;text-align:center;">Ut-value</td> <td data-sheets-value='{"1":2,"2":"LT-value"}' style="overflow:hidden;padding:0px 3px 0px 3px;vertical-align:bottom;font-weight:bold;text-align:center;">LT-value</td> <td data-sheets-value='{"1":2,"2":"g-value"}' style="overflow:hidden;padding:0px 3px 0px 3px;vertical-align:bottom;font-weight:bold;text-align:center;">g-value</td> <td data-sheets-value='{"1":2,"2":"Rw-value "}' style="overflow:hidden;padding:0px 3px 0px 3px;vertical-align:bottom;font-weight:bold;text-align:center;">Rw-value </td> </tr> <tr style="height:20px;"> <td style="overflow:hidden;padding:0px 3px 0px 3px;vertical-align:bottom;"></td> <td style="overflow:hidden;padding:0px 3px 0px 3px;vertical-align:bottom;"></td> <td style="overflow:hidden;padding:0px 3px 0px 3px;vertical-align:bottom;"></td> <td data-sheets-numberformat='{"1":2,"2":"0.00","3":1}' data-sheets-value='{"1":2,"2":"EN 1873 : 2014"}' style="overflow:hidden;padding:0px 3px 0px 3px;vertical-align:bottom;text-align:center;">EN 1873 : 2014</td> <td data-sheets-numberformat='{"1":2,"2":"0","3":1}' data-sheets-value='{"1":2,"2":"EN ISO 13468 EN 16153 EN 410"}' style="overflow:hidden;padding:0px 3px 0px 3px;vertical-align:bottom;text-align:center;">EN ISO 13468 EN 16153 EN 410</td> <td data-sheets-numberformat='{"1":2,"2":"0","3":1}' data-sheets-value='{"1":2,"2":"EN 410"}' style="overflow:hidden;padding:0px 3px 0px 3px;vertical-align:bottom;text-align:center;">EN 410</td> <td data-sheets-value='{"1":2,"2":"EN ISO 140-3\t\t"}' style="overflow:hidden;padding:0px 3px 0px 3px;vertical-align:bottom;text-align:center;">EN ISO 140-3 </td> </tr> <tr style="height:20px;"> <td data-sheets-value='{"1":2,"2":"Material"}' style="border-bottom:1px solid #000000;overflow:hidden;padding:0px 3px 0px 3px;vertical-align:bottom;background-color:#000000;font-weight:bold;color:#ffffff;">Material</td> <td data-sheets-value='{"1":2,"2":"Walls"}' style="border-bottom:1px solid #000000;overflow:hidden;padding:0px 3px 0px 3px;vertical-align:bottom;background-color:#000000;font-weight:bold;color:#ffffff;">Walls</td> <td data-sheets-value='{"1":2,"2":"Shells"}' style="border-bottom:1px solid #000000;overflow:hidden;padding:0px 3px 0px 3px;vertical-align:bottom;background-color:#000000;font-weight:bold;color:#ffffff;">Shells</td> <td data-sheets-numberformat='{"1":2,"2":"0.00","3":1}' data-sheets-value='{"1":2,"2":"(W/m²K)\t"}' style="border-bottom:1px solid #000000;overflow:hidden;padding:0px 3px 0px 3px;vertical-align:bottom;background-color:#000000;font-weight:bold;color:#ffffff;text-align:center;">(W/m²K) </td> <td data-sheets-numberformat='{"1":2,"2":"0","3":1}' data-sheets-value='{"1":2,"2":"(%)"}' style="border-bottom:1px solid #000000;overflow:hidden;padding:0px 3px 0px 3px;vertical-align:bottom;background-color:#000000;font-weight:bold;color:#ffffff;text-align:center;">(%)</td> <td data-sheets-numberformat='{"1":2,"2":"0","3":1}' data-sheets-value='{"1":2,"2":"(%)"}' style="border-bottom:1px solid #000000;overflow:hidden;padding:0px 3px 0px 3px;vertical-align:bottom;background-color:#000000;font-weight:bold;color:#ffffff;text-align:center;">(%)</td> <td data-sheets-value='{"1":2,"2":"(dB)"}' style="border-bottom:1px solid #000000;overflow:hidden;padding:0px 3px 0px 3px;vertical-align:bottom;background-color:#000000;font-weight:bold;color:#ffffff;text-align:center;">(dB)</td> </tr> <tr style="height:20px;"> <td data-sheets-value='{"1":2,"2":"Acrylic"}' style="border-left:1px solid #000000;overflow:hidden;padding:0px 3px 0px 3px;vertical-align:bottom;">Acrylic</td> <td data-sheets-value='{"1":2,"2":"EW"}' style="overflow:hidden;padding:0px 3px 0px 3px;vertical-align:bottom;">EW</td> <td data-sheets-value='{"1":2,"2":"Clear (H)"}' style="overflow:hidden;padding:0px 3px 0px 3px;vertical-align:bottom;">Clear (H)</td> <td data-sheets-numberformat='{"1":2,"2":"0.00","3":1}' data-sheets-value='{"1":3,"3":1.19}' style="overflow:hidden;padding:0px 3px 0px 3px;vertical-align:bottom;text-align:center;">1.19</td> <td data-sheets-numberformat='{"1":2,"2":"0","3":1}' data-sheets-value='{"1":3,"3":36.9}' style="overflow:hidden;padding:0px 3px 0px 3px;vertical-align:bottom;text-align:center;">37</td> <td data-sheets-numberformat='{"1":2,"2":"0","3":1}' data-sheets-value='{"1":3,"3":57.42}' style="overflow:hidden;padding:0px 3px 0px 3px;vertical-align:bottom;text-align:center;">57</td> <td data-sheets-value='{"1":3,"3":24}' style="border-right:1px solid #000000;overflow:hidden;padding:0px 3px 0px 3px;vertical-align:bottom;text-align:center;">24</td> </tr> <tr style="height:20px;"> <td data-sheets-value='{"1":2,"2":"PMMA"}' style="border-left:1px solid #000000;overflow:hidden;padding:0px 3px 0px 3px;vertical-align:bottom;">PMMA</td> <td style="overflow:hidden;padding:0px 3px 0px 3px;vertical-align:bottom;"></td> <td data-sheets-value='{"1":2,"2":"Opal (O)"}' style="overflow:hidden;padding:0px 3px 0px 3px;vertical-align:bottom;">Opal (O)</td> <td data-sheets-numberformat='{"1":2,"2":"0.00","3":1}' data-sheets-value='{"1":3,"3":1.19}' style="overflow:hidden;padding:0px 3px 0px 3px;vertical-align:bottom;text-align:center;">1.19</td> <td data-sheets-numberformat='{"1":2,"2":"0","3":1}' data-sheets-value='{"1":3,"3":34.03}' style="overflow:hidden;padding:0px 3px 0px 3px;vertical-align:bottom;text-align:center;">34</td> <td data-sheets-numberformat='{"1":2,"2":"0","3":1}' data-sheets-value='{"1":3,"3":50.160000000000004}' style="overflow:hidden;padding:0px 3px 0px 3px;vertical-align:bottom;text-align:center;">50</td> <td data-sheets-value='{"1":3,"3":24}' style="border-right:1px solid #000000;overflow:hidden;padding:0px 3px 0px 3px;vertical-align:bottom;text-align:center;">24</td> </tr> <tr style="height:20px;"> <td style="border-left:1px solid #000000;overflow:hidden;padding:0px 3px 0px 3px;vertical-align:bottom;"></td> <td data-sheets-value='{"1":2,"2":"DW"}' style="overflow:hidden;padding:0px 3px 0px 3px;vertical-align:bottom;">DW</td> <td data-sheets-value='{"1":2,"2":"Clear (H/H)"}' style="overflow:hidden;padding:0px 3px 0px 3px;vertical-align:bottom;">Clear (H/H)</td> <td data-sheets-numberformat='{"1":2,"2":"0.00","3":1}' data-sheets-value='{"1":3,"3":0.98}' style="overflow:hidden;padding:0px 3px 0px 3px;vertical-align:bottom;text-align:center;">0.98</td> <td data-sheets-numberformat='{"1":2,"2":"0","3":1}' data-sheets-value='{"1":3,"3":33.21}' style="overflow:hidden;padding:0px 3px 0px 3px;vertical-align:bottom;text-align:center;">33</td> <td data-sheets-numberformat='{"1":2,"2":"0","3":1}' data-sheets-value='{"1":3,"3":49.5}' style="overflow:hidden;padding:0px 3px 0px 3px;vertical-align:bottom;text-align:center;">50</td> <td data-sheets-value='{"1":3,"3":26}' style="border-right:1px solid #000000;overflow:hidden;padding:0px 3px 0px 3px;vertical-align:bottom;text-align:center;">26</td> </tr> <tr style="height:20px;"> <td style="border-bottom:1px solid #000000;border-left:1px solid #000000;overflow:hidden;padding:0px 3px 0px 3px;vertical-align:bottom;"></td> <td style="border-bottom:1px solid #000000;overflow:hidden;padding:0px 3px 0px 3px;vertical-align:bottom;"></td> <td data-sheets-value='{"1":2,"2":"Opal (O/O)"}' style="border-bottom:1px solid #000000;overflow:hidden;padding:0px 3px 0px 3px;vertical-align:bottom;">Opal (O/O)</td> <td data-sheets-numberformat='{"1":2,"2":"0.00","3":1}' data-sheets-value='{"1":3,"3":0.98}' style="border-bottom:1px solid #000000;overflow:hidden;padding:0px 3px 0px 3px;vertical-align:bottom;text-align:center;">0.98</td> <td data-sheets-numberformat='{"1":2,"2":"0","3":1}' data-sheets-value='{"1":3,"3":28.29}' style="border-bottom:1px solid #000000;overflow:hidden;padding:0px 3px 0px 3px;vertical-align:bottom;text-align:center;">28</td> <td data-sheets-numberformat='{"1":2,"2":"0","3":1}' data-sheets-value='{"1":3,"3":38.28}' style="border-bottom:1px solid #000000;overflow:hidden;padding:0px 3px 0px 3px;vertical-align:bottom;text-align:center;">38</td> <td data-sheets-value='{"1":3,"3":26}' style="border-right:1px solid #000000;border-bottom:1px solid #000000;overflow:hidden;padding:0px 3px 0px 3px;vertical-align:bottom;text-align:center;">26</td> </tr> <tr style="height:20px;"> <td data-sheets-value='{"1":2,"2":"Polycarbonate "}' style="border-left:1px solid #000000;overflow:hidden;padding:0px 3px 0px 3px;vertical-align:bottom;">Polycarbonate </td> <td data-sheets-value='{"1":2,"2":"EW"}' style="overflow:hidden;padding:0px 3px 0px 3px;vertical-align:bottom;">EW</td> <td data-sheets-value='{"1":2,"2":"Clear (A)"}' style="overflow:hidden;padding:0px 3px 0px 3px;vertical-align:bottom;">Clear (A)</td> <td data-sheets-numberformat='{"1":2,"2":"0.00","3":1}' data-sheets-value='{"1":3,"3":1.19}' style="overflow:hidden;padding:0px 3px 0px 3px;vertical-align:bottom;text-align:center;">1.19</td> <td data-sheets-numberformat='{"1":2,"2":"0","3":1}' data-sheets-value='{"1":3,"3":36.08}' style="overflow:hidden;padding:0px 3px 0px 3px;vertical-align:bottom;text-align:center;">36</td> <td data-sheets-numberformat='{"1":2,"2":"0","3":1}' data-sheets-value='{"1":3,"3":54.78}' style="overflow:hidden;padding:0px 3px 0px 3px;vertical-align:bottom;text-align:center;">55</td> <td data-sheets-value='{"1":3,"3":24}' style="border-right:1px solid #000000;overflow:hidden;padding:0px 3px 0px 3px;vertical-align:bottom;text-align:center;">24</td> </tr> <tr style="height:20px;"> <td data-sheets-value='{"1":2,"2":"PC"}' style="border-left:1px solid #000000;overflow:hidden;padding:0px 3px 0px 3px;vertical-align:bottom;">PC</td> <td style="overflow:hidden;padding:0px 3px 0px 3px;vertical-align:bottom;"></td> <td data-sheets-value='{"1":2,"2":"Opal (D)"}' style="overflow:hidden;padding:0px 3px 0px 3px;vertical-align:bottom;">Opal (D)</td> <td data-sheets-numberformat='{"1":2,"2":"0.00","3":1}' data-sheets-value='{"1":3,"3":1.19}' style="overflow:hidden;padding:0px 3px 0px 3px;vertical-align:bottom;text-align:center;">1.19</td> <td data-sheets-numberformat='{"1":2,"2":"0","3":1}' data-sheets-value='{"1":3,"3":23.779999999999998}' style="overflow:hidden;padding:0px 3px 0px 3px;vertical-align:bottom;text-align:center;">24</td> <td data-sheets-numberformat='{"1":2,"2":"0","3":1}' data-sheets-value='{"1":3,"3":39.6}' style="overflow:hidden;padding:0px 3px 0px 3px;vertical-align:bottom;text-align:center;">40</td> <td data-sheets-value='{"1":3,"3":24}' style="border-right:1px solid #000000;overflow:hidden;padding:0px 3px 0px 3px;vertical-align:bottom;text-align:center;">24</td> </tr> <tr style="height:20px;"> <td style="border-left:1px solid #000000;overflow:hidden;padding:0px 3px 0px 3px;vertical-align:bottom;"></td> <td data-sheets-value='{"1":2,"2":"DW"}' style="overflow:hidden;padding:0px 3px 0px 3px;vertical-align:bottom;">DW</td> <td data-sheets-value='{"1":2,"2":"Clear (A/H)"}' style="overflow:hidden;padding:0px 3px 0px 3px;vertical-align:bottom;">Clear (A/H)</td> <td data-sheets-numberformat='{"1":2,"2":"0.00","3":1}' data-sheets-value='{"1":3,"3":0.98}' style="overflow:hidden;padding:0px 3px 0px 3px;vertical-align:bottom;text-align:center;">0.98</td> <td data-sheets-numberformat='{"1":2,"2":"0","3":1}' data-sheets-value='{"1":3,"3":32.39}' style="overflow:hidden;padding:0px 3px 0px 3px;vertical-align:bottom;text-align:center;">32</td> <td data-sheets-numberformat='{"1":2,"2":"0","3":1}' data-sheets-value='{"1":3,"3":47.52}' style="overflow:hidden;padding:0px 3px 0px 3px;vertical-align:bottom;text-align:center;">48</td> <td data-sheets-value='{"1":3,"3":26}' style="border-right:1px solid #000000;overflow:hidden;padding:0px 3px 0px 3px;vertical-align:bottom;text-align:center;">26</td> </tr> <tr style="height:20px;"> <td style="border-left:1px solid #000000;overflow:hidden;padding:0px 3px 0px 3px;vertical-align:bottom;"></td> <td style="overflow:hidden;padding:0px 3px 0px 3px;vertical-align:bottom;"></td> <td data-sheets-value='{"1":2,"2":"Clear (A/A)"}' style="overflow:hidden;padding:0px 3px 0px 3px;vertical-align:bottom;">Clear (A/A)</td> <td data-sheets-numberformat='{"1":2,"2":"0.00","3":1}' data-sheets-value='{"1":3,"3":0.98}' style="overflow:hidden;padding:0px 3px 0px 3px;vertical-align:bottom;text-align:center;">0.98</td> <td data-sheets-numberformat='{"1":2,"2":"0","3":1}' data-sheets-value='{"1":3,"3":31.569999999999997}' style="overflow:hidden;padding:0px 3px 0px 3px;vertical-align:bottom;text-align:center;">32</td> <td data-sheets-numberformat='{"1":2,"2":"0","3":1}' data-sheets-value='{"1":3,"3":45.54}' style="overflow:hidden;padding:0px 3px 0px 3px;vertical-align:bottom;text-align:center;">46</td> <td data-sheets-value='{"1":3,"3":26}' style="border-right:1px solid #000000;overflow:hidden;padding:0px 3px 0px 3px;vertical-align:bottom;text-align:center;">26</td> </tr> <tr style="height:20px;"> <td style="border-left:1px solid #000000;overflow:hidden;padding:0px 3px 0px 3px;vertical-align:bottom;"></td> <td style="overflow:hidden;padding:0px 3px 0px 3px;vertical-align:bottom;"></td> <td data-sheets-value='{"1":2,"2":"Opal (A/O)"}' style="overflow:hidden;padding:0px 3px 0px 3px;vertical-align:bottom;">Opal (A/O)</td> <td data-sheets-numberformat='{"1":2,"2":"0.00","3":1}' data-sheets-value='{"1":3,"3":0.98}' style="overflow:hidden;padding:0px 3px 0px 3px;vertical-align:bottom;text-align:center;">0.98</td> <td data-sheets-numberformat='{"1":2,"2":"0","3":1}' data-sheets-value='{"1":3,"3":29.93}' style="overflow:hidden;padding:0px 3px 0px 3px;vertical-align:bottom;text-align:center;">30</td> <td data-sheets-numberformat='{"1":2,"2":"0","3":1}' data-sheets-value='{"1":3,"3":41.580000000000005}' style="overflow:hidden;padding:0px 3px 0px 3px;vertical-align:bottom;text-align:center;">42</td> <td data-sheets-value='{"1":3,"3":26}' style="border-right:1px solid #000000;overflow:hidden;padding:0px 3px 0px 3px;vertical-align:bottom;text-align:center;">26</td> </tr> <tr style="height:20px;"> <td style="border-bottom:1px solid #000000;border-left:1px solid #000000;overflow:hidden;padding:0px 3px 0px 3px;vertical-align:bottom;"></td> <td style="border-bottom:1px solid #000000;overflow:hidden;padding:0px 3px 0px 3px;vertical-align:bottom;"></td> <td data-sheets-value='{"1":2,"2":"Opal (A/D)"}' style="border-bottom:1px solid #000000;overflow:hidden;padding:0px 3px 0px 3px;vertical-align:bottom;">Opal (A/D)</td> <td data-sheets-numberformat='{"1":2,"2":"0.00","3":1}' data-sheets-value='{"1":3,"3":0.98}' style="border-bottom:1px solid #000000;overflow:hidden;padding:0px 3px 0px 3px;vertical-align:bottom;text-align:center;">0.98</td> <td data-sheets-numberformat='{"1":2,"2":"0","3":1}' data-sheets-value='{"1":3,"3":20.91}' style="border-bottom:1px solid #000000;overflow:hidden;padding:0px 3px 0px 3px;vertical-align:bottom;text-align:center;">21</td> <td data-sheets-numberformat='{"1":2,"2":"0","3":1}' data-sheets-value='{"1":3,"3":33}' style="border-bottom:1px solid #000000;overflow:hidden;padding:0px 3px 0px 3px;vertical-align:bottom;text-align:center;">33</td> <td data-sheets-value='{"1":3,"3":26}' style="border-right:1px solid #000000;border-bottom:1px solid #000000;overflow:hidden;padding:0px 3px 0px 3px;vertical-align:bottom;text-align:center;">26</td> </tr> <tr style="height:20px;"> <td data-sheets-value='{"1":2,"2":"Polycarbonate"}' style="border-left:1px solid #000000;overflow:hidden;padding:0px 3px 0px 3px;vertical-align:bottom;">Polycarbonate</td> <td data-sheets-value='{"1":2,"2":"EW"}' style="overflow:hidden;padding:0px 3px 0px 3px;vertical-align:bottom;">EW</td> <td data-sheets-value='{"1":2,"2":"Heatstop Opal (T)"}' style="overflow:hidden;padding:0px 3px 0px 3px;vertical-align:bottom;">Heatstop Opal (T)</td> <td data-sheets-numberformat='{"1":2,"2":"0.00","3":1}' data-sheets-value='{"1":3,"3":1.19}' style="overflow:hidden;padding:0px 3px 0px 3px;vertical-align:bottom;text-align:center;">1.19</td> <td data-sheets-numberformat='{"1":2,"2":"0","3":1}' data-sheets-value='{"1":3,"3":20.09}' style="overflow:hidden;padding:0px 3px 0px 3px;vertical-align:bottom;text-align:center;">20</td> <td data-sheets-numberformat='{"1":2,"2":"0","3":1}' data-sheets-value='{"1":3,"3":38.940000000000005}' style="overflow:hidden;padding:0px 3px 0px 3px;vertical-align:bottom;text-align:center;">39</td> <td data-sheets-value='{"1":3,"3":24}' style="border-right:1px solid #000000;overflow:hidden;padding:0px 3px 0px 3px;vertical-align:bottom;text-align:center;">24</td> </tr> <tr style="height:20px;"> <td data-sheets-value='{"1":2,"2":"Heatstop PC"}' style="border-left:1px solid #000000;overflow:hidden;padding:0px 3px 0px 3px;vertical-align:bottom;">Heatstop PC</td> <td data-sheets-value='{"1":2,"2":"DW"}' style="overflow:hidden;padding:0px 3px 0px 3px;vertical-align:bottom;">DW</td> <td data-sheets-value='{"1":2,"2":"Clear (T/H)"}' style="overflow:hidden;padding:0px 3px 0px 3px;vertical-align:bottom;">Clear (T/H)</td> <td data-sheets-numberformat='{"1":2,"2":"0.00","3":1}' data-sheets-value='{"1":3,"3":0.98}' style="overflow:hidden;padding:0px 3px 0px 3px;vertical-align:bottom;text-align:center;">0.98</td> <td data-sheets-numberformat='{"1":2,"2":"0","3":1}' data-sheets-value='{"1":3,"3":18.04}' style="overflow:hidden;padding:0px 3px 0px 3px;vertical-align:bottom;text-align:center;">18</td> <td data-sheets-numberformat='{"1":2,"2":"0","3":1}' data-sheets-value='{"1":3,"3":33.660000000000004}' style="overflow:hidden;padding:0px 3px 0px 3px;vertical-align:bottom;text-align:center;">34</td> <td data-sheets-value='{"1":3,"3":26}' style="border-right:1px solid #000000;overflow:hidden;padding:0px 3px 0px 3px;vertical-align:bottom;text-align:center;">26</td> </tr> <tr style="height:20px;"> <td style="border-bottom:1px solid #000000;border-left:1px solid #000000;overflow:hidden;padding:0px 3px 0px 3px;vertical-align:bottom;"></td> <td style="border-bottom:1px solid #000000;overflow:hidden;padding:0px 3px 0px 3px;vertical-align:bottom;"></td> <td data-sheets-value='{"1":2,"2":"Opal (T/O)"}' style="border-bottom:1px solid #000000;overflow:hidden;padding:0px 3px 0px 3px;vertical-align:bottom;">Opal (T/O)</td> <td data-sheets-numberformat='{"1":2,"2":"0.00","3":1}' data-sheets-value='{"1":3,"3":0.98}' style="border-bottom:1px solid #000000;overflow:hidden;padding:0px 3px 0px 3px;vertical-align:bottom;text-align:center;">0.98</td> <td data-sheets-numberformat='{"1":2,"2":"0","3":1}' data-sheets-value='{"1":3,"3":16.81}' style="border-bottom:1px solid #000000;overflow:hidden;padding:0px 3px 0px 3px;vertical-align:bottom;text-align:center;">17</td> <td data-sheets-numberformat='{"1":2,"2":"0","3":1}' data-sheets-value='{"1":3,"3":29.700000000000003}' style="border-bottom:1px solid #000000;overflow:hidden;padding:0px 3px 0px 3px;vertical-align:bottom;text-align:center;">30</td> <td data-sheets-value='{"1":3,"3":26}' style="border-right:1px solid #000000;border-bottom:1px solid #000000;overflow:hidden;padding:0px 3px 0px 3px;vertical-align:bottom;text-align:center;">26</td> </tr> </tbody></table> | skylux-160-ce-met-koepel-en-pvc-opstand-35-30-met-lm-motor-en-pvc-raam-type-ep25-1000-x-2800-mm | 8586047750477 | 46872385782093
Smoke and heat exhaust (SHEV) | SHE system | Skylux | Skylux 160° CE with skylight and PVC curb 35/30 with double LM-actuator and PVC frame type EP25 1200 x 2400 mm |  | 50593 | 5412970505938 | 8925 | Yes | 30-45 | 150.04 | 1200 x 2400 mm | 2400 | 1200 |  | PVC 35/30 (35 cm high & roof opening = 30 cm larger than daylight size) | Rectangular | 1.19 W/m²K - 0.98 W/m²K | 57% - 30% | 37% - 17% | 24dB - 26dB | 160° CE (for industry) | PVC frame EP25 | without spoiler | E | Double actuator | Maximum double-walled skylight possible for this product | Ut-value LT-value g-value Rw-value EN 1873 : 2014 EN ISO 13468 EN 16153 EN 410 EN 410 EN ISO 140-3 Material Walls Shells (W/m²K) (%) (%) (dB) Acrylic EW Clear (H) 1.19 37 57 24 PMMA Opal (O) 1.19 34 50 24 DW Clear (H/H) 0.98 33 50 26 Opal (O/O) 0.98 28 38 26 Polycarbonate EW Clear (A) 1.19 36 55 24 PC Opal (D) 1.19 24 40 24 DW Clear (A/H) 0.98 32 48 26 Clear (A/A) 0.98 32 46 26 Opal (A/O) 0.98 30 42 26 Opal (A/D) 0.98 21 33 26 Polycarbonate EW Heatstop Opal (T) 1.19 20 39 24 Heatstop PC DW Clear (T/H) 0.98 18 34 26 Opal (T/O) 0.98 17 30 26 | https://skylux.eu/en/products/skylux-160-ce-met-koepel-en-pvc-opstand-35-30-met-lm-motor-en-pvc-raam-type-ep25-1200-x-2400-mm | https://skylux.eu/cdn/shop/files/Skylux-160deg-CE-met-koepel-en-pvc-opstand-3530-met-dubbele-LM-motor-en-pvc-raam-type-EP25-1200-x-2400-mm-RWA-systeem.jpg?v=1702982268&width=1600 | https://skylux.eu/cdn/shop/files/e5a82811-1bb0-48e4-a776-cacb59c7c092_cdb6a7c8-c62d-47e2-bec4-2db85d4735e0.jpg?v=1688551576&width=1600 | //skylux.eu/cdn/shop/files/E_MH_Mounting_instructions_Skylux_160_CE_LM.pdf?v=12406716259046007223 | //skylux.eu/cdn/shop/files/E_TD_Technical_File_Skylux_Skylux_160_CE_Electric.pdf?v=3667116872303399239 | <style type="text/css" id="isPasted"><!--td {border: 1px solid #cccccc;}br {mso-data-placement:same-cell;}--></style><table border="1" cellpadding="0" cellspacing="0" dir="ltr" style="table-layout:fixed;font-size:10pt;font-family:Arial;border-collapse:collapse;border:none;"><tbody> <tr style="height:20px;"> <td style="overflow:hidden;padding:0px 3px 0px 3px;vertical-align:bottom;"></td> <td style="overflow:hidden;padding:0px 3px 0px 3px;vertical-align:bottom;"></td> <td style="overflow:hidden;padding:0px 3px 0px 3px;vertical-align:bottom;"></td> <td data-sheets-value='{"1":2,"2":"Ut-value"}' style="overflow:hidden;padding:0px 3px 0px 3px;vertical-align:bottom;font-weight:bold;text-align:center;">Ut-value</td> <td data-sheets-value='{"1":2,"2":"LT-value"}' style="overflow:hidden;padding:0px 3px 0px 3px;vertical-align:bottom;font-weight:bold;text-align:center;">LT-value</td> <td data-sheets-value='{"1":2,"2":"g-value"}' style="overflow:hidden;padding:0px 3px 0px 3px;vertical-align:bottom;font-weight:bold;text-align:center;">g-value</td> <td data-sheets-value='{"1":2,"2":"Rw-value "}' style="overflow:hidden;padding:0px 3px 0px 3px;vertical-align:bottom;font-weight:bold;text-align:center;">Rw-value </td> </tr> <tr style="height:20px;"> <td style="overflow:hidden;padding:0px 3px 0px 3px;vertical-align:bottom;"></td> <td style="overflow:hidden;padding:0px 3px 0px 3px;vertical-align:bottom;"></td> <td style="overflow:hidden;padding:0px 3px 0px 3px;vertical-align:bottom;"></td> <td data-sheets-numberformat='{"1":2,"2":"0.00","3":1}' data-sheets-value='{"1":2,"2":"EN 1873 : 2014"}' style="overflow:hidden;padding:0px 3px 0px 3px;vertical-align:bottom;text-align:center;">EN 1873 : 2014</td> <td data-sheets-numberformat='{"1":2,"2":"0","3":1}' data-sheets-value='{"1":2,"2":"EN ISO 13468 EN 16153 EN 410"}' style="overflow:hidden;padding:0px 3px 0px 3px;vertical-align:bottom;text-align:center;">EN ISO 13468 EN 16153 EN 410</td> <td data-sheets-numberformat='{"1":2,"2":"0","3":1}' data-sheets-value='{"1":2,"2":"EN 410"}' style="overflow:hidden;padding:0px 3px 0px 3px;vertical-align:bottom;text-align:center;">EN 410</td> <td data-sheets-value='{"1":2,"2":"EN ISO 140-3\t\t"}' style="overflow:hidden;padding:0px 3px 0px 3px;vertical-align:bottom;text-align:center;">EN ISO 140-3 </td> </tr> <tr style="height:20px;"> <td data-sheets-value='{"1":2,"2":"Material"}' style="border-bottom:1px solid #000000;overflow:hidden;padding:0px 3px 0px 3px;vertical-align:bottom;background-color:#000000;font-weight:bold;color:#ffffff;">Material</td> <td data-sheets-value='{"1":2,"2":"Walls"}' style="border-bottom:1px solid #000000;overflow:hidden;padding:0px 3px 0px 3px;vertical-align:bottom;background-color:#000000;font-weight:bold;color:#ffffff;">Walls</td> <td data-sheets-value='{"1":2,"2":"Shells"}' style="border-bottom:1px solid #000000;overflow:hidden;padding:0px 3px 0px 3px;vertical-align:bottom;background-color:#000000;font-weight:bold;color:#ffffff;">Shells</td> <td data-sheets-numberformat='{"1":2,"2":"0.00","3":1}' data-sheets-value='{"1":2,"2":"(W/m²K)\t"}' style="border-bottom:1px solid #000000;overflow:hidden;padding:0px 3px 0px 3px;vertical-align:bottom;background-color:#000000;font-weight:bold;color:#ffffff;text-align:center;">(W/m²K) </td> <td data-sheets-numberformat='{"1":2,"2":"0","3":1}' data-sheets-value='{"1":2,"2":"(%)"}' style="border-bottom:1px solid #000000;overflow:hidden;padding:0px 3px 0px 3px;vertical-align:bottom;background-color:#000000;font-weight:bold;color:#ffffff;text-align:center;">(%)</td> <td data-sheets-numberformat='{"1":2,"2":"0","3":1}' data-sheets-value='{"1":2,"2":"(%)"}' style="border-bottom:1px solid #000000;overflow:hidden;padding:0px 3px 0px 3px;vertical-align:bottom;background-color:#000000;font-weight:bold;color:#ffffff;text-align:center;">(%)</td> <td data-sheets-value='{"1":2,"2":"(dB)"}' style="border-bottom:1px solid #000000;overflow:hidden;padding:0px 3px 0px 3px;vertical-align:bottom;background-color:#000000;font-weight:bold;color:#ffffff;text-align:center;">(dB)</td> </tr> <tr style="height:20px;"> <td data-sheets-value='{"1":2,"2":"Acrylic"}' style="border-left:1px solid #000000;overflow:hidden;padding:0px 3px 0px 3px;vertical-align:bottom;">Acrylic</td> <td data-sheets-value='{"1":2,"2":"EW"}' style="overflow:hidden;padding:0px 3px 0px 3px;vertical-align:bottom;">EW</td> <td data-sheets-value='{"1":2,"2":"Clear (H)"}' style="overflow:hidden;padding:0px 3px 0px 3px;vertical-align:bottom;">Clear (H)</td> <td data-sheets-numberformat='{"1":2,"2":"0.00","3":1}' data-sheets-value='{"1":3,"3":1.19}' style="overflow:hidden;padding:0px 3px 0px 3px;vertical-align:bottom;text-align:center;">1.19</td> <td data-sheets-numberformat='{"1":2,"2":"0","3":1}' data-sheets-value='{"1":3,"3":36.9}' style="overflow:hidden;padding:0px 3px 0px 3px;vertical-align:bottom;text-align:center;">37</td> <td data-sheets-numberformat='{"1":2,"2":"0","3":1}' data-sheets-value='{"1":3,"3":57.42}' style="overflow:hidden;padding:0px 3px 0px 3px;vertical-align:bottom;text-align:center;">57</td> <td data-sheets-value='{"1":3,"3":24}' style="border-right:1px solid #000000;overflow:hidden;padding:0px 3px 0px 3px;vertical-align:bottom;text-align:center;">24</td> </tr> <tr style="height:20px;"> <td data-sheets-value='{"1":2,"2":"PMMA"}' style="border-left:1px solid #000000;overflow:hidden;padding:0px 3px 0px 3px;vertical-align:bottom;">PMMA</td> <td style="overflow:hidden;padding:0px 3px 0px 3px;vertical-align:bottom;"></td> <td data-sheets-value='{"1":2,"2":"Opal (O)"}' style="overflow:hidden;padding:0px 3px 0px 3px;vertical-align:bottom;">Opal (O)</td> <td data-sheets-numberformat='{"1":2,"2":"0.00","3":1}' data-sheets-value='{"1":3,"3":1.19}' style="overflow:hidden;padding:0px 3px 0px 3px;vertical-align:bottom;text-align:center;">1.19</td> <td data-sheets-numberformat='{"1":2,"2":"0","3":1}' data-sheets-value='{"1":3,"3":34.03}' style="overflow:hidden;padding:0px 3px 0px 3px;vertical-align:bottom;text-align:center;">34</td> <td data-sheets-numberformat='{"1":2,"2":"0","3":1}' data-sheets-value='{"1":3,"3":50.160000000000004}' style="overflow:hidden;padding:0px 3px 0px 3px;vertical-align:bottom;text-align:center;">50</td> <td data-sheets-value='{"1":3,"3":24}' style="border-right:1px solid #000000;overflow:hidden;padding:0px 3px 0px 3px;vertical-align:bottom;text-align:center;">24</td> </tr> <tr style="height:20px;"> <td style="border-left:1px solid #000000;overflow:hidden;padding:0px 3px 0px 3px;vertical-align:bottom;"></td> <td data-sheets-value='{"1":2,"2":"DW"}' style="overflow:hidden;padding:0px 3px 0px 3px;vertical-align:bottom;">DW</td> <td data-sheets-value='{"1":2,"2":"Clear (H/H)"}' style="overflow:hidden;padding:0px 3px 0px 3px;vertical-align:bottom;">Clear (H/H)</td> <td data-sheets-numberformat='{"1":2,"2":"0.00","3":1}' data-sheets-value='{"1":3,"3":0.98}' style="overflow:hidden;padding:0px 3px 0px 3px;vertical-align:bottom;text-align:center;">0.98</td> <td data-sheets-numberformat='{"1":2,"2":"0","3":1}' data-sheets-value='{"1":3,"3":33.21}' style="overflow:hidden;padding:0px 3px 0px 3px;vertical-align:bottom;text-align:center;">33</td> <td data-sheets-numberformat='{"1":2,"2":"0","3":1}' data-sheets-value='{"1":3,"3":49.5}' style="overflow:hidden;padding:0px 3px 0px 3px;vertical-align:bottom;text-align:center;">50</td> <td data-sheets-value='{"1":3,"3":26}' style="border-right:1px solid #000000;overflow:hidden;padding:0px 3px 0px 3px;vertical-align:bottom;text-align:center;">26</td> </tr> <tr style="height:20px;"> <td style="border-bottom:1px solid #000000;border-left:1px solid #000000;overflow:hidden;padding:0px 3px 0px 3px;vertical-align:bottom;"></td> <td style="border-bottom:1px solid #000000;overflow:hidden;padding:0px 3px 0px 3px;vertical-align:bottom;"></td> <td data-sheets-value='{"1":2,"2":"Opal (O/O)"}' style="border-bottom:1px solid #000000;overflow:hidden;padding:0px 3px 0px 3px;vertical-align:bottom;">Opal (O/O)</td> <td data-sheets-numberformat='{"1":2,"2":"0.00","3":1}' data-sheets-value='{"1":3,"3":0.98}' style="border-bottom:1px solid #000000;overflow:hidden;padding:0px 3px 0px 3px;vertical-align:bottom;text-align:center;">0.98</td> <td data-sheets-numberformat='{"1":2,"2":"0","3":1}' data-sheets-value='{"1":3,"3":28.29}' style="border-bottom:1px solid #000000;overflow:hidden;padding:0px 3px 0px 3px;vertical-align:bottom;text-align:center;">28</td> <td data-sheets-numberformat='{"1":2,"2":"0","3":1}' data-sheets-value='{"1":3,"3":38.28}' style="border-bottom:1px solid #000000;overflow:hidden;padding:0px 3px 0px 3px;vertical-align:bottom;text-align:center;">38</td> <td data-sheets-value='{"1":3,"3":26}' style="border-right:1px solid #000000;border-bottom:1px solid #000000;overflow:hidden;padding:0px 3px 0px 3px;vertical-align:bottom;text-align:center;">26</td> </tr> <tr style="height:20px;"> <td data-sheets-value='{"1":2,"2":"Polycarbonate "}' style="border-left:1px solid #000000;overflow:hidden;padding:0px 3px 0px 3px;vertical-align:bottom;">Polycarbonate </td> <td data-sheets-value='{"1":2,"2":"EW"}' style="overflow:hidden;padding:0px 3px 0px 3px;vertical-align:bottom;">EW</td> <td data-sheets-value='{"1":2,"2":"Clear (A)"}' style="overflow:hidden;padding:0px 3px 0px 3px;vertical-align:bottom;">Clear (A)</td> <td data-sheets-numberformat='{"1":2,"2":"0.00","3":1}' data-sheets-value='{"1":3,"3":1.19}' style="overflow:hidden;padding:0px 3px 0px 3px;vertical-align:bottom;text-align:center;">1.19</td> <td data-sheets-numberformat='{"1":2,"2":"0","3":1}' data-sheets-value='{"1":3,"3":36.08}' style="overflow:hidden;padding:0px 3px 0px 3px;vertical-align:bottom;text-align:center;">36</td> <td data-sheets-numberformat='{"1":2,"2":"0","3":1}' data-sheets-value='{"1":3,"3":54.78}' style="overflow:hidden;padding:0px 3px 0px 3px;vertical-align:bottom;text-align:center;">55</td> <td data-sheets-value='{"1":3,"3":24}' style="border-right:1px solid #000000;overflow:hidden;padding:0px 3px 0px 3px;vertical-align:bottom;text-align:center;">24</td> </tr> <tr style="height:20px;"> <td data-sheets-value='{"1":2,"2":"PC"}' style="border-left:1px solid #000000;overflow:hidden;padding:0px 3px 0px 3px;vertical-align:bottom;">PC</td> <td style="overflow:hidden;padding:0px 3px 0px 3px;vertical-align:bottom;"></td> <td data-sheets-value='{"1":2,"2":"Opal (D)"}' style="overflow:hidden;padding:0px 3px 0px 3px;vertical-align:bottom;">Opal (D)</td> <td data-sheets-numberformat='{"1":2,"2":"0.00","3":1}' data-sheets-value='{"1":3,"3":1.19}' style="overflow:hidden;padding:0px 3px 0px 3px;vertical-align:bottom;text-align:center;">1.19</td> <td data-sheets-numberformat='{"1":2,"2":"0","3":1}' data-sheets-value='{"1":3,"3":23.779999999999998}' style="overflow:hidden;padding:0px 3px 0px 3px;vertical-align:bottom;text-align:center;">24</td> <td data-sheets-numberformat='{"1":2,"2":"0","3":1}' data-sheets-value='{"1":3,"3":39.6}' style="overflow:hidden;padding:0px 3px 0px 3px;vertical-align:bottom;text-align:center;">40</td> <td data-sheets-value='{"1":3,"3":24}' style="border-right:1px solid #000000;overflow:hidden;padding:0px 3px 0px 3px;vertical-align:bottom;text-align:center;">24</td> </tr> <tr style="height:20px;"> <td style="border-left:1px solid #000000;overflow:hidden;padding:0px 3px 0px 3px;vertical-align:bottom;"></td> <td data-sheets-value='{"1":2,"2":"DW"}' style="overflow:hidden;padding:0px 3px 0px 3px;vertical-align:bottom;">DW</td> <td data-sheets-value='{"1":2,"2":"Clear (A/H)"}' style="overflow:hidden;padding:0px 3px 0px 3px;vertical-align:bottom;">Clear (A/H)</td> <td data-sheets-numberformat='{"1":2,"2":"0.00","3":1}' data-sheets-value='{"1":3,"3":0.98}' style="overflow:hidden;padding:0px 3px 0px 3px;vertical-align:bottom;text-align:center;">0.98</td> <td data-sheets-numberformat='{"1":2,"2":"0","3":1}' data-sheets-value='{"1":3,"3":32.39}' style="overflow:hidden;padding:0px 3px 0px 3px;vertical-align:bottom;text-align:center;">32</td> <td data-sheets-numberformat='{"1":2,"2":"0","3":1}' data-sheets-value='{"1":3,"3":47.52}' style="overflow:hidden;padding:0px 3px 0px 3px;vertical-align:bottom;text-align:center;">48</td> <td data-sheets-value='{"1":3,"3":26}' style="border-right:1px solid #000000;overflow:hidden;padding:0px 3px 0px 3px;vertical-align:bottom;text-align:center;">26</td> </tr> <tr style="height:20px;"> <td style="border-left:1px solid #000000;overflow:hidden;padding:0px 3px 0px 3px;vertical-align:bottom;"></td> <td style="overflow:hidden;padding:0px 3px 0px 3px;vertical-align:bottom;"></td> <td data-sheets-value='{"1":2,"2":"Clear (A/A)"}' style="overflow:hidden;padding:0px 3px 0px 3px;vertical-align:bottom;">Clear (A/A)</td> <td data-sheets-numberformat='{"1":2,"2":"0.00","3":1}' data-sheets-value='{"1":3,"3":0.98}' style="overflow:hidden;padding:0px 3px 0px 3px;vertical-align:bottom;text-align:center;">0.98</td> <td data-sheets-numberformat='{"1":2,"2":"0","3":1}' data-sheets-value='{"1":3,"3":31.569999999999997}' style="overflow:hidden;padding:0px 3px 0px 3px;vertical-align:bottom;text-align:center;">32</td> <td data-sheets-numberformat='{"1":2,"2":"0","3":1}' data-sheets-value='{"1":3,"3":45.54}' style="overflow:hidden;padding:0px 3px 0px 3px;vertical-align:bottom;text-align:center;">46</td> <td data-sheets-value='{"1":3,"3":26}' style="border-right:1px solid #000000;overflow:hidden;padding:0px 3px 0px 3px;vertical-align:bottom;text-align:center;">26</td> </tr> <tr style="height:20px;"> <td style="border-left:1px solid #000000;overflow:hidden;padding:0px 3px 0px 3px;vertical-align:bottom;"></td> <td style="overflow:hidden;padding:0px 3px 0px 3px;vertical-align:bottom;"></td> <td data-sheets-value='{"1":2,"2":"Opal (A/O)"}' style="overflow:hidden;padding:0px 3px 0px 3px;vertical-align:bottom;">Opal (A/O)</td> <td data-sheets-numberformat='{"1":2,"2":"0.00","3":1}' data-sheets-value='{"1":3,"3":0.98}' style="overflow:hidden;padding:0px 3px 0px 3px;vertical-align:bottom;text-align:center;">0.98</td> <td data-sheets-numberformat='{"1":2,"2":"0","3":1}' data-sheets-value='{"1":3,"3":29.93}' style="overflow:hidden;padding:0px 3px 0px 3px;vertical-align:bottom;text-align:center;">30</td> <td data-sheets-numberformat='{"1":2,"2":"0","3":1}' data-sheets-value='{"1":3,"3":41.580000000000005}' style="overflow:hidden;padding:0px 3px 0px 3px;vertical-align:bottom;text-align:center;">42</td> <td data-sheets-value='{"1":3,"3":26}' style="border-right:1px solid #000000;overflow:hidden;padding:0px 3px 0px 3px;vertical-align:bottom;text-align:center;">26</td> </tr> <tr style="height:20px;"> <td style="border-bottom:1px solid #000000;border-left:1px solid #000000;overflow:hidden;padding:0px 3px 0px 3px;vertical-align:bottom;"></td> <td style="border-bottom:1px solid #000000;overflow:hidden;padding:0px 3px 0px 3px;vertical-align:bottom;"></td> <td data-sheets-value='{"1":2,"2":"Opal (A/D)"}' style="border-bottom:1px solid #000000;overflow:hidden;padding:0px 3px 0px 3px;vertical-align:bottom;">Opal (A/D)</td> <td data-sheets-numberformat='{"1":2,"2":"0.00","3":1}' data-sheets-value='{"1":3,"3":0.98}' style="border-bottom:1px solid #000000;overflow:hidden;padding:0px 3px 0px 3px;vertical-align:bottom;text-align:center;">0.98</td> <td data-sheets-numberformat='{"1":2,"2":"0","3":1}' data-sheets-value='{"1":3,"3":20.91}' style="border-bottom:1px solid #000000;overflow:hidden;padding:0px 3px 0px 3px;vertical-align:bottom;text-align:center;">21</td> <td data-sheets-numberformat='{"1":2,"2":"0","3":1}' data-sheets-value='{"1":3,"3":33}' style="border-bottom:1px solid #000000;overflow:hidden;padding:0px 3px 0px 3px;vertical-align:bottom;text-align:center;">33</td> <td data-sheets-value='{"1":3,"3":26}' style="border-right:1px solid #000000;border-bottom:1px solid #000000;overflow:hidden;padding:0px 3px 0px 3px;vertical-align:bottom;text-align:center;">26</td> </tr> <tr style="height:20px;"> <td data-sheets-value='{"1":2,"2":"Polycarbonate"}' style="border-left:1px solid #000000;overflow:hidden;padding:0px 3px 0px 3px;vertical-align:bottom;">Polycarbonate</td> <td data-sheets-value='{"1":2,"2":"EW"}' style="overflow:hidden;padding:0px 3px 0px 3px;vertical-align:bottom;">EW</td> <td data-sheets-value='{"1":2,"2":"Heatstop Opal (T)"}' style="overflow:hidden;padding:0px 3px 0px 3px;vertical-align:bottom;">Heatstop Opal (T)</td> <td data-sheets-numberformat='{"1":2,"2":"0.00","3":1}' data-sheets-value='{"1":3,"3":1.19}' style="overflow:hidden;padding:0px 3px 0px 3px;vertical-align:bottom;text-align:center;">1.19</td> <td data-sheets-numberformat='{"1":2,"2":"0","3":1}' data-sheets-value='{"1":3,"3":20.09}' style="overflow:hidden;padding:0px 3px 0px 3px;vertical-align:bottom;text-align:center;">20</td> <td data-sheets-numberformat='{"1":2,"2":"0","3":1}' data-sheets-value='{"1":3,"3":38.940000000000005}' style="overflow:hidden;padding:0px 3px 0px 3px;vertical-align:bottom;text-align:center;">39</td> <td data-sheets-value='{"1":3,"3":24}' style="border-right:1px solid #000000;overflow:hidden;padding:0px 3px 0px 3px;vertical-align:bottom;text-align:center;">24</td> </tr> <tr style="height:20px;"> <td data-sheets-value='{"1":2,"2":"Heatstop PC"}' style="border-left:1px solid #000000;overflow:hidden;padding:0px 3px 0px 3px;vertical-align:bottom;">Heatstop PC</td> <td data-sheets-value='{"1":2,"2":"DW"}' style="overflow:hidden;padding:0px 3px 0px 3px;vertical-align:bottom;">DW</td> <td data-sheets-value='{"1":2,"2":"Clear (T/H)"}' style="overflow:hidden;padding:0px 3px 0px 3px;vertical-align:bottom;">Clear (T/H)</td> <td data-sheets-numberformat='{"1":2,"2":"0.00","3":1}' data-sheets-value='{"1":3,"3":0.98}' style="overflow:hidden;padding:0px 3px 0px 3px;vertical-align:bottom;text-align:center;">0.98</td> <td data-sheets-numberformat='{"1":2,"2":"0","3":1}' data-sheets-value='{"1":3,"3":18.04}' style="overflow:hidden;padding:0px 3px 0px 3px;vertical-align:bottom;text-align:center;">18</td> <td data-sheets-numberformat='{"1":2,"2":"0","3":1}' data-sheets-value='{"1":3,"3":33.660000000000004}' style="overflow:hidden;padding:0px 3px 0px 3px;vertical-align:bottom;text-align:center;">34</td> <td data-sheets-value='{"1":3,"3":26}' style="border-right:1px solid #000000;overflow:hidden;padding:0px 3px 0px 3px;vertical-align:bottom;text-align:center;">26</td> </tr> <tr style="height:20px;"> <td style="border-bottom:1px solid #000000;border-left:1px solid #000000;overflow:hidden;padding:0px 3px 0px 3px;vertical-align:bottom;"></td> <td style="border-bottom:1px solid #000000;overflow:hidden;padding:0px 3px 0px 3px;vertical-align:bottom;"></td> <td data-sheets-value='{"1":2,"2":"Opal (T/O)"}' style="border-bottom:1px solid #000000;overflow:hidden;padding:0px 3px 0px 3px;vertical-align:bottom;">Opal (T/O)</td> <td data-sheets-numberformat='{"1":2,"2":"0.00","3":1}' data-sheets-value='{"1":3,"3":0.98}' style="border-bottom:1px solid #000000;overflow:hidden;padding:0px 3px 0px 3px;vertical-align:bottom;text-align:center;">0.98</td> <td data-sheets-numberformat='{"1":2,"2":"0","3":1}' data-sheets-value='{"1":3,"3":16.81}' style="border-bottom:1px solid #000000;overflow:hidden;padding:0px 3px 0px 3px;vertical-align:bottom;text-align:center;">17</td> <td data-sheets-numberformat='{"1":2,"2":"0","3":1}' data-sheets-value='{"1":3,"3":29.700000000000003}' style="border-bottom:1px solid #000000;overflow:hidden;padding:0px 3px 0px 3px;vertical-align:bottom;text-align:center;">30</td> <td data-sheets-value='{"1":3,"3":26}' style="border-right:1px solid #000000;border-bottom:1px solid #000000;overflow:hidden;padding:0px 3px 0px 3px;vertical-align:bottom;text-align:center;">26</td> </tr> </tbody></table> | skylux-160-ce-met-koepel-en-pvc-opstand-35-30-met-lm-motor-en-pvc-raam-type-ep25-1200-x-2400-mm | 8586048536909 | 46872387027277
Smoke and heat exhaust (SHEV) | SHE system | Skylux | Skylux 160° CE with skylight and PVC curb 35/30 with double LM-actuator and PVC frame type EP25 1300 x 2500 mm |  | 50600 | 5412970506003 | 9054.45 | Yes | 30-45 | 154.23 | 1300 x 2500 mm | 2500 | 1300 |  | PVC 35/30 (35 cm high & roof opening = 30 cm larger than daylight size) | Rectangular | 1.19 W/m²K - 0.98 W/m²K | 57% - 30% | 37% - 17% | 24dB - 26dB | 160° CE (for industry) | PVC frame EP25 | without spoiler | E | Double actuator | Maximum double-walled skylight possible for this product | Ut-value LT-value g-value Rw-value EN 1873 : 2014 EN ISO 13468 EN 16153 EN 410 EN 410 EN ISO 140-3 Material Walls Shells (W/m²K) (%) (%) (dB) Acrylic EW Clear (H) 1.19 37 57 24 PMMA Opal (O) 1.19 34 50 24 DW Clear (H/H) 0.98 33 50 26 Opal (O/O) 0.98 28 38 26 Polycarbonate EW Clear (A) 1.19 36 55 24 PC Opal (D) 1.19 24 40 24 DW Clear (A/H) 0.98 32 48 26 Clear (A/A) 0.98 32 46 26 Opal (A/O) 0.98 30 42 26 Opal (A/D) 0.98 21 33 26 Polycarbonate EW Heatstop Opal (T) 1.19 20 39 24 Heatstop PC DW Clear (T/H) 0.98 18 34 26 Opal (T/O) 0.98 17 30 26 | https://skylux.eu/en/products/skylux-160-ce-met-koepel-en-pvc-opstand-35-30-met-lm-motor-en-pvc-raam-type-ep25-1300-x-2500-mm | https://skylux.eu/cdn/shop/files/Skylux-160deg-CE-met-koepel-en-pvc-opstand-3530-met-dubbele-LM-motor-en-pvc-raam-type-EP25-1300-x-2500-mm-RWA-systeem.jpg?v=1702982307&width=1600 | https://skylux.eu/cdn/shop/files/e5a82811-1bb0-48e4-a776-cacb59c7c092_70c8901d-57d1-4b24-9a2f-5fd157e3f88f.jpg?v=1688551585&width=1600 | //skylux.eu/cdn/shop/files/E_MH_Mounting_instructions_Skylux_160_CE_LM.pdf?v=12406716259046007223 | //skylux.eu/cdn/shop/files/E_TD_Technical_File_Skylux_Skylux_160_CE_Electric.pdf?v=3667116872303399239 | <style type="text/css" id="isPasted"><!--td {border: 1px solid #cccccc;}br {mso-data-placement:same-cell;}--></style><table border="1" cellpadding="0" cellspacing="0" dir="ltr" style="table-layout:fixed;font-size:10pt;font-family:Arial;border-collapse:collapse;border:none;"><tbody> <tr style="height:20px;"> <td style="overflow:hidden;padding:0px 3px 0px 3px;vertical-align:bottom;"></td> <td style="overflow:hidden;padding:0px 3px 0px 3px;vertical-align:bottom;"></td> <td style="overflow:hidden;padding:0px 3px 0px 3px;vertical-align:bottom;"></td> <td data-sheets-value='{"1":2,"2":"Ut-value"}' style="overflow:hidden;padding:0px 3px 0px 3px;vertical-align:bottom;font-weight:bold;text-align:center;">Ut-value</td> <td data-sheets-value='{"1":2,"2":"LT-value"}' style="overflow:hidden;padding:0px 3px 0px 3px;vertical-align:bottom;font-weight:bold;text-align:center;">LT-value</td> <td data-sheets-value='{"1":2,"2":"g-value"}' style="overflow:hidden;padding:0px 3px 0px 3px;vertical-align:bottom;font-weight:bold;text-align:center;">g-value</td> <td data-sheets-value='{"1":2,"2":"Rw-value "}' style="overflow:hidden;padding:0px 3px 0px 3px;vertical-align:bottom;font-weight:bold;text-align:center;">Rw-value </td> </tr> <tr style="height:20px;"> <td style="overflow:hidden;padding:0px 3px 0px 3px;vertical-align:bottom;"></td> <td style="overflow:hidden;padding:0px 3px 0px 3px;vertical-align:bottom;"></td> <td style="overflow:hidden;padding:0px 3px 0px 3px;vertical-align:bottom;"></td> <td data-sheets-numberformat='{"1":2,"2":"0.00","3":1}' data-sheets-value='{"1":2,"2":"EN 1873 : 2014"}' style="overflow:hidden;padding:0px 3px 0px 3px;vertical-align:bottom;text-align:center;">EN 1873 : 2014</td> <td data-sheets-numberformat='{"1":2,"2":"0","3":1}' data-sheets-value='{"1":2,"2":"EN ISO 13468 EN 16153 EN 410"}' style="overflow:hidden;padding:0px 3px 0px 3px;vertical-align:bottom;text-align:center;">EN ISO 13468 EN 16153 EN 410</td> <td data-sheets-numberformat='{"1":2,"2":"0","3":1}' data-sheets-value='{"1":2,"2":"EN 410"}' style="overflow:hidden;padding:0px 3px 0px 3px;vertical-align:bottom;text-align:center;">EN 410</td> <td data-sheets-value='{"1":2,"2":"EN ISO 140-3\t\t"}' style="overflow:hidden;padding:0px 3px 0px 3px;vertical-align:bottom;text-align:center;">EN ISO 140-3 </td> </tr> <tr style="height:20px;"> <td data-sheets-value='{"1":2,"2":"Material"}' style="border-bottom:1px solid #000000;overflow:hidden;padding:0px 3px 0px 3px;vertical-align:bottom;background-color:#000000;font-weight:bold;color:#ffffff;">Material</td> <td data-sheets-value='{"1":2,"2":"Walls"}' style="border-bottom:1px solid #000000;overflow:hidden;padding:0px 3px 0px 3px;vertical-align:bottom;background-color:#000000;font-weight:bold;color:#ffffff;">Walls</td> <td data-sheets-value='{"1":2,"2":"Shells"}' style="border-bottom:1px solid #000000;overflow:hidden;padding:0px 3px 0px 3px;vertical-align:bottom;background-color:#000000;font-weight:bold;color:#ffffff;">Shells</td> <td data-sheets-numberformat='{"1":2,"2":"0.00","3":1}' data-sheets-value='{"1":2,"2":"(W/m²K)\t"}' style="border-bottom:1px solid #000000;overflow:hidden;padding:0px 3px 0px 3px;vertical-align:bottom;background-color:#000000;font-weight:bold;color:#ffffff;text-align:center;">(W/m²K) </td> <td data-sheets-numberformat='{"1":2,"2":"0","3":1}' data-sheets-value='{"1":2,"2":"(%)"}' style="border-bottom:1px solid #000000;overflow:hidden;padding:0px 3px 0px 3px;vertical-align:bottom;background-color:#000000;font-weight:bold;color:#ffffff;text-align:center;">(%)</td> <td data-sheets-numberformat='{"1":2,"2":"0","3":1}' data-sheets-value='{"1":2,"2":"(%)"}' style="border-bottom:1px solid #000000;overflow:hidden;padding:0px 3px 0px 3px;vertical-align:bottom;background-color:#000000;font-weight:bold;color:#ffffff;text-align:center;">(%)</td> <td data-sheets-value='{"1":2,"2":"(dB)"}' style="border-bottom:1px solid #000000;overflow:hidden;padding:0px 3px 0px 3px;vertical-align:bottom;background-color:#000000;font-weight:bold;color:#ffffff;text-align:center;">(dB)</td> </tr> <tr style="height:20px;"> <td data-sheets-value='{"1":2,"2":"Acrylic"}' style="border-left:1px solid #000000;overflow:hidden;padding:0px 3px 0px 3px;vertical-align:bottom;">Acrylic</td> <td data-sheets-value='{"1":2,"2":"EW"}' style="overflow:hidden;padding:0px 3px 0px 3px;vertical-align:bottom;">EW</td> <td data-sheets-value='{"1":2,"2":"Clear (H)"}' style="overflow:hidden;padding:0px 3px 0px 3px;vertical-align:bottom;">Clear (H)</td> <td data-sheets-numberformat='{"1":2,"2":"0.00","3":1}' data-sheets-value='{"1":3,"3":1.19}' style="overflow:hidden;padding:0px 3px 0px 3px;vertical-align:bottom;text-align:center;">1.19</td> <td data-sheets-numberformat='{"1":2,"2":"0","3":1}' data-sheets-value='{"1":3,"3":36.9}' style="overflow:hidden;padding:0px 3px 0px 3px;vertical-align:bottom;text-align:center;">37</td> <td data-sheets-numberformat='{"1":2,"2":"0","3":1}' data-sheets-value='{"1":3,"3":57.42}' style="overflow:hidden;padding:0px 3px 0px 3px;vertical-align:bottom;text-align:center;">57</td> <td data-sheets-value='{"1":3,"3":24}' style="border-right:1px solid #000000;overflow:hidden;padding:0px 3px 0px 3px;vertical-align:bottom;text-align:center;">24</td> </tr> <tr style="height:20px;"> <td data-sheets-value='{"1":2,"2":"PMMA"}' style="border-left:1px solid #000000;overflow:hidden;padding:0px 3px 0px 3px;vertical-align:bottom;">PMMA</td> <td style="overflow:hidden;padding:0px 3px 0px 3px;vertical-align:bottom;"></td> <td data-sheets-value='{"1":2,"2":"Opal (O)"}' style="overflow:hidden;padding:0px 3px 0px 3px;vertical-align:bottom;">Opal (O)</td> <td data-sheets-numberformat='{"1":2,"2":"0.00","3":1}' data-sheets-value='{"1":3,"3":1.19}' style="overflow:hidden;padding:0px 3px 0px 3px;vertical-align:bottom;text-align:center;">1.19</td> <td data-sheets-numberformat='{"1":2,"2":"0","3":1}' data-sheets-value='{"1":3,"3":34.03}' style="overflow:hidden;padding:0px 3px 0px 3px;vertical-align:bottom;text-align:center;">34</td> <td data-sheets-numberformat='{"1":2,"2":"0","3":1}' data-sheets-value='{"1":3,"3":50.160000000000004}' style="overflow:hidden;padding:0px 3px 0px 3px;vertical-align:bottom;text-align:center;">50</td> <td data-sheets-value='{"1":3,"3":24}' style="border-right:1px solid #000000;overflow:hidden;padding:0px 3px 0px 3px;vertical-align:bottom;text-align:center;">24</td> </tr> <tr style="height:20px;"> <td style="border-left:1px solid #000000;overflow:hidden;padding:0px 3px 0px 3px;vertical-align:bottom;"></td> <td data-sheets-value='{"1":2,"2":"DW"}' style="overflow:hidden;padding:0px 3px 0px 3px;vertical-align:bottom;">DW</td> <td data-sheets-value='{"1":2,"2":"Clear (H/H)"}' style="overflow:hidden;padding:0px 3px 0px 3px;vertical-align:bottom;">Clear (H/H)</td> <td data-sheets-numberformat='{"1":2,"2":"0.00","3":1}' data-sheets-value='{"1":3,"3":0.98}' style="overflow:hidden;padding:0px 3px 0px 3px;vertical-align:bottom;text-align:center;">0.98</td> <td data-sheets-numberformat='{"1":2,"2":"0","3":1}' data-sheets-value='{"1":3,"3":33.21}' style="overflow:hidden;padding:0px 3px 0px 3px;vertical-align:bottom;text-align:center;">33</td> <td data-sheets-numberformat='{"1":2,"2":"0","3":1}' data-sheets-value='{"1":3,"3":49.5}' style="overflow:hidden;padding:0px 3px 0px 3px;vertical-align:bottom;text-align:center;">50</td> <td data-sheets-value='{"1":3,"3":26}' style="border-right:1px solid #000000;overflow:hidden;padding:0px 3px 0px 3px;vertical-align:bottom;text-align:center;">26</td> </tr> <tr style="height:20px;"> <td style="border-bottom:1px solid #000000;border-left:1px solid #000000;overflow:hidden;padding:0px 3px 0px 3px;vertical-align:bottom;"></td> <td style="border-bottom:1px solid #000000;overflow:hidden;padding:0px 3px 0px 3px;vertical-align:bottom;"></td> <td data-sheets-value='{"1":2,"2":"Opal (O/O)"}' style="border-bottom:1px solid #000000;overflow:hidden;padding:0px 3px 0px 3px;vertical-align:bottom;">Opal (O/O)</td> <td data-sheets-numberformat='{"1":2,"2":"0.00","3":1}' data-sheets-value='{"1":3,"3":0.98}' style="border-bottom:1px solid #000000;overflow:hidden;padding:0px 3px 0px 3px;vertical-align:bottom;text-align:center;">0.98</td> <td data-sheets-numberformat='{"1":2,"2":"0","3":1}' data-sheets-value='{"1":3,"3":28.29}' style="border-bottom:1px solid #000000;overflow:hidden;padding:0px 3px 0px 3px;vertical-align:bottom;text-align:center;">28</td> <td data-sheets-numberformat='{"1":2,"2":"0","3":1}' data-sheets-value='{"1":3,"3":38.28}' style="border-bottom:1px solid #000000;overflow:hidden;padding:0px 3px 0px 3px;vertical-align:bottom;text-align:center;">38</td> <td data-sheets-value='{"1":3,"3":26}' style="border-right:1px solid #000000;border-bottom:1px solid #000000;overflow:hidden;padding:0px 3px 0px 3px;vertical-align:bottom;text-align:center;">26</td> </tr> <tr style="height:20px;"> <td data-sheets-value='{"1":2,"2":"Polycarbonate "}' style="border-left:1px solid #000000;overflow:hidden;padding:0px 3px 0px 3px;vertical-align:bottom;">Polycarbonate </td> <td data-sheets-value='{"1":2,"2":"EW"}' style="overflow:hidden;padding:0px 3px 0px 3px;vertical-align:bottom;">EW</td> <td data-sheets-value='{"1":2,"2":"Clear (A)"}' style="overflow:hidden;padding:0px 3px 0px 3px;vertical-align:bottom;">Clear (A)</td> <td data-sheets-numberformat='{"1":2,"2":"0.00","3":1}' data-sheets-value='{"1":3,"3":1.19}' style="overflow:hidden;padding:0px 3px 0px 3px;vertical-align:bottom;text-align:center;">1.19</td> <td data-sheets-numberformat='{"1":2,"2":"0","3":1}' data-sheets-value='{"1":3,"3":36.08}' style="overflow:hidden;padding:0px 3px 0px 3px;vertical-align:bottom;text-align:center;">36</td> <td data-sheets-numberformat='{"1":2,"2":"0","3":1}' data-sheets-value='{"1":3,"3":54.78}' style="overflow:hidden;padding:0px 3px 0px 3px;vertical-align:bottom;text-align:center;">55</td> <td data-sheets-value='{"1":3,"3":24}' style="border-right:1px solid #000000;overflow:hidden;padding:0px 3px 0px 3px;vertical-align:bottom;text-align:center;">24</td> </tr> <tr style="height:20px;"> <td data-sheets-value='{"1":2,"2":"PC"}' style="border-left:1px solid #000000;overflow:hidden;padding:0px 3px 0px 3px;vertical-align:bottom;">PC</td> <td style="overflow:hidden;padding:0px 3px 0px 3px;vertical-align:bottom;"></td> <td data-sheets-value='{"1":2,"2":"Opal (D)"}' style="overflow:hidden;padding:0px 3px 0px 3px;vertical-align:bottom;">Opal (D)</td> <td data-sheets-numberformat='{"1":2,"2":"0.00","3":1}' data-sheets-value='{"1":3,"3":1.19}' style="overflow:hidden;padding:0px 3px 0px 3px;vertical-align:bottom;text-align:center;">1.19</td> <td data-sheets-numberformat='{"1":2,"2":"0","3":1}' data-sheets-value='{"1":3,"3":23.779999999999998}' style="overflow:hidden;padding:0px 3px 0px 3px;vertical-align:bottom;text-align:center;">24</td> <td data-sheets-numberformat='{"1":2,"2":"0","3":1}' data-sheets-value='{"1":3,"3":39.6}' style="overflow:hidden;padding:0px 3px 0px 3px;vertical-align:bottom;text-align:center;">40</td> <td data-sheets-value='{"1":3,"3":24}' style="border-right:1px solid #000000;overflow:hidden;padding:0px 3px 0px 3px;vertical-align:bottom;text-align:center;">24</td> </tr> <tr style="height:20px;"> <td style="border-left:1px solid #000000;overflow:hidden;padding:0px 3px 0px 3px;vertical-align:bottom;"></td> <td data-sheets-value='{"1":2,"2":"DW"}' style="overflow:hidden;padding:0px 3px 0px 3px;vertical-align:bottom;">DW</td> <td data-sheets-value='{"1":2,"2":"Clear (A/H)"}' style="overflow:hidden;padding:0px 3px 0px 3px;vertical-align:bottom;">Clear (A/H)</td> <td data-sheets-numberformat='{"1":2,"2":"0.00","3":1}' data-sheets-value='{"1":3,"3":0.98}' style="overflow:hidden;padding:0px 3px 0px 3px;vertical-align:bottom;text-align:center;">0.98</td> <td data-sheets-numberformat='{"1":2,"2":"0","3":1}' data-sheets-value='{"1":3,"3":32.39}' style="overflow:hidden;padding:0px 3px 0px 3px;vertical-align:bottom;text-align:center;">32</td> <td data-sheets-numberformat='{"1":2,"2":"0","3":1}' data-sheets-value='{"1":3,"3":47.52}' style="overflow:hidden;padding:0px 3px 0px 3px;vertical-align:bottom;text-align:center;">48</td> <td data-sheets-value='{"1":3,"3":26}' style="border-right:1px solid #000000;overflow:hidden;padding:0px 3px 0px 3px;vertical-align:bottom;text-align:center;">26</td> </tr> <tr style="height:20px;"> <td style="border-left:1px solid #000000;overflow:hidden;padding:0px 3px 0px 3px;vertical-align:bottom;"></td> <td style="overflow:hidden;padding:0px 3px 0px 3px;vertical-align:bottom;"></td> <td data-sheets-value='{"1":2,"2":"Clear (A/A)"}' style="overflow:hidden;padding:0px 3px 0px 3px;vertical-align:bottom;">Clear (A/A)</td> <td data-sheets-numberformat='{"1":2,"2":"0.00","3":1}' data-sheets-value='{"1":3,"3":0.98}' style="overflow:hidden;padding:0px 3px 0px 3px;vertical-align:bottom;text-align:center;">0.98</td> <td data-sheets-numberformat='{"1":2,"2":"0","3":1}' data-sheets-value='{"1":3,"3":31.569999999999997}' style="overflow:hidden;padding:0px 3px 0px 3px;vertical-align:bottom;text-align:center;">32</td> <td data-sheets-numberformat='{"1":2,"2":"0","3":1}' data-sheets-value='{"1":3,"3":45.54}' style="overflow:hidden;padding:0px 3px 0px 3px;vertical-align:bottom;text-align:center;">46</td> <td data-sheets-value='{"1":3,"3":26}' style="border-right:1px solid #000000;overflow:hidden;padding:0px 3px 0px 3px;vertical-align:bottom;text-align:center;">26</td> </tr> <tr style="height:20px;"> <td style="border-left:1px solid #000000;overflow:hidden;padding:0px 3px 0px 3px;vertical-align:bottom;"></td> <td style="overflow:hidden;padding:0px 3px 0px 3px;vertical-align:bottom;"></td> <td data-sheets-value='{"1":2,"2":"Opal (A/O)"}' style="overflow:hidden;padding:0px 3px 0px 3px;vertical-align:bottom;">Opal (A/O)</td> <td data-sheets-numberformat='{"1":2,"2":"0.00","3":1}' data-sheets-value='{"1":3,"3":0.98}' style="overflow:hidden;padding:0px 3px 0px 3px;vertical-align:bottom;text-align:center;">0.98</td> <td data-sheets-numberformat='{"1":2,"2":"0","3":1}' data-sheets-value='{"1":3,"3":29.93}' style="overflow:hidden;padding:0px 3px 0px 3px;vertical-align:bottom;text-align:center;">30</td> <td data-sheets-numberformat='{"1":2,"2":"0","3":1}' data-sheets-value='{"1":3,"3":41.580000000000005}' style="overflow:hidden;padding:0px 3px 0px 3px;vertical-align:bottom;text-align:center;">42</td> <td data-sheets-value='{"1":3,"3":26}' style="border-right:1px solid #000000;overflow:hidden;padding:0px 3px 0px 3px;vertical-align:bottom;text-align:center;">26</td> </tr> <tr style="height:20px;"> <td style="border-bottom:1px solid #000000;border-left:1px solid #000000;overflow:hidden;padding:0px 3px 0px 3px;vertical-align:bottom;"></td> <td style="border-bottom:1px solid #000000;overflow:hidden;padding:0px 3px 0px 3px;vertical-align:bottom;"></td> <td data-sheets-value='{"1":2,"2":"Opal (A/D)"}' style="border-bottom:1px solid #000000;overflow:hidden;padding:0px 3px 0px 3px;vertical-align:bottom;">Opal (A/D)</td> <td data-sheets-numberformat='{"1":2,"2":"0.00","3":1}' data-sheets-value='{"1":3,"3":0.98}' style="border-bottom:1px solid #000000;overflow:hidden;padding:0px 3px 0px 3px;vertical-align:bottom;text-align:center;">0.98</td> <td data-sheets-numberformat='{"1":2,"2":"0","3":1}' data-sheets-value='{"1":3,"3":20.91}' style="border-bottom:1px solid #000000;overflow:hidden;padding:0px 3px 0px 3px;vertical-align:bottom;text-align:center;">21</td> <td data-sheets-numberformat='{"1":2,"2":"0","3":1}' data-sheets-value='{"1":3,"3":33}' style="border-bottom:1px solid #000000;overflow:hidden;padding:0px 3px 0px 3px;vertical-align:bottom;text-align:center;">33</td> <td data-sheets-value='{"1":3,"3":26}' style="border-right:1px solid #000000;border-bottom:1px solid #000000;overflow:hidden;padding:0px 3px 0px 3px;vertical-align:bottom;text-align:center;">26</td> </tr> <tr style="height:20px;"> <td data-sheets-value='{"1":2,"2":"Polycarbonate"}' style="border-left:1px solid #000000;overflow:hidden;padding:0px 3px 0px 3px;vertical-align:bottom;">Polycarbonate</td> <td data-sheets-value='{"1":2,"2":"EW"}' style="overflow:hidden;padding:0px 3px 0px 3px;vertical-align:bottom;">EW</td> <td data-sheets-value='{"1":2,"2":"Heatstop Opal (T)"}' style="overflow:hidden;padding:0px 3px 0px 3px;vertical-align:bottom;">Heatstop Opal (T)</td> <td data-sheets-numberformat='{"1":2,"2":"0.00","3":1}' data-sheets-value='{"1":3,"3":1.19}' style="overflow:hidden;padding:0px 3px 0px 3px;vertical-align:bottom;text-align:center;">1.19</td> <td data-sheets-numberformat='{"1":2,"2":"0","3":1}' data-sheets-value='{"1":3,"3":20.09}' style="overflow:hidden;padding:0px 3px 0px 3px;vertical-align:bottom;text-align:center;">20</td> <td data-sheets-numberformat='{"1":2,"2":"0","3":1}' data-sheets-value='{"1":3,"3":38.940000000000005}' style="overflow:hidden;padding:0px 3px 0px 3px;vertical-align:bottom;text-align:center;">39</td> <td data-sheets-value='{"1":3,"3":24}' style="border-right:1px solid #000000;overflow:hidden;padding:0px 3px 0px 3px;vertical-align:bottom;text-align:center;">24</td> </tr> <tr style="height:20px;"> <td data-sheets-value='{"1":2,"2":"Heatstop PC"}' style="border-left:1px solid #000000;overflow:hidden;padding:0px 3px 0px 3px;vertical-align:bottom;">Heatstop PC</td> <td data-sheets-value='{"1":2,"2":"DW"}' style="overflow:hidden;padding:0px 3px 0px 3px;vertical-align:bottom;">DW</td> <td data-sheets-value='{"1":2,"2":"Clear (T/H)"}' style="overflow:hidden;padding:0px 3px 0px 3px;vertical-align:bottom;">Clear (T/H)</td> <td data-sheets-numberformat='{"1":2,"2":"0.00","3":1}' data-sheets-value='{"1":3,"3":0.98}' style="overflow:hidden;padding:0px 3px 0px 3px;vertical-align:bottom;text-align:center;">0.98</td> <td data-sheets-numberformat='{"1":2,"2":"0","3":1}' data-sheets-value='{"1":3,"3":18.04}' style="overflow:hidden;padding:0px 3px 0px 3px;vertical-align:bottom;text-align:center;">18</td> <td data-sheets-numberformat='{"1":2,"2":"0","3":1}' data-sheets-value='{"1":3,"3":33.660000000000004}' style="overflow:hidden;padding:0px 3px 0px 3px;vertical-align:bottom;text-align:center;">34</td> <td data-sheets-value='{"1":3,"3":26}' style="border-right:1px solid #000000;overflow:hidden;padding:0px 3px 0px 3px;vertical-align:bottom;text-align:center;">26</td> </tr> <tr style="height:20px;"> <td style="border-bottom:1px solid #000000;border-left:1px solid #000000;overflow:hidden;padding:0px 3px 0px 3px;vertical-align:bottom;"></td> <td style="border-bottom:1px solid #000000;overflow:hidden;padding:0px 3px 0px 3px;vertical-align:bottom;"></td> <td data-sheets-value='{"1":2,"2":"Opal (T/O)"}' style="border-bottom:1px solid #000000;overflow:hidden;padding:0px 3px 0px 3px;vertical-align:bottom;">Opal (T/O)</td> <td data-sheets-numberformat='{"1":2,"2":"0.00","3":1}' data-sheets-value='{"1":3,"3":0.98}' style="border-bottom:1px solid #000000;overflow:hidden;padding:0px 3px 0px 3px;vertical-align:bottom;text-align:center;">0.98</td> <td data-sheets-numberformat='{"1":2,"2":"0","3":1}' data-sheets-value='{"1":3,"3":16.81}' style="border-bottom:1px solid #000000;overflow:hidden;padding:0px 3px 0px 3px;vertical-align:bottom;text-align:center;">17</td> <td data-sheets-numberformat='{"1":2,"2":"0","3":1}' data-sheets-value='{"1":3,"3":29.700000000000003}' style="border-bottom:1px solid #000000;overflow:hidden;padding:0px 3px 0px 3px;vertical-align:bottom;text-align:center;">30</td> <td data-sheets-value='{"1":3,"3":26}' style="border-right:1px solid #000000;border-bottom:1px solid #000000;overflow:hidden;padding:0px 3px 0px 3px;vertical-align:bottom;text-align:center;">26</td> </tr> </tbody></table> | skylux-160-ce-met-koepel-en-pvc-opstand-35-30-met-lm-motor-en-pvc-raam-type-ep25-1300-x-2500-mm | 8586048897357 | 46872387584333
Smoke and heat exhaust (SHEV) | SHE system | Skylux | Skylux 160° CE with skylight and PVC curb 35/30 with double LM-actuator and PVC frame type EP25 1300 x 2800 mm |  | 50601 | 5412970506010 | 9451.35 | Yes | 30-45 | 163.63 | 1300 x 2800 mm | 2800 | 1300 |  | PVC 35/30 (35 cm high & roof opening = 30 cm larger than daylight size) | Rectangular | 1.19 W/m²K - 0.98 W/m²K | 57% - 30% | 37% - 17% | 24dB - 26dB | 160° CE (for industry) | PVC frame EP25 | without spoiler | E | Double actuator | Maximum double-walled skylight possible for this product | Ut-value LT-value g-value Rw-value EN 1873 : 2014 EN ISO 13468 EN 16153 EN 410 EN 410 EN ISO 140-3 Material Walls Shells (W/m²K) (%) (%) (dB) Acrylic EW Clear (H) 1.19 37 57 24 PMMA Opal (O) 1.19 34 50 24 DW Clear (H/H) 0.98 33 50 26 Opal (O/O) 0.98 28 38 26 Polycarbonate EW Clear (A) 1.19 36 55 24 PC Opal (D) 1.19 24 40 24 DW Clear (A/H) 0.98 32 48 26 Clear (A/A) 0.98 32 46 26 Opal (A/O) 0.98 30 42 26 Opal (A/D) 0.98 21 33 26 Polycarbonate EW Heatstop Opal (T) 1.19 20 39 24 Heatstop PC DW Clear (T/H) 0.98 18 34 26 Opal (T/O) 0.98 17 30 26 | https://skylux.eu/en/products/skylux-160-ce-met-koepel-en-pvc-opstand-35-30-met-lm-motor-en-pvc-raam-type-ep25-1300-x-2800-mm | https://skylux.eu/cdn/shop/files/Skylux-160deg-CE-met-koepel-en-pvc-opstand-3530-met-dubbele-LM-motor-en-pvc-raam-type-EP25-1300-x-2800-mm-RWA-systeem.jpg?v=1702982312&width=1600 | https://skylux.eu/cdn/shop/files/e5a82811-1bb0-48e4-a776-cacb59c7c092_b989a0d5-64d3-482c-ac4a-bfd843e148df.jpg?v=1688551587&width=1600 | //skylux.eu/cdn/shop/files/E_MH_Mounting_instructions_Skylux_160_CE_LM.pdf?v=12406716259046007223 | //skylux.eu/cdn/shop/files/E_TD_Technical_File_Skylux_Skylux_160_CE_Electric.pdf?v=3667116872303399239 | <style type="text/css" id="isPasted"><!--td {border: 1px solid #cccccc;}br {mso-data-placement:same-cell;}--></style><table border="1" cellpadding="0" cellspacing="0" dir="ltr" style="table-layout:fixed;font-size:10pt;font-family:Arial;border-collapse:collapse;border:none;"><tbody> <tr style="height:20px;"> <td style="overflow:hidden;padding:0px 3px 0px 3px;vertical-align:bottom;"></td> <td style="overflow:hidden;padding:0px 3px 0px 3px;vertical-align:bottom;"></td> <td style="overflow:hidden;padding:0px 3px 0px 3px;vertical-align:bottom;"></td> <td data-sheets-value='{"1":2,"2":"Ut-value"}' style="overflow:hidden;padding:0px 3px 0px 3px;vertical-align:bottom;font-weight:bold;text-align:center;">Ut-value</td> <td data-sheets-value='{"1":2,"2":"LT-value"}' style="overflow:hidden;padding:0px 3px 0px 3px;vertical-align:bottom;font-weight:bold;text-align:center;">LT-value</td> <td data-sheets-value='{"1":2,"2":"g-value"}' style="overflow:hidden;padding:0px 3px 0px 3px;vertical-align:bottom;font-weight:bold;text-align:center;">g-value</td> <td data-sheets-value='{"1":2,"2":"Rw-value "}' style="overflow:hidden;padding:0px 3px 0px 3px;vertical-align:bottom;font-weight:bold;text-align:center;">Rw-value </td> </tr> <tr style="height:20px;"> <td style="overflow:hidden;padding:0px 3px 0px 3px;vertical-align:bottom;"></td> <td style="overflow:hidden;padding:0px 3px 0px 3px;vertical-align:bottom;"></td> <td style="overflow:hidden;padding:0px 3px 0px 3px;vertical-align:bottom;"></td> <td data-sheets-numberformat='{"1":2,"2":"0.00","3":1}' data-sheets-value='{"1":2,"2":"EN 1873 : 2014"}' style="overflow:hidden;padding:0px 3px 0px 3px;vertical-align:bottom;text-align:center;">EN 1873 : 2014</td> <td data-sheets-numberformat='{"1":2,"2":"0","3":1}' data-sheets-value='{"1":2,"2":"EN ISO 13468 EN 16153 EN 410"}' style="overflow:hidden;padding:0px 3px 0px 3px;vertical-align:bottom;text-align:center;">EN ISO 13468 EN 16153 EN 410</td> <td data-sheets-numberformat='{"1":2,"2":"0","3":1}' data-sheets-value='{"1":2,"2":"EN 410"}' style="overflow:hidden;padding:0px 3px 0px 3px;vertical-align:bottom;text-align:center;">EN 410</td> <td data-sheets-value='{"1":2,"2":"EN ISO 140-3\t\t"}' style="overflow:hidden;padding:0px 3px 0px 3px;vertical-align:bottom;text-align:center;">EN ISO 140-3 </td> </tr> <tr style="height:20px;"> <td data-sheets-value='{"1":2,"2":"Material"}' style="border-bottom:1px solid #000000;overflow:hidden;padding:0px 3px 0px 3px;vertical-align:bottom;background-color:#000000;font-weight:bold;color:#ffffff;">Material</td> <td data-sheets-value='{"1":2,"2":"Walls"}' style="border-bottom:1px solid #000000;overflow:hidden;padding:0px 3px 0px 3px;vertical-align:bottom;background-color:#000000;font-weight:bold;color:#ffffff;">Walls</td> <td data-sheets-value='{"1":2,"2":"Shells"}' style="border-bottom:1px solid #000000;overflow:hidden;padding:0px 3px 0px 3px;vertical-align:bottom;background-color:#000000;font-weight:bold;color:#ffffff;">Shells</td> <td data-sheets-numberformat='{"1":2,"2":"0.00","3":1}' data-sheets-value='{"1":2,"2":"(W/m²K)\t"}' style="border-bottom:1px solid #000000;overflow:hidden;padding:0px 3px 0px 3px;vertical-align:bottom;background-color:#000000;font-weight:bold;color:#ffffff;text-align:center;">(W/m²K) </td> <td data-sheets-numberformat='{"1":2,"2":"0","3":1}' data-sheets-value='{"1":2,"2":"(%)"}' style="border-bottom:1px solid #000000;overflow:hidden;padding:0px 3px 0px 3px;vertical-align:bottom;background-color:#000000;font-weight:bold;color:#ffffff;text-align:center;">(%)</td> <td data-sheets-numberformat='{"1":2,"2":"0","3":1}' data-sheets-value='{"1":2,"2":"(%)"}' style="border-bottom:1px solid #000000;overflow:hidden;padding:0px 3px 0px 3px;vertical-align:bottom;background-color:#000000;font-weight:bold;color:#ffffff;text-align:center;">(%)</td> <td data-sheets-value='{"1":2,"2":"(dB)"}' style="border-bottom:1px solid #000000;overflow:hidden;padding:0px 3px 0px 3px;vertical-align:bottom;background-color:#000000;font-weight:bold;color:#ffffff;text-align:center;">(dB)</td> </tr> <tr style="height:20px;"> <td data-sheets-value='{"1":2,"2":"Acrylic"}' style="border-left:1px solid #000000;overflow:hidden;padding:0px 3px 0px 3px;vertical-align:bottom;">Acrylic</td> <td data-sheets-value='{"1":2,"2":"EW"}' style="overflow:hidden;padding:0px 3px 0px 3px;vertical-align:bottom;">EW</td> <td data-sheets-value='{"1":2,"2":"Clear (H)"}' style="overflow:hidden;padding:0px 3px 0px 3px;vertical-align:bottom;">Clear (H)</td> <td data-sheets-numberformat='{"1":2,"2":"0.00","3":1}' data-sheets-value='{"1":3,"3":1.19}' style="overflow:hidden;padding:0px 3px 0px 3px;vertical-align:bottom;text-align:center;">1.19</td> <td data-sheets-numberformat='{"1":2,"2":"0","3":1}' data-sheets-value='{"1":3,"3":36.9}' style="overflow:hidden;padding:0px 3px 0px 3px;vertical-align:bottom;text-align:center;">37</td> <td data-sheets-numberformat='{"1":2,"2":"0","3":1}' data-sheets-value='{"1":3,"3":57.42}' style="overflow:hidden;padding:0px 3px 0px 3px;vertical-align:bottom;text-align:center;">57</td> <td data-sheets-value='{"1":3,"3":24}' style="border-right:1px solid #000000;overflow:hidden;padding:0px 3px 0px 3px;vertical-align:bottom;text-align:center;">24</td> </tr> <tr style="height:20px;"> <td data-sheets-value='{"1":2,"2":"PMMA"}' style="border-left:1px solid #000000;overflow:hidden;padding:0px 3px 0px 3px;vertical-align:bottom;">PMMA</td> <td style="overflow:hidden;padding:0px 3px 0px 3px;vertical-align:bottom;"></td> <td data-sheets-value='{"1":2,"2":"Opal (O)"}' style="overflow:hidden;padding:0px 3px 0px 3px;vertical-align:bottom;">Opal (O)</td> <td data-sheets-numberformat='{"1":2,"2":"0.00","3":1}' data-sheets-value='{"1":3,"3":1.19}' style="overflow:hidden;padding:0px 3px 0px 3px;vertical-align:bottom;text-align:center;">1.19</td> <td data-sheets-numberformat='{"1":2,"2":"0","3":1}' data-sheets-value='{"1":3,"3":34.03}' style="overflow:hidden;padding:0px 3px 0px 3px;vertical-align:bottom;text-align:center;">34</td> <td data-sheets-numberformat='{"1":2,"2":"0","3":1}' data-sheets-value='{"1":3,"3":50.160000000000004}' style="overflow:hidden;padding:0px 3px 0px 3px;vertical-align:bottom;text-align:center;">50</td> <td data-sheets-value='{"1":3,"3":24}' style="border-right:1px solid #000000;overflow:hidden;padding:0px 3px 0px 3px;vertical-align:bottom;text-align:center;">24</td> </tr> <tr style="height:20px;"> <td style="border-left:1px solid #000000;overflow:hidden;padding:0px 3px 0px 3px;vertical-align:bottom;"></td> <td data-sheets-value='{"1":2,"2":"DW"}' style="overflow:hidden;padding:0px 3px 0px 3px;vertical-align:bottom;">DW</td> <td data-sheets-value='{"1":2,"2":"Clear (H/H)"}' style="overflow:hidden;padding:0px 3px 0px 3px;vertical-align:bottom;">Clear (H/H)</td> <td data-sheets-numberformat='{"1":2,"2":"0.00","3":1}' data-sheets-value='{"1":3,"3":0.98}' style="overflow:hidden;padding:0px 3px 0px 3px;vertical-align:bottom;text-align:center;">0.98</td> <td data-sheets-numberformat='{"1":2,"2":"0","3":1}' data-sheets-value='{"1":3,"3":33.21}' style="overflow:hidden;padding:0px 3px 0px 3px;vertical-align:bottom;text-align:center;">33</td> <td data-sheets-numberformat='{"1":2,"2":"0","3":1}' data-sheets-value='{"1":3,"3":49.5}' style="overflow:hidden;padding:0px 3px 0px 3px;vertical-align:bottom;text-align:center;">50</td> <td data-sheets-value='{"1":3,"3":26}' style="border-right:1px solid #000000;overflow:hidden;padding:0px 3px 0px 3px;vertical-align:bottom;text-align:center;">26</td> </tr> <tr style="height:20px;"> <td style="border-bottom:1px solid #000000;border-left:1px solid #000000;overflow:hidden;padding:0px 3px 0px 3px;vertical-align:bottom;"></td> <td style="border-bottom:1px solid #000000;overflow:hidden;padding:0px 3px 0px 3px;vertical-align:bottom;"></td> <td data-sheets-value='{"1":2,"2":"Opal (O/O)"}' style="border-bottom:1px solid #000000;overflow:hidden;padding:0px 3px 0px 3px;vertical-align:bottom;">Opal (O/O)</td> <td data-sheets-numberformat='{"1":2,"2":"0.00","3":1}' data-sheets-value='{"1":3,"3":0.98}' style="border-bottom:1px solid #000000;overflow:hidden;padding:0px 3px 0px 3px;vertical-align:bottom;text-align:center;">0.98</td> <td data-sheets-numberformat='{"1":2,"2":"0","3":1}' data-sheets-value='{"1":3,"3":28.29}' style="border-bottom:1px solid #000000;overflow:hidden;padding:0px 3px 0px 3px;vertical-align:bottom;text-align:center;">28</td> <td data-sheets-numberformat='{"1":2,"2":"0","3":1}' data-sheets-value='{"1":3,"3":38.28}' style="border-bottom:1px solid #000000;overflow:hidden;padding:0px 3px 0px 3px;vertical-align:bottom;text-align:center;">38</td> <td data-sheets-value='{"1":3,"3":26}' style="border-right:1px solid #000000;border-bottom:1px solid #000000;overflow:hidden;padding:0px 3px 0px 3px;vertical-align:bottom;text-align:center;">26</td> </tr> <tr style="height:20px;"> <td data-sheets-value='{"1":2,"2":"Polycarbonate "}' style="border-left:1px solid #000000;overflow:hidden;padding:0px 3px 0px 3px;vertical-align:bottom;">Polycarbonate </td> <td data-sheets-value='{"1":2,"2":"EW"}' style="overflow:hidden;padding:0px 3px 0px 3px;vertical-align:bottom;">EW</td> <td data-sheets-value='{"1":2,"2":"Clear (A)"}' style="overflow:hidden;padding:0px 3px 0px 3px;vertical-align:bottom;">Clear (A)</td> <td data-sheets-numberformat='{"1":2,"2":"0.00","3":1}' data-sheets-value='{"1":3,"3":1.19}' style="overflow:hidden;padding:0px 3px 0px 3px;vertical-align:bottom;text-align:center;">1.19</td> <td data-sheets-numberformat='{"1":2,"2":"0","3":1}' data-sheets-value='{"1":3,"3":36.08}' style="overflow:hidden;padding:0px 3px 0px 3px;vertical-align:bottom;text-align:center;">36</td> <td data-sheets-numberformat='{"1":2,"2":"0","3":1}' data-sheets-value='{"1":3,"3":54.78}' style="overflow:hidden;padding:0px 3px 0px 3px;vertical-align:bottom;text-align:center;">55</td> <td data-sheets-value='{"1":3,"3":24}' style="border-right:1px solid #000000;overflow:hidden;padding:0px 3px 0px 3px;vertical-align:bottom;text-align:center;">24</td> </tr> <tr style="height:20px;"> <td data-sheets-value='{"1":2,"2":"PC"}' style="border-left:1px solid #000000;overflow:hidden;padding:0px 3px 0px 3px;vertical-align:bottom;">PC</td> <td style="overflow:hidden;padding:0px 3px 0px 3px;vertical-align:bottom;"></td> <td data-sheets-value='{"1":2,"2":"Opal (D)"}' style="overflow:hidden;padding:0px 3px 0px 3px;vertical-align:bottom;">Opal (D)</td> <td data-sheets-numberformat='{"1":2,"2":"0.00","3":1}' data-sheets-value='{"1":3,"3":1.19}' style="overflow:hidden;padding:0px 3px 0px 3px;vertical-align:bottom;text-align:center;">1.19</td> <td data-sheets-numberformat='{"1":2,"2":"0","3":1}' data-sheets-value='{"1":3,"3":23.779999999999998}' style="overflow:hidden;padding:0px 3px 0px 3px;vertical-align:bottom;text-align:center;">24</td> <td data-sheets-numberformat='{"1":2,"2":"0","3":1}' data-sheets-value='{"1":3,"3":39.6}' style="overflow:hidden;padding:0px 3px 0px 3px;vertical-align:bottom;text-align:center;">40</td> <td data-sheets-value='{"1":3,"3":24}' style="border-right:1px solid #000000;overflow:hidden;padding:0px 3px 0px 3px;vertical-align:bottom;text-align:center;">24</td> </tr> <tr style="height:20px;"> <td style="border-left:1px solid #000000;overflow:hidden;padding:0px 3px 0px 3px;vertical-align:bottom;"></td> <td data-sheets-value='{"1":2,"2":"DW"}' style="overflow:hidden;padding:0px 3px 0px 3px;vertical-align:bottom;">DW</td> <td data-sheets-value='{"1":2,"2":"Clear (A/H)"}' style="overflow:hidden;padding:0px 3px 0px 3px;vertical-align:bottom;">Clear (A/H)</td> <td data-sheets-numberformat='{"1":2,"2":"0.00","3":1}' data-sheets-value='{"1":3,"3":0.98}' style="overflow:hidden;padding:0px 3px 0px 3px;vertical-align:bottom;text-align:center;">0.98</td> <td data-sheets-numberformat='{"1":2,"2":"0","3":1}' data-sheets-value='{"1":3,"3":32.39}' style="overflow:hidden;padding:0px 3px 0px 3px;vertical-align:bottom;text-align:center;">32</td> <td data-sheets-numberformat='{"1":2,"2":"0","3":1}' data-sheets-value='{"1":3,"3":47.52}' style="overflow:hidden;padding:0px 3px 0px 3px;vertical-align:bottom;text-align:center;">48</td> <td data-sheets-value='{"1":3,"3":26}' style="border-right:1px solid #000000;overflow:hidden;padding:0px 3px 0px 3px;vertical-align:bottom;text-align:center;">26</td> </tr> <tr style="height:20px;"> <td style="border-left:1px solid #000000;overflow:hidden;padding:0px 3px 0px 3px;vertical-align:bottom;"></td> <td style="overflow:hidden;padding:0px 3px 0px 3px;vertical-align:bottom;"></td> <td data-sheets-value='{"1":2,"2":"Clear (A/A)"}' style="overflow:hidden;padding:0px 3px 0px 3px;vertical-align:bottom;">Clear (A/A)</td> <td data-sheets-numberformat='{"1":2,"2":"0.00","3":1}' data-sheets-value='{"1":3,"3":0.98}' style="overflow:hidden;padding:0px 3px 0px 3px;vertical-align:bottom;text-align:center;">0.98</td> <td data-sheets-numberformat='{"1":2,"2":"0","3":1}' data-sheets-value='{"1":3,"3":31.569999999999997}' style="overflow:hidden;padding:0px 3px 0px 3px;vertical-align:bottom;text-align:center;">32</td> <td data-sheets-numberformat='{"1":2,"2":"0","3":1}' data-sheets-value='{"1":3,"3":45.54}' style="overflow:hidden;padding:0px 3px 0px 3px;vertical-align:bottom;text-align:center;">46</td> <td data-sheets-value='{"1":3,"3":26}' style="border-right:1px solid #000000;overflow:hidden;padding:0px 3px 0px 3px;vertical-align:bottom;text-align:center;">26</td> </tr> <tr style="height:20px;"> <td style="border-left:1px solid #000000;overflow:hidden;padding:0px 3px 0px 3px;vertical-align:bottom;"></td> <td style="overflow:hidden;padding:0px 3px 0px 3px;vertical-align:bottom;"></td> <td data-sheets-value='{"1":2,"2":"Opal (A/O)"}' style="overflow:hidden;padding:0px 3px 0px 3px;vertical-align:bottom;">Opal (A/O)</td> <td data-sheets-numberformat='{"1":2,"2":"0.00","3":1}' data-sheets-value='{"1":3,"3":0.98}' style="overflow:hidden;padding:0px 3px 0px 3px;vertical-align:bottom;text-align:center;">0.98</td> <td data-sheets-numberformat='{"1":2,"2":"0","3":1}' data-sheets-value='{"1":3,"3":29.93}' style="overflow:hidden;padding:0px 3px 0px 3px;vertical-align:bottom;text-align:center;">30</td> <td data-sheets-numberformat='{"1":2,"2":"0","3":1}' data-sheets-value='{"1":3,"3":41.580000000000005}' style="overflow:hidden;padding:0px 3px 0px 3px;vertical-align:bottom;text-align:center;">42</td> <td data-sheets-value='{"1":3,"3":26}' style="border-right:1px solid #000000;overflow:hidden;padding:0px 3px 0px 3px;vertical-align:bottom;text-align:center;">26</td> </tr> <tr style="height:20px;"> <td style="border-bottom:1px solid #000000;border-left:1px solid #000000;overflow:hidden;padding:0px 3px 0px 3px;vertical-align:bottom;"></td> <td style="border-bottom:1px solid #000000;overflow:hidden;padding:0px 3px 0px 3px;vertical-align:bottom;"></td> <td data-sheets-value='{"1":2,"2":"Opal (A/D)"}' style="border-bottom:1px solid #000000;overflow:hidden;padding:0px 3px 0px 3px;vertical-align:bottom;">Opal (A/D)</td> <td data-sheets-numberformat='{"1":2,"2":"0.00","3":1}' data-sheets-value='{"1":3,"3":0.98}' style="border-bottom:1px solid #000000;overflow:hidden;padding:0px 3px 0px 3px;vertical-align:bottom;text-align:center;">0.98</td> <td data-sheets-numberformat='{"1":2,"2":"0","3":1}' data-sheets-value='{"1":3,"3":20.91}' style="border-bottom:1px solid #000000;overflow:hidden;padding:0px 3px 0px 3px;vertical-align:bottom;text-align:center;">21</td> <td data-sheets-numberformat='{"1":2,"2":"0","3":1}' data-sheets-value='{"1":3,"3":33}' style="border-bottom:1px solid #000000;overflow:hidden;padding:0px 3px 0px 3px;vertical-align:bottom;text-align:center;">33</td> <td data-sheets-value='{"1":3,"3":26}' style="border-right:1px solid #000000;border-bottom:1px solid #000000;overflow:hidden;padding:0px 3px 0px 3px;vertical-align:bottom;text-align:center;">26</td> </tr> <tr style="height:20px;"> <td data-sheets-value='{"1":2,"2":"Polycarbonate"}' style="border-left:1px solid #000000;overflow:hidden;padding:0px 3px 0px 3px;vertical-align:bottom;">Polycarbonate</td> <td data-sheets-value='{"1":2,"2":"EW"}' style="overflow:hidden;padding:0px 3px 0px 3px;vertical-align:bottom;">EW</td> <td data-sheets-value='{"1":2,"2":"Heatstop Opal (T)"}' style="overflow:hidden;padding:0px 3px 0px 3px;vertical-align:bottom;">Heatstop Opal (T)</td> <td data-sheets-numberformat='{"1":2,"2":"0.00","3":1}' data-sheets-value='{"1":3,"3":1.19}' style="overflow:hidden;padding:0px 3px 0px 3px;vertical-align:bottom;text-align:center;">1.19</td> <td data-sheets-numberformat='{"1":2,"2":"0","3":1}' data-sheets-value='{"1":3,"3":20.09}' style="overflow:hidden;padding:0px 3px 0px 3px;vertical-align:bottom;text-align:center;">20</td> <td data-sheets-numberformat='{"1":2,"2":"0","3":1}' data-sheets-value='{"1":3,"3":38.940000000000005}' style="overflow:hidden;padding:0px 3px 0px 3px;vertical-align:bottom;text-align:center;">39</td> <td data-sheets-value='{"1":3,"3":24}' style="border-right:1px solid #000000;overflow:hidden;padding:0px 3px 0px 3px;vertical-align:bottom;text-align:center;">24</td> </tr> <tr style="height:20px;"> <td data-sheets-value='{"1":2,"2":"Heatstop PC"}' style="border-left:1px solid #000000;overflow:hidden;padding:0px 3px 0px 3px;vertical-align:bottom;">Heatstop PC</td> <td data-sheets-value='{"1":2,"2":"DW"}' style="overflow:hidden;padding:0px 3px 0px 3px;vertical-align:bottom;">DW</td> <td data-sheets-value='{"1":2,"2":"Clear (T/H)"}' style="overflow:hidden;padding:0px 3px 0px 3px;vertical-align:bottom;">Clear (T/H)</td> <td data-sheets-numberformat='{"1":2,"2":"0.00","3":1}' data-sheets-value='{"1":3,"3":0.98}' style="overflow:hidden;padding:0px 3px 0px 3px;vertical-align:bottom;text-align:center;">0.98</td> <td data-sheets-numberformat='{"1":2,"2":"0","3":1}' data-sheets-value='{"1":3,"3":18.04}' style="overflow:hidden;padding:0px 3px 0px 3px;vertical-align:bottom;text-align:center;">18</td> <td data-sheets-numberformat='{"1":2,"2":"0","3":1}' data-sheets-value='{"1":3,"3":33.660000000000004}' style="overflow:hidden;padding:0px 3px 0px 3px;vertical-align:bottom;text-align:center;">34</td> <td data-sheets-value='{"1":3,"3":26}' style="border-right:1px solid #000000;overflow:hidden;padding:0px 3px 0px 3px;vertical-align:bottom;text-align:center;">26</td> </tr> <tr style="height:20px;"> <td style="border-bottom:1px solid #000000;border-left:1px solid #000000;overflow:hidden;padding:0px 3px 0px 3px;vertical-align:bottom;"></td> <td style="border-bottom:1px solid #000000;overflow:hidden;padding:0px 3px 0px 3px;vertical-align:bottom;"></td> <td data-sheets-value='{"1":2,"2":"Opal (T/O)"}' style="border-bottom:1px solid #000000;overflow:hidden;padding:0px 3px 0px 3px;vertical-align:bottom;">Opal (T/O)</td> <td data-sheets-numberformat='{"1":2,"2":"0.00","3":1}' data-sheets-value='{"1":3,"3":0.98}' style="border-bottom:1px solid #000000;overflow:hidden;padding:0px 3px 0px 3px;vertical-align:bottom;text-align:center;">0.98</td> <td data-sheets-numberformat='{"1":2,"2":"0","3":1}' data-sheets-value='{"1":3,"3":16.81}' style="border-bottom:1px solid #000000;overflow:hidden;padding:0px 3px 0px 3px;vertical-align:bottom;text-align:center;">17</td> <td data-sheets-numberformat='{"1":2,"2":"0","3":1}' data-sheets-value='{"1":3,"3":29.700000000000003}' style="border-bottom:1px solid #000000;overflow:hidden;padding:0px 3px 0px 3px;vertical-align:bottom;text-align:center;">30</td> <td data-sheets-value='{"1":3,"3":26}' style="border-right:1px solid #000000;border-bottom:1px solid #000000;overflow:hidden;padding:0px 3px 0px 3px;vertical-align:bottom;text-align:center;">26</td> </tr> </tbody></table> | skylux-160-ce-met-koepel-en-pvc-opstand-35-30-met-lm-motor-en-pvc-raam-type-ep25-1300-x-2800-mm | 8586048930125 | 46872387649869
Smoke and heat exhaust (SHEV) | SHE system | Skylux | Skylux 160° CE with skylight and PVC curb 35/30 with double LM-actuator and PVC frame type EP25 1600 x 2000 mm |  | 50607 | 5412970506072 | 9435.6 | Yes | 30-45 | 155.09 | 1600 x 2000 mm | 2000 | 1600 |  | PVC 35/30 (35 cm high & roof opening = 30 cm larger than daylight size) | Rectangular | 1.19 W/m²K - 0.98 W/m²K | 57% - 30% | 37% - 17% | 24dB - 26dB | 160° CE (for industry) | PVC frame EP25 | without spoiler | E | Double actuator | Maximum double-walled skylight possible for this product | Ut-value LT-value g-value Rw-value EN 1873 : 2014 EN ISO 13468 EN 16153 EN 410 EN 410 EN ISO 140-3 Material Walls Shells (W/m²K) (%) (%) (dB) Acrylic EW Clear (H) 1.19 37 57 24 PMMA Opal (O) 1.19 34 50 24 DW Clear (H/H) 0.98 33 50 26 Opal (O/O) 0.98 28 38 26 Polycarbonate EW Clear (A) 1.19 36 55 24 PC Opal (D) 1.19 24 40 24 DW Clear (A/H) 0.98 32 48 26 Clear (A/A) 0.98 32 46 26 Opal (A/O) 0.98 30 42 26 Opal (A/D) 0.98 21 33 26 Polycarbonate EW Heatstop Opal (T) 1.19 20 39 24 Heatstop PC DW Clear (T/H) 0.98 18 34 26 Opal (T/O) 0.98 17 30 26 | https://skylux.eu/en/products/skylux-160-ce-met-koepel-en-pvc-opstand-35-30-met-lm-motor-en-pvc-raam-type-ep25-1600-x-2000-mm | https://skylux.eu/cdn/shop/files/Skylux-160deg-CE-met-koepel-en-pvc-opstand-3530-met-dubbele-LM-motor-en-pvc-raam-type-EP25-1600-x-2000-mm-RWA-systeem.jpg?v=1702982343&width=1600 | https://skylux.eu/cdn/shop/files/e5a82811-1bb0-48e4-a776-cacb59c7c092_18740f00-45b3-4c05-a463-676be49cfec1.jpg?v=1688551595&width=1600 | //skylux.eu/cdn/shop/files/E_MH_Mounting_instructions_Skylux_160_CE_LM.pdf?v=12406716259046007223 | //skylux.eu/cdn/shop/files/E_TD_Technical_File_Skylux_Skylux_160_CE_Electric.pdf?v=3667116872303399239 | <style type="text/css" id="isPasted"><!--td {border: 1px solid #cccccc;}br {mso-data-placement:same-cell;}--></style><table border="1" cellpadding="0" cellspacing="0" dir="ltr" style="table-layout:fixed;font-size:10pt;font-family:Arial;border-collapse:collapse;border:none;"><tbody> <tr style="height:20px;"> <td style="overflow:hidden;padding:0px 3px 0px 3px;vertical-align:bottom;"></td> <td style="overflow:hidden;padding:0px 3px 0px 3px;vertical-align:bottom;"></td> <td style="overflow:hidden;padding:0px 3px 0px 3px;vertical-align:bottom;"></td> <td data-sheets-value='{"1":2,"2":"Ut-value"}' style="overflow:hidden;padding:0px 3px 0px 3px;vertical-align:bottom;font-weight:bold;text-align:center;">Ut-value</td> <td data-sheets-value='{"1":2,"2":"LT-value"}' style="overflow:hidden;padding:0px 3px 0px 3px;vertical-align:bottom;font-weight:bold;text-align:center;">LT-value</td> <td data-sheets-value='{"1":2,"2":"g-value"}' style="overflow:hidden;padding:0px 3px 0px 3px;vertical-align:bottom;font-weight:bold;text-align:center;">g-value</td> <td data-sheets-value='{"1":2,"2":"Rw-value "}' style="overflow:hidden;padding:0px 3px 0px 3px;vertical-align:bottom;font-weight:bold;text-align:center;">Rw-value </td> </tr> <tr style="height:20px;"> <td style="overflow:hidden;padding:0px 3px 0px 3px;vertical-align:bottom;"></td> <td style="overflow:hidden;padding:0px 3px 0px 3px;vertical-align:bottom;"></td> <td style="overflow:hidden;padding:0px 3px 0px 3px;vertical-align:bottom;"></td> <td data-sheets-numberformat='{"1":2,"2":"0.00","3":1}' data-sheets-value='{"1":2,"2":"EN 1873 : 2014"}' style="overflow:hidden;padding:0px 3px 0px 3px;vertical-align:bottom;text-align:center;">EN 1873 : 2014</td> <td data-sheets-numberformat='{"1":2,"2":"0","3":1}' data-sheets-value='{"1":2,"2":"EN ISO 13468 EN 16153 EN 410"}' style="overflow:hidden;padding:0px 3px 0px 3px;vertical-align:bottom;text-align:center;">EN ISO 13468 EN 16153 EN 410</td> <td data-sheets-numberformat='{"1":2,"2":"0","3":1}' data-sheets-value='{"1":2,"2":"EN 410"}' style="overflow:hidden;padding:0px 3px 0px 3px;vertical-align:bottom;text-align:center;">EN 410</td> <td data-sheets-value='{"1":2,"2":"EN ISO 140-3\t\t"}' style="overflow:hidden;padding:0px 3px 0px 3px;vertical-align:bottom;text-align:center;">EN ISO 140-3 </td> </tr> <tr style="height:20px;"> <td data-sheets-value='{"1":2,"2":"Material"}' style="border-bottom:1px solid #000000;overflow:hidden;padding:0px 3px 0px 3px;vertical-align:bottom;background-color:#000000;font-weight:bold;color:#ffffff;">Material</td> <td data-sheets-value='{"1":2,"2":"Walls"}' style="border-bottom:1px solid #000000;overflow:hidden;padding:0px 3px 0px 3px;vertical-align:bottom;background-color:#000000;font-weight:bold;color:#ffffff;">Walls</td> <td data-sheets-value='{"1":2,"2":"Shells"}' style="border-bottom:1px solid #000000;overflow:hidden;padding:0px 3px 0px 3px;vertical-align:bottom;background-color:#000000;font-weight:bold;color:#ffffff;">Shells</td> <td data-sheets-numberformat='{"1":2,"2":"0.00","3":1}' data-sheets-value='{"1":2,"2":"(W/m²K)\t"}' style="border-bottom:1px solid #000000;overflow:hidden;padding:0px 3px 0px 3px;vertical-align:bottom;background-color:#000000;font-weight:bold;color:#ffffff;text-align:center;">(W/m²K) </td> <td data-sheets-numberformat='{"1":2,"2":"0","3":1}' data-sheets-value='{"1":2,"2":"(%)"}' style="border-bottom:1px solid #000000;overflow:hidden;padding:0px 3px 0px 3px;vertical-align:bottom;background-color:#000000;font-weight:bold;color:#ffffff;text-align:center;">(%)</td> <td data-sheets-numberformat='{"1":2,"2":"0","3":1}' data-sheets-value='{"1":2,"2":"(%)"}' style="border-bottom:1px solid #000000;overflow:hidden;padding:0px 3px 0px 3px;vertical-align:bottom;background-color:#000000;font-weight:bold;color:#ffffff;text-align:center;">(%)</td> <td data-sheets-value='{"1":2,"2":"(dB)"}' style="border-bottom:1px solid #000000;overflow:hidden;padding:0px 3px 0px 3px;vertical-align:bottom;background-color:#000000;font-weight:bold;color:#ffffff;text-align:center;">(dB)</td> </tr> <tr style="height:20px;"> <td data-sheets-value='{"1":2,"2":"Acrylic"}' style="border-left:1px solid #000000;overflow:hidden;padding:0px 3px 0px 3px;vertical-align:bottom;">Acrylic</td> <td data-sheets-value='{"1":2,"2":"EW"}' style="overflow:hidden;padding:0px 3px 0px 3px;vertical-align:bottom;">EW</td> <td data-sheets-value='{"1":2,"2":"Clear (H)"}' style="overflow:hidden;padding:0px 3px 0px 3px;vertical-align:bottom;">Clear (H)</td> <td data-sheets-numberformat='{"1":2,"2":"0.00","3":1}' data-sheets-value='{"1":3,"3":1.19}' style="overflow:hidden;padding:0px 3px 0px 3px;vertical-align:bottom;text-align:center;">1.19</td> <td data-sheets-numberformat='{"1":2,"2":"0","3":1}' data-sheets-value='{"1":3,"3":36.9}' style="overflow:hidden;padding:0px 3px 0px 3px;vertical-align:bottom;text-align:center;">37</td> <td data-sheets-numberformat='{"1":2,"2":"0","3":1}' data-sheets-value='{"1":3,"3":57.42}' style="overflow:hidden;padding:0px 3px 0px 3px;vertical-align:bottom;text-align:center;">57</td> <td data-sheets-value='{"1":3,"3":24}' style="border-right:1px solid #000000;overflow:hidden;padding:0px 3px 0px 3px;vertical-align:bottom;text-align:center;">24</td> </tr> <tr style="height:20px;"> <td data-sheets-value='{"1":2,"2":"PMMA"}' style="border-left:1px solid #000000;overflow:hidden;padding:0px 3px 0px 3px;vertical-align:bottom;">PMMA</td> <td style="overflow:hidden;padding:0px 3px 0px 3px;vertical-align:bottom;"></td> <td data-sheets-value='{"1":2,"2":"Opal (O)"}' style="overflow:hidden;padding:0px 3px 0px 3px;vertical-align:bottom;">Opal (O)</td> <td data-sheets-numberformat='{"1":2,"2":"0.00","3":1}' data-sheets-value='{"1":3,"3":1.19}' style="overflow:hidden;padding:0px 3px 0px 3px;vertical-align:bottom;text-align:center;">1.19</td> <td data-sheets-numberformat='{"1":2,"2":"0","3":1}' data-sheets-value='{"1":3,"3":34.03}' style="overflow:hidden;padding:0px 3px 0px 3px;vertical-align:bottom;text-align:center;">34</td> <td data-sheets-numberformat='{"1":2,"2":"0","3":1}' data-sheets-value='{"1":3,"3":50.160000000000004}' style="overflow:hidden;padding:0px 3px 0px 3px;vertical-align:bottom;text-align:center;">50</td> <td data-sheets-value='{"1":3,"3":24}' style="border-right:1px solid #000000;overflow:hidden;padding:0px 3px 0px 3px;vertical-align:bottom;text-align:center;">24</td> </tr> <tr style="height:20px;"> <td style="border-left:1px solid #000000;overflow:hidden;padding:0px 3px 0px 3px;vertical-align:bottom;"></td> <td data-sheets-value='{"1":2,"2":"DW"}' style="overflow:hidden;padding:0px 3px 0px 3px;vertical-align:bottom;">DW</td> <td data-sheets-value='{"1":2,"2":"Clear (H/H)"}' style="overflow:hidden;padding:0px 3px 0px 3px;vertical-align:bottom;">Clear (H/H)</td> <td data-sheets-numberformat='{"1":2,"2":"0.00","3":1}' data-sheets-value='{"1":3,"3":0.98}' style="overflow:hidden;padding:0px 3px 0px 3px;vertical-align:bottom;text-align:center;">0.98</td> <td data-sheets-numberformat='{"1":2,"2":"0","3":1}' data-sheets-value='{"1":3,"3":33.21}' style="overflow:hidden;padding:0px 3px 0px 3px;vertical-align:bottom;text-align:center;">33</td> <td data-sheets-numberformat='{"1":2,"2":"0","3":1}' data-sheets-value='{"1":3,"3":49.5}' style="overflow:hidden;padding:0px 3px 0px 3px;vertical-align:bottom;text-align:center;">50</td> <td data-sheets-value='{"1":3,"3":26}' style="border-right:1px solid #000000;overflow:hidden;padding:0px 3px 0px 3px;vertical-align:bottom;text-align:center;">26</td> </tr> <tr style="height:20px;"> <td style="border-bottom:1px solid #000000;border-left:1px solid #000000;overflow:hidden;padding:0px 3px 0px 3px;vertical-align:bottom;"></td> <td style="border-bottom:1px solid #000000;overflow:hidden;padding:0px 3px 0px 3px;vertical-align:bottom;"></td> <td data-sheets-value='{"1":2,"2":"Opal (O/O)"}' style="border-bottom:1px solid #000000;overflow:hidden;padding:0px 3px 0px 3px;vertical-align:bottom;">Opal (O/O)</td> <td data-sheets-numberformat='{"1":2,"2":"0.00","3":1}' data-sheets-value='{"1":3,"3":0.98}' style="border-bottom:1px solid #000000;overflow:hidden;padding:0px 3px 0px 3px;vertical-align:bottom;text-align:center;">0.98</td> <td data-sheets-numberformat='{"1":2,"2":"0","3":1}' data-sheets-value='{"1":3,"3":28.29}' style="border-bottom:1px solid #000000;overflow:hidden;padding:0px 3px 0px 3px;vertical-align:bottom;text-align:center;">28</td> <td data-sheets-numberformat='{"1":2,"2":"0","3":1}' data-sheets-value='{"1":3,"3":38.28}' style="border-bottom:1px solid #000000;overflow:hidden;padding:0px 3px 0px 3px;vertical-align:bottom;text-align:center;">38</td> <td data-sheets-value='{"1":3,"3":26}' style="border-right:1px solid #000000;border-bottom:1px solid #000000;overflow:hidden;padding:0px 3px 0px 3px;vertical-align:bottom;text-align:center;">26</td> </tr> <tr style="height:20px;"> <td data-sheets-value='{"1":2,"2":"Polycarbonate "}' style="border-left:1px solid #000000;overflow:hidden;padding:0px 3px 0px 3px;vertical-align:bottom;">Polycarbonate </td> <td data-sheets-value='{"1":2,"2":"EW"}' style="overflow:hidden;padding:0px 3px 0px 3px;vertical-align:bottom;">EW</td> <td data-sheets-value='{"1":2,"2":"Clear (A)"}' style="overflow:hidden;padding:0px 3px 0px 3px;vertical-align:bottom;">Clear (A)</td> <td data-sheets-numberformat='{"1":2,"2":"0.00","3":1}' data-sheets-value='{"1":3,"3":1.19}' style="overflow:hidden;padding:0px 3px 0px 3px;vertical-align:bottom;text-align:center;">1.19</td> <td data-sheets-numberformat='{"1":2,"2":"0","3":1}' data-sheets-value='{"1":3,"3":36.08}' style="overflow:hidden;padding:0px 3px 0px 3px;vertical-align:bottom;text-align:center;">36</td> <td data-sheets-numberformat='{"1":2,"2":"0","3":1}' data-sheets-value='{"1":3,"3":54.78}' style="overflow:hidden;padding:0px 3px 0px 3px;vertical-align:bottom;text-align:center;">55</td> <td data-sheets-value='{"1":3,"3":24}' style="border-right:1px solid #000000;overflow:hidden;padding:0px 3px 0px 3px;vertical-align:bottom;text-align:center;">24</td> </tr> <tr style="height:20px;"> <td data-sheets-value='{"1":2,"2":"PC"}' style="border-left:1px solid #000000;overflow:hidden;padding:0px 3px 0px 3px;vertical-align:bottom;">PC</td> <td style="overflow:hidden;padding:0px 3px 0px 3px;vertical-align:bottom;"></td> <td data-sheets-value='{"1":2,"2":"Opal (D)"}' style="overflow:hidden;padding:0px 3px 0px 3px;vertical-align:bottom;">Opal (D)</td> <td data-sheets-numberformat='{"1":2,"2":"0.00","3":1}' data-sheets-value='{"1":3,"3":1.19}' style="overflow:hidden;padding:0px 3px 0px 3px;vertical-align:bottom;text-align:center;">1.19</td> <td data-sheets-numberformat='{"1":2,"2":"0","3":1}' data-sheets-value='{"1":3,"3":23.779999999999998}' style="overflow:hidden;padding:0px 3px 0px 3px;vertical-align:bottom;text-align:center;">24</td> <td data-sheets-numberformat='{"1":2,"2":"0","3":1}' data-sheets-value='{"1":3,"3":39.6}' style="overflow:hidden;padding:0px 3px 0px 3px;vertical-align:bottom;text-align:center;">40</td> <td data-sheets-value='{"1":3,"3":24}' style="border-right:1px solid #000000;overflow:hidden;padding:0px 3px 0px 3px;vertical-align:bottom;text-align:center;">24</td> </tr> <tr style="height:20px;"> <td style="border-left:1px solid #000000;overflow:hidden;padding:0px 3px 0px 3px;vertical-align:bottom;"></td> <td data-sheets-value='{"1":2,"2":"DW"}' style="overflow:hidden;padding:0px 3px 0px 3px;vertical-align:bottom;">DW</td> <td data-sheets-value='{"1":2,"2":"Clear (A/H)"}' style="overflow:hidden;padding:0px 3px 0px 3px;vertical-align:bottom;">Clear (A/H)</td> <td data-sheets-numberformat='{"1":2,"2":"0.00","3":1}' data-sheets-value='{"1":3,"3":0.98}' style="overflow:hidden;padding:0px 3px 0px 3px;vertical-align:bottom;text-align:center;">0.98</td> <td data-sheets-numberformat='{"1":2,"2":"0","3":1}' data-sheets-value='{"1":3,"3":32.39}' style="overflow:hidden;padding:0px 3px 0px 3px;vertical-align:bottom;text-align:center;">32</td> <td data-sheets-numberformat='{"1":2,"2":"0","3":1}' data-sheets-value='{"1":3,"3":47.52}' style="overflow:hidden;padding:0px 3px 0px 3px;vertical-align:bottom;text-align:center;">48</td> <td data-sheets-value='{"1":3,"3":26}' style="border-right:1px solid #000000;overflow:hidden;padding:0px 3px 0px 3px;vertical-align:bottom;text-align:center;">26</td> </tr> <tr style="height:20px;"> <td style="border-left:1px solid #000000;overflow:hidden;padding:0px 3px 0px 3px;vertical-align:bottom;"></td> <td style="overflow:hidden;padding:0px 3px 0px 3px;vertical-align:bottom;"></td> <td data-sheets-value='{"1":2,"2":"Clear (A/A)"}' style="overflow:hidden;padding:0px 3px 0px 3px;vertical-align:bottom;">Clear (A/A)</td> <td data-sheets-numberformat='{"1":2,"2":"0.00","3":1}' data-sheets-value='{"1":3,"3":0.98}' style="overflow:hidden;padding:0px 3px 0px 3px;vertical-align:bottom;text-align:center;">0.98</td> <td data-sheets-numberformat='{"1":2,"2":"0","3":1}' data-sheets-value='{"1":3,"3":31.569999999999997}' style="overflow:hidden;padding:0px 3px 0px 3px;vertical-align:bottom;text-align:center;">32</td> <td data-sheets-numberformat='{"1":2,"2":"0","3":1}' data-sheets-value='{"1":3,"3":45.54}' style="overflow:hidden;padding:0px 3px 0px 3px;vertical-align:bottom;text-align:center;">46</td> <td data-sheets-value='{"1":3,"3":26}' style="border-right:1px solid #000000;overflow:hidden;padding:0px 3px 0px 3px;vertical-align:bottom;text-align:center;">26</td> </tr> <tr style="height:20px;"> <td style="border-left:1px solid #000000;overflow:hidden;padding:0px 3px 0px 3px;vertical-align:bottom;"></td> <td style="overflow:hidden;padding:0px 3px 0px 3px;vertical-align:bottom;"></td> <td data-sheets-value='{"1":2,"2":"Opal (A/O)"}' style="overflow:hidden;padding:0px 3px 0px 3px;vertical-align:bottom;">Opal (A/O)</td> <td data-sheets-numberformat='{"1":2,"2":"0.00","3":1}' data-sheets-value='{"1":3,"3":0.98}' style="overflow:hidden;padding:0px 3px 0px 3px;vertical-align:bottom;text-align:center;">0.98</td> <td data-sheets-numberformat='{"1":2,"2":"0","3":1}' data-sheets-value='{"1":3,"3":29.93}' style="overflow:hidden;padding:0px 3px 0px 3px;vertical-align:bottom;text-align:center;">30</td> <td data-sheets-numberformat='{"1":2,"2":"0","3":1}' data-sheets-value='{"1":3,"3":41.580000000000005}' style="overflow:hidden;padding:0px 3px 0px 3px;vertical-align:bottom;text-align:center;">42</td> <td data-sheets-value='{"1":3,"3":26}' style="border-right:1px solid #000000;overflow:hidden;padding:0px 3px 0px 3px;vertical-align:bottom;text-align:center;">26</td> </tr> <tr style="height:20px;"> <td style="border-bottom:1px solid #000000;border-left:1px solid #000000;overflow:hidden;padding:0px 3px 0px 3px;vertical-align:bottom;"></td> <td style="border-bottom:1px solid #000000;overflow:hidden;padding:0px 3px 0px 3px;vertical-align:bottom;"></td> <td data-sheets-value='{"1":2,"2":"Opal (A/D)"}' style="border-bottom:1px solid #000000;overflow:hidden;padding:0px 3px 0px 3px;vertical-align:bottom;">Opal (A/D)</td> <td data-sheets-numberformat='{"1":2,"2":"0.00","3":1}' data-sheets-value='{"1":3,"3":0.98}' style="border-bottom:1px solid #000000;overflow:hidden;padding:0px 3px 0px 3px;vertical-align:bottom;text-align:center;">0.98</td> <td data-sheets-numberformat='{"1":2,"2":"0","3":1}' data-sheets-value='{"1":3,"3":20.91}' style="border-bottom:1px solid #000000;overflow:hidden;padding:0px 3px 0px 3px;vertical-align:bottom;text-align:center;">21</td> <td data-sheets-numberformat='{"1":2,"2":"0","3":1}' data-sheets-value='{"1":3,"3":33}' style="border-bottom:1px solid #000000;overflow:hidden;padding:0px 3px 0px 3px;vertical-align:bottom;text-align:center;">33</td> <td data-sheets-value='{"1":3,"3":26}' style="border-right:1px solid #000000;border-bottom:1px solid #000000;overflow:hidden;padding:0px 3px 0px 3px;vertical-align:bottom;text-align:center;">26</td> </tr> <tr style="height:20px;"> <td data-sheets-value='{"1":2,"2":"Polycarbonate"}' style="border-left:1px solid #000000;overflow:hidden;padding:0px 3px 0px 3px;vertical-align:bottom;">Polycarbonate</td> <td data-sheets-value='{"1":2,"2":"EW"}' style="overflow:hidden;padding:0px 3px 0px 3px;vertical-align:bottom;">EW</td> <td data-sheets-value='{"1":2,"2":"Heatstop Opal (T)"}' style="overflow:hidden;padding:0px 3px 0px 3px;vertical-align:bottom;">Heatstop Opal (T)</td> <td data-sheets-numberformat='{"1":2,"2":"0.00","3":1}' data-sheets-value='{"1":3,"3":1.19}' style="overflow:hidden;padding:0px 3px 0px 3px;vertical-align:bottom;text-align:center;">1.19</td> <td data-sheets-numberformat='{"1":2,"2":"0","3":1}' data-sheets-value='{"1":3,"3":20.09}' style="overflow:hidden;padding:0px 3px 0px 3px;vertical-align:bottom;text-align:center;">20</td> <td data-sheets-numberformat='{"1":2,"2":"0","3":1}' data-sheets-value='{"1":3,"3":38.940000000000005}' style="overflow:hidden;padding:0px 3px 0px 3px;vertical-align:bottom;text-align:center;">39</td> <td data-sheets-value='{"1":3,"3":24}' style="border-right:1px solid #000000;overflow:hidden;padding:0px 3px 0px 3px;vertical-align:bottom;text-align:center;">24</td> </tr> <tr style="height:20px;"> <td data-sheets-value='{"1":2,"2":"Heatstop PC"}' style="border-left:1px solid #000000;overflow:hidden;padding:0px 3px 0px 3px;vertical-align:bottom;">Heatstop PC</td> <td data-sheets-value='{"1":2,"2":"DW"}' style="overflow:hidden;padding:0px 3px 0px 3px;vertical-align:bottom;">DW</td> <td data-sheets-value='{"1":2,"2":"Clear (T/H)"}' style="overflow:hidden;padding:0px 3px 0px 3px;vertical-align:bottom;">Clear (T/H)</td> <td data-sheets-numberformat='{"1":2,"2":"0.00","3":1}' data-sheets-value='{"1":3,"3":0.98}' style="overflow:hidden;padding:0px 3px 0px 3px;vertical-align:bottom;text-align:center;">0.98</td> <td data-sheets-numberformat='{"1":2,"2":"0","3":1}' data-sheets-value='{"1":3,"3":18.04}' style="overflow:hidden;padding:0px 3px 0px 3px;vertical-align:bottom;text-align:center;">18</td> <td data-sheets-numberformat='{"1":2,"2":"0","3":1}' data-sheets-value='{"1":3,"3":33.660000000000004}' style="overflow:hidden;padding:0px 3px 0px 3px;vertical-align:bottom;text-align:center;">34</td> <td data-sheets-value='{"1":3,"3":26}' style="border-right:1px solid #000000;overflow:hidden;padding:0px 3px 0px 3px;vertical-align:bottom;text-align:center;">26</td> </tr> <tr style="height:20px;"> <td style="border-bottom:1px solid #000000;border-left:1px solid #000000;overflow:hidden;padding:0px 3px 0px 3px;vertical-align:bottom;"></td> <td style="border-bottom:1px solid #000000;overflow:hidden;padding:0px 3px 0px 3px;vertical-align:bottom;"></td> <td data-sheets-value='{"1":2,"2":"Opal (T/O)"}' style="border-bottom:1px solid #000000;overflow:hidden;padding:0px 3px 0px 3px;vertical-align:bottom;">Opal (T/O)</td> <td data-sheets-numberformat='{"1":2,"2":"0.00","3":1}' data-sheets-value='{"1":3,"3":0.98}' style="border-bottom:1px solid #000000;overflow:hidden;padding:0px 3px 0px 3px;vertical-align:bottom;text-align:center;">0.98</td> <td data-sheets-numberformat='{"1":2,"2":"0","3":1}' data-sheets-value='{"1":3,"3":16.81}' style="border-bottom:1px solid #000000;overflow:hidden;padding:0px 3px 0px 3px;vertical-align:bottom;text-align:center;">17</td> <td data-sheets-numberformat='{"1":2,"2":"0","3":1}' data-sheets-value='{"1":3,"3":29.700000000000003}' style="border-bottom:1px solid #000000;overflow:hidden;padding:0px 3px 0px 3px;vertical-align:bottom;text-align:center;">30</td> <td data-sheets-value='{"1":3,"3":26}' style="border-right:1px solid #000000;border-bottom:1px solid #000000;overflow:hidden;padding:0px 3px 0px 3px;vertical-align:bottom;text-align:center;">26</td> </tr> </tbody></table> | skylux-160-ce-met-koepel-en-pvc-opstand-35-30-met-lm-motor-en-pvc-raam-type-ep25-1600-x-2000-mm | 8586049257805 | 46872388141389
Smoke and heat exhaust (SHEV) | SHE system | Skylux | Skylux 160° CE with skylight and PVC curb 35/30 with double LM-actuator and PVC frame type EP25 1600 x 2200 mm |  | 50608 | 5412970506089 | 9688.5 | Yes | 30-45 | 161.78 | 1600 x 2200 mm | 2200 | 1600 |  | PVC 35/30 (35 cm high & roof opening = 30 cm larger than daylight size) | Rectangular | 1.19 W/m²K - 0.98 W/m²K | 57% - 30% | 37% - 17% | 24dB - 26dB | 160° CE (for industry) | PVC frame EP25 | without spoiler | E | Double actuator | Maximum double-walled skylight possible for this product | Ut-value LT-value g-value Rw-value EN 1873 : 2014 EN ISO 13468 EN 16153 EN 410 EN 410 EN ISO 140-3 Material Walls Shells (W/m²K) (%) (%) (dB) Acrylic EW Clear (H) 1.19 37 57 24 PMMA Opal (O) 1.19 34 50 24 DW Clear (H/H) 0.98 33 50 26 Opal (O/O) 0.98 28 38 26 Polycarbonate EW Clear (A) 1.19 36 55 24 PC Opal (D) 1.19 24 40 24 DW Clear (A/H) 0.98 32 48 26 Clear (A/A) 0.98 32 46 26 Opal (A/O) 0.98 30 42 26 Opal (A/D) 0.98 21 33 26 Polycarbonate EW Heatstop Opal (T) 1.19 20 39 24 Heatstop PC DW Clear (T/H) 0.98 18 34 26 Opal (T/O) 0.98 17 30 26 | https://skylux.eu/en/products/skylux-160-ce-met-koepel-en-pvc-opstand-35-30-met-lm-motor-en-pvc-raam-type-ep25-1600-x-2200-mm | https://skylux.eu/cdn/shop/files/Skylux-160deg-CE-met-koepel-en-pvc-opstand-3530-met-dubbele-LM-motor-en-pvc-raam-type-EP25-1600-x-2200-mm-RWA-systeem.jpg?v=1702982348&width=1600 | https://skylux.eu/cdn/shop/files/e5a82811-1bb0-48e4-a776-cacb59c7c092_9889b4de-43db-43bc-93b1-0d7970e1c55a.jpg?v=1688551597&width=1600 | //skylux.eu/cdn/shop/files/E_MH_Mounting_instructions_Skylux_160_CE_LM.pdf?v=12406716259046007223 | //skylux.eu/cdn/shop/files/E_TD_Technical_File_Skylux_Skylux_160_CE_Electric.pdf?v=3667116872303399239 | <style type="text/css" id="isPasted"><!--td {border: 1px solid #cccccc;}br {mso-data-placement:same-cell;}--></style><table border="1" cellpadding="0" cellspacing="0" dir="ltr" style="table-layout:fixed;font-size:10pt;font-family:Arial;border-collapse:collapse;border:none;"><tbody> <tr style="height:20px;"> <td style="overflow:hidden;padding:0px 3px 0px 3px;vertical-align:bottom;"></td> <td style="overflow:hidden;padding:0px 3px 0px 3px;vertical-align:bottom;"></td> <td style="overflow:hidden;padding:0px 3px 0px 3px;vertical-align:bottom;"></td> <td data-sheets-value='{"1":2,"2":"Ut-value"}' style="overflow:hidden;padding:0px 3px 0px 3px;vertical-align:bottom;font-weight:bold;text-align:center;">Ut-value</td> <td data-sheets-value='{"1":2,"2":"LT-value"}' style="overflow:hidden;padding:0px 3px 0px 3px;vertical-align:bottom;font-weight:bold;text-align:center;">LT-value</td> <td data-sheets-value='{"1":2,"2":"g-value"}' style="overflow:hidden;padding:0px 3px 0px 3px;vertical-align:bottom;font-weight:bold;text-align:center;">g-value</td> <td data-sheets-value='{"1":2,"2":"Rw-value "}' style="overflow:hidden;padding:0px 3px 0px 3px;vertical-align:bottom;font-weight:bold;text-align:center;">Rw-value </td> </tr> <tr style="height:20px;"> <td style="overflow:hidden;padding:0px 3px 0px 3px;vertical-align:bottom;"></td> <td style="overflow:hidden;padding:0px 3px 0px 3px;vertical-align:bottom;"></td> <td style="overflow:hidden;padding:0px 3px 0px 3px;vertical-align:bottom;"></td> <td data-sheets-numberformat='{"1":2,"2":"0.00","3":1}' data-sheets-value='{"1":2,"2":"EN 1873 : 2014"}' style="overflow:hidden;padding:0px 3px 0px 3px;vertical-align:bottom;text-align:center;">EN 1873 : 2014</td> <td data-sheets-numberformat='{"1":2,"2":"0","3":1}' data-sheets-value='{"1":2,"2":"EN ISO 13468 EN 16153 EN 410"}' style="overflow:hidden;padding:0px 3px 0px 3px;vertical-align:bottom;text-align:center;">EN ISO 13468 EN 16153 EN 410</td> <td data-sheets-numberformat='{"1":2,"2":"0","3":1}' data-sheets-value='{"1":2,"2":"EN 410"}' style="overflow:hidden;padding:0px 3px 0px 3px;vertical-align:bottom;text-align:center;">EN 410</td> <td data-sheets-value='{"1":2,"2":"EN ISO 140-3\t\t"}' style="overflow:hidden;padding:0px 3px 0px 3px;vertical-align:bottom;text-align:center;">EN ISO 140-3 </td> </tr> <tr style="height:20px;"> <td data-sheets-value='{"1":2,"2":"Material"}' style="border-bottom:1px solid #000000;overflow:hidden;padding:0px 3px 0px 3px;vertical-align:bottom;background-color:#000000;font-weight:bold;color:#ffffff;">Material</td> <td data-sheets-value='{"1":2,"2":"Walls"}' style="border-bottom:1px solid #000000;overflow:hidden;padding:0px 3px 0px 3px;vertical-align:bottom;background-color:#000000;font-weight:bold;color:#ffffff;">Walls</td> <td data-sheets-value='{"1":2,"2":"Shells"}' style="border-bottom:1px solid #000000;overflow:hidden;padding:0px 3px 0px 3px;vertical-align:bottom;background-color:#000000;font-weight:bold;color:#ffffff;">Shells</td> <td data-sheets-numberformat='{"1":2,"2":"0.00","3":1}' data-sheets-value='{"1":2,"2":"(W/m²K)\t"}' style="border-bottom:1px solid #000000;overflow:hidden;padding:0px 3px 0px 3px;vertical-align:bottom;background-color:#000000;font-weight:bold;color:#ffffff;text-align:center;">(W/m²K) </td> <td data-sheets-numberformat='{"1":2,"2":"0","3":1}' data-sheets-value='{"1":2,"2":"(%)"}' style="border-bottom:1px solid #000000;overflow:hidden;padding:0px 3px 0px 3px;vertical-align:bottom;background-color:#000000;font-weight:bold;color:#ffffff;text-align:center;">(%)</td> <td data-sheets-numberformat='{"1":2,"2":"0","3":1}' data-sheets-value='{"1":2,"2":"(%)"}' style="border-bottom:1px solid #000000;overflow:hidden;padding:0px 3px 0px 3px;vertical-align:bottom;background-color:#000000;font-weight:bold;color:#ffffff;text-align:center;">(%)</td> <td data-sheets-value='{"1":2,"2":"(dB)"}' style="border-bottom:1px solid #000000;overflow:hidden;padding:0px 3px 0px 3px;vertical-align:bottom;background-color:#000000;font-weight:bold;color:#ffffff;text-align:center;">(dB)</td> </tr> <tr style="height:20px;"> <td data-sheets-value='{"1":2,"2":"Acrylic"}' style="border-left:1px solid #000000;overflow:hidden;padding:0px 3px 0px 3px;vertical-align:bottom;">Acrylic</td> <td data-sheets-value='{"1":2,"2":"EW"}' style="overflow:hidden;padding:0px 3px 0px 3px;vertical-align:bottom;">EW</td> <td data-sheets-value='{"1":2,"2":"Clear (H)"}' style="overflow:hidden;padding:0px 3px 0px 3px;vertical-align:bottom;">Clear (H)</td> <td data-sheets-numberformat='{"1":2,"2":"0.00","3":1}' data-sheets-value='{"1":3,"3":1.19}' style="overflow:hidden;padding:0px 3px 0px 3px;vertical-align:bottom;text-align:center;">1.19</td> <td data-sheets-numberformat='{"1":2,"2":"0","3":1}' data-sheets-value='{"1":3,"3":36.9}' style="overflow:hidden;padding:0px 3px 0px 3px;vertical-align:bottom;text-align:center;">37</td> <td data-sheets-numberformat='{"1":2,"2":"0","3":1}' data-sheets-value='{"1":3,"3":57.42}' style="overflow:hidden;padding:0px 3px 0px 3px;vertical-align:bottom;text-align:center;">57</td> <td data-sheets-value='{"1":3,"3":24}' style="border-right:1px solid #000000;overflow:hidden;padding:0px 3px 0px 3px;vertical-align:bottom;text-align:center;">24</td> </tr> <tr style="height:20px;"> <td data-sheets-value='{"1":2,"2":"PMMA"}' style="border-left:1px solid #000000;overflow:hidden;padding:0px 3px 0px 3px;vertical-align:bottom;">PMMA</td> <td style="overflow:hidden;padding:0px 3px 0px 3px;vertical-align:bottom;"></td> <td data-sheets-value='{"1":2,"2":"Opal (O)"}' style="overflow:hidden;padding:0px 3px 0px 3px;vertical-align:bottom;">Opal (O)</td> <td data-sheets-numberformat='{"1":2,"2":"0.00","3":1}' data-sheets-value='{"1":3,"3":1.19}' style="overflow:hidden;padding:0px 3px 0px 3px;vertical-align:bottom;text-align:center;">1.19</td> <td data-sheets-numberformat='{"1":2,"2":"0","3":1}' data-sheets-value='{"1":3,"3":34.03}' style="overflow:hidden;padding:0px 3px 0px 3px;vertical-align:bottom;text-align:center;">34</td> <td data-sheets-numberformat='{"1":2,"2":"0","3":1}' data-sheets-value='{"1":3,"3":50.160000000000004}' style="overflow:hidden;padding:0px 3px 0px 3px;vertical-align:bottom;text-align:center;">50</td> <td data-sheets-value='{"1":3,"3":24}' style="border-right:1px solid #000000;overflow:hidden;padding:0px 3px 0px 3px;vertical-align:bottom;text-align:center;">24</td> </tr> <tr style="height:20px;"> <td style="border-left:1px solid #000000;overflow:hidden;padding:0px 3px 0px 3px;vertical-align:bottom;"></td> <td data-sheets-value='{"1":2,"2":"DW"}' style="overflow:hidden;padding:0px 3px 0px 3px;vertical-align:bottom;">DW</td> <td data-sheets-value='{"1":2,"2":"Clear (H/H)"}' style="overflow:hidden;padding:0px 3px 0px 3px;vertical-align:bottom;">Clear (H/H)</td> <td data-sheets-numberformat='{"1":2,"2":"0.00","3":1}' data-sheets-value='{"1":3,"3":0.98}' style="overflow:hidden;padding:0px 3px 0px 3px;vertical-align:bottom;text-align:center;">0.98</td> <td data-sheets-numberformat='{"1":2,"2":"0","3":1}' data-sheets-value='{"1":3,"3":33.21}' style="overflow:hidden;padding:0px 3px 0px 3px;vertical-align:bottom;text-align:center;">33</td> <td data-sheets-numberformat='{"1":2,"2":"0","3":1}' data-sheets-value='{"1":3,"3":49.5}' style="overflow:hidden;padding:0px 3px 0px 3px;vertical-align:bottom;text-align:center;">50</td> <td data-sheets-value='{"1":3,"3":26}' style="border-right:1px solid #000000;overflow:hidden;padding:0px 3px 0px 3px;vertical-align:bottom;text-align:center;">26</td> </tr> <tr style="height:20px;"> <td style="border-bottom:1px solid #000000;border-left:1px solid #000000;overflow:hidden;padding:0px 3px 0px 3px;vertical-align:bottom;"></td> <td style="border-bottom:1px solid #000000;overflow:hidden;padding:0px 3px 0px 3px;vertical-align:bottom;"></td> <td data-sheets-value='{"1":2,"2":"Opal (O/O)"}' style="border-bottom:1px solid #000000;overflow:hidden;padding:0px 3px 0px 3px;vertical-align:bottom;">Opal (O/O)</td> <td data-sheets-numberformat='{"1":2,"2":"0.00","3":1}' data-sheets-value='{"1":3,"3":0.98}' style="border-bottom:1px solid #000000;overflow:hidden;padding:0px 3px 0px 3px;vertical-align:bottom;text-align:center;">0.98</td> <td data-sheets-numberformat='{"1":2,"2":"0","3":1}' data-sheets-value='{"1":3,"3":28.29}' style="border-bottom:1px solid #000000;overflow:hidden;padding:0px 3px 0px 3px;vertical-align:bottom;text-align:center;">28</td> <td data-sheets-numberformat='{"1":2,"2":"0","3":1}' data-sheets-value='{"1":3,"3":38.28}' style="border-bottom:1px solid #000000;overflow:hidden;padding:0px 3px 0px 3px;vertical-align:bottom;text-align:center;">38</td> <td data-sheets-value='{"1":3,"3":26}' style="border-right:1px solid #000000;border-bottom:1px solid #000000;overflow:hidden;padding:0px 3px 0px 3px;vertical-align:bottom;text-align:center;">26</td> </tr> <tr style="height:20px;"> <td data-sheets-value='{"1":2,"2":"Polycarbonate "}' style="border-left:1px solid #000000;overflow:hidden;padding:0px 3px 0px 3px;vertical-align:bottom;">Polycarbonate </td> <td data-sheets-value='{"1":2,"2":"EW"}' style="overflow:hidden;padding:0px 3px 0px 3px;vertical-align:bottom;">EW</td> <td data-sheets-value='{"1":2,"2":"Clear (A)"}' style="overflow:hidden;padding:0px 3px 0px 3px;vertical-align:bottom;">Clear (A)</td> <td data-sheets-numberformat='{"1":2,"2":"0.00","3":1}' data-sheets-value='{"1":3,"3":1.19}' style="overflow:hidden;padding:0px 3px 0px 3px;vertical-align:bottom;text-align:center;">1.19</td> <td data-sheets-numberformat='{"1":2,"2":"0","3":1}' data-sheets-value='{"1":3,"3":36.08}' style="overflow:hidden;padding:0px 3px 0px 3px;vertical-align:bottom;text-align:center;">36</td> <td data-sheets-numberformat='{"1":2,"2":"0","3":1}' data-sheets-value='{"1":3,"3":54.78}' style="overflow:hidden;padding:0px 3px 0px 3px;vertical-align:bottom;text-align:center;">55</td> <td data-sheets-value='{"1":3,"3":24}' style="border-right:1px solid #000000;overflow:hidden;padding:0px 3px 0px 3px;vertical-align:bottom;text-align:center;">24</td> </tr> <tr style="height:20px;"> <td data-sheets-value='{"1":2,"2":"PC"}' style="border-left:1px solid #000000;overflow:hidden;padding:0px 3px 0px 3px;vertical-align:bottom;">PC</td> <td style="overflow:hidden;padding:0px 3px 0px 3px;vertical-align:bottom;"></td> <td data-sheets-value='{"1":2,"2":"Opal (D)"}' style="overflow:hidden;padding:0px 3px 0px 3px;vertical-align:bottom;">Opal (D)</td> <td data-sheets-numberformat='{"1":2,"2":"0.00","3":1}' data-sheets-value='{"1":3,"3":1.19}' style="overflow:hidden;padding:0px 3px 0px 3px;vertical-align:bottom;text-align:center;">1.19</td> <td data-sheets-numberformat='{"1":2,"2":"0","3":1}' data-sheets-value='{"1":3,"3":23.779999999999998}' style="overflow:hidden;padding:0px 3px 0px 3px;vertical-align:bottom;text-align:center;">24</td> <td data-sheets-numberformat='{"1":2,"2":"0","3":1}' data-sheets-value='{"1":3,"3":39.6}' style="overflow:hidden;padding:0px 3px 0px 3px;vertical-align:bottom;text-align:center;">40</td> <td data-sheets-value='{"1":3,"3":24}' style="border-right:1px solid #000000;overflow:hidden;padding:0px 3px 0px 3px;vertical-align:bottom;text-align:center;">24</td> </tr> <tr style="height:20px;"> <td style="border-left:1px solid #000000;overflow:hidden;padding:0px 3px 0px 3px;vertical-align:bottom;"></td> <td data-sheets-value='{"1":2,"2":"DW"}' style="overflow:hidden;padding:0px 3px 0px 3px;vertical-align:bottom;">DW</td> <td data-sheets-value='{"1":2,"2":"Clear (A/H)"}' style="overflow:hidden;padding:0px 3px 0px 3px;vertical-align:bottom;">Clear (A/H)</td> <td data-sheets-numberformat='{"1":2,"2":"0.00","3":1}' data-sheets-value='{"1":3,"3":0.98}' style="overflow:hidden;padding:0px 3px 0px 3px;vertical-align:bottom;text-align:center;">0.98</td> <td data-sheets-numberformat='{"1":2,"2":"0","3":1}' data-sheets-value='{"1":3,"3":32.39}' style="overflow:hidden;padding:0px 3px 0px 3px;vertical-align:bottom;text-align:center;">32</td> <td data-sheets-numberformat='{"1":2,"2":"0","3":1}' data-sheets-value='{"1":3,"3":47.52}' style="overflow:hidden;padding:0px 3px 0px 3px;vertical-align:bottom;text-align:center;">48</td> <td data-sheets-value='{"1":3,"3":26}' style="border-right:1px solid #000000;overflow:hidden;padding:0px 3px 0px 3px;vertical-align:bottom;text-align:center;">26</td> </tr> <tr style="height:20px;"> <td style="border-left:1px solid #000000;overflow:hidden;padding:0px 3px 0px 3px;vertical-align:bottom;"></td> <td style="overflow:hidden;padding:0px 3px 0px 3px;vertical-align:bottom;"></td> <td data-sheets-value='{"1":2,"2":"Clear (A/A)"}' style="overflow:hidden;padding:0px 3px 0px 3px;vertical-align:bottom;">Clear (A/A)</td> <td data-sheets-numberformat='{"1":2,"2":"0.00","3":1}' data-sheets-value='{"1":3,"3":0.98}' style="overflow:hidden;padding:0px 3px 0px 3px;vertical-align:bottom;text-align:center;">0.98</td> <td data-sheets-numberformat='{"1":2,"2":"0","3":1}' data-sheets-value='{"1":3,"3":31.569999999999997}' style="overflow:hidden;padding:0px 3px 0px 3px;vertical-align:bottom;text-align:center;">32</td> <td data-sheets-numberformat='{"1":2,"2":"0","3":1}' data-sheets-value='{"1":3,"3":45.54}' style="overflow:hidden;padding:0px 3px 0px 3px;vertical-align:bottom;text-align:center;">46</td> <td data-sheets-value='{"1":3,"3":26}' style="border-right:1px solid #000000;overflow:hidden;padding:0px 3px 0px 3px;vertical-align:bottom;text-align:center;">26</td> </tr> <tr style="height:20px;"> <td style="border-left:1px solid #000000;overflow:hidden;padding:0px 3px 0px 3px;vertical-align:bottom;"></td> <td style="overflow:hidden;padding:0px 3px 0px 3px;vertical-align:bottom;"></td> <td data-sheets-value='{"1":2,"2":"Opal (A/O)"}' style="overflow:hidden;padding:0px 3px 0px 3px;vertical-align:bottom;">Opal (A/O)</td> <td data-sheets-numberformat='{"1":2,"2":"0.00","3":1}' data-sheets-value='{"1":3,"3":0.98}' style="overflow:hidden;padding:0px 3px 0px 3px;vertical-align:bottom;text-align:center;">0.98</td> <td data-sheets-numberformat='{"1":2,"2":"0","3":1}' data-sheets-value='{"1":3,"3":29.93}' style="overflow:hidden;padding:0px 3px 0px 3px;vertical-align:bottom;text-align:center;">30</td> <td data-sheets-numberformat='{"1":2,"2":"0","3":1}' data-sheets-value='{"1":3,"3":41.580000000000005}' style="overflow:hidden;padding:0px 3px 0px 3px;vertical-align:bottom;text-align:center;">42</td> <td data-sheets-value='{"1":3,"3":26}' style="border-right:1px solid #000000;overflow:hidden;padding:0px 3px 0px 3px;vertical-align:bottom;text-align:center;">26</td> </tr> <tr style="height:20px;"> <td style="border-bottom:1px solid #000000;border-left:1px solid #000000;overflow:hidden;padding:0px 3px 0px 3px;vertical-align:bottom;"></td> <td style="border-bottom:1px solid #000000;overflow:hidden;padding:0px 3px 0px 3px;vertical-align:bottom;"></td> <td data-sheets-value='{"1":2,"2":"Opal (A/D)"}' style="border-bottom:1px solid #000000;overflow:hidden;padding:0px 3px 0px 3px;vertical-align:bottom;">Opal (A/D)</td> <td data-sheets-numberformat='{"1":2,"2":"0.00","3":1}' data-sheets-value='{"1":3,"3":0.98}' style="border-bottom:1px solid #000000;overflow:hidden;padding:0px 3px 0px 3px;vertical-align:bottom;text-align:center;">0.98</td> <td data-sheets-numberformat='{"1":2,"2":"0","3":1}' data-sheets-value='{"1":3,"3":20.91}' style="border-bottom:1px solid #000000;overflow:hidden;padding:0px 3px 0px 3px;vertical-align:bottom;text-align:center;">21</td> <td data-sheets-numberformat='{"1":2,"2":"0","3":1}' data-sheets-value='{"1":3,"3":33}' style="border-bottom:1px solid #000000;overflow:hidden;padding:0px 3px 0px 3px;vertical-align:bottom;text-align:center;">33</td> <td data-sheets-value='{"1":3,"3":26}' style="border-right:1px solid #000000;border-bottom:1px solid #000000;overflow:hidden;padding:0px 3px 0px 3px;vertical-align:bottom;text-align:center;">26</td> </tr> <tr style="height:20px;"> <td data-sheets-value='{"1":2,"2":"Polycarbonate"}' style="border-left:1px solid #000000;overflow:hidden;padding:0px 3px 0px 3px;vertical-align:bottom;">Polycarbonate</td> <td data-sheets-value='{"1":2,"2":"EW"}' style="overflow:hidden;padding:0px 3px 0px 3px;vertical-align:bottom;">EW</td> <td data-sheets-value='{"1":2,"2":"Heatstop Opal (T)"}' style="overflow:hidden;padding:0px 3px 0px 3px;vertical-align:bottom;">Heatstop Opal (T)</td> <td data-sheets-numberformat='{"1":2,"2":"0.00","3":1}' data-sheets-value='{"1":3,"3":1.19}' style="overflow:hidden;padding:0px 3px 0px 3px;vertical-align:bottom;text-align:center;">1.19</td> <td data-sheets-numberformat='{"1":2,"2":"0","3":1}' data-sheets-value='{"1":3,"3":20.09}' style="overflow:hidden;padding:0px 3px 0px 3px;vertical-align:bottom;text-align:center;">20</td> <td data-sheets-numberformat='{"1":2,"2":"0","3":1}' data-sheets-value='{"1":3,"3":38.940000000000005}' style="overflow:hidden;padding:0px 3px 0px 3px;vertical-align:bottom;text-align:center;">39</td> <td data-sheets-value='{"1":3,"3":24}' style="border-right:1px solid #000000;overflow:hidden;padding:0px 3px 0px 3px;vertical-align:bottom;text-align:center;">24</td> </tr> <tr style="height:20px;"> <td data-sheets-value='{"1":2,"2":"Heatstop PC"}' style="border-left:1px solid #000000;overflow:hidden;padding:0px 3px 0px 3px;vertical-align:bottom;">Heatstop PC</td> <td data-sheets-value='{"1":2,"2":"DW"}' style="overflow:hidden;padding:0px 3px 0px 3px;vertical-align:bottom;">DW</td> <td data-sheets-value='{"1":2,"2":"Clear (T/H)"}' style="overflow:hidden;padding:0px 3px 0px 3px;vertical-align:bottom;">Clear (T/H)</td> <td data-sheets-numberformat='{"1":2,"2":"0.00","3":1}' data-sheets-value='{"1":3,"3":0.98}' style="overflow:hidden;padding:0px 3px 0px 3px;vertical-align:bottom;text-align:center;">0.98</td> <td data-sheets-numberformat='{"1":2,"2":"0","3":1}' data-sheets-value='{"1":3,"3":18.04}' style="overflow:hidden;padding:0px 3px 0px 3px;vertical-align:bottom;text-align:center;">18</td> <td data-sheets-numberformat='{"1":2,"2":"0","3":1}' data-sheets-value='{"1":3,"3":33.660000000000004}' style="overflow:hidden;padding:0px 3px 0px 3px;vertical-align:bottom;text-align:center;">34</td> <td data-sheets-value='{"1":3,"3":26}' style="border-right:1px solid #000000;overflow:hidden;padding:0px 3px 0px 3px;vertical-align:bottom;text-align:center;">26</td> </tr> <tr style="height:20px;"> <td style="border-bottom:1px solid #000000;border-left:1px solid #000000;overflow:hidden;padding:0px 3px 0px 3px;vertical-align:bottom;"></td> <td style="border-bottom:1px solid #000000;overflow:hidden;padding:0px 3px 0px 3px;vertical-align:bottom;"></td> <td data-sheets-value='{"1":2,"2":"Opal (T/O)"}' style="border-bottom:1px solid #000000;overflow:hidden;padding:0px 3px 0px 3px;vertical-align:bottom;">Opal (T/O)</td> <td data-sheets-numberformat='{"1":2,"2":"0.00","3":1}' data-sheets-value='{"1":3,"3":0.98}' style="border-bottom:1px solid #000000;overflow:hidden;padding:0px 3px 0px 3px;vertical-align:bottom;text-align:center;">0.98</td> <td data-sheets-numberformat='{"1":2,"2":"0","3":1}' data-sheets-value='{"1":3,"3":16.81}' style="border-bottom:1px solid #000000;overflow:hidden;padding:0px 3px 0px 3px;vertical-align:bottom;text-align:center;">17</td> <td data-sheets-numberformat='{"1":2,"2":"0","3":1}' data-sheets-value='{"1":3,"3":29.700000000000003}' style="border-bottom:1px solid #000000;overflow:hidden;padding:0px 3px 0px 3px;vertical-align:bottom;text-align:center;">30</td> <td data-sheets-value='{"1":3,"3":26}' style="border-right:1px solid #000000;border-bottom:1px solid #000000;overflow:hidden;padding:0px 3px 0px 3px;vertical-align:bottom;text-align:center;">26</td> </tr> </tbody></table> | skylux-160-ce-met-koepel-en-pvc-opstand-35-30-met-lm-motor-en-pvc-raam-type-ep25-1600-x-2200-mm | 8586049290573 | 46872388174157